3VL1704-2EH46-0AA0-Z | U01 | 3VL1704-2EH46-0AA0-ZU01 | 1 | UN | 1 | 5 | B | D | EAR99 | N | 85362090 | 1 |  | 2.5 | KG | 581.9 | 581.9 | LP20 | LP20 | circuit breaker VL160X H high breaking capacity Icu=70kA, 415V AC 4-pole, line protection Electronic Trip Unit TM, LI In=40A, rated current Ir=40A, overload protection II=600A, short-circuit prot. N unprotected with screw terminals without auxiliary release without auxiliary/alarm switch with Safety Label for USA | - | 0 | 0
3VL1705-1DA33-0AA0 |  | 3VL1705-1DA33-0AA0 | 1 | UN | 1 | 5 | B | D | EAR99 | N | 85362090 | 1 | 4011209473348 | 2.217 | KG | 389.4 | 356.2 | LP20 | LP20 | circuit breaker VL160X N standard breaking capacity Icu=55kA, 415V AC 3-pole, line protection Electronic Trip Unit TM, LI In=50A, rated current Ir=50A, overload protection II=600A, short-circuit prot. without auxiliary release without auxiliary/alarm switch | - | 0 | 0
3VL1705-1DA33-0AA0-Z | U01 | 3VL1705-1DA33-0AA0-ZU01 | 1 | UN | 1 | 5 | B | D | EAR99 | N | 85362090 | 1 |  | 2 | KG | 437.8 | 437.8 | LP20 | LP20 | circuit breaker VL160X N standard breaking capacity Icu=55kA, 415V AC 3-pole, line protection Electronic Trip Unit TM, LI In=50A, rated current Ir=50A, overload protection II=600A, short-circuit prot. without auxiliary release without auxiliary/alarm switch with Safety Label for USA | - | 0 | 0
3VL1705-1DA33-0AB1 |  | 3VL1705-1DA33-0AB1 | 1 | UN | 1 | 5 | B | D | EAR99 | N | 85362090 | 1 | 4011209750623 | 2.19 | KG | 465.08 | 465.08 | LP20 | LP20 | circuit breaker VL160X N standard breaking capacity Icu=55kA, 415V AC 3-pole, line protection Electronic Trip Unit TM, LI In=50A, rated current Ir=50A, overload protection II=600A, short-circuit prot. without auxiliary release Auxiliary switch mounting kit 2 AUX (1 NO + 1 NC) | - | 0 | 0
3VL1705-1DA33-0AB1-Z | A01U01 | 3VL1705-1DA33-0AB1-ZA01U01 | 1 | UN | 1 | 5 | B | D | EAR99 | N | 85362090 | 1 |  | 2 | KG | 1833.48 | 1833.48 | LP20 | LP20 | circuit breaker VL160X N standard breaking capacity Icu=55kA, 415V AC 3-pole, line protection Electronic Trip Unit TM, LI In=50A, rated current Ir=50A, overload protection II=600A, short-circuit prot. without auxiliary release Auxiliary switch mounting kit 2 AUX (1 NO + 1 NC) With RCD module for VL160X In=160 A, 127...480 V AC Mounted on bottom with Safety Label for USA | - | 0 | 0
3VL1705-1DA33-0AD1 |  | 3VL1705-1DA33-0AD1 | 1 | UN | 1 | 5 | B | D | EAR99 | N | 85362090 | 1 | 4011209750630 | 2.217 | KG | 485.65 | 485.65 | LP20 | LP20 | circuit breaker VL160X N standard breaking capacity Icu=55kA, 415V AC 3-pole, line protection Electronic Trip Unit TM, LI In=50A, rated current Ir=50A, overload protection II=600A, short-circuit prot. without auxiliary release Auxiliary/alarm switch mounting kit 2 AUX (1 NO+1 NC)+1 AS (1 NO) | - | 0 | 0
3VL1705-1DA36-0AA0 |  | 3VL1705-1DA36-0AA0 | 1 | UN | 1 | 5 | B | D | EAR99 | N | 85362090 | 1 | 4011209608917 | 2.933 | KG | 372.9 | 356.2 | LP20 | LP20 | circuit breaker VL160X N standard breaking capacity Icu=55kA, 415V AC 3-pole, line protection Electronic Trip Unit TM, LI In=50A, rated current Ir=50A, overload protection II=600A, short-circuit prot. with screw terminals without auxiliary release without auxiliary/alarm switch | - | 0 | 0
3VL1705-1DA36-0AA0-Z | U01 | 3VL1705-1DA36-0AA0-ZU01 | 1 | UN | 1 | 5 | B | D | EAR99 | N | 85362090 | 1 |  | 2 | KG | 421.3 | 421.3 | LP20 | LP20 | circuit breaker VL160X N standard breaking capacity Icu=55kA, 415V AC 3-pole, line protection Electronic Trip Unit TM, LI In=50A, rated current Ir=50A, overload protection II=600A, short-circuit prot. with screw terminals without auxiliary release without auxiliary/alarm switch with Safety Label for USA | - | 0 | 0
3VL1705-1DA36-0AD1-Z | U01 | 3VL1705-1DA36-0AD1-ZU01 | 1 | UN | 1 | 5 | B | D | EAR99 | N | 85362090 | 1 |  | 2 | KG | 517.55 | 517.55 | LP20 | LP20 | circuit breaker VL160X N standard breaking capacity Icu=55kA, 415V AC 3-pole, line protection Electronic Trip Unit TM, LI In=50A, rated current Ir=50A, overload protection II=600A, short-circuit prot. with screw terminals without auxiliary release Auxiliary/alarm switch mounting kit 2 AUX (1 NO+1 NC)+1 AS (1 NO) with Safety Label for USA | - | 0 | 0
3VL1705-1DD33-0AA0 |  | 3VL1705-1DD33-0AA0 | 1 | UN | 1 | 5 | B | D | EAR99 | N | 85362090 | 1 | 4011209473331 | 2 | KG | 412.5 | 376.8 | LP20 | LP20 | circuit breaker VL160X N standard breaking capacity Icu=55kA, 415V AC 3-pole, line protection Electronic Trip Unit TM, LI In=50A, rated current Ir=40...50A, overload prot. II=600A, short-circuit prot. without auxiliary release without auxiliary/alarm switch | - | 0 | 0
3VL1705-1DD33-0AA0-Z | U01 | 3VL1705-1DD33-0AA0-ZU01 | 1 | UN | 1 | 5 | B | D | EAR99 | N | 85362090 | 1 |  | 2 | KG | 460.9 | 460.9 | LP20 | LP20 | circuit breaker VL160X N standard breaking capacity Icu=55kA, 415V AC 3-pole, line protection Electronic Trip Unit TM, LI In=50A, rated current Ir=40...50A, overload prot. II=600A, short-circuit prot. without auxiliary release without auxiliary/alarm switch with Safety Label for USA | - | 0 | 0
3VL1705-1DD33-0AB1 |  | 3VL1705-1DD33-0AB1 | 1 | UN | 1 | 5 | B | D | EAR99 | N | 85362090 | 1 | 4011209750647 | 2.077 | KG | 488.18 | 488.18 | LP20 | LP20 | circuit breaker VL160X N standard breaking capacity Icu=55kA, 415V AC 3-pole, line protection Electronic Trip Unit TM, LI In=50A, rated current Ir=40...50A, overload prot. II=600A, short-circuit prot. without auxiliary release Auxiliary switch mounting kit 2 AUX (1 NO + 1 NC) | - | 0 | 0
3VL1705-1DD33-0AB1-Z | U01 | 3VL1705-1DD33-0AB1-ZU01 | 1 | UN | 1 | 5 | B | D | EAR99 | N | 85362090 | 1 |  | 2 | KG | 536.58 | 536.58 | LP20 | LP20 | circuit breaker VL160X N standard breaking capacity Icu=55kA, 415V AC 3-pole, line protection Electronic Trip Unit TM, LI In=50A, rated current Ir=40...50A, overload prot. II=600A, short-circuit prot. without auxiliary release Auxiliary switch mounting kit 2 AUX (1 NO + 1 NC) with Safety Label for USA | - | 0 | 0
3VL1705-1DD33-0AD1 |  | 3VL1705-1DD33-0AD1 | 1 | UN | 1 | 5 | B | D | EAR99 | N | 85362090 | 1 | 4011209750654 | 2.084 | KG | 508.75 | 508.75 | LP20 | LP20 | circuit breaker VL160X N standard breaking capacity Icu=55kA, 415V AC 3-pole, line protection Electronic Trip Unit TM, LI In=50A, rated current Ir=40...50A, overload prot. II=600A, short-circuit prot. without auxiliary release Auxiliary/alarm switch mounting kit 2 AUX (1 NO+1 NC)+1 AS (1 NO) | - | 0 | 0
3VL1705-1DD33-2PB1 |  | 3VL1705-1DD33-2PB1 | 1 | UN | 1 | 5 | B | D | EAR99 | N | 85362090 | 1 | 4011209750661 | 2.138 | KG | 679.58 | 679.58 | LP20 | LP20 | circuit breaker VL160X N standard breaking capacity Icu=55kA, 415V AC 3-pole, line protection Electronic Trip Unit TM, LI In=50A, rated current Ir=40...50A, overload prot. II=600A, short-circuit prot. Undervoltage release 24 V DC Auxiliary switch mounting kit 2 AUX (1 NO + 1 NC) | - | 0 | 0
3VL1705-1DD33-8CB1-Z | U01 | 3VL1705-1DD33-8CB1-ZU01 | 1 | UN | 1 | 5 | B | D | EAR99 | N | 85362090 | 1 |  | 2 | KG | 681.78 | 681.78 | LP20 | LP20 | circuit breaker VL160X N standard breaking capacity Icu=55kA, 415V AC 3-pole, line protection Electronic Trip Unit TM, LI In=50A, rated current Ir=40...50A, overload prot. II=600A, short-circuit prot. Shunt release 24 V AC/DC Auxiliary switch mounting kit 2 AUX (1 NO + 1 NC) with Safety Label for USA | - | 0 | 0
3VL1705-1DD33-8TB1 |  | 3VL1705-1DD33-8TB1 | 1 | UN | 1 | 5 | B | D | EAR99 | N | 85362090 | 1 | 4011209750678 | 2.155 | KG | 633.38 | 633.38 | LP20 | LP20 | circuit breaker VL160X N standard breaking capacity Icu=55kA, 415V AC 3-pole, line protection Electronic Trip Unit TM, LI In=50A, rated current Ir=40...50A, overload prot. II=600A, short-circuit prot. Shunt release 208...277 V AC Auxiliary switch mounting kit 2 AUX (1 NO + 1 NC) | - | 0 | 0
3VL1705-1DD36-0AA0 |  | 3VL1705-1DD36-0AA0 | 1 | UN | 1 | 5 | B | D | EAR99 | N | 85362090 | 1 | 4011209607088 | 2.933 | KG | 390.5 | 376.8 | LP20 | LP20 | circuit breaker VL160X N standard breaking capacity Icu=55kA, 415V AC 3-pole, line protection Electronic Trip Unit TM, LI In=50A, rated current Ir=40...50A, overload prot. II=600A, short-circuit prot. with screw terminals without auxiliary release without auxiliary/alarm switch | - | 0 | 0
3VL1705-1DD36-0AA0-Z | U01 | 3VL1705-1DD36-0AA0-ZU01 | 1 | UN | 1 | 5 | B | D | EAR99 | N | 85362090 | 1 |  | 2 | KG | 438.9 | 438.9 | LP20 | LP20 | circuit breaker VL160X N standard breaking capacity Icu=55kA, 415V AC 3-pole, line protection Electronic Trip Unit TM, LI In=50A, rated current Ir=40...50A, overload prot. II=600A, short-circuit prot. with screw terminals without auxiliary release without auxiliary/alarm switch with Safety Label for USA | - | 0 | 0
3VL1705-1EA43-0AA0 |  | 3VL1705-1EA43-0AA0 | 1 | UN | 1 | 5 | B | D | EAR99 | N | 85362090 | 1 | 4011209473324 | 2.933 | KG | 509.3 | 466.3 | LP20 | LP20 | circuit breaker VL160X N standard breaking capacity Icu=55kA, 415V AC 4-pole, line protection Electronic Trip Unit TM, LI In=50A, rated current Ir=50A, overload protection II=600A, short-circuit prot. N protected without auxiliary release without auxiliary/alarm switch | - | 0 | 0
3VL1705-1EA43-0AA0-Z | U01 | 3VL1705-1EA43-0AA0-ZU01 | 1 | UN | 1 | 5 | B | D | EAR99 | N | 85362090 | 1 |  | 2.5 | KG | 557.7 | 557.7 | LP20 | LP20 | circuit breaker VL160X N standard breaking capacity Icu=55kA, 415V AC 4-pole, line protection Electronic Trip Unit TM, LI In=50A, rated current Ir=50A, overload protection II=600A, short-circuit prot. N protected without auxiliary release without auxiliary/alarm switch with Safety Label for USA | - | 0 | 0
3VL1705-1EA43-0AB1 |  | 3VL1705-1EA43-0AB1 | 1 | UN | 1 | 5 | B | D | EAR99 | N | 85362090 | 1 | 4011209750685 | 2.827 | KG | 584.98 | 584.98 | LP20 | LP20 | circuit breaker VL160X N standard breaking capacity Icu=55kA, 415V AC 4-pole, line protection Electronic Trip Unit TM, LI In=50A, rated current Ir=50A, overload protection II=600A, short-circuit prot. N protected without auxiliary release Auxiliary switch mounting kit 2 AUX (1 NO + 1 NC) | - | 0 | 0
3VL1705-1EA43-8JB1 |  | 3VL1705-1EA43-8JB1 | 1 | UN | 1 | 5 | B | D | EAR99 | N | 85362090 | 1 | 4011209750692 | 2.933 | KG | 730.18 | 730.18 | LP20 | LP20 | circuit breaker VL160X N standard breaking capacity Icu=55kA, 415V AC 4-pole, line protection Electronic Trip Unit TM, LI In=50A, rated current Ir=50A, overload protection II=600A, short-circuit prot. N protected Shunt release 48...60 V DC Auxiliary switch mounting kit 2 AUX (1 NO + 1 NC) | - | 0 | 0
3VL1705-1EA46-0AA0 |  | 3VL1705-1EA46-0AA0 | 1 | UN | 1 | 5 | B | D | EAR99 | N | 85362090 | 1 | 4011209641341 | 2.645 | KG | 481.8 | 466.3 | LP20 | LP20 | circuit breaker VL160X N standard breaking capacity Icu=55kA, 415V AC 4-pole, line protection Electronic Trip Unit TM, LI In=50A, rated current Ir=50A, overload protection II=600A, short-circuit prot. N protected with screw terminals without auxiliary release without auxiliary/alarm switch | - | 0 | 0
3VL1705-1EA46-0AA0-Z | U01 | 3VL1705-1EA46-0AA0-ZU01 | 1 | UN | 1 | 5 | B | D | EAR99 | N | 85362090 | 1 |  | 2.5 | KG | 530.2 | 530.2 | LP20 | LP20 | circuit breaker VL160X N standard breaking capacity Icu=55kA, 415V AC 4-pole, line protection Electronic Trip Unit TM, LI In=50A, rated current Ir=50A, overload protection II=600A, short-circuit prot. N protected with screw terminals without auxiliary release without auxiliary/alarm switch with Safety Label for USA | - | 0 | 0
3VL1705-1EH43-0AA0 |  | 3VL1705-1EH43-0AA0 | 1 | UN | 1 | 5 | B | D | EAR99 | N | 85362090 | 1 | 4011209473317 | 2.938 | KG | 486.2 | 444.5 | LP20 | LP20 | circuit breaker VL160X N standard breaking capacity Icu=55kA, 415V AC 4-pole, line protection Electronic Trip Unit TM, LI In=50A, rated current Ir=50A, overload protection II=600A, short-circuit prot. N unprotected without auxiliary release without auxiliary/alarm switch | - | 0 | 0
3VL1705-1EH43-0AA0-Z | U01 | 3VL1705-1EH43-0AA0-ZU01 | 1 | UN | 1 | 5 | B | D | EAR99 | N | 85362090 | 1 |  | 2.5 | KG | 534.6 | 534.6 | LP20 | LP20 | circuit breaker VL160X N standard breaking capacity Icu=55kA, 415V AC 4-pole, line protection Electronic Trip Unit TM, LI In=50A, rated current Ir=50A, overload protection II=600A, short-circuit prot. N unprotected without auxiliary release without auxiliary/alarm switch with Safety Label for USA | - | 0 | 0
3VL1705-1EH43-0AB1 |  | 3VL1705-1EH43-0AB1 | 1 | UN | 1 | 5 | B | D | EAR99 | N | 85362090 | 1 | 4011209750708 | 2.919 | KG | 561.88 | 561.88 | LP20 | LP20 | circuit breaker VL160X N standard breaking capacity Icu=55kA, 415V AC 4-pole, line protection Electronic Trip Unit TM, LI In=50A, rated current Ir=50A, overload protection II=600A, short-circuit prot. N unprotected without auxiliary release Auxiliary switch mounting kit 2 AUX (1 NO + 1 NC) | - | 0 | 0
3VL1705-1EH43-0AD1 |  | 3VL1705-1EH43-0AD1 | 1 | UN | 1 | 5 | B | D | EAR99 | N | 85362090 | 1 | 4011209750715 | 2.5 | KG | 582.45 | 582.45 | LP20 | LP20 | circuit breaker VL160X N standard breaking capacity Icu=55kA, 415V AC 4-pole, line protection Electronic Trip Unit TM, LI In=50A, rated current Ir=50A, overload protection II=600A, short-circuit prot. N unprotected without auxiliary release Auxiliary/alarm switch mounting kit 2 AUX (1 NO+1 NC)+1 AS (1 NO) | - | 0 | 0
3VL1705-1EH46-0AA0 |  | 3VL1705-1EH46-0AA0 | 1 | UN | 1 | 5 | B | D | EAR99 | N | 85362090 | 1 | 4011209624887 | 2.58 | KG | 462 | 444.5 | LP20 | LP20 | circuit breaker VL160X N standard breaking capacity Icu=55kA, 415V AC 4-pole, line protection Electronic Trip Unit TM, LI In=50A, rated current Ir=50A, overload protection II=600A, short-circuit prot. N unprotected with screw terminals without auxiliary release without auxiliary/alarm switch | - | 0 | 0
3VL1705-1EH46-0AA0-Z | U01 | 3VL1705-1EH46-0AA0-ZU01 | 1 | UN | 1 | 5 | B | D | EAR99 | N | 85362090 | 1 |  | 2.5 | KG | 510.4 | 510.4 | LP20 | LP20 | circuit breaker VL160X N standard breaking capacity Icu=55kA, 415V AC 4-pole, line protection Electronic Trip Unit TM, LI In=50A, rated current Ir=50A, overload protection II=600A, short-circuit prot. N unprotected with screw terminals without auxiliary release without auxiliary/alarm switch with Safety Label for USA | - | 0 | 0
3VL1705-2DA33-0AA0 |  | 3VL1705-2DA33-0AA0 | 1 | UN | 1 | 5 | B | D | EAR99 | N | 85362090 | 1 | 4011209473300 | 2.213 | KG | 449.9 | 412.3 | LP20 | LP20 | circuit breaker VL160X H high breaking capacity Icu=70kA, 415V AC 3-pole, line protection Electronic Trip Unit TM, LI In=50A, rated current Ir=50A, overload protection II=600A, short-circuit prot. without auxiliary release without auxiliary/alarm switch | - | 0 | 0
3VL1705-2DA33-0AA0-Z | U01 | 3VL1705-2DA33-0AA0-ZU01 | 1 | UN | 1 | 5 | B | D | EAR99 | N | 85362090 | 1 |  | 2 | KG | 498.3 | 498.3 | LP20 | LP20 | circuit breaker VL160X H high breaking capacity Icu=70kA, 415V AC 3-pole, line protection Electronic Trip Unit TM, LI In=50A, rated current Ir=50A, overload protection II=600A, short-circuit prot. without auxiliary release without auxiliary/alarm switch with Safety Label for USA | - | 0 | 0
3VL1705-2DA33-0AB1 |  | 3VL1705-2DA33-0AB1 | 1 | UN | 1 | 5 | B | D | EAR99 | N | 85362090 | 1 | 4011209750722 | 2.213 | KG | 525.58 | 525.58 | LP20 | LP20 | circuit breaker VL160X H high breaking capacity Icu=70kA, 415V AC 3-pole, line protection Electronic Trip Unit TM, LI In=50A, rated current Ir=50A, overload protection II=600A, short-circuit prot. without auxiliary release Auxiliary switch mounting kit 2 AUX (1 NO + 1 NC) | - | 0 | 0
3VL1705-2DA36-0AA0 |  | 3VL1705-2DA36-0AA0 | 1 | UN | 1 | 5 | B | D | EAR99 | N | 85362090 | 1 | 4011209645400 | 1.926 | KG | 434.5 | 412.3 | LP20 | LP20 | circuit breaker VL160X H high breaking capacity Icu=70kA, 415V AC 3-pole, line protection Electronic Trip Unit TM, LI In=50A, rated current Ir=50A, overload protection II=600A, short-circuit prot. with screw terminals without auxiliary release without auxiliary/alarm switch | - | 0 | 0
3VL1705-2DA36-0AA0-Z | U01 | 3VL1705-2DA36-0AA0-ZU01 | 1 | UN | 1 | 5 | B | D | EAR99 | N | 85362090 | 1 |  | 2 | KG | 482.9 | 482.9 | LP20 | LP20 | circuit breaker VL160X H high breaking capacity Icu=70kA, 415V AC 3-pole, line protection Electronic Trip Unit TM, LI In=50A, rated current Ir=50A, overload protection II=600A, short-circuit prot. with screw terminals without auxiliary release without auxiliary/alarm switch with Safety Label for USA | - | 0 | 0
3VL1705-2DD33-0AA0 |  | 3VL1705-2DD33-0AA0 | 1 | UN | 1 | 5 | B | D | EAR99 | N | 85362090 | 1 | 4011209473294 | 2.21 | KG | 470.8 | 430.2 | LP20 | LP20 | circuit breaker VL160X H high breaking capacity Icu=70kA, 415V AC 3-pole, line protection Electronic Trip Unit TM, LI In=50A, rated current Ir=50A, overload protection II=600A, short-circuit prot. without auxiliary release without auxiliary/alarm switch | - | 0 | 0
3VL1705-2DD33-0AA0-Z | U01 | 3VL1705-2DD33-0AA0-ZU01 | 1 | UN | 1 | 5 | B | D | EAR99 | N | 85362090 | 1 |  | 2 | KG | 519.2 | 519.2 | LP20 | LP20 | circuit breaker VL160X H high breaking capacity Icu=70kA, 415V AC 3-pole, line protection Electronic Trip Unit TM, LI In=50A, rated current Ir=50A, overload protection II=600A, short-circuit prot. without auxiliary release without auxiliary/alarm switch with Safety Label for USA | - | 0 | 0
3VL1705-2DD33-0AB1-Z | U01 | 3VL1705-2DD33-0AB1-ZU01 | 1 | UN | 1 | 5 | B | D | EAR99 | N | 85362090 | 1 |  | 2 | KG | 594.88 | 594.88 | LP20 | LP20 | circuit breaker VL160X H high breaking capacity Icu=70kA, 415V AC 3-pole, line protection Electronic Trip Unit TM, LI In=50A, rated current Ir=50A, overload protection II=600A, short-circuit prot. without auxiliary release Auxiliary switch mounting kit 2 AUX (1 NO + 1 NC) with Safety Label for USA | - | 0 | 0
3VL1705-2DD33-0AD1 |  | 3VL1705-2DD33-0AD1 | 1 | UN | 1 | 5 | B | D | EAR99 | N | 85362090 | 1 | 4011209750739 | 2.07 | KG | 567.05 | 567.05 | LP20 | LP20 | circuit breaker VL160X H high breaking capacity Icu=70kA, 415V AC 3-pole, line protection Electronic Trip Unit TM, LI In=50A, rated current Ir=50A, overload protection II=600A, short-circuit prot. without auxiliary release Auxiliary/alarm switch mounting kit 2 AUX (1 NO+1 NC)+1 AS (1 NO) | - | 0 | 0
3VL1705-2DD33-8TD1 |  | 3VL1705-2DD33-8TD1 | 1 | UN | 1 | 5 | B | D | EAR99 | N | 85362090 | 1 | 4011209750746 | 2.21 | KG | 712.25 | 712.25 | LP20 | LP20 | circuit breaker VL160X H high breaking capacity Icu=70kA, 415V AC 3-pole, line protection Electronic Trip Unit TM, LI In=50A, rated current Ir=50A, overload protection II=600A, short-circuit prot. Shunt release 208...277 V AC Auxiliary/alarm switch mounting kit 2 AUX (1 NO+1 NC)+1 AS (1 NO) | - | 0 | 0
3VL1705-2DD36-0AA0 |  | 3VL1705-2DD36-0AA0 | 1 | UN | 1 | 5 | B | D | EAR99 | N | 85362090 | 1 | 4011209645486 | 2.21 | KG | 451 | 430.2 | LP20 | LP20 | circuit breaker VL160X H high breaking capacity Icu=70kA, 415V AC 3-pole, line protection Electronic Trip Unit TM, LI In=50A, rated current Ir=50A, overload protection II=600A, short-circuit prot. with screw terminals without auxiliary release without auxiliary/alarm switch | - | 0 | 0
3VL1705-2DD36-0AA0-Z | U01 | 3VL1705-2DD36-0AA0-ZU01 | 1 | UN | 1 | 5 | B | D | EAR99 | N | 85362090 | 1 |  | 2 | KG | 499.4 | 499.4 | LP20 | LP20 | circuit breaker VL160X H high breaking capacity Icu=70kA, 415V AC 3-pole, line protection Electronic Trip Unit TM, LI In=50A, rated current Ir=50A, overload protection II=600A, short-circuit prot. with screw terminals without auxiliary release without auxiliary/alarm switch with Safety Label for USA | - | 0 | 0
3VL1705-2EA43-0AA0 |  | 3VL1705-2EA43-0AA0 | 1 | UN | 1 | 5 | B | D | EAR99 | N | 85362090 | 1 | 4011209473287 | 2.885 | KG | 584.1 | 533.7 | LP20 | LP20 | circuit breaker VL160X H high breaking capacity Icu=70kA, 415V AC 4-pole, line protection Electronic Trip Unit TM, LI In=50A, rated current Ir=50A, overload protection II=600A, short-circuit prot. N protected without auxiliary release without auxiliary/alarm switch | - | 0 | 0
3VL1705-2EA43-0AA0-Z | U01 | 3VL1705-2EA43-0AA0-ZU01 | 1 | UN | 1 | 5 | B | D | EAR99 | N | 85362090 | 1 |  | 2.5 | KG | 632.5 | 632.5 | LP20 | LP20 | circuit breaker VL160X H high breaking capacity Icu=70kA, 415V AC 4-pole, line protection Electronic Trip Unit TM, LI In=50A, rated current Ir=50A, overload protection II=600A, short-circuit prot. N protected without auxiliary release without auxiliary/alarm switch with Safety Label for USA | - | 0 | 0
3VL1705-2EA46-0AA0 |  | 3VL1705-2EA46-0AA0 | 1 | UN | 1 | 5 | B | D | EAR99 | N | 85362090 | 1 | 4011209639614 | 2.885 | KG | 558.8 | 533.7 | LP20 | LP20 | circuit breaker VL160X H high breaking capacity Icu=70kA, 415V AC 4-pole, line protection Electronic Trip Unit TM, LI In=50A, rated current Ir=50A, overload protection II=600A, short-circuit prot. N protected with screw terminals without auxiliary release without auxiliary/alarm switch | - | 0 | 0
3VL1705-2EA46-0AA0-Z | U01 | 3VL1705-2EA46-0AA0-ZU01 | 1 | UN | 1 | 5 | B | D | EAR99 | N | 85362090 | 1 |  | 2.5 | KG | 607.2 | 607.2 | LP20 | LP20 | circuit breaker VL160X H high breaking capacity Icu=70kA, 415V AC 4-pole, line protection Electronic Trip Unit TM, LI In=50A, rated current Ir=50A, overload protection II=600A, short-circuit prot. N protected with screw terminals without auxiliary release without auxiliary/alarm switch with Safety Label for USA | - | 0 | 0
3VL1705-2EH43-0AA0 |  | 3VL1705-2EH43-0AA0 | 1 | UN | 1 | 5 | B | D | EAR99 | N | 85362090 | 1 | 4011209473270 | 2.94 | KG | 559.9 | 512.2 | LP20 | LP20 | circuit breaker VL160X H high breaking capacity Icu=70kA, 415V AC 4-pole, line protection Electronic Trip Unit TM, LI In=50A, rated current Ir=50A, overload protection II=600A, short-circuit prot. N unprotected without auxiliary release without auxiliary/alarm switch | - | 0 | 0
3VL1705-2EH43-0AA0-Z | U01 | 3VL1705-2EH43-0AA0-ZU01 | 1 | UN | 1 | 5 | B | D | EAR99 | N | 85362090 | 1 |  | 2.5 | KG | 608.3 | 608.3 | LP20 | LP20 | circuit breaker VL160X H high breaking capacity Icu=70kA, 415V AC 4-pole, line protection Electronic Trip Unit TM, LI In=50A, rated current Ir=50A, overload protection II=600A, short-circuit prot. N unprotected without auxiliary release without auxiliary/alarm switch with Safety Label for USA | - | 0 | 0
3VL1705-2EH43-8TD1 |  | 3VL1705-2EH43-8TD1 | 1 | UN | 1 | 5 | B | D | EAR99 | N | 85362090 | 1 | 4011209750753 | 2.94 | KG | 801.35 | 801.35 | LP20 | LP20 | circuit breaker VL160X H high breaking capacity Icu=70kA, 415V AC 4-pole, line protection Electronic Trip Unit TM, LI In=50A, rated current Ir=50A, overload protection II=600A, short-circuit prot. N unprotected Shunt release 208...277 V AC Auxiliary/alarm switch mounting kit 2 AUX (1 NO+1 NC)+1 AS (1 NO) | - | 0 | 0
3VL1705-2EH46-0AA0 |  | 3VL1705-2EH46-0AA0 | 1 | UN | 1 | 5 | B | D | EAR99 | N | 85362090 | 1 | 4011209639713 | 2.645 | KG | 533.5 | 512.2 | LP20 | LP20 | circuit breaker VL160X H high breaking capacity Icu=70kA, 415V AC 4-pole, line protection Electronic Trip Unit TM, LI In=50A, rated current Ir=50A, overload protection II=600A, short-circuit prot. N unprotected with screw terminals without auxiliary release without auxiliary/alarm switch | - | 0 | 0
3VL1705-2EH46-0AA0-Z | U01 | 3VL1705-2EH46-0AA0-ZU01 | 1 | UN | 1 | 5 | B | D | EAR99 | N | 85362090 | 1 |  | 2.5 | KG | 581.9 | 581.9 | LP20 | LP20 | circuit breaker VL160X H high breaking capacity Icu=70kA, 415V AC 4-pole, line protection Electronic Trip Unit TM, LI In=50A, rated current Ir=50A, overload protection II=600A, short-circuit prot. N unprotected with screw terminals without auxiliary release without auxiliary/alarm switch with Safety Label for USA | - | 0 | 0
3VL1706-1DA33-0AA0 |  | 3VL1706-1DA33-0AA0 | 1 | UN | 1 | 5 | B | D | EAR99 | N | 85362090 | 1 | 4011209473263 | 2 | KG | 389.4 | 356.2 | LP20 | LP20 | circuit breaker VL160X N standard breaking capacity Icu=55kA, 415V AC 3-pole, line protection Electronic Trip Unit TM, LI In=63A, rated current Ir=63A, overload protection II=600A, short-circuit prot. without auxiliary release without auxiliary/alarm switch | - | 0 | 0
3VL1706-1DA33-0AA0-Z | U01 | 3VL1706-1DA33-0AA0-ZU01 | 1 | UN | 1 | 5 | B | D | EAR99 | N | 85362090 | 1 |  | 2 | KG | 437.8 | 437.8 | LP20 | LP20 | circuit breaker VL160X N standard breaking capacity Icu=55kA, 415V AC 3-pole, line protection Electronic Trip Unit TM, LI In=63A, rated current Ir=63A, overload protection II=600A, short-circuit prot. without auxiliary release without auxiliary/alarm switch with Safety Label for USA | - | 0 | 0
3VL1706-1DA33-0AB1 |  | 3VL1706-1DA33-0AB1 | 1 | UN | 1 | 5 | B | D | EAR99 | N | 85362090 | 1 | 4011209750760 | 2.23 | KG | 465.08 | 465.08 | LP20 | LP20 | circuit breaker VL160X N standard breaking capacity Icu=55kA, 415V AC 3-pole, line protection Electronic Trip Unit TM, LI In=63A, rated current Ir=63A, overload protection II=600A, short-circuit prot. without auxiliary release Auxiliary switch mounting kit 2 AUX (1 NO + 1 NC) | - | 0 | 0
3VL1706-1DA33-0AD1 |  | 3VL1706-1DA33-0AD1 | 1 | UN | 1 | 5 | B | D | EAR99 | N | 85362090 | 1 | 4011209750777 | 2 | KG | 485.65 | 485.65 | LP20 | LP20 | circuit breaker VL160X N standard breaking capacity Icu=55kA, 415V AC 3-pole, line protection Electronic Trip Unit TM, LI In=63A, rated current Ir=63A, overload protection II=600A, short-circuit prot. without auxiliary release Auxiliary/alarm switch mounting kit 2 AUX (1 NO+1 NC)+1 AS (1 NO) | - | 0 | 0
3VL1706-1DA33-2HA0 |  | 3VL1706-1DA33-2HA0 | 1 | UN | 1 | 5 | B | D | EAR99 | N | 85362090 | 1 | 4011209750784 | 2.11 | KG | 580.8 | 580.8 | LP20 | LP20 | circuit breaker VL160X N standard breaking capacity Icu=55kA, 415V AC 3-pole, line protection Electronic Trip Unit TM, LI In=63A, rated current Ir=63A, overload protection II=600A, short-circuit prot. Undervoltage release 220...250 V AC without auxiliary/alarm switch | - | 0 | 0
3VL1706-1DA33-2PA0-Z | U01 | 3VL1706-1DA33-2PA0-ZU01 | 1 | UN | 1 | 5 | B | D | EAR99 | N | 85362090 | 1 |  | 2 | KG | 629.2 | 629.2 | LP20 | LP20 | circuit breaker VL160X N standard breaking capacity Icu=55kA, 415V AC 3-pole, line protection Electronic Trip Unit TM, LI In=63A, rated current Ir=63A, overload protection II=600A, short-circuit prot. Undervoltage release 24 V DC without auxiliary/alarm switch with Safety Label for USA | - | 0 | 0
3VL1706-1DA33-8CA0 |  | 3VL1706-1DA33-8CA0 | 1 | UN | 1 | 5 | B | D | EAR99 | N | 85362090 | 1 | 4011209750807 | 2.12 | KG | 534.6 | 534.6 | LP20 | LP20 | circuit breaker VL160X N standard breaking capacity Icu=55kA, 415V AC 3-pole, line protection Electronic Trip Unit TM, LI In=63A, rated current Ir=63A, overload protection II=600A, short-circuit prot. Shunt release 24 V AC/DC without auxiliary/alarm switch | - | 0 | 0
3VL1706-1DA33-8RA0 |  | 3VL1706-1DA33-8RA0 | 1 | UN | 1 | 5 | B | D | EAR99 | N | 85362090 | 1 | 4011209750814 | 2.293 | KG | 534.6 | 534.6 | LP20 | LP20 | circuit breaker VL160X N standard breaking capacity Icu=55kA, 415V AC 3-pole, line protection Electronic Trip Unit TM, LI In=63A, rated current Ir=63A, overload protection II=600A, short-circuit prot. Shunt release 110...127 V AC without auxiliary/alarm switch | - | 0 | 0
3VL1706-1DA33-8TA0 |  | 3VL1706-1DA33-8TA0 | 1 | UN | 1 | 5 | B | D | EAR99 | N | 85362090 | 1 | 4011209750821 | 2.118 | KG | 534.6 | 534.6 | LP20 | LP20 | circuit breaker VL160X N standard breaking capacity Icu=55kA, 415V AC 3-pole, line protection Electronic Trip Unit TM, LI In=63A, rated current Ir=63A, overload protection II=600A, short-circuit prot. Shunt release 208...277 V AC without auxiliary/alarm switch | - | 0 | 0
3VL1706-1DA33-8TB1 |  | 3VL1706-1DA33-8TB1 | 1 | UN | 1 | 5 | B | D | EAR99 | N | 85362090 | 1 | 4011209750838 | 2.137 | KG | 610.28 | 610.28 | LP20 | LP20 | circuit breaker VL160X N standard breaking capacity Icu=55kA, 415V AC 3-pole, line protection Electronic Trip Unit TM, LI In=63A, rated current Ir=63A, overload protection II=600A, short-circuit prot. Shunt release 208...277 V AC Auxiliary switch mounting kit 2 AUX (1 NO + 1 NC) | - | 0 | 0
3VL1706-1DA36-0AA0 |  | 3VL1706-1DA36-0AA0 | 1 | UN | 1 | 5 | B | D | EAR99 | N | 85362010 | 1 | 4011209608146 | 2 | KG | 372.9 | 356.2 | LP20 | LP20 | circuit breaker VL160X N standard breaking capacity Icu=55kA, 415V AC 3-pole, line protection Electronic Trip Unit TM, LI In=63A, rated current Ir=63A, overload protection II=600A, short-circuit prot. with screw terminals without auxiliary release without auxiliary/alarm switch | - | 0 | 0
3VL1706-1DA36-0AA0-Z | U01 | 3VL1706-1DA36-0AA0-ZU01 | 1 | UN | 1 | 5 | B | D | EAR99 | N | 85362010 | 1 |  | 2 | KG | 421.3 | 421.3 | LP20 | LP20 | circuit breaker VL160X N standard breaking capacity Icu=55kA, 415V AC 3-pole, line protection Electronic Trip Unit TM, LI In=63A, rated current Ir=63A, overload protection II=600A, short-circuit prot. with screw terminals without auxiliary release without auxiliary/alarm switch with Safety Label for USA | - | 0 | 0
3VL1706-1DA36-8TA0 |  | 3VL1706-1DA36-8TA0 | 1 | UN | 1 | 5 | B | D | EAR99 | N | 85362010 | 1 | 4011209750845 | 2.043 | KG | 518.1 | 518.1 | LP20 | LP20 | circuit breaker VL160X N standard breaking capacity Icu=55kA, 415V AC 3-pole, line protection Electronic Trip Unit TM, LI In=63A, rated current Ir=63A, overload protection II=600A, short-circuit prot. with screw terminals Shunt release 208...277 V AC without auxiliary/alarm switch | - | 0 | 0
3VL1706-1DD33-0AA0 |  | 3VL1706-1DD33-0AA0 | 1 | UN | 1 | 5 | B | D | EAR99 | N | 85362090 | 1 | 4011209473256 | 2.268 | KG | 412.5 | 376.8 | LP20 | LP20 | circuit breaker VL160X N standard breaking capacity Icu=55kA, 415V AC 3-pole, line protection Electronic Trip Unit TM, LI In=63A, rated current Ir=50...63A, overload prot. II=600A, short-circuit prot. without auxiliary release without auxiliary/alarm switch | - | 0 | 0
3VL1706-1DD33-0AA0-Z | U01 | 3VL1706-1DD33-0AA0-ZU01 | 1 | UN | 1 | 5 | B | D | EAR99 | N | 85362090 | 1 |  | 2 | KG | 460.9 | 460.9 | LP20 | LP20 | circuit breaker VL160X N standard breaking capacity Icu=55kA, 415V AC 3-pole, line protection Electronic Trip Unit TM, LI In=63A, rated current Ir=50...63A, overload prot. II=600A, short-circuit prot. without auxiliary release without auxiliary/alarm switch with Safety Label for USA | - | 0 | 0
3VL1706-1DD33-0AB1 |  | 3VL1706-1DD33-0AB1 | 1 | UN | 1 | 5 | B | D | EAR99 | N | 85362090 | 1 | 4011209750852 | 2.088 | KG | 488.18 | 488.18 | LP20 | LP20 | circuit breaker VL160X N standard breaking capacity Icu=55kA, 415V AC 3-pole, line protection Electronic Trip Unit TM, LI In=63A, rated current Ir=50...63A, overload prot. II=600A, short-circuit prot. without auxiliary release Auxiliary switch mounting kit 2 AUX (1 NO + 1 NC) | - | 0 | 0
3VL1706-1DD33-0AB1-Z | U01 | 3VL1706-1DD33-0AB1-ZU01 | 1 | UN | 1 | 5 | B | D | EAR99 | N | 85362090 | 1 |  | 2 | KG | 536.58 | 536.58 | LP20 | LP20 | circuit breaker VL160X N standard breaking capacity Icu=55kA, 415V AC 3-pole, line protection Electronic Trip Unit TM, LI In=63A, rated current Ir=50...63A, overload prot. II=600A, short-circuit prot. without auxiliary release Auxiliary switch mounting kit 2 AUX (1 NO + 1 NC) with Safety Label for USA | - | 0 | 0
3VL1706-1DD33-0AD1 |  | 3VL1706-1DD33-0AD1 | 1 | UN | 1 | 5 | B | D | EAR99 | N | 85362090 | 1 | 4011209750869 | 2.093 | KG | 508.75 | 508.75 | LP20 | LP20 | circuit breaker VL160X N standard breaking capacity Icu=55kA, 415V AC 3-pole, line protection Electronic Trip Unit TM, LI In=63A, rated current Ir=50...63A, overload prot. II=600A, short-circuit prot. without auxiliary release Auxiliary/alarm switch mounting kit 2 AUX (1 NO+1 NC)+1 AS (1 NO) | - | 0 | 0
3VL1706-1DD33-2PB1 |  | 3VL1706-1DD33-2PB1 | 1 | UN | 1 | 5 | B | D | EAR99 | N | 85362090 | 1 | 4011209750876 | 2.268 | KG | 679.58 | 679.58 | LP20 | LP20 | circuit breaker VL160X N standard breaking capacity Icu=55kA, 415V AC 3-pole, line protection Electronic Trip Unit TM, LI In=63A, rated current Ir=50...63A, overload prot. II=600A, short-circuit prot. Undervoltage release 24 V DC Auxiliary switch mounting kit 2 AUX (1 NO + 1 NC) | - | 0 | 0
3VL1706-1DD33-8CB1-Z | U01 | 3VL1706-1DD33-8CB1-ZU01 | 1 | UN | 1 | 5 | B | D | EAR99 | N | 85362090 | 1 |  | 2 | KG | 681.78 | 681.78 | LP20 | LP20 | circuit breaker VL160X N standard breaking capacity Icu=55kA, 415V AC 3-pole, line protection Electronic Trip Unit TM, LI In=63A, rated current Ir=50...63A, overload prot. II=600A, short-circuit prot. Shunt release 24 V AC/DC Auxiliary switch mounting kit 2 AUX (1 NO + 1 NC) with Safety Label for USA | - | 0 | 0
3VL1706-1DD33-8TB1 |  | 3VL1706-1DD33-8TB1 | 1 | UN | 1 | 5 | B | D | EAR99 | N | 85362090 | 1 | 4011209750883 | 2.268 | KG | 633.38 | 633.38 | LP20 | LP20 | circuit breaker VL160X N standard breaking capacity Icu=55kA, 415V AC 3-pole, line protection Electronic Trip Unit TM, LI In=63A, rated current Ir=50...63A, overload prot. II=600A, short-circuit prot. Shunt release 208...277 V AC Auxiliary switch mounting kit 2 AUX (1 NO + 1 NC) | - | 0 | 0
3VL1706-1DD36-0AA0 |  | 3VL1706-1DD36-0AA0 | 1 | UN | 1 | 5 | B | D | EAR99 | N | 85362090 | 1 | 4011209605459 | 2 | KG | 390.5 | 376.8 | LP20 | LP20 | circuit breaker VL160X N standard breaking capacity Icu=55kA, 415V AC 3-pole, line protection Electronic Trip Unit TM, LI In=63A, rated current Ir=50...63A, overload prot. II=600A, short-circuit prot. with screw terminals without auxiliary release without auxiliary/alarm switch | - | 0 | 0
3VL1706-1DD36-0AA0-Z | U01 | 3VL1706-1DD36-0AA0-ZU01 | 1 | UN | 1 | 5 | B | D | EAR99 | N | 85362090 | 1 |  | 2 | KG | 438.9 | 438.9 | LP20 | LP20 | circuit breaker VL160X N standard breaking capacity Icu=55kA, 415V AC 3-pole, line protection Electronic Trip Unit TM, LI In=63A, rated current Ir=50...63A, overload prot. II=600A, short-circuit prot. with screw terminals without auxiliary release without auxiliary/alarm switch with Safety Label for USA | - | 0 | 0
3VL1706-1DD36-0AB1 |  | 3VL1706-1DD36-0AB1 | 1 | UN | 1 | 5 | B | D | EAR99 | N | 85362090 | 1 | 4011209750890 | 2 | KG | 466.18 | 466.18 | LP20 | LP20 | circuit breaker VL160X N standard breaking capacity Icu=55kA, 415V AC 3-pole, line protection Electronic Trip Unit TM, LI In=63A, rated current Ir=50...63A, overload prot. II=600A, short-circuit prot. with screw terminals without auxiliary release Auxiliary switch mounting kit 2 AUX (1 NO + 1 NC) | - | 0 | 0
3VL1706-1DD36-0AD1 |  | 3VL1706-1DD36-0AD1 | 1 | UN | 1 | 5 | B | D | EAR99 | N | 85362090 | 1 | 4011209750906 | 2 | KG | 486.75 | 486.75 | LP20 | LP20 | circuit breaker VL160X N standard breaking capacity Icu=55kA, 415V AC 3-pole, line protection Electronic Trip Unit TM, LI In=63A, rated current Ir=50...63A, overload prot. II=600A, short-circuit prot. with screw terminals without auxiliary release Auxiliary/alarm switch mounting kit 2 AUX (1 NO+1 NC)+1 AS (1 NO) | - | 0 | 0
3VL1706-1DD36-8TD1 |  | 3VL1706-1DD36-8TD1 | 1 | UN | 1 | 5 | B | D | EAR99 | N | 85362090 | 1 | 4011209750913 | 2 | KG | 631.95 | 631.95 | LP20 | LP20 | circuit breaker VL160X N standard breaking capacity Icu=55kA, 415V AC 3-pole, line protection Electronic Trip Unit TM, LI In=63A, rated current Ir=50...63A, overload prot. II=600A, short-circuit prot. with screw terminals Shunt release 208...277 V AC Auxiliary/alarm switch mounting kit 2 AUX (1 NO+1 NC)+1 AS (1 NO) | - | 0 | 0
3VL1706-1EA43-0AA0 |  | 3VL1706-1EA43-0AA0 | 1 | UN | 1 | 5 | B | D | EAR99 | N | 85362090 | 1 | 4011209473249 | 2.93 | KG | 509.3 | 460.7 | LP20 | LP20 | circuit breaker VL160X N standard breaking capacity Icu=55kA, 415V AC 4-pole, line protection Electronic Trip Unit TM, LI In=63A, rated current Ir=63A, overload protection II=600A, short-circuit prot. N protected without auxiliary release without auxiliary/alarm switch | - | 0 | 0
3VL1706-1EA43-0AA0-Z | U01 | 3VL1706-1EA43-0AA0-ZU01 | 1 | UN | 1 | 5 | B | D | EAR99 | N | 85362090 | 1 |  | 2.5 | KG | 557.7 | 557.7 | LP20 | LP20 | circuit breaker VL160X N standard breaking capacity Icu=55kA, 415V AC 4-pole, line protection Electronic Trip Unit TM, LI In=63A, rated current Ir=63A, overload protection II=600A, short-circuit prot. N protected without auxiliary release without auxiliary/alarm switch with Safety Label for USA | - | 0 | 0
3VL1706-1EA43-0AB1 |  | 3VL1706-1EA43-0AB1 | 1 | UN | 1 | 5 | B | D | EAR99 | N | 85362090 | 1 | 4011209750920 | 2.942 | KG | 584.98 | 584.98 | LP20 | LP20 | circuit breaker VL160X N standard breaking capacity Icu=55kA, 415V AC 4-pole, line protection Electronic Trip Unit TM, LI In=63A, rated current Ir=63A, overload protection II=600A, short-circuit prot. N protected without auxiliary release Auxiliary switch mounting kit 2 AUX (1 NO + 1 NC) | - | 0 | 0
3VL1706-1EA43-8TB1 |  | 3VL1706-1EA43-8TB1 | 1 | UN | 1 | 5 | B | D | EAR99 | N | 85362090 | 1 | 4011209750937 | 2.874 | KG | 730.18 | 730.18 | LP20 | LP20 | circuit breaker VL160X N standard breaking capacity Icu=55kA, 415V AC 4-pole, line protection Electronic Trip Unit TM, LI In=63A, rated current Ir=63A, overload protection II=600A, short-circuit prot. N protected Shunt release 208...277 V AC Auxiliary switch mounting kit 2 AUX (1 NO + 1 NC) | - | 0 | 0
3VL1706-1EA46-0AA0 |  | 3VL1706-1EA46-0AA0 | 1 | UN | 1 | 5 | B | D | EAR99 | N | 85362090 | 1 | 4011209641334 | 2.698 | KG | 481.8 | 460.7 | LP20 | LP20 | circuit breaker VL160X N standard breaking capacity Icu=55kA, 415V AC 4-pole, line protection Electronic Trip Unit TM, LI In=63A, rated current Ir=63A, overload protection II=600A, short-circuit prot. N protected with screw terminals without auxiliary release without auxiliary/alarm switch | - | 0 | 0
3VL1706-1EA46-0AA0-Z | U01 | 3VL1706-1EA46-0AA0-ZU01 | 1 | UN | 1 | 5 | B | D | EAR99 | N | 85362090 | 1 |  | 2.5 | KG | 530.2 | 530.2 | LP20 | LP20 | circuit breaker VL160X N standard breaking capacity Icu=55kA, 415V AC 4-pole, line protection Electronic Trip Unit TM, LI In=63A, rated current Ir=63A, overload protection II=600A, short-circuit prot. N protected with screw terminals without auxiliary release without auxiliary/alarm switch with Safety Label for USA | - | 0 | 0
3VL1706-1EH43-0AA0 |  | 3VL1706-1EH43-0AA0 | 1 | UN | 1 | 5 | B | D | EAR99 | N | 85362090 | 1 | 4011209473232 | 2.95 | KG | 486.2 | 444.5 | LP20 | LP20 | circuit breaker VL160X N standard breaking capacity Icu=55kA, 415V AC 4-pole, line protection Electronic Trip Unit TM, LI In=63A, rated current Ir=63A, overload protection II=600A, short-circuit prot. N unprotected without auxiliary release without auxiliary/alarm switch | - | 0 | 0
3VL1706-1EH43-0AA0-Z | U01 | 3VL1706-1EH43-0AA0-ZU01 | 1 | UN | 1 | 5 | B | D | EAR99 | N | 85362090 | 1 |  | 2.5 | KG | 534.6 | 534.6 | LP20 | LP20 | circuit breaker VL160X N standard breaking capacity Icu=55kA, 415V AC 4-pole, line protection Electronic Trip Unit TM, LI In=63A, rated current Ir=63A, overload protection II=600A, short-circuit prot. N unprotected without auxiliary release without auxiliary/alarm switch with Safety Label for USA | - | 0 | 0
3VL1706-1EH43-0AB1 |  | 3VL1706-1EH43-0AB1 | 1 | UN | 1 | 5 | B | D | EAR99 | N | 85362090 | 1 | 4011209750944 | 2.8 | KG | 561.88 | 561.88 | LP20 | LP20 | circuit breaker VL160X N standard breaking capacity Icu=55kA, 415V AC 4-pole, line protection Electronic Trip Unit TM, LI In=63A, rated current Ir=63A, overload protection II=600A, short-circuit prot. N unprotected without auxiliary release Auxiliary switch mounting kit 2 AUX (1 NO + 1 NC) | - | 0 | 0
3VL1706-1EH43-0AD1 |  | 3VL1706-1EH43-0AD1 | 1 | UN | 1 | 5 | B | D | EAR99 | N | 85362090 | 1 | 4011209750951 | 2.95 | KG | 582.45 | 582.45 | LP20 | LP20 | circuit breaker VL160X N standard breaking capacity Icu=55kA, 415V AC 4-pole, line protection Electronic Trip Unit TM, LI In=63A, rated current Ir=63A, overload protection II=600A, short-circuit prot. N unprotected without auxiliary release Auxiliary/alarm switch mounting kit 2 AUX (1 NO+1 NC)+1 AS (1 NO) | - | 0 | 0
3VL1706-1EH43-2HB1 |  | 3VL1706-1EH43-2HB1 | 1 | UN | 1 | 5 | B | D | EAR99 | N | 85362090 | 1 | 4011209750968 | 2.898 | KG | 753.28 | 753.28 | LP20 | LP20 | circuit breaker VL160X N standard breaking capacity Icu=55kA, 415V AC 4-pole, line protection Electronic Trip Unit TM, LI In=63A, rated current Ir=63A, overload protection II=600A, short-circuit prot. N unprotected Undervoltage release 220...250 V AC Auxiliary switch mounting kit 2 AUX (1 NO + 1 NC) | - | 0 | 0
3VL1706-1EH43-2JA0 |  | 3VL1706-1EH43-2JA0 | 1 | UN | 1 | 5 | B | D | EAR99 | N | 85362090 | 1 | 4011209750975 | 2.802 | KG | 677.6 | 677.6 | LP20 | LP20 | circuit breaker VL160X N standard breaking capacity Icu=55kA, 415V AC 4-pole, line protection Electronic Trip Unit TM, LI In=63A, rated current Ir=63A, overload protection II=600A, short-circuit prot. N unprotected Undervoltage release 380...415 V AC without auxiliary/alarm switch | - | 0 | 0
3VL1706-1EH43-8TB1 |  | 3VL1706-1EH43-8TB1 | 1 | UN | 1 | 5 | B | D | EAR99 | N | 85362090 | 1 | 4011209750982 | 2.95 | KG | 707.08 | 707.08 | LP20 | LP20 | circuit breaker VL160X N standard breaking capacity Icu=55kA, 415V AC 4-pole, line protection Electronic Trip Unit TM, LI In=63A, rated current Ir=63A, overload protection II=600A, short-circuit prot. N unprotected Shunt release 208...277 V AC Auxiliary switch mounting kit 2 AUX (1 NO + 1 NC) | - | 0 | 0
3VL1706-1EH43-8TD1 |  | 3VL1706-1EH43-8TD1 | 1 | UN | 1 | 5 | B | D | EAR99 | N | 85362090 | 1 | 4011209750999 | 2.5 | KG | 727.65 | 727.65 | LP20 | LP20 | circuit breaker VL160X N standard breaking capacity Icu=55kA, 415V AC 4-pole, line protection Electronic Trip Unit TM, LI In=63A, rated current Ir=63A, overload protection II=600A, short-circuit prot. N unprotected Shunt release 208...277 V AC Auxiliary/alarm switch mounting kit 2 AUX (1 NO+1 NC)+1 AS (1 NO) | - | 0 | 0
3VL1706-1EH46-0AA0 |  | 3VL1706-1EH46-0AA0 | 1 | UN | 1 | 5 | B | D | EAR99 | N | 85362090 | 1 | 4011209608139 | 2.58 | KG | 462 | 444.5 | LP20 | LP20 | circuit breaker VL160X N standard breaking capacity Icu=55kA, 415V AC 4-pole, line protection Electronic Trip Unit TM, LI In=63A, rated current Ir=63A, overload protection II=600A, short-circuit prot. N unprotected with screw terminals without auxiliary release without auxiliary/alarm switch | - | 0 | 0
3VL1706-1EH46-0AA0-Z | U01 | 3VL1706-1EH46-0AA0-ZU01 | 1 | UN | 1 | 5 | B | D | EAR99 | N | 85362090 | 1 |  | 2.5 | KG | 510.4 | 510.4 | LP20 | LP20 | circuit breaker VL160X N standard breaking capacity Icu=55kA, 415V AC 4-pole, line protection Electronic Trip Unit TM, LI In=63A, rated current Ir=63A, overload protection II=600A, short-circuit prot. N unprotected with screw terminals without auxiliary release without auxiliary/alarm switch with Safety Label for USA | - | 0 | 0
3VL1706-2DA33-0AA0 |  | 3VL1706-2DA33-0AA0 | 1 | UN | 1 | 5 | B | D | EAR99 | N | 85362090 | 1 | 4011209473225 | 2.226 | KG | 449.9 | 412.3 | LP20 | LP20 | circuit breaker VL160X H high breaking capacity Icu=70kA, 415V AC 3-pole, line protection Electronic Trip Unit TM, LI In=63A, rated current Ir=63A, overload protection II=600A, short-circuit prot. without auxiliary release without auxiliary/alarm switch | - | 0 | 0
3VL1706-2DA33-0AA0-Z | U01 | 3VL1706-2DA33-0AA0-ZU01 | 1 | UN | 1 | 5 | B | D | EAR99 | N | 85362090 | 1 |  | 2 | KG | 498.3 | 498.3 | LP20 | LP20 | circuit breaker VL160X H high breaking capacity Icu=70kA, 415V AC 3-pole, line protection Electronic Trip Unit TM, LI In=63A, rated current Ir=63A, overload protection II=600A, short-circuit prot. without auxiliary release without auxiliary/alarm switch with Safety Label for USA | - | 0 | 0
3VL1706-2DA33-0AB1-Z | A01U01 | 3VL1706-2DA33-0AB1-ZA01U01 | 1 | UN | 1 | 5 | B | D | EAR99 | N | 85362090 | 1 |  | 2 | KG | 1893.98 | 1893.98 | LP20 | LP20 | circuit breaker VL160X H high breaking capacity Icu=70kA, 415V AC 3-pole, line protection Electronic Trip Unit TM, LI In=63A, rated current Ir=63A, overload protection II=600A, short-circuit prot. without auxiliary release Auxiliary switch mounting kit 2 AUX (1 NO + 1 NC) With RCD module for VL160X In=160 A, 127...480 V AC Mounted on bottom with Safety Label for USA | - | 0 | 0
3VL1706-2DA33-0AD1 |  | 3VL1706-2DA33-0AD1 | 1 | UN | 1 | 5 | B | D | EAR99 | N | 85362090 | 1 | 4011209751002 | 2.226 | KG | 546.15 | 546.15 | LP20 | LP20 | circuit breaker VL160X H high breaking capacity Icu=70kA, 415V AC 3-pole, line protection Electronic Trip Unit TM, LI In=63A, rated current Ir=63A, overload protection II=600A, short-circuit prot. without auxiliary release Auxiliary/alarm switch mounting kit 2 AUX (1 NO+1 NC)+1 AS (1 NO) | - | 0 | 0
3VL1706-2DA36-0AA0 |  | 3VL1706-2DA36-0AA0 | 1 | UN | 1 | 5 | B | D | EAR99 | N | 85362090 | 1 | 4011209645417 | 1.976 | KG | 434.5 | 412.3 | LP20 | LP20 | circuit breaker VL160X H high breaking capacity Icu=70kA, 415V AC 3-pole, line protection Electronic Trip Unit TM, LI In=63A, rated current Ir=63A, overload protection II=600A, short-circuit prot. with screw terminals without auxiliary release without auxiliary/alarm switch | - | 0 | 0
3VL1706-2DA36-0AA0-Z | U01 | 3VL1706-2DA36-0AA0-ZU01 | 1 | UN | 1 | 5 | B | D | EAR99 | N | 85362090 | 1 |  | 2 | KG | 482.9 | 482.9 | LP20 | LP20 | circuit breaker VL160X H high breaking capacity Icu=70kA, 415V AC 3-pole, line protection Electronic Trip Unit TM, LI In=63A, rated current Ir=63A, overload protection II=600A, short-circuit prot. with screw terminals without auxiliary release without auxiliary/alarm switch with Safety Label for USA | - | 0 | 0
3VL1706-2DD33-0AA0 |  | 3VL1706-2DD33-0AA0 | 1 | UN | 1 | 5 | B | D | EAR99 | N | 85362090 | 1 | 4011209473218 | 2.226 | KG | 470.8 | 430.2 | LP20 | LP20 | circuit breaker VL160X H high breaking capacity Icu=70kA, 415V AC 3-pole, line protection Electronic Trip Unit TM, LI In=63A, rated current Ir=63A, overload protection II=600A, short-circuit prot. without auxiliary release without auxiliary/alarm switch | - | 0 | 0
3VL1706-2DD33-0AA0-Z | U01 | 3VL1706-2DD33-0AA0-ZU01 | 1 | UN | 1 | 5 | B | D | EAR99 | N | 85362090 | 1 |  | 2 | KG | 519.2 | 519.2 | LP20 | LP20 | circuit breaker VL160X H high breaking capacity Icu=70kA, 415V AC 3-pole, line protection Electronic Trip Unit TM, LI In=63A, rated current Ir=63A, overload protection II=600A, short-circuit prot. without auxiliary release without auxiliary/alarm switch with Safety Label for USA | - | 0 | 0
3VL1706-2DD33-0AD1 |  | 3VL1706-2DD33-0AD1 | 1 | UN | 1 | 5 | B | D | EAR99 | N | 85362090 | 1 | 4011209751026 | 2.246 | KG | 567.05 | 567.05 | LP20 | LP20 | circuit breaker VL160X H high breaking capacity Icu=70kA, 415V AC 3-pole, line protection Electronic Trip Unit TM, LI In=63A, rated current Ir=63A, overload protection II=600A, short-circuit prot. without auxiliary release Auxiliary/alarm switch mounting kit 2 AUX (1 NO+1 NC)+1 AS (1 NO) | - | 0 | 0
3VL1706-2DD33-8TD1 |  | 3VL1706-2DD33-8TD1 | 1 | UN | 1 | 5 | B | D | EAR99 | N | 85362090 | 1 | 4011209751040 | 2.189 | KG | 712.25 | 712.25 | LP20 | LP20 | circuit breaker VL160X H high breaking capacity Icu=70kA, 415V AC 3-pole, line protection Electronic Trip Unit TM, LI In=63A, rated current Ir=63A, overload protection II=600A, short-circuit prot. Shunt release 208...277 V AC Auxiliary/alarm switch mounting kit 2 AUX (1 NO+1 NC)+1 AS (1 NO) | - | 0 | 0
3VL1706-2DD36-0AA0 |  | 3VL1706-2DD36-0AA0 | 1 | UN | 1 | 5 | B | D | EAR99 | N | 85362090 | 1 | 4011209606791 | 2.226 | KG | 451 | 430.2 | LP20 | LP20 | circuit breaker VL160X H high breaking capacity Icu=70kA, 415V AC 3-pole, line protection Electronic Trip Unit TM, LI In=63A, rated current Ir=63A, overload protection II=600A, short-circuit prot. with screw terminals without auxiliary release without auxiliary/alarm switch | - | 0 | 0
3VL1706-2DD36-0AA0-Z | U01 | 3VL1706-2DD36-0AA0-ZU01 | 1 | UN | 1 | 5 | B | D | EAR99 | N | 85362090 | 1 |  | 2 | KG | 499.4 | 499.4 | LP20 | LP20 | circuit breaker VL160X H high breaking capacity Icu=70kA, 415V AC 3-pole, line protection Electronic Trip Unit TM, LI In=63A, rated current Ir=63A, overload protection II=600A, short-circuit prot. with screw terminals without auxiliary release without auxiliary/alarm switch with Safety Label for USA | - | 0 | 0
3VL1706-2DD36-0AD1 |  | 3VL1706-2DD36-0AD1 | 1 | UN | 1 | 5 | B | D | EAR99 | N | 85362090 | 1 | 4011209751057 | 2.022 | KG | 547.25 | 547.25 | LP20 | LP20 | circuit breaker VL160X H high breaking capacity Icu=70kA, 415V AC 3-pole, line protection Electronic Trip Unit TM, LI In=63A, rated current Ir=63A, overload protection II=600A, short-circuit prot. with screw terminals without auxiliary release Auxiliary/alarm switch mounting kit 2 AUX (1 NO+1 NC)+1 AS (1 NO) | - | 0 | 0
3VL1706-2EA43-0AA0 |  | 3VL1706-2EA43-0AA0 | 1 | UN | 1 | 5 | B | D | EAR99 | N | 85362090 | 1 | 4011209473201 | 2.945 | KG | 584.1 | 533.7 | LP20 | LP20 | circuit breaker VL160X H high breaking capacity Icu=70kA, 415V AC 4-pole, line protection Electronic Trip Unit TM, LI In=63A, rated current Ir=63A, overload protection II=600A, short-circuit prot. N protected without auxiliary release without auxiliary/alarm switch | - | 0 | 0
3VL1706-2EA43-0AA0-Z | U01 | 3VL1706-2EA43-0AA0-ZU01 | 1 | UN | 1 | 5 | B | D | EAR99 | N | 85362090 | 1 |  | 2.5 | KG | 632.5 | 632.5 | LP20 | LP20 | circuit breaker VL160X H high breaking capacity Icu=70kA, 415V AC 4-pole, line protection Electronic Trip Unit TM, LI In=63A, rated current Ir=63A, overload protection II=600A, short-circuit prot. N protected without auxiliary release without auxiliary/alarm switch with Safety Label for USA | - | 0 | 0
3VL1706-2EA46-0AA0 |  | 3VL1706-2EA46-0AA0 | 1 | UN | 1 | 5 | B | D | EAR99 | N | 85362090 | 1 | 4011209639607 | 2.664 | KG | 558.8 | 533.7 | LP20 | LP20 | circuit breaker VL160X H high breaking capacity Icu=70kA, 415V AC 4-pole, line protection Electronic Trip Unit TM, LI In=63A, rated current Ir=63A, overload protection II=600A, short-circuit prot. N protected with screw terminals without auxiliary release without auxiliary/alarm switch | - | 0 | 0
3VL1706-2EA46-0AA0-Z | U01 | 3VL1706-2EA46-0AA0-ZU01 | 1 | UN | 1 | 5 | B | D | EAR99 | N | 85362090 | 1 |  | 2.5 | KG | 607.2 | 607.2 | LP20 | LP20 | circuit breaker VL160X H high breaking capacity Icu=70kA, 415V AC 4-pole, line protection Electronic Trip Unit TM, LI In=63A, rated current Ir=63A, overload protection II=600A, short-circuit prot. N protected with screw terminals without auxiliary release without auxiliary/alarm switch with Safety Label for USA | - | 0 | 0
3VL1706-2EH43-0AA0 |  | 3VL1706-2EH43-0AA0 | 1 | UN | 1 | 5 | B | D | EAR99 | N | 85362090 | 1 | 4011209473195 | 2.94 | KG | 559.9 | 512.2 | LP20 | LP20 | circuit breaker VL160X H high breaking capacity Icu=70kA, 415V AC 4-pole, line protection Electronic Trip Unit TM, LI In=63A, rated current Ir=63A, overload protection II=600A, short-circuit prot. N unprotected without auxiliary release without auxiliary/alarm switch | - | 0 | 0
3VL1706-2EH43-0AA0-Z | U01 | 3VL1706-2EH43-0AA0-ZU01 | 1 | UN | 1 | 5 | B | D | EAR99 | N | 85362090 | 1 |  | 2.5 | KG | 608.3 | 608.3 | LP20 | LP20 | circuit breaker VL160X H high breaking capacity Icu=70kA, 415V AC 4-pole, line protection Electronic Trip Unit TM, LI In=63A, rated current Ir=63A, overload protection II=600A, short-circuit prot. N unprotected without auxiliary release without auxiliary/alarm switch with Safety Label for USA | - | 0 | 0
3VL1706-2EH43-0AD1 |  | 3VL1706-2EH43-0AD1 | 1 | UN | 1 | 5 | B | D | EAR99 | N | 85362090 | 1 | 4011209751064 | 2.971 | KG | 656.15 | 656.15 | LP20 | LP20 | circuit breaker VL160X H high breaking capacity Icu=70kA, 415V AC 4-pole, line protection Electronic Trip Unit TM, LI In=63A, rated current Ir=63A, overload protection II=600A, short-circuit prot. N unprotected without auxiliary release Auxiliary/alarm switch mounting kit 2 AUX (1 NO+1 NC)+1 AS (1 NO) | - | 0 | 0
3VL1706-2EH43-8TD1 |  | 3VL1706-2EH43-8TD1 | 1 | UN | 1 | 5 | B | D | EAR99 | N | 85362090 | 1 | 4011209751071 | 2.877 | KG | 801.35 | 801.35 | LP20 | LP20 | circuit breaker VL160X H high breaking capacity Icu=70kA, 415V AC 4-pole, line protection Electronic Trip Unit TM, LI In=63A, rated current Ir=63A, overload protection II=600A, short-circuit prot. N unprotected Shunt release 208...277 V AC Auxiliary/alarm switch mounting kit 2 AUX (1 NO+1 NC)+1 AS (1 NO) | - | 0 | 0
3VL1706-2EH46-0AA0 |  | 3VL1706-2EH46-0AA0 | 1 | UN | 1 | 5 | B | D | EAR99 | N | 85362090 | 1 | 4011209639706 | 2.688 | KG | 533.5 | 512.2 | LP20 | LP20 | circuit breaker VL160X H high breaking capacity Icu=70kA, 415V AC 4-pole, line protection Electronic Trip Unit TM, LI In=63A, rated current Ir=63A, overload protection II=600A, short-circuit prot. N unprotected with screw terminals without auxiliary release without auxiliary/alarm switch | - | 0 | 0
3VL1706-2EH46-0AA0-Z | U01 | 3VL1706-2EH46-0AA0-ZU01 | 1 | UN | 1 | 5 | B | D | EAR99 | N | 85362090 | 1 |  | 2.5 | KG | 581.9 | 581.9 | LP20 | LP20 | circuit breaker VL160X H high breaking capacity Icu=70kA, 415V AC 4-pole, line protection Electronic Trip Unit TM, LI In=63A, rated current Ir=63A, overload protection II=600A, short-circuit prot. N unprotected with screw terminals without auxiliary release without auxiliary/alarm switch with Safety Label for USA | - | 0 | 0
3VL1708-1DA33-0AA0 |  | 3VL1708-1DA33-0AA0 | 1 | UN | 1 | 5 | B | D | EAR99 | N | 85362090 | 1 | 4011209473188 | 2.228 | KG | 415.8 | 380.5 | LP20 | LP20 | circuit breaker VL160X N standard breaking capacity Icu=55kA, 415V AC 3-pole, line protection Electronic Trip Unit TM, LI In=80A, rated current Ir=80A, overload protection II=1000A, short-circuit prot. without auxiliary release without auxiliary/alarm switch | - | 0 | 0
3VL1708-1DA33-0AA0-Z | U01 | 3VL1708-1DA33-0AA0-ZU01 | 1 | UN | 1 | 5 | B | D | EAR99 | N | 85362090 | 1 |  | 2 | KG | 464.2 | 464.2 | LP20 | LP20 | circuit breaker VL160X N standard breaking capacity Icu=55kA, 415V AC 3-pole, line protection Electronic Trip Unit TM, LI In=80A, rated current Ir=80A, overload protection II=1000A, short-circuit prot. without auxiliary release without auxiliary/alarm switch with Safety Label for USA | - | 0 | 0
3VL1708-1DA33-0AB1 |  | 3VL1708-1DA33-0AB1 | 1 | UN | 1 | 5 | B | D | EAR99 | N | 85362090 | 1 | 4011209751088 | 2.128 | KG | 491.48 | 491.48 | LP20 | LP20 | circuit breaker VL160X N standard breaking capacity Icu=55kA, 415V AC 3-pole, line protection Electronic Trip Unit TM, LI In=80A, rated current Ir=80A, overload protection II=1000A, short-circuit prot. without auxiliary release Auxiliary switch mounting kit 2 AUX (1 NO + 1 NC) | - | 0 | 0
3VL1708-1DA33-0AD1 |  | 3VL1708-1DA33-0AD1 | 1 | UN | 1 | 5 | B | D | EAR99 | N | 85362090 | 1 | 4011209751095 | 2.228 | KG | 512.05 | 512.05 | LP20 | LP20 | circuit breaker VL160X N standard breaking capacity Icu=55kA, 415V AC 3-pole, line protection Electronic Trip Unit TM, LI In=80A, rated current Ir=80A, overload protection II=1000A, short-circuit prot. without auxiliary release Auxiliary/alarm switch mounting kit 2 AUX (1 NO+1 NC)+1 AS (1 NO) | - | 0 | 0
3VL1708-1DA33-8RA0 |  | 3VL1708-1DA33-8RA0 | 1 | UN | 1 | 5 | B | D | EAR99 | N | 85362090 | 1 | 4011209751101 | 2.104 | KG | 561 | 561 | LP20 | LP20 | circuit breaker VL160X N standard breaking capacity Icu=55kA, 415V AC 3-pole, line protection Electronic Trip Unit TM, LI In=80A, rated current Ir=80A, overload protection II=1000A, short-circuit prot. Shunt release 110...127 V AC without auxiliary/alarm switch | - | 0 | 0
3VL1708-1DA33-8TB1 |  | 3VL1708-1DA33-8TB1 | 1 | UN | 1 | 5 | B | D | EAR99 | N | 85362090 | 1 | 4011209751118 | 2.114 | KG | 636.68 | 636.68 | LP20 | LP20 | circuit breaker VL160X N standard breaking capacity Icu=55kA, 415V AC 3-pole, line protection Electronic Trip Unit TM, LI In=80A, rated current Ir=80A, overload protection II=1000A, short-circuit prot. Shunt release 208...277 V AC Auxiliary switch mounting kit 2 AUX (1 NO + 1 NC) | - | 0 | 0
3VL1708-1DA36-0AA0 |  | 3VL1708-1DA36-0AA0 | 1 | UN | 1 | 5 | B | D | EAR99 | N | 85362090 | 1 | 4011209645424 | 2.228 | KG | 398.2 | 380.5 | LP20 | LP20 | circuit breaker VL160X N standard breaking capacity Icu=55kA, 415V AC 3-pole, line protection Electronic Trip Unit TM, LI In=80A, rated current Ir=80A, overload protection II=1000A, short-circuit prot. with screw terminals without auxiliary release without auxiliary/alarm switch | - | 0 | 0
3VL1708-1DA36-0AA0-Z | U01 | 3VL1708-1DA36-0AA0-ZU01 | 1 | UN | 1 | 5 | B | D | EAR99 | N | 85362090 | 1 |  | 2 | KG | 446.6 | 446.6 | LP20 | LP20 | circuit breaker VL160X N standard breaking capacity Icu=55kA, 415V AC 3-pole, line protection Electronic Trip Unit TM, LI In=80A, rated current Ir=80A, overload protection II=1000A, short-circuit prot. with screw terminals without auxiliary release without auxiliary/alarm switch with Safety Label for USA | - | 0 | 0
3VL1708-1DD33-0AA0 |  | 3VL1708-1DD33-0AA0 | 1 | UN | 1 | 5 | B | D | EAR99 | N | 85362090 | 1 | 4011209473171 | 2.253 | KG | 436.7 | 398.3 | LP20 | LP20 | circuit breaker VL160X N standard breaking capacity Icu=55kA, 415V AC 3-pole, line protection Electronic Trip Unit TM, LI In=80A, rated current Ir=63...80A, overload prot. II=1000A, short-circuit prot. without auxiliary release without auxiliary/alarm switch | - | 0 | 0
3VL1708-1DD33-0AA0-Z | U01 | 3VL1708-1DD33-0AA0-ZU01 | 1 | UN | 1 | 5 | B | D | EAR99 | N | 85362090 | 1 |  | 2 | KG | 485.1 | 485.1 | LP20 | LP20 | circuit breaker VL160X N standard breaking capacity Icu=55kA, 415V AC 3-pole, line protection Electronic Trip Unit TM, LI In=80A, rated current Ir=63...80A, overload prot. II=1000A, short-circuit prot. without auxiliary release without auxiliary/alarm switch with Safety Label for USA | - | 0 | 0
3VL1708-1DD33-0AB1 |  | 3VL1708-1DD33-0AB1 | 1 | UN | 1 | 5 | B | D | EAR99 | N | 85362090 | 1 | 4011209751125 | 2.13 | KG | 512.38 | 512.38 | LP20 | LP20 | circuit breaker VL160X N standard breaking capacity Icu=55kA, 415V AC 3-pole, line protection Electronic Trip Unit TM, LI In=80A, rated current Ir=63...80A, overload prot. II=1000A, short-circuit prot. without auxiliary release Auxiliary switch mounting kit 2 AUX (1 NO + 1 NC) | - | 0 | 0
3VL1708-1DD33-0AB1-Z | U01 | 3VL1708-1DD33-0AB1-ZU01 | 1 | UN | 1 | 5 | B | D | EAR99 | N | 85362090 | 1 |  | 2 | KG | 560.78 | 560.78 | LP20 | LP20 | circuit breaker VL160X N standard breaking capacity Icu=55kA, 415V AC 3-pole, line protection Electronic Trip Unit TM, LI In=80A, rated current Ir=63...80A, overload prot. II=1000A, short-circuit prot. without auxiliary release Auxiliary switch mounting kit 2 AUX (1 NO + 1 NC) with Safety Label for USA | - | 0 | 0
3VL1708-1DD33-0AD1 |  | 3VL1708-1DD33-0AD1 | 1 | UN | 1 | 5 | B | D | EAR99 | N | 85362090 | 1 | 4011209751132 | 2.279 | KG | 532.95 | 532.95 | LP20 | LP20 | circuit breaker VL160X N standard breaking capacity Icu=55kA, 415V AC 3-pole, line protection Electronic Trip Unit TM, LI In=80A, rated current Ir=63...80A, overload prot. II=1000A, short-circuit prot. without auxiliary release Auxiliary/alarm switch mounting kit 2 AUX (1 NO+1 NC)+1 AS (1 NO) | - | 0 | 0
3VL1708-1DD33-8TB1 |  | 3VL1708-1DD33-8TB1 | 1 | UN | 1 | 5 | B | D | EAR99 | N | 85362090 | 1 | 4011209751149 | 2.113 | KG | 657.58 | 657.58 | LP20 | LP20 | circuit breaker VL160X N standard breaking capacity Icu=55kA, 415V AC 3-pole, line protection Electronic Trip Unit TM, LI In=80A, rated current Ir=63...80A, overload prot. II=1000A, short-circuit prot. Shunt release 208...277 V AC Auxiliary switch mounting kit 2 AUX (1 NO + 1 NC) | - | 0 | 0
3VL1708-1DD36-0AA0 |  | 3VL1708-1DD36-0AA0 | 1 | UN | 1 | 5 | B | D | EAR99 | N | 85362090 | 1 | 4011209645493 | 2.253 | KG | 415.8 | 398.3 | LP20 | LP20 | circuit breaker VL160X N standard breaking capacity Icu=55kA, 415V AC 3-pole, line protection Electronic Trip Unit TM, LI In=80A, rated current Ir=63...80A, overload prot. II=1000A, short-circuit prot. with screw terminals without auxiliary release without auxiliary/alarm switch | - | 0 | 0
3VL1708-1DD36-0AA0-Z | U01 | 3VL1708-1DD36-0AA0-ZU01 | 1 | UN | 1 | 5 | B | D | EAR99 | N | 85362090 | 1 |  | 2 | KG | 464.2 | 464.2 | LP20 | LP20 | circuit breaker VL160X N standard breaking capacity Icu=55kA, 415V AC 3-pole, line protection Electronic Trip Unit TM, LI In=80A, rated current Ir=63...80A, overload prot. II=1000A, short-circuit prot. with screw terminals without auxiliary release without auxiliary/alarm switch with Safety Label for USA | - | 0 | 0
3VL1708-1DD36-0AB1-Z | U01 | 3VL1708-1DD36-0AB1-ZU01 | 1 | UN | 1 | 5 | B | D | EAR99 | N | 85362090 | 1 |  | 2 | KG | 539.88 | 539.88 | LP20 | LP20 | circuit breaker VL160X N standard breaking capacity Icu=55kA, 415V AC 3-pole, line protection Electronic Trip Unit TM, LI In=80A, rated current Ir=63...80A, overload prot. II=1000A, short-circuit prot. with screw terminals without auxiliary release Auxiliary switch mounting kit 2 AUX (1 NO + 1 NC) with Safety Label for USA | - | 0 | 0
3VL1708-1EA43-0AA0 |  | 3VL1708-1EA43-0AA0 | 1 | UN | 1 | 5 | B | D | EAR99 | N | 85362090 | 1 | 4011209473164 | 2.973 | KG | 536.8 | 491 | LP20 | LP20 | circuit breaker VL160X N standard breaking capacity Icu=55kA, 415V AC 4-pole, line protection Electronic Trip Unit TM, LI In=80A, rated current Ir=80A, overload protection II=1000A, short-circuit prot. N protected without auxiliary release without auxiliary/alarm switch | - | 0 | 0
3VL1708-1EA43-0AA0-Z | U01 | 3VL1708-1EA43-0AA0-ZU01 | 1 | UN | 1 | 5 | B | D | EAR99 | N | 85362090 | 1 |  | 2.5 | KG | 585.2 | 585.2 | LP20 | LP20 | circuit breaker VL160X N standard breaking capacity Icu=55kA, 415V AC 4-pole, line protection Electronic Trip Unit TM, LI In=80A, rated current Ir=80A, overload protection II=1000A, short-circuit prot. N protected without auxiliary release without auxiliary/alarm switch with Safety Label for USA | - | 0 | 0
3VL1708-1EA43-0AB1 |  | 3VL1708-1EA43-0AB1 | 1 | UN | 1 | 5 | B | D | EAR99 | N | 85362090 | 1 | 4011209751156 | 2.929 | KG | 612.48 | 612.48 | LP20 | LP20 | circuit breaker VL160X N standard breaking capacity Icu=55kA, 415V AC 4-pole, line protection Electronic Trip Unit TM, LI In=80A, rated current Ir=80A, overload protection II=1000A, short-circuit prot. N protected without auxiliary release Auxiliary switch mounting kit 2 AUX (1 NO + 1 NC) | - | 0 | 0
3VL1708-1EA46-0AA0 |  | 3VL1708-1EA46-0AA0 | 1 | UN | 1 | 5 | B | D | EAR99 | N | 85362090 | 1 | 4011209641327 | 2.693 | KG | 514.8 | 491 | LP20 | LP20 | circuit breaker VL160X N standard breaking capacity Icu=55kA, 415V AC 4-pole, line protection Electronic Trip Unit TM, LI In=80A, rated current Ir=80A, overload protection II=1000A, short-circuit prot. N protected with screw terminals without auxiliary release without auxiliary/alarm switch | - | 0 | 0
3VL1708-1EA46-0AA0-Z | U01 | 3VL1708-1EA46-0AA0-ZU01 | 1 | UN | 1 | 5 | B | D | EAR99 | N | 85362090 | 1 |  | 2.5 | KG | 563.2 | 563.2 | LP20 | LP20 | circuit breaker VL160X N standard breaking capacity Icu=55kA, 415V AC 4-pole, line protection Electronic Trip Unit TM, LI In=80A, rated current Ir=80A, overload protection II=1000A, short-circuit prot. N protected with screw terminals without auxiliary release without auxiliary/alarm switch with Safety Label for USA | - | 0 | 0
3VL1708-1EH43-0AA0 |  | 3VL1708-1EH43-0AA0 | 1 | UN | 1 | 5 | B | D | EAR99 | N | 85362090 | 1 | 4011209473157 | 2.93 | KG | 515.9 | 471.4 | LP20 | LP20 | circuit breaker VL160X N standard breaking capacity Icu=55kA, 415V AC 4-pole, line protection Electronic Trip Unit TM, LI In=80A, rated current Ir=80A, overload protection II=1000A, short-circuit prot. N unprotected without auxiliary release without auxiliary/alarm switch | - | 0 | 0
3VL1708-1EH43-0AA0-Z | U01 | 3VL1708-1EH43-0AA0-ZU01 | 1 | UN | 1 | 5 | B | D | EAR99 | N | 85362090 | 1 |  | 2.5 | KG | 564.3 | 564.3 | LP20 | LP20 | circuit breaker VL160X N standard breaking capacity Icu=55kA, 415V AC 4-pole, line protection Electronic Trip Unit TM, LI In=80A, rated current Ir=80A, overload protection II=1000A, short-circuit prot. N unprotected without auxiliary release without auxiliary/alarm switch with Safety Label for USA | - | 0 | 0
3VL1708-1EH43-0AB1 |  | 3VL1708-1EH43-0AB1 | 1 | UN | 1 | 5 | B | D | EAR99 | N | 85362090 | 1 | 4011209751163 | 2.812 | KG | 591.58 | 591.58 | LP20 | LP20 | circuit breaker VL160X N standard breaking capacity Icu=55kA, 415V AC 4-pole, line protection Electronic Trip Unit TM, LI In=80A, rated current Ir=80A, overload protection II=1000A, short-circuit prot. N unprotected without auxiliary release Auxiliary switch mounting kit 2 AUX (1 NO + 1 NC) | - | 0 | 0
3VL1708-1EH43-8TA0 |  | 3VL1708-1EH43-8TA0 | 1 | UN | 1 | 5 | B | D | EAR99 | N | 85362090 | 1 | 4011209751170 | 2.93 | KG | 661.1 | 661.1 | LP20 | LP20 | circuit breaker VL160X N standard breaking capacity Icu=55kA, 415V AC 4-pole, line protection Electronic Trip Unit TM, LI In=80A, rated current Ir=80A, overload protection II=1000A, short-circuit prot. N unprotected Shunt release 208...277 V AC without auxiliary/alarm switch | - | 0 | 0
3VL1708-1EH43-8TD1 |  | 3VL1708-1EH43-8TD1 | 1 | UN | 1 | 5 | B | D | EAR99 | N | 85362090 | 1 | 4011209751187 | 2.898 | KG | 757.35 | 757.35 | LP20 | LP20 | circuit breaker VL160X N standard breaking capacity Icu=55kA, 415V AC 4-pole, line protection Electronic Trip Unit TM, LI In=80A, rated current Ir=80A, overload protection II=1000A, short-circuit prot. N unprotected Shunt release 208...277 V AC Auxiliary/alarm switch mounting kit 2 AUX (1 NO+1 NC)+1 AS (1 NO) | - | 0 | 0
3VL1708-1EH46-0AA0 |  | 3VL1708-1EH46-0AA0 | 1 | UN | 1 | 5 | B | D | EAR99 | N | 85362090 | 1 | 4011209641402 | 2.68 | KG | 490.6 | 471.4 | LP20 | LP20 | circuit breaker VL160X N standard breaking capacity Icu=55kA, 415V AC 4-pole, line protection Electronic Trip Unit TM, LI In=80A, rated current Ir=80A, overload protection II=1000A, short-circuit prot. N unprotected with screw terminals without auxiliary release without auxiliary/alarm switch | - | 0 | 0
3VL1708-1EH46-0AA0-Z | U01 | 3VL1708-1EH46-0AA0-ZU01 | 1 | UN | 1 | 5 | B | D | EAR99 | N | 85362090 | 1 |  | 2.5 | KG | 539 | 539 | LP20 | LP20 | circuit breaker VL160X N standard breaking capacity Icu=55kA, 415V AC 4-pole, line protection Electronic Trip Unit TM, LI In=80A, rated current Ir=80A, overload protection II=1000A, short-circuit prot. N unprotected with screw terminals without auxiliary release without auxiliary/alarm switch with Safety Label for USA | - | 0 | 0
3VL1708-2DA33-0AA0 |  | 3VL1708-2DA33-0AA0 | 1 | UN | 1 | 5 | B | D | EAR99 | N | 85362090 | 1 | 4011209473140 | 2.235 | KG | 473 | 431.5 | LP20 | LP20 | circuit breaker VL160X H high breaking capacity Icu=70kA, 415V AC 3-pole, line protection Electronic Trip Unit TM, LI In=80A, rated current Ir=80A, overload protection II=1000A, short-circuit prot. without auxiliary release without auxiliary/alarm switch | - | 0 | 0
3VL1708-2DA33-0AA0-Z | U01 | 3VL1708-2DA33-0AA0-ZU01 | 1 | UN | 1 | 5 | B | D | EAR99 | N | 85362090 | 1 |  | 2 | KG | 521.4 | 521.4 | LP20 | LP20 | circuit breaker VL160X H high breaking capacity Icu=70kA, 415V AC 3-pole, line protection Electronic Trip Unit TM, LI In=80A, rated current Ir=80A, overload protection II=1000A, short-circuit prot. without auxiliary release without auxiliary/alarm switch with Safety Label for USA | - | 0 | 0
3VL1708-2DA36-0AA0 |  | 3VL1708-2DA36-0AA0 | 1 | UN | 1 | 5 | B | D | EAR99 | N | 85362090 | 1 | 4011209645431 | 1.966 | KG | 452.1 | 431.5 | LP20 | LP20 | circuit breaker VL160X H high breaking capacity Icu=70kA, 415V AC 3-pole, line protection Electronic Trip Unit TM, LI In=80A, rated current Ir=80A, overload protection II=1000A, short-circuit prot. with screw terminals without auxiliary release without auxiliary/alarm switch | - | 0 | 0
3VL1708-2DA36-0AA0-Z | U01 | 3VL1708-2DA36-0AA0-ZU01 | 1 | UN | 1 | 5 | B | D | EAR99 | N | 85362090 | 1 |  | 2 | KG | 500.5 | 500.5 | LP20 | LP20 | circuit breaker VL160X H high breaking capacity Icu=70kA, 415V AC 3-pole, line protection Electronic Trip Unit TM, LI In=80A, rated current Ir=80A, overload protection II=1000A, short-circuit prot. with screw terminals without auxiliary release without auxiliary/alarm switch with Safety Label for USA | - | 0 | 0
3VL1708-2DD33-0AA0 |  | 3VL1708-2DD33-0AA0 | 1 | UN | 1 | 5 | B | D | EAR99 | N | 85362090 | 1 | 4011209473133 | 2.227 | KG | 499.4 | 455.6 | LP20 | LP20 | circuit breaker VL160X H high breaking capacity Icu=70kA, 415V AC 3-pole, line protection Electronic Trip Unit TM, LI In=80A, rated current Ir=80A, overload protection II=1000A, short-circuit prot. without auxiliary release without auxiliary/alarm switch | - | 0 | 0
3VL1708-2DD33-0AA0-Z | U01 | 3VL1708-2DD33-0AA0-ZU01 | 1 | UN | 1 | 5 | B | D | EAR99 | N | 85362090 | 1 |  | 2 | KG | 547.8 | 547.8 | LP20 | LP20 | circuit breaker VL160X H high breaking capacity Icu=70kA, 415V AC 3-pole, line protection Electronic Trip Unit TM, LI In=80A, rated current Ir=80A, overload protection II=1000A, short-circuit prot. without auxiliary release without auxiliary/alarm switch with Safety Label for USA | - | 0 | 0
3VL1708-2DD33-0AB1 |  | 3VL1708-2DD33-0AB1 | 1 | UN | 1 | 5 | B | D | EAR99 | N | 85362090 | 1 | 4011209751194 | 2 | KG | 575.08 | 575.08 | LP20 | LP20 | circuit breaker VL160X H high breaking capacity Icu=70kA, 415V AC 3-pole, line protection Electronic Trip Unit TM, LI In=80A, rated current Ir=80A, overload protection II=1000A, short-circuit prot. without auxiliary release Auxiliary switch mounting kit 2 AUX (1 NO + 1 NC) | - | 0 | 0
3VL1708-2DD33-0AB1-Z | U01 | 3VL1708-2DD33-0AB1-ZU01 | 1 | UN | 1 | 5 | B | D | EAR99 | N | 85362090 | 1 |  | 2 | KG | 623.48 | 623.48 | LP20 | LP20 | circuit breaker VL160X H high breaking capacity Icu=70kA, 415V AC 3-pole, line protection Electronic Trip Unit TM, LI In=80A, rated current Ir=80A, overload protection II=1000A, short-circuit prot. without auxiliary release Auxiliary switch mounting kit 2 AUX (1 NO + 1 NC) with Safety Label for USA | - | 0 | 0
3VL1708-2DD33-0AD1 |  | 3VL1708-2DD33-0AD1 | 1 | UN | 1 | 5 | B | D | EAR99 | N | 85362090 | 1 | 4011209751200 | 2.07 | KG | 595.65 | 595.65 | LP20 | LP20 | circuit breaker VL160X H high breaking capacity Icu=70kA, 415V AC 3-pole, line protection Electronic Trip Unit TM, LI In=80A, rated current Ir=80A, overload protection II=1000A, short-circuit prot. without auxiliary release Auxiliary/alarm switch mounting kit 2 AUX (1 NO+1 NC)+1 AS (1 NO) | - | 0 | 0
3VL1708-2DD33-8RB1 |  | 3VL1708-2DD33-8RB1 | 1 | UN | 1 | 5 | B | D | EAR99 | N | 85362090 | 1 | 4011209751217 | 2.227 | KG | 720.28 | 720.28 | LP20 | LP20 | circuit breaker VL160X H high breaking capacity Icu=70kA, 415V AC 3-pole, line protection Electronic Trip Unit TM, LI In=80A, rated current Ir=80A, overload protection II=1000A, short-circuit prot. Shunt release 110...127 V AC Auxiliary switch mounting kit 2 AUX (1 NO + 1 NC) | - | 0 | 0
3VL1708-2DD33-8TD1 |  | 3VL1708-2DD33-8TD1 | 1 | UN | 1 | 5 | B | D | EAR99 | N | 85362090 | 1 | 4011209751224 | 2.227 | KG | 740.85 | 740.85 | LP20 | LP20 | circuit breaker VL160X H high breaking capacity Icu=70kA, 415V AC 3-pole, line protection Electronic Trip Unit TM, LI In=80A, rated current Ir=80A, overload protection II=1000A, short-circuit prot. Shunt release 208...277 V AC Auxiliary/alarm switch mounting kit 2 AUX (1 NO+1 NC)+1 AS (1 NO) | - | 0 | 0
3VL1708-2DD36-0AA0 |  | 3VL1708-2DD36-0AA0 | 1 | UN | 1 | 5 | B | D | EAR99 | N | 85362090 | 1 | 4011209611726 | 1.966 | KG | 479.6 | 455.6 | LP20 | LP20 | circuit breaker VL160X H high breaking capacity Icu=70kA, 415V AC 3-pole, line protection Electronic Trip Unit TM, LI In=80A, rated current Ir=80A, overload protection II=1000A, short-circuit prot. with screw terminals without auxiliary release without auxiliary/alarm switch | - | 0 | 0
3VL1708-2DD36-0AA0-Z | U01 | 3VL1708-2DD36-0AA0-ZU01 | 1 | UN | 1 | 5 | B | D | EAR99 | N | 85362090 | 1 |  | 2 | KG | 528 | 528 | LP20 | LP20 | circuit breaker VL160X H high breaking capacity Icu=70kA, 415V AC 3-pole, line protection Electronic Trip Unit TM, LI In=80A, rated current Ir=80A, overload protection II=1000A, short-circuit prot. with screw terminals without auxiliary release without auxiliary/alarm switch with Safety Label for USA | - | 0 | 0
3VL1708-2EA43-0AA0 |  | 3VL1708-2EA43-0AA0 | 1 | UN | 1 | 5 | B | D | EAR99 | N | 85362090 | 1 | 4011209473126 | 2.944 | KG | 617.1 | 564.2 | LP20 | LP20 | circuit breaker VL160X H high breaking capacity Icu=70kA, 415V AC 4-pole, line protection Electronic Trip Unit TM, LI In=80A, rated current Ir=80A, overload protection II=1000A, short-circuit prot. N protected without auxiliary release without auxiliary/alarm switch | - | 0 | 0
3VL1708-2EA43-0AA0-Z | U01 | 3VL1708-2EA43-0AA0-ZU01 | 1 | UN | 1 | 5 | B | D | EAR99 | N | 85362090 | 1 |  | 2.5 | KG | 665.5 | 665.5 | LP20 | LP20 | circuit breaker VL160X H high breaking capacity Icu=70kA, 415V AC 4-pole, line protection Electronic Trip Unit TM, LI In=80A, rated current Ir=80A, overload protection II=1000A, short-circuit prot. N protected without auxiliary release without auxiliary/alarm switch with Safety Label for USA | - | 0 | 0
3VL1708-2EA46-0AA0 |  | 3VL1708-2EA46-0AA0 | 1 | UN | 1 | 5 | B | D | EAR99 | N | 85362090 | 1 | 4011209639591 | 2.648 | KG | 592.9 | 564.2 | LP20 | LP20 | circuit breaker VL160X H high breaking capacity Icu=70kA, 415V AC 4-pole, line protection Electronic Trip Unit TM, LI In=80A, rated current Ir=80A, overload protection II=1000A, short-circuit prot. N protected with screw terminals without auxiliary release without auxiliary/alarm switch | - | 0 | 0
3VL1708-2EA46-0AA0-Z | U01 | 3VL1708-2EA46-0AA0-ZU01 | 1 | UN | 1 | 5 | B | D | EAR99 | N | 85362090 | 1 |  | 2.5 | KG | 641.3 | 641.3 | LP20 | LP20 | circuit breaker VL160X H high breaking capacity Icu=70kA, 415V AC 4-pole, line protection Electronic Trip Unit TM, LI In=80A, rated current Ir=80A, overload protection II=1000A, short-circuit prot. N protected with screw terminals without auxiliary release without auxiliary/alarm switch with Safety Label for USA | - | 0 | 0
3VL1708-2EH43-0AA0 |  | 3VL1708-2EH43-0AA0 | 1 | UN | 1 | 5 | B | D | EAR99 | N | 85362090 | 1 | 4011209473119 | 2.94 | KG | 587.4 | 536.3 | LP20 | LP20 | circuit breaker VL160X H high breaking capacity Icu=70kA, 415V AC 4-pole, line protection Electronic Trip Unit TM, LI In=80A, rated current Ir=80A, overload protection II=1000A, short-circuit prot. N unprotected without auxiliary release without auxiliary/alarm switch | - | 0 | 0
3VL1708-2EH43-0AA0-Z | U01 | 3VL1708-2EH43-0AA0-ZU01 | 1 | UN | 1 | 5 | B | D | EAR99 | N | 85362090 | 1 |  | 2.5 | KG | 635.8 | 635.8 | LP20 | LP20 | circuit breaker VL160X H high breaking capacity Icu=70kA, 415V AC 4-pole, line protection Electronic Trip Unit TM, LI In=80A, rated current Ir=80A, overload protection II=1000A, short-circuit prot. N unprotected without auxiliary release without auxiliary/alarm switch with Safety Label for USA | - | 0 | 0
3VL1708-2EH43-0AB1 |  | 3VL1708-2EH43-0AB1 | 1 | UN | 1 | 5 | B | D | EAR99 | N | 85362090 | 1 | 4011209751231 | 2.81 | KG | 663.08 | 663.08 | LP20 | LP20 | circuit breaker VL160X H high breaking capacity Icu=70kA, 415V AC 4-pole, line protection Electronic Trip Unit TM, LI In=80A, rated current Ir=80A, overload protection II=1000A, short-circuit prot. N unprotected without auxiliary release Auxiliary switch mounting kit 2 AUX (1 NO + 1 NC) | - | 0 | 0
3VL1708-2EH46-0AA0 |  | 3VL1708-2EH46-0AA0 | 1 | UN | 1 | 5 | B | D | EAR99 | N | 85362090 | 1 | 4011209639690 | 2.648 | KG | 561 | 536.3 | LP20 | LP20 | circuit breaker VL160X H high breaking capacity Icu=70kA, 415V AC 4-pole, line protection Electronic Trip Unit TM, LI In=80A, rated current Ir=80A, overload protection II=1000A, short-circuit prot. N unprotected with screw terminals without auxiliary release without auxiliary/alarm switch | - | 0 | 0
3VL1708-2EH46-0AA0-Z | U01 | 3VL1708-2EH46-0AA0-ZU01 | 1 | UN | 1 | 5 | B | D | EAR99 | N | 85362090 | 1 |  | 2.5 | KG | 609.4 | 609.4 | LP20 | LP20 | circuit breaker VL160X H high breaking capacity Icu=70kA, 415V AC 4-pole, line protection Electronic Trip Unit TM, LI In=80A, rated current Ir=80A, overload protection II=1000A, short-circuit prot. N unprotected with screw terminals without auxiliary release without auxiliary/alarm switch with Safety Label for USA | - | 0 | 0
3VL1710-1DA33-0AA0 |  | 3VL1710-1DA33-0AA0 | 1 | UN | 1 | 5 | B | D | EAR99 | N | 85362090 | 1 | 4011209473102 | 2.213 | KG | 480.7 | 440.4 | LP20 | LP20 | circuit breaker VL160X N standard breaking capacity Icu=55kA, 415V AC 3-pole, line protection Electronic Trip Unit TM, LI In=100A, rated current Ir=100A, overload protection II=1000A, short-circuit prot. without auxiliary release without auxiliary/alarm switch | - | 0 | 0
3VL1710-1DA33-0AA0-Z | U01 | 3VL1710-1DA33-0AA0-ZU01 | 1 | UN | 1 | 5 | B | D | EAR99 | N | 85362090 | 1 |  | 2 | KG | 529.1 | 529.1 | LP20 | LP20 | circuit breaker VL160X N standard breaking capacity Icu=55kA, 415V AC 3-pole, line protection Electronic Trip Unit TM, LI In=100A, rated current Ir=100A, overload protection II=1000A, short-circuit prot. without auxiliary release without auxiliary/alarm switch with Safety Label for USA | - | 0 | 0
3VL1710-1DA33-0AB1 |  | 3VL1710-1DA33-0AB1 | 1 | UN | 1 | 5 | B | D | EAR99 | N | 85362090 | 1 | 4011209751248 | 2.125 | KG | 556.38 | 556.38 | LP20 | LP20 | circuit breaker VL160X N standard breaking capacity Icu=55kA, 415V AC 3-pole, line protection Electronic Trip Unit TM, LI In=100A, rated current Ir=100A, overload protection II=1000A, short-circuit prot. without auxiliary release Auxiliary switch mounting kit 2 AUX (1 NO + 1 NC) | - | 0 | 0
3VL1710-1DA33-0AB1-Z | U01 | 3VL1710-1DA33-0AB1-ZU01 | 1 | UN | 1 | 5 | B | D | EAR99 | N | 85362090 | 1 |  | 2 | KG | 604.78 | 604.78 | LP20 | LP20 | circuit breaker VL160X N standard breaking capacity Icu=55kA, 415V AC 3-pole, line protection Electronic Trip Unit TM, LI In=100A, rated current Ir=100A, overload protection II=1000A, short-circuit prot. without auxiliary release Auxiliary switch mounting kit 2 AUX (1 NO + 1 NC) with Safety Label for USA | - | 0 | 0
3VL1710-1DA33-0AD1 |  | 3VL1710-1DA33-0AD1 | 1 | UN | 1 | 5 | B | D | EAR99 | N | 85362090 | 1 | 4011209751255 | 3.57 | KG | 576.95 | 576.95 | LP20 | LP20 | circuit breaker VL160X N standard breaking capacity Icu=55kA, 415V AC 3-pole, line protection Electronic Trip Unit TM, LI In=100A, rated current Ir=100A, overload protection II=1000A, short-circuit prot. without auxiliary release Auxiliary/alarm switch mounting kit 2 AUX (1 NO+1 NC)+1 AS (1 NO) | - | 0 | 0
3VL1710-1DA33-2HA0 |  | 3VL1710-1DA33-2HA0 | 1 | UN | 1 | 5 | B | D | EAR99 | N | 85362090 | 1 | 4011209751262 | 2.078 | KG | 672.1 | 672.1 | LP20 | LP20 | circuit breaker VL160X N standard breaking capacity Icu=55kA, 415V AC 3-pole, line protection Electronic Trip Unit TM, LI In=100A, rated current Ir=100A, overload protection II=1000A, short-circuit prot. Undervoltage release 220...250 V AC without auxiliary/alarm switch | - | 0 | 0
3VL1710-1DA33-8RA0 |  | 3VL1710-1DA33-8RA0 | 1 | UN | 1 | 5 | B | D | EAR99 | N | 85362090 | 1 | 4011209751286 | 2.12 | KG | 625.9 | 625.9 | LP20 | LP20 | circuit breaker VL160X N standard breaking capacity Icu=55kA, 415V AC 3-pole, line protection Electronic Trip Unit TM, LI In=100A, rated current Ir=100A, overload protection II=1000A, short-circuit prot. Shunt release 110...127 V AC without auxiliary/alarm switch | - | 0 | 0
3VL1710-1DA33-8TA0 |  | 3VL1710-1DA33-8TA0 | 1 | UN | 1 | 5 | B | D | EAR99 | N | 85362090 | 1 | 4011209751293 | 2.119 | KG | 625.9 | 625.9 | LP20 | LP20 | circuit breaker VL160X N standard breaking capacity Icu=55kA, 415V AC 3-pole, line protection Electronic Trip Unit TM, LI In=100A, rated current Ir=100A, overload protection II=1000A, short-circuit prot. Shunt release 208...277 V AC without auxiliary/alarm switch | - | 0 | 0
3VL1710-1DA36-0AA0 |  | 3VL1710-1DA36-0AA0 | 1 | UN | 1 | 5 | B | D | EAR99 | N | 85362090 | 1 | 4011209608122 | 2 | KG | 463.1 | 440.4 | LP20 | LP20 | circuit breaker VL160X N standard breaking capacity Icu=55kA, 415V AC 3-pole, line protection Electronic Trip Unit TM, LI In=100A, rated current Ir=100A, overload protection II=1000A, short-circuit prot. with screw terminals without auxiliary release without auxiliary/alarm switch | - | 0 | 0
3VL1710-1DA36-0AA0-Z | U01 | 3VL1710-1DA36-0AA0-ZU01 | 1 | UN | 1 | 5 | B | D | EAR99 | N | 85362090 | 1 |  | 2 | KG | 511.5 | 511.5 | LP20 | LP20 | circuit breaker VL160X N standard breaking capacity Icu=55kA, 415V AC 3-pole, line protection Electronic Trip Unit TM, LI In=100A, rated current Ir=100A, overload protection II=1000A, short-circuit prot. with screw terminals without auxiliary release without auxiliary/alarm switch with Safety Label for USA | - | 0 | 0
3VL1710-1DA36-0AD1-Z | U01 | 3VL1710-1DA36-0AD1-ZU01 | 1 | UN | 1 | 5 | B | D | EAR99 | N | 85362090 | 1 |  | 2 | KG | 607.75 | 607.75 | LP20 | LP20 | circuit breaker VL160X N standard breaking capacity Icu=55kA, 415V AC 3-pole, line protection Electronic Trip Unit TM, LI In=100A, rated current Ir=100A, overload protection II=1000A, short-circuit prot. with screw terminals without auxiliary release Auxiliary/alarm switch mounting kit 2 AUX (1 NO+1 NC)+1 AS (1 NO) with Safety Label for USA | - | 0 | 0
3VL1710-1DA36-8TA0 |  | 3VL1710-1DA36-8TA0 | 1 | UN | 1 | 5 | B | D | EAR99 | N | 85362090 | 1 | 4011209751309 | 1.96 | KG | 608.3 | 608.3 | LP20 | LP20 | circuit breaker VL160X N standard breaking capacity Icu=55kA, 415V AC 3-pole, line protection Electronic Trip Unit TM, LI In=100A, rated current Ir=100A, overload protection II=1000A, short-circuit prot. with screw terminals Shunt release 208...277 V AC without auxiliary/alarm switch | - | 0 | 0
3VL1710-1DA36-8TD1 |  | 3VL1710-1DA36-8TD1 | 1 | UN | 1 | 5 | B | D | EAR99 | N | 85362090 | 1 | 4011209751316 | 2.053 | KG | 704.55 | 704.55 | LP20 | LP20 | circuit breaker VL160X N standard breaking capacity Icu=55kA, 415V AC 3-pole, line protection Electronic Trip Unit TM, LI In=100A, rated current Ir=100A, overload protection II=1000A, short-circuit prot. with screw terminals Shunt release 208...277 V AC Auxiliary/alarm switch mounting kit 2 AUX (1 NO+1 NC)+1 AS (1 NO) | - | 0 | 0
3VL1710-1DD33-0AA0 |  | 3VL1710-1DD33-0AA0 | 1 | UN | 1 | 5 | B | D | EAR99 | N | 85362010 | 1 | 4011209473096 | 2.225 | KG | 506 | 463.3 | LP20 | LP20 | circuit breaker VL160X N standard breaking capacity Icu=55kA, 415V AC 3-pole, line protection Electronic Trip Unit TM, LI In=100A, rated current Ir=80...100A, overload prot. II=1000A, short-circuit prot. without auxiliary release without auxiliary/alarm switch | - | 0 | 0
3VL1710-1DD33-0AA0-Z | U01 | 3VL1710-1DD33-0AA0-ZU01 | 1 | UN | 1 | 5 | B | D | EAR99 | N | 85362010 | 1 |  | 2 | KG | 554.4 | 554.4 | LP20 | LP20 | circuit breaker VL160X N standard breaking capacity Icu=55kA, 415V AC 3-pole, line protection Electronic Trip Unit TM, LI In=100A, rated current Ir=80...100A, overload prot. II=1000A, short-circuit prot. without auxiliary release without auxiliary/alarm switch with Safety Label for USA | - | 0 | 0
3VL1710-1DD33-0AB1 |  | 3VL1710-1DD33-0AB1 | 1 | UN | 1 | 5 | B | D | EAR99 | N | 85362010 | 1 | 4011209751323 | 2.1 | KG | 581.68 | 581.68 | LP20 | LP20 | circuit breaker VL160X N standard breaking capacity Icu=55kA, 415V AC 3-pole, line protection Electronic Trip Unit TM, LI In=100A, rated current Ir=80...100A, overload prot. II=1000A, short-circuit prot. without auxiliary release Auxiliary switch mounting kit 2 AUX (1 NO + 1 NC) | - | 0 | 0
3VL1710-1DD33-0AB1-Z | U01 | 3VL1710-1DD33-0AB1-ZU01 | 1 | UN | 1 | 5 | B | D | EAR99 | N | 85362010 | 1 |  | 2 | KG | 630.08 | 630.08 | LP20 | LP20 | circuit breaker VL160X N standard breaking capacity Icu=55kA, 415V AC 3-pole, line protection Electronic Trip Unit TM, LI In=100A, rated current Ir=80...100A, overload prot. II=1000A, short-circuit prot. without auxiliary release Auxiliary switch mounting kit 2 AUX (1 NO + 1 NC) with Safety Label for USA | - | 0 | 0
3VL1710-1DD33-0AD1 |  | 3VL1710-1DD33-0AD1 | 1 | UN | 1 | 5 | B | D | EAR99 | N | 85362010 | 1 | 4011209751330 | 2.092 | KG | 602.25 | 602.25 | LP20 | LP20 | circuit breaker VL160X N standard breaking capacity Icu=55kA, 415V AC 3-pole, line protection Electronic Trip Unit TM, LI In=100A, rated current Ir=80...100A, overload prot. II=1000A, short-circuit prot. without auxiliary release Auxiliary/alarm switch mounting kit 2 AUX (1 NO+1 NC)+1 AS (1 NO) | - | 0 | 0
3VL1710-1DD33-8TB1 |  | 3VL1710-1DD33-8TB1 | 1 | UN | 1 | 5 | B | D | EAR99 | N | 85362010 | 1 | 4011209751347 | 2.225 | KG | 726.88 | 726.88 | LP20 | LP20 | circuit breaker VL160X N standard breaking capacity Icu=55kA, 415V AC 3-pole, line protection Electronic Trip Unit TM, LI In=100A, rated current Ir=80...100A, overload prot. II=1000A, short-circuit prot. Shunt release 208...277 V AC Auxiliary switch mounting kit 2 AUX (1 NO + 1 NC) | - | 0 | 0
3VL1710-1DD36-0AA0 |  | 3VL1710-1DD36-0AA0 | 1 | UN | 1 | 5 | B | D | EAR99 | N | 85362090 | 1 | 4011209606760 | 2.245 | KG | 490.6 | 463.3 | LP20 | LP20 | circuit breaker VL160X N standard breaking capacity Icu=55kA, 415V AC 3-pole, line protection Electronic Trip Unit TM, LI In=100A, rated current Ir=80...100A, overload prot. II=1000A, short-circuit prot. with screw terminals without auxiliary release without auxiliary/alarm switch | - | 0 | 0
3VL1710-1DD36-0AA0-Z | U01 | 3VL1710-1DD36-0AA0-ZU01 | 1 | UN | 1 | 5 | B | D | EAR99 | N | 85362090 | 1 |  | 2 | KG | 539 | 539 | LP20 | LP20 | circuit breaker VL160X N standard breaking capacity Icu=55kA, 415V AC 3-pole, line protection Electronic Trip Unit TM, LI In=100A, rated current Ir=80...100A, overload prot. II=1000A, short-circuit prot. with screw terminals without auxiliary release without auxiliary/alarm switch with Safety Label for USA | - | 0 | 0
3VL1710-1DD36-0AB1 |  | 3VL1710-1DD36-0AB1 | 1 | UN | 1 | 5 | B | D | EAR99 | N | 85362090 | 1 | 4011209751354 | 1.99 | KG | 566.28 | 566.28 | LP20 | LP20 | circuit breaker VL160X N standard breaking capacity Icu=55kA, 415V AC 3-pole, line protection Electronic Trip Unit TM, LI In=100A, rated current Ir=80...100A, overload prot. II=1000A, short-circuit prot. with screw terminals without auxiliary release Auxiliary switch mounting kit 2 AUX (1 NO + 1 NC) | - | 0 | 0
3VL1710-1DD36-0AD1 |  | 3VL1710-1DD36-0AD1 | 1 | UN | 1 | 5 | B | D | EAR99 | N | 85362090 | 1 | 4011209751361 | 2.015 | KG | 586.85 | 586.85 | LP20 | LP20 | circuit breaker VL160X N standard breaking capacity Icu=55kA, 415V AC 3-pole, line protection Electronic Trip Unit TM, LI In=100A, rated current Ir=80...100A, overload prot. II=1000A, short-circuit prot. with screw terminals without auxiliary release Auxiliary/alarm switch mounting kit 2 AUX (1 NO+1 NC)+1 AS (1 NO) | - | 0 | 0
3VL1710-1DE33-0AA0 |  | 3VL1710-1DE33-0AA0 | 1 | UN | 1 | 5 | B | D | EAR99 | N | 85362090 | 1 | 4011209473089 | 2.245 | KG | 397.1 | 362.8 | LP20 | LP20 | circuit breaker VL160X N standard breaking capacity Icu=55kA, 415V AC 3-pole, non-auto. air circ. br. Electronic Trip Unit magnetic In=100A, rated current II=1800A, short-circuit prot. without auxiliary release without auxiliary/alarm switch | - | 0 | 0
3VL1710-1DE33-0AA0-Z | U01 | 3VL1710-1DE33-0AA0-ZU01 | 1 | UN | 1 | 5 | B | D | EAR99 | N | 85362090 | 1 |  | 2 | KG | 445.5 | 445.5 | LP20 | LP20 | circuit breaker VL160X N standard breaking capacity Icu=55kA, 415V AC 3-pole, non-auto. air circ. br. Electronic Trip Unit magnetic In=100A, rated current II=1800A, short-circuit prot. without auxiliary release without auxiliary/alarm switch with Safety Label for USA | - | 0 | 0
3VL1710-1DE33-0AB1 |  | 3VL1710-1DE33-0AB1 | 1 | UN | 1 | 5 | B | D | EAR99 | N | 85362090 | 1 | 4011209751378 | 2.245 | KG | 472.78 | 472.78 | LP20 | LP20 | circuit breaker VL160X N standard breaking capacity Icu=55kA, 415V AC 3-pole, non-auto. air circ. br. Electronic Trip Unit magnetic In=100A, rated current II=1800A, short-circuit prot. without auxiliary release Auxiliary switch mounting kit 2 AUX (1 NO + 1 NC) | - | 0 | 0
3VL1710-1DE33-0AD1 |  | 3VL1710-1DE33-0AD1 | 1 | UN | 1 | 5 | B | D | EAR99 | N | 85362090 | 1 | 4011209751385 | 2.245 | KG | 493.35 | 493.35 | LP20 | LP20 | circuit breaker VL160X N standard breaking capacity Icu=55kA, 415V AC 3-pole, non-auto. air circ. br. Electronic Trip Unit magnetic In=100A, rated current II=1800A, short-circuit prot. without auxiliary release Auxiliary/alarm switch mounting kit 2 AUX (1 NO+1 NC)+1 AS (1 NO) | - | 0 | 0
3VL1710-1DE33-8CB1 |  | 3VL1710-1DE33-8CB1 | 1 | UN | 1 | 5 | B | D | EAR99 | N | 85362090 | 1 | 4011209751392 | 2.162 | KG | 617.98 | 617.98 | LP20 | LP20 | circuit breaker VL160X N standard breaking capacity Icu=55kA, 415V AC 3-pole, non-auto. air circ. br. Electronic Trip Unit magnetic In=100A, rated current II=1800A, short-circuit prot. Shunt release 24 V AC/DC Auxiliary switch mounting kit 2 AUX (1 NO + 1 NC) | - | 0 | 0
3VL1710-1DE33-8QB1 |  | 3VL1710-1DE33-8QB1 | 1 | UN | 1 | 5 | B | D | EAR99 | N | 85362090 | 1 | 4011209751408 | 2.145 | KG | 617.98 | 617.98 | LP20 | LP20 | circuit breaker VL160X N standard breaking capacity Icu=55kA, 415V AC 3-pole, non-auto. air circ. br. Electronic Trip Unit magnetic In=100A, rated current II=1800A, short-circuit prot. Shunt release 220...250 V DC Auxiliary switch mounting kit 2 AUX (1 NO + 1 NC) | - | 0 | 0
3VL1710-1DE36-0AA0 |  | 3VL1710-1DE36-0AA0 | 1 | UN | 1 | 5 | B | D | EAR99 | N | 85362090 | 1 | 4011209649033 | 2 | KG | 377.3 | 362.8 | LP20 | LP20 | circuit breaker VL160X N standard breaking capacity Icu=55kA, 415V AC 3-pole, non-auto. air circ. br. Electronic Trip Unit magnetic In=100A, rated current II=1800A, short-circuit prot. with screw terminals without auxiliary release without auxiliary/alarm switch | - | 0 | 0
3VL1710-1DE36-0AA0-Z | U01 | 3VL1710-1DE36-0AA0-ZU01 | 1 | UN | 1 | 5 | B | D | EAR99 | N | 85362090 | 1 |  | 2 | KG | 425.7 | 425.7 | LP20 | LP20 | circuit breaker VL160X N standard breaking capacity Icu=55kA, 415V AC 3-pole, non-auto. air circ. br. Electronic Trip Unit magnetic In=100A, rated current II=1800A, short-circuit prot. with screw terminals without auxiliary release without auxiliary/alarm switch with Safety Label for USA | - | 0 | 0
3VL1710-1DE36-2HD1-Z | M22U01 | 3VL1710-1DE36-2HD1-ZM22U01 | 1 | UN | 1 | 5 | B | D | EAR99 | N | 85362090 | 1 |  | 2 | KG | 1741.85 | 1741.85 | LP20 | LP20 | circuit breaker VL160X N standard breaking capacity Icu=55kA, 415V AC 3-pole, non-auto. air circ. br. Electronic Trip Unit magnetic In=100A, rated current II=1800A, short-circuit prot. with screw terminals Undervoltage release 220...250 V AC Auxiliary/alarm switch mounting kit 2 AUX (1 NO+1 NC)+1 AS (1 NO) Motorized operating mechanism set up 220-250 V AC/DC with Safety Label for USA | - | 0 | 0
3VL1710-1EA43-0AA0 |  | 3VL1710-1EA43-0AA0 | 1 | UN | 1 | 5 | B | D | EAR99 | N | 85362090 | 1 | 4011209473072 | 2.786 | KG | 632.5 | 577 | LP20 | LP20 | circuit breaker VL160X N standard breaking capacity Icu=55kA, 415V AC 4-pole, line protection Electronic Trip Unit TM, LI In=100A, rated current Ir=100A, overload protection II=1000A, short-circuit prot. N protected without auxiliary release without auxiliary/alarm switch | - | 0 | 0
3VL1710-1EA43-0AA0-Z | U01 | 3VL1710-1EA43-0AA0-ZU01 | 1 | UN | 1 | 5 | B | D | EAR99 | N | 85362090 | 1 |  | 2.5 | KG | 680.9 | 680.9 | LP20 | LP20 | circuit breaker VL160X N standard breaking capacity Icu=55kA, 415V AC 4-pole, line protection Electronic Trip Unit TM, LI In=100A, rated current Ir=100A, overload protection II=1000A, short-circuit prot. N protected without auxiliary release without auxiliary/alarm switch with Safety Label for USA | - | 0 | 0
3VL1710-1EA43-0AB1 |  | 3VL1710-1EA43-0AB1 | 1 | UN | 1 | 5 | B | D | EAR99 | N | 85362090 | 1 | 4011209751415 | 2.823 | KG | 708.18 | 708.18 | LP20 | LP20 | circuit breaker VL160X N standard breaking capacity Icu=55kA, 415V AC 4-pole, line protection Electronic Trip Unit TM, LI In=100A, rated current Ir=100A, overload protection II=1000A, short-circuit prot. N protected without auxiliary release Auxiliary switch mounting kit 2 AUX (1 NO + 1 NC) | - | 0 | 0
3VL1710-1EA43-0AD1 |  | 3VL1710-1EA43-0AD1 | 1 | UN | 1 | 5 | B | D | EAR99 | N | 85362090 | 1 | 4011209751422 | 2.835 | KG | 728.75 | 728.75 | LP20 | LP20 | circuit breaker VL160X N standard breaking capacity Icu=55kA, 415V AC 4-pole, line protection Electronic Trip Unit TM, LI In=100A, rated current Ir=100A, overload protection II=1000A, short-circuit prot. N protected without auxiliary release Auxiliary/alarm switch mounting kit 2 AUX (1 NO+1 NC)+1 AS (1 NO) | - | 0 | 0
3VL1710-1EA43-8KD1 |  | 3VL1710-1EA43-8KD1 | 1 | UN | 1 | 5 | B | D | EAR99 | N | 85362090 | 1 | 4011209751439 | 2.943 | KG | 873.95 | 873.95 | LP20 | LP20 | circuit breaker VL160X N standard breaking capacity Icu=55kA, 415V AC 4-pole, line protection Electronic Trip Unit TM, LI In=100A, rated current Ir=100A, overload protection II=1000A, short-circuit prot. N protected Shunt release 110...127 V DC Auxiliary/alarm switch mounting kit 2 AUX (1 NO+1 NC)+1 AS (1 NO) | - | 0 | 0
3VL1710-1EA43-8TA0 |  | 3VL1710-1EA43-8TA0 | 1 | UN | 1 | 5 | B | D | EAR99 | N | 85362090 | 1 | 4011209751446 | 2.861 | KG | 777.7 | 777.7 | LP20 | LP20 | circuit breaker VL160X N standard breaking capacity Icu=55kA, 415V AC 4-pole, line protection Electronic Trip Unit TM, LI In=100A, rated current Ir=100A, overload protection II=1000A, short-circuit prot. N protected Shunt release 208...277 V AC without auxiliary/alarm switch | - | 0 | 0
3VL1710-1EA46-0AA0 |  | 3VL1710-1EA46-0AA0 | 1 | UN | 1 | 5 | B | D | EAR99 | N | 85362090 | 1 | 4011209641310 | 2.689 | KG | 607.2 | 577 | LP20 | LP20 | circuit breaker VL160X N standard breaking capacity Icu=55kA, 415V AC 4-pole, line protection Electronic Trip Unit TM, LI In=100A, rated current Ir=100A, overload protection II=1000A, short-circuit prot. N protected with screw terminals without auxiliary release without auxiliary/alarm switch | - | 0 | 0
3VL1710-1EA46-0AA0-Z | U01 | 3VL1710-1EA46-0AA0-ZU01 | 1 | UN | 1 | 5 | B | D | EAR99 | N | 85362090 | 1 |  | 2.5 | KG | 655.6 | 655.6 | LP20 | LP20 | circuit breaker VL160X N standard breaking capacity Icu=55kA, 415V AC 4-pole, line protection Electronic Trip Unit TM, LI In=100A, rated current Ir=100A, overload protection II=1000A, short-circuit prot. N protected with screw terminals without auxiliary release without auxiliary/alarm switch with Safety Label for USA | - | 0 | 0
3VL1710-1EE43-0AA0 |  | 3VL1710-1EE43-0AA0 | 1 | UN | 1 | 5 | B | D | EAR99 | N | 85362090 | 1 | 4011209473065 | 2.95 | KG | 514.8 | 468.7 | LP20 | LP20 | circuit breaker VL160X N standard breaking capacity Icu=55kA, 415V AC 4-pole, non-auto. air circ. br. Electronic Trip Unit magnetic In=100A, rated current II=1800A, short-circuit prot. without auxiliary release without auxiliary/alarm switch | - | 0 | 0
3VL1710-1EE43-0AA0-Z | U01 | 3VL1710-1EE43-0AA0-ZU01 | 1 | UN | 1 | 5 | B | D | EAR99 | N | 85362090 | 1 |  | 2.5 | KG | 563.2 | 563.2 | LP20 | LP20 | circuit breaker VL160X N standard breaking capacity Icu=55kA, 415V AC 4-pole, non-auto. air circ. br. Electronic Trip Unit magnetic In=100A, rated current II=1800A, short-circuit prot. without auxiliary release without auxiliary/alarm switch with Safety Label for USA | - | 0 | 0
3VL1710-1EE43-2HA0 |  | 3VL1710-1EE43-2HA0 | 1 | UN | 1 | 5 | B | D | EAR99 | N | 85362090 | 1 | 4011209751453 | 2.95 | KG | 706.2 | 706.2 | LP20 | LP20 | circuit breaker VL160X N standard breaking capacity Icu=55kA, 415V AC 4-pole, non-auto. air circ. br. Electronic Trip Unit magnetic In=100A, rated current II=1800A, short-circuit prot. Undervoltage release 220...250 V AC without auxiliary/alarm switch | - | 0 | 0
3VL1710-1EE43-2HD1 |  | 3VL1710-1EE43-2HD1 | 1 | UN | 1 | 5 | B | D | EAR99 | N | 85362090 | 1 | 4011209751460 | 2.878 | KG | 802.45 | 802.45 | LP20 | LP20 | circuit breaker VL160X N standard breaking capacity Icu=55kA, 415V AC 4-pole, non-auto. air circ. br. Electronic Trip Unit magnetic In=100A, rated current II=1800A, short-circuit prot. Undervoltage release 220...250 V AC Auxiliary/alarm switch mounting kit 2 AUX (1 NO+1 NC)+1 AS (1 NO) | - | 0 | 0
3VL1710-1EE46-0AA0 |  | 3VL1710-1EE46-0AA0 | 1 | UN | 1 | 5 | B | D | EAR99 | N | 85362090 | 1 | 4011209639812 | 2.692 | KG | 487.3 | 468.7 | LP20 | LP20 | circuit breaker VL160X N standard breaking capacity Icu=55kA, 415V AC 4-pole, non-auto. air circ. br. Electronic Trip Unit magnetic In=100A, rated current II=1800A, short-circuit prot. with screw terminals without auxiliary release without auxiliary/alarm switch | - | 0 | 0
3VL1710-1EE46-0AA0-Z | U01 | 3VL1710-1EE46-0AA0-ZU01 | 1 | UN | 1 | 5 | B | D | EAR99 | N | 85362090 | 1 |  | 2.5 | KG | 535.7 | 535.7 | LP20 | LP20 | circuit breaker VL160X N standard breaking capacity Icu=55kA, 415V AC 4-pole, non-auto. air circ. br. Electronic Trip Unit magnetic In=100A, rated current II=1800A, short-circuit prot. with screw terminals without auxiliary release without auxiliary/alarm switch with Safety Label for USA | - | 0 | 0
3VL1710-1EH43-0AA0 |  | 3VL1710-1EH43-0AA0 | 1 | UN | 1 | 5 | B | D | EAR99 | N | 85362090 | 1 | 4011209473058 | 2.93 | KG | 599.5 | 548.9 | LP20 | LP20 | circuit breaker VL160X N standard breaking capacity Icu=55kA, 415V AC 4-pole, line protection Electronic Trip Unit TM, LI In=100A, rated current Ir=100A, overload protection II=1000A, short-circuit prot. N unprotected without auxiliary release without auxiliary/alarm switch | - | 0 | 0
3VL1710-1EH43-0AA0-Z | U01 | 3VL1710-1EH43-0AA0-ZU01 | 1 | UN | 1 | 5 | B | D | EAR99 | N | 85362090 | 1 |  | 2.5 | KG | 647.9 | 647.9 | LP20 | LP20 | circuit breaker VL160X N standard breaking capacity Icu=55kA, 415V AC 4-pole, line protection Electronic Trip Unit TM, LI In=100A, rated current Ir=100A, overload protection II=1000A, short-circuit prot. N unprotected without auxiliary release without auxiliary/alarm switch with Safety Label for USA | - | 0 | 0
3VL1710-1EH43-0AB1 |  | 3VL1710-1EH43-0AB1 | 1 | UN | 1 | 5 | B | D | EAR99 | N | 85362090 | 1 | 4011209751477 | 2.805 | KG | 675.18 | 675.18 | LP20 | LP20 | circuit breaker VL160X N standard breaking capacity Icu=55kA, 415V AC 4-pole, line protection Electronic Trip Unit TM, LI In=100A, rated current Ir=100A, overload protection II=1000A, short-circuit prot. N unprotected without auxiliary release Auxiliary switch mounting kit 2 AUX (1 NO + 1 NC) | - | 0 | 0
3VL1710-1EH43-0AD1 |  | 3VL1710-1EH43-0AD1 | 1 | UN | 1 | 5 | B | D | EAR99 | N | 85362090 | 1 | 4011209751484 | 2.849 | KG | 695.75 | 695.75 | LP20 | LP20 | circuit breaker VL160X N standard breaking capacity Icu=55kA, 415V AC 4-pole, line protection Electronic Trip Unit TM, LI In=100A, rated current Ir=100A, overload protection II=1000A, short-circuit prot. N unprotected without auxiliary release Auxiliary/alarm switch mounting kit 2 AUX (1 NO+1 NC)+1 AS (1 NO) | - | 0 | 0
3VL1710-1EH43-8TB1 |  | 3VL1710-1EH43-8TB1 | 1 | UN | 1 | 5 | B | D | EAR99 | N | 85362090 | 1 | 4011209751491 | 2.885 | KG | 820.38 | 820.38 | LP20 | LP20 | circuit breaker VL160X N standard breaking capacity Icu=55kA, 415V AC 4-pole, line protection Electronic Trip Unit TM, LI In=100A, rated current Ir=100A, overload protection II=1000A, short-circuit prot. N unprotected Shunt release 208...277 V AC Auxiliary switch mounting kit 2 AUX (1 NO + 1 NC) | - | 0 | 0
3VL1710-1EH46-0AA0 |  | 3VL1710-1EH46-0AA0 | 1 | UN | 1 | 5 | B | D | EAR99 | N | 85362090 | 1 | 4011209612778 | 2.5 | KG | 576.4 | 548.9 | LP20 | LP20 | circuit breaker VL160X N standard breaking capacity Icu=55kA, 415V AC 4-pole, line protection Electronic Trip Unit TM, LI In=100A, rated current Ir=100A, overload protection II=1000A, short-circuit prot. N unprotected with screw terminals without auxiliary release without auxiliary/alarm switch | - | 0 | 0
3VL1710-1EH46-0AA0-Z | U01 | 3VL1710-1EH46-0AA0-ZU01 | 1 | UN | 1 | 5 | B | D | EAR99 | N | 85362090 | 1 |  | 2.5 | KG | 624.8 | 624.8 | LP20 | LP20 | circuit breaker VL160X N standard breaking capacity Icu=55kA, 415V AC 4-pole, line protection Electronic Trip Unit TM, LI In=100A, rated current Ir=100A, overload protection II=1000A, short-circuit prot. N unprotected with screw terminals without auxiliary release without auxiliary/alarm switch with Safety Label for USA | - | 0 | 0
3VL1710-2DA33-0AA0 |  | 3VL1710-2DA33-0AA0 | 1 | UN | 1 | 5 | B | D | EAR99 | N | 85362090 | 1 | 4011209473041 | 2.225 | KG | 553.3 | 504.1 | LP20 | LP20 | circuit breaker VL160X H high breaking capacity Icu=70kA, 415V AC 3-pole, line protection Electronic Trip Unit TM, LI In=100A, rated current Ir=100A, overload protection II=1000A, short-circuit prot. without auxiliary release without auxiliary/alarm switch | - | 0 | 0
3VL1710-2DA33-0AA0-Z | U01 | 3VL1710-2DA33-0AA0-ZU01 | 1 | UN | 1 | 5 | B | D | EAR99 | N | 85362090 | 1 |  | 2 | KG | 601.7 | 601.7 | LP20 | LP20 | circuit breaker VL160X H high breaking capacity Icu=70kA, 415V AC 3-pole, line protection Electronic Trip Unit TM, LI In=100A, rated current Ir=100A, overload protection II=1000A, short-circuit prot. without auxiliary release without auxiliary/alarm switch with Safety Label for USA | - | 0 | 0
3VL1710-2DA33-0AB1 |  | 3VL1710-2DA33-0AB1 | 1 | UN | 1 | 5 | B | D | EAR99 | N | 85362090 | 1 | 4011209751507 | 2.068 | KG | 628.98 | 628.98 | LP20 | LP20 | circuit breaker VL160X H high breaking capacity Icu=70kA, 415V AC 3-pole, line protection Electronic Trip Unit TM, LI In=100A, rated current Ir=100A, overload protection II=1000A, short-circuit prot. without auxiliary release Auxiliary switch mounting kit 2 AUX (1 NO + 1 NC) | - | 0 | 0
3VL1710-2DA33-0AD1 |  | 3VL1710-2DA33-0AD1 | 1 | UN | 1 | 5 | B | D | EAR99 | N | 85362090 | 1 | 4011209751514 | 2.082 | KG | 649.55 | 649.55 | LP20 | LP20 | circuit breaker VL160X H high breaking capacity Icu=70kA, 415V AC 3-pole, line protection Electronic Trip Unit TM, LI In=100A, rated current Ir=100A, overload protection II=1000A, short-circuit prot. without auxiliary release Auxiliary/alarm switch mounting kit 2 AUX (1 NO+1 NC)+1 AS (1 NO) | - | 0 | 0
3VL1710-2DA33-8CB1 |  | 3VL1710-2DA33-8CB1 | 1 | UN | 1 | 5 | B | D | EAR99 | N | 85362090 | 1 | 4011209751521 | 2.225 | KG | 774.18 | 774.18 | LP20 | LP20 | circuit breaker VL160X H high breaking capacity Icu=70kA, 415V AC 3-pole, line protection Electronic Trip Unit TM, LI In=100A, rated current Ir=100A, overload protection II=1000A, short-circuit prot. Shunt release 24 V AC/DC Auxiliary switch mounting kit 2 AUX (1 NO + 1 NC) | - | 0 | 0
3VL1710-2DA33-8TD1 |  | 3VL1710-2DA33-8TD1 | 1 | UN | 1 | 5 | B | D | EAR99 | N | 85362090 | 1 | 4011209751538 | 2.225 | KG | 794.75 | 794.75 | LP20 | LP20 | circuit breaker VL160X H high breaking capacity Icu=70kA, 415V AC 3-pole, line protection Electronic Trip Unit TM, LI In=100A, rated current Ir=100A, overload protection II=1000A, short-circuit prot. Shunt release 208...277 V AC Auxiliary/alarm switch mounting kit 2 AUX (1 NO+1 NC)+1 AS (1 NO) | - | 0 | 0
3VL1710-2DA36-0AA0 |  | 3VL1710-2DA36-0AA0 | 1 | UN | 1 | 5 | B | D | EAR99 | N | 85362090 | 1 | 4011209645448 | 2.225 | KG | 532.4 | 504.1 | LP20 | LP20 | circuit breaker VL160X H high breaking capacity Icu=70kA, 415V AC 3-pole, line protection Electronic Trip Unit TM, LI In=100A, rated current Ir=100A, overload protection II=1000A, short-circuit prot. with screw terminals without auxiliary release without auxiliary/alarm switch | - | 0 | 0
3VL1710-2DA36-0AA0-Z | U01 | 3VL1710-2DA36-0AA0-ZU01 | 1 | UN | 1 | 5 | B | D | EAR99 | N | 85362090 | 1 |  | 2 | KG | 580.8 | 580.8 | LP20 | LP20 | circuit breaker VL160X H high breaking capacity Icu=70kA, 415V AC 3-pole, line protection Electronic Trip Unit TM, LI In=100A, rated current Ir=100A, overload protection II=1000A, short-circuit prot. with screw terminals without auxiliary release without auxiliary/alarm switch with Safety Label for USA | - | 0 | 0
3VL1710-2DD33-0AA0 |  | 3VL1710-2DD33-0AA0 | 1 | UN | 1 | 5 | B | D | EAR99 | N | 85362090 | 1 | 4011209473034 | 2.235 | KG | 581.9 | 530.9 | LP20 | LP20 | circuit breaker VL160X H high breaking capacity Icu=70kA, 415V AC 3-pole, line protection Electronic Trip Unit TM, LI In=100A, rated current Ir=100A, overload protection II=1000A, short-circuit prot. without auxiliary release without auxiliary/alarm switch | - | 0 | 0
3VL1710-2DD33-0AA0-Z | U01 | 3VL1710-2DD33-0AA0-ZU01 | 1 | UN | 1 | 5 | B | D | EAR99 | N | 85362090 | 1 |  | 2 | KG | 630.3 | 630.3 | LP20 | LP20 | circuit breaker VL160X H high breaking capacity Icu=70kA, 415V AC 3-pole, line protection Electronic Trip Unit TM, LI In=100A, rated current Ir=100A, overload protection II=1000A, short-circuit prot. without auxiliary release without auxiliary/alarm switch with Safety Label for USA | - | 0 | 0
3VL1710-2DD33-0AB1 |  | 3VL1710-2DD33-0AB1 | 1 | UN | 1 | 5 | B | D | EAR99 | N | 85362090 | 1 | 4011209751545 | 2 | KG | 657.58 | 657.58 | LP20 | LP20 | circuit breaker VL160X H high breaking capacity Icu=70kA, 415V AC 3-pole, line protection Electronic Trip Unit TM, LI In=100A, rated current Ir=100A, overload protection II=1000A, short-circuit prot. without auxiliary release Auxiliary switch mounting kit 2 AUX (1 NO + 1 NC) | - | 0 | 0
3VL1710-2DD33-0AB1-Z | U01 | 3VL1710-2DD33-0AB1-ZU01 | 1 | UN | 1 | 5 | B | D | EAR99 | N | 85362090 | 1 |  | 2 | KG | 705.98 | 705.98 | LP20 | LP20 | circuit breaker VL160X H high breaking capacity Icu=70kA, 415V AC 3-pole, line protection Electronic Trip Unit TM, LI In=100A, rated current Ir=100A, overload protection II=1000A, short-circuit prot. without auxiliary release Auxiliary switch mounting kit 2 AUX (1 NO + 1 NC) with Safety Label for USA | - | 0 | 0
3VL1710-2DD33-0AD1 |  | 3VL1710-2DD33-0AD1 | 1 | UN | 1 | 5 | B | D | EAR99 | N | 85362090 | 1 | 4011209751552 | 2.133 | KG | 678.15 | 678.15 | LP20 | LP20 | circuit breaker VL160X H high breaking capacity Icu=70kA, 415V AC 3-pole, line protection Electronic Trip Unit TM, LI In=100A, rated current Ir=100A, overload protection II=1000A, short-circuit prot. without auxiliary release Auxiliary/alarm switch mounting kit 2 AUX (1 NO+1 NC)+1 AS (1 NO) | - | 0 | 0
3VL1710-2DD36-0AA0 |  | 3VL1710-2DD36-0AA0 | 1 | UN | 1 | 5 | B | D | EAR99 | N | 85362090 | 1 | 4011209606807 | 2.235 | KG | 561 | 530.9 | LP20 | LP20 | circuit breaker VL160X H high breaking capacity Icu=70kA, 415V AC 3-pole, line protection Electronic Trip Unit TM, LI In=100A, rated current Ir=100A, overload protection II=1000A, short-circuit prot. with screw terminals without auxiliary release without auxiliary/alarm switch | - | 0 | 0
3VL1710-2DD36-0AA0-Z | U01 | 3VL1710-2DD36-0AA0-ZU01 | 1 | UN | 1 | 5 | B | D | EAR99 | N | 85362090 | 1 |  | 2 | KG | 609.4 | 609.4 | LP20 | LP20 | circuit breaker VL160X H high breaking capacity Icu=70kA, 415V AC 3-pole, line protection Electronic Trip Unit TM, LI In=100A, rated current Ir=100A, overload protection II=1000A, short-circuit prot. with screw terminals without auxiliary release without auxiliary/alarm switch with Safety Label for USA | - | 0 | 0
3VL1710-2DE33-0AA0 |  | 3VL1710-2DE33-0AA0 | 1 | UN | 1 | 5 | B | D | EAR99 | N | 85362090 | 1 | 4011209473027 | 2.25 | KG | 451 | 413.6 | LP20 | LP20 | circuit breaker VL160X H high breaking capacity Icu=70kA, 415V AC 3-pole, non-auto. air circ. br. Electronic Trip Unit magnetic In=100A, rated current II=1800A, short-circuit prot. without auxiliary release without auxiliary/alarm switch | - | 0 | 0
3VL1710-2DE33-0AA0-Z | U01 | 3VL1710-2DE33-0AA0-ZU01 | 1 | UN | 1 | 5 | B | D | EAR99 | N | 85362090 | 1 |  | 2 | KG | 499.4 | 499.4 | LP20 | LP20 | circuit breaker VL160X H high breaking capacity Icu=70kA, 415V AC 3-pole, non-auto. air circ. br. Electronic Trip Unit magnetic In=100A, rated current II=1800A, short-circuit prot. without auxiliary release without auxiliary/alarm switch with Safety Label for USA | - | 0 | 0
3VL1710-2DE36-0AA0 |  | 3VL1710-2DE36-0AA0 | 1 | UN | 1 | 5 | B | D | EAR99 | N | 85362090 | 1 | 4011209688568 | 1.958 | KG | 435.6 | 413.6 | LP20 | LP20 | circuit breaker VL160X H high breaking capacity Icu=70kA, 415V AC 3-pole, non-auto. air circ. br. Electronic Trip Unit magnetic In=100A, rated current II=1800A, short-circuit prot. with screw terminals without auxiliary release without auxiliary/alarm switch | - | 0 | 0
3VL1710-2DE36-0AA0-Z | U01 | 3VL1710-2DE36-0AA0-ZU01 | 1 | UN | 1 | 5 | B | D | EAR99 | N | 85362090 | 1 |  | 2 | KG | 484 | 484 | LP20 | LP20 | circuit breaker VL160X H high breaking capacity Icu=70kA, 415V AC 3-pole, non-auto. air circ. br. Electronic Trip Unit magnetic In=100A, rated current II=1800A, short-circuit prot. with screw terminals without auxiliary release without auxiliary/alarm switch with Safety Label for USA | - | 0 | 0
3VL1710-2EA43-0AA0 |  | 3VL1710-2EA43-0AA0 | 1 | UN | 1 | 5 | B | D | EAR99 | N | 85362090 | 1 | 4011209473010 | 2.895 | KG | 721.6 | 658.6 | LP20 | LP20 | circuit breaker VL160X H high breaking capacity Icu=70kA, 415V AC 4-pole, line protection Electronic Trip Unit TM, LI In=100A, rated current Ir=100A, overload protection II=1000A, short-circuit prot. N protected without auxiliary release without auxiliary/alarm switch | - | 0 | 0
3VL1710-2EA43-0AA0-Z | U01 | 3VL1710-2EA43-0AA0-ZU01 | 1 | UN | 1 | 5 | B | D | EAR99 | N | 85362090 | 1 |  | 2.5 | KG | 770 | 770 | LP20 | LP20 | circuit breaker VL160X H high breaking capacity Icu=70kA, 415V AC 4-pole, line protection Electronic Trip Unit TM, LI In=100A, rated current Ir=100A, overload protection II=1000A, short-circuit prot. N protected without auxiliary release without auxiliary/alarm switch with Safety Label for USA | - | 0 | 0
3VL1710-2EA46-0AA0 |  | 3VL1710-2EA46-0AA0 | 1 | UN | 1 | 5 | B | D | EAR99 | N | 85362090 | 1 | 4011209639584 | 2.689 | KG | 694.1 | 658.6 | LP20 | LP20 | circuit breaker VL160X H high breaking capacity Icu=70kA, 415V AC 4-pole, line protection Electronic Trip Unit TM, LI In=100A, rated current Ir=100A, overload protection II=1000A, short-circuit prot. N protected with screw terminals without auxiliary release without auxiliary/alarm switch | - | 0 | 0
3VL1710-2EA46-0AA0-Z | U01 | 3VL1710-2EA46-0AA0-ZU01 | 1 | UN | 1 | 5 | B | D | EAR99 | N | 85362090 | 1 |  | 2.5 | KG | 742.5 | 742.5 | LP20 | LP20 | circuit breaker VL160X H high breaking capacity Icu=70kA, 415V AC 4-pole, line protection Electronic Trip Unit TM, LI In=100A, rated current Ir=100A, overload protection II=1000A, short-circuit prot. N protected with screw terminals without auxiliary release without auxiliary/alarm switch with Safety Label for USA | - | 0 | 0
3VL1710-2EE43-0AA0 |  | 3VL1710-2EE43-0AA0 | 1 | UN | 1 | 5 | B | D | EAR99 | N | 85362090 | 1 | 4011209473003 | 2.895 | KG | 584.1 | 533.7 | LP20 | LP20 | circuit breaker VL160X H high breaking capacity Icu=70kA, 415V AC 4-pole, non-auto. air circ. br. Electronic Trip Unit magnetic In=100A, rated current II=1800A, short-circuit prot. without auxiliary release without auxiliary/alarm switch | - | 0 | 0
3VL1710-2EE43-0AA0-Z | U01 | 3VL1710-2EE43-0AA0-ZU01 | 1 | UN | 1 | 5 | B | D | EAR99 | N | 85362090 | 1 |  | 2.5 | KG | 632.5 | 632.5 | LP20 | LP20 | circuit breaker VL160X H high breaking capacity Icu=70kA, 415V AC 4-pole, non-auto. air circ. br. Electronic Trip Unit magnetic In=100A, rated current II=1800A, short-circuit prot. without auxiliary release without auxiliary/alarm switch with Safety Label for USA | - | 0 | 0
3VL1710-2EE43-0AD1-Z | U01 | 3VL1710-2EE43-0AD1-ZU01 | 1 | UN | 1 | 5 | B | D | EAR99 | N | 85362090 | 1 |  | 2.5 | KG | 728.75 | 728.75 | LP20 | LP20 | circuit breaker VL160X H high breaking capacity Icu=70kA, 415V AC 4-pole, non-auto. air circ. br. Electronic Trip Unit magnetic In=100A, rated current II=1800A, short-circuit prot. without auxiliary release Auxiliary/alarm switch mounting kit 2 AUX (1 NO+1 NC)+1 AS (1 NO) with Safety Label for USA | - | 0 | 0
3VL1710-2EE46-0AA0 |  | 3VL1710-2EE46-0AA0 | 1 | UN | 1 | 5 | B | D | EAR99 | N | 85362090 | 1 | 4011209639553 | 2.643 | KG | 558.8 | 533.7 | LP20 | LP20 | circuit breaker VL160X H high breaking capacity Icu=70kA, 415V AC 4-pole, non-auto. air circ. br. Electronic Trip Unit magnetic In=100A, rated current II=1800A, short-circuit prot. with screw terminals without auxiliary release without auxiliary/alarm switch | - | 0 | 0
3VL1710-2EE46-0AA0-Z | U01 | 3VL1710-2EE46-0AA0-ZU01 | 1 | UN | 1 | 5 | B | D | EAR99 | N | 85362090 | 1 |  | 2.5 | KG | 607.2 | 607.2 | LP20 | LP20 | circuit breaker VL160X H high breaking capacity Icu=70kA, 415V AC 4-pole, non-auto. air circ. br. Electronic Trip Unit magnetic In=100A, rated current II=1800A, short-circuit prot. with screw terminals without auxiliary release without auxiliary/alarm switch with Safety Label for USA | - | 0 | 0
3VL1710-2EH43-0AA0 |  | 3VL1710-2EH43-0AA0 | 1 | UN | 1 | 5 | B | D | EAR99 | N | 85362090 | 1 | 4011209472990 | 2.93 | KG | 682 | 625.5 | LP20 | LP20 | circuit breaker VL160X H high breaking capacity Icu=70kA, 415V AC 4-pole, line protection Electronic Trip Unit TM, LI In=100A, rated current Ir=100A, overload protection II=1000A, short-circuit prot. N unprotected without auxiliary release without auxiliary/alarm switch | - | 0 | 0
3VL1710-2EH43-0AA0-Z | U01 | 3VL1710-2EH43-0AA0-ZU01 | 1 | UN | 1 | 5 | B | D | EAR99 | N | 85362090 | 1 |  | 2.5 | KG | 730.4 | 730.4 | LP20 | LP20 | circuit breaker VL160X H high breaking capacity Icu=70kA, 415V AC 4-pole, line protection Electronic Trip Unit TM, LI In=100A, rated current Ir=100A, overload protection II=1000A, short-circuit prot. N unprotected without auxiliary release without auxiliary/alarm switch with Safety Label for USA | - | 0 | 0
3VL1710-2EH46-0AA0 |  | 3VL1710-2EH46-0AA0 | 1 | UN | 1 | 5 | B | D | EAR99 | N | 85362090 | 1 | 4011209639683 | 2.652 | KG | 656.7 | 625.5 | LP20 | LP20 | circuit breaker VL160X H high breaking capacity Icu=70kA, 415V AC 4-pole, line protection Electronic Trip Unit TM, LI In=100A, rated current Ir=100A, overload protection II=1000A, short-circuit prot. N unprotected with screw terminals without auxiliary release without auxiliary/alarm switch | - | 0 | 0
3VL1710-2EH46-0AA0-Z | U01 | 3VL1710-2EH46-0AA0-ZU01 | 1 | UN | 1 | 5 | B | D | EAR99 | N | 85362090 | 1 |  | 2.5 | KG | 705.1 | 705.1 | LP20 | LP20 | circuit breaker VL160X H high breaking capacity Icu=70kA, 415V AC 4-pole, line protection Electronic Trip Unit TM, LI In=100A, rated current Ir=100A, overload protection II=1000A, short-circuit prot. N unprotected with screw terminals without auxiliary release without auxiliary/alarm switch with Safety Label for USA | - | 0 | 0
3VL1712-1DA33-0AA0 |  | 3VL1712-1DA33-0AA0 | 1 | UN | 1 | 5 | B | D | EAR99 | N | 85362090 | 1 | 4011209472983 | 2.026 | KG | 786.5 | 718.1 | LP20 | LP20 | circuit breaker VL160X N standard breaking capacity Icu=55kA, 415V AC 3-pole, line protection Electronic Trip Unit TM, LI In=125A, rated current Ir=125A, overload protection II=1000A, short-circuit prot. without auxiliary release without auxiliary/alarm switch | - | 0 | 0
3VL1712-1DA33-0AA0-Z | U01 | 3VL1712-1DA33-0AA0-ZU01 | 1 | UN | 1 | 5 | B | D | EAR99 | N | 85362090 | 1 |  | 2 | KG | 834.9 | 834.9 | LP20 | LP20 | circuit breaker VL160X N standard breaking capacity Icu=55kA, 415V AC 3-pole, line protection Electronic Trip Unit TM, LI In=125A, rated current Ir=125A, overload protection II=1000A, short-circuit prot. without auxiliary release without auxiliary/alarm switch with Safety Label for USA | - | 0 | 0
3VL1712-1DA33-0AB1 |  | 3VL1712-1DA33-0AB1 | 1 | UN | 1 | 5 | B | D | EAR99 | N | 85362090 | 1 | 4011209751576 | 2.075 | KG | 862.18 | 862.18 | LP20 | LP20 | circuit breaker VL160X N standard breaking capacity Icu=55kA, 415V AC 3-pole, line protection Electronic Trip Unit TM, LI In=125A, rated current Ir=125A, overload protection II=1000A, short-circuit prot. without auxiliary release Auxiliary switch mounting kit 2 AUX (1 NO + 1 NC) | - | 0 | 0
3VL1712-1DA33-0AD1 |  | 3VL1712-1DA33-0AD1 | 1 | UN | 1 | 5 | B | D | EAR99 | N | 85362090 | 1 | 4011209751583 | 2.072 | KG | 882.75 | 882.75 | LP20 | LP20 | circuit breaker VL160X N standard breaking capacity Icu=55kA, 415V AC 3-pole, line protection Electronic Trip Unit TM, LI In=125A, rated current Ir=125A, overload protection II=1000A, short-circuit prot. without auxiliary release Auxiliary/alarm switch mounting kit 2 AUX (1 NO+1 NC)+1 AS (1 NO) | - | 0 | 0
3VL1712-1DA33-8RA0-Z | U01 | 3VL1712-1DA33-8RA0-ZU01 | 1 | UN | 1 | 5 | B | D | EAR99 | N | 85362090 | 1 |  | 2 | KG | 980.1 | 980.1 | LP20 | LP20 | circuit breaker VL160X N standard breaking capacity Icu=55kA, 415V AC 3-pole, line protection Electronic Trip Unit TM, LI In=125A, rated current Ir=125A, overload protection II=1000A, short-circuit prot. Shunt release 110...127 V AC without auxiliary/alarm switch with Safety Label for USA | - | 0 | 0
3VL1712-1DA36-0AA0 |  | 3VL1712-1DA36-0AA0 | 1 | UN | 1 | 5 | B | D | EAR99 | N | 85362090 | 1 | 4011209645455 | 1.945 | KG | 766.7 | 718.1 | LP20 | LP20 | circuit breaker VL160X N standard breaking capacity Icu=55kA, 415V AC 3-pole, line protection Electronic Trip Unit TM, LI In=125A, rated current Ir=125A, overload protection II=1000A, short-circuit prot. with screw terminals without auxiliary release without auxiliary/alarm switch | - | 0 | 0
3VL1712-1DA36-0AA0-Z | U01 | 3VL1712-1DA36-0AA0-ZU01 | 1 | UN | 1 | 5 | B | D | EAR99 | N | 85362090 | 1 |  | 2 | KG | 815.1 | 815.1 | LP20 | LP20 | circuit breaker VL160X N standard breaking capacity Icu=55kA, 415V AC 3-pole, line protection Electronic Trip Unit TM, LI In=125A, rated current Ir=125A, overload protection II=1000A, short-circuit prot. with screw terminals without auxiliary release without auxiliary/alarm switch with Safety Label for USA | - | 0 | 0
3VL1712-1DD33-0AA0 |  | 3VL1712-1DD33-0AA0 | 1 | UN | 1 | 5 | B | D | EAR99 | N | 85362090 | 1 | 4011209472976 | 2.047 | KG | 829.4 | 757.6 | LP20 | LP20 | circuit breaker VL160X N standard breaking capacity Icu=55kA, 415V AC 3-pole, line protection Electronic Trip Unit TM, LI In=125A, rated current Ir=100...125A, overload prot. II=1000A, short-circuit prot. without auxiliary release without auxiliary/alarm switch | - | 0 | 0
3VL1712-1DD33-0AA0-Z | U01 | 3VL1712-1DD33-0AA0-ZU01 | 1 | UN | 1 | 5 | B | D | EAR99 | N | 85362090 | 1 |  | 2 | KG | 877.8 | 877.8 | LP20 | LP20 | circuit breaker VL160X N standard breaking capacity Icu=55kA, 415V AC 3-pole, line protection Electronic Trip Unit TM, LI In=125A, rated current Ir=100...125A, overload prot. II=1000A, short-circuit prot. without auxiliary release without auxiliary/alarm switch with Safety Label for USA | - | 0 | 0
3VL1712-1DD33-0AB1 |  | 3VL1712-1DD33-0AB1 | 1 | UN | 1 | 5 | B | D | EAR99 | N | 85362090 | 1 | 4011209751590 | 2.057 | KG | 905.08 | 905.08 | LP20 | LP20 | circuit breaker VL160X N standard breaking capacity Icu=55kA, 415V AC 3-pole, line protection Electronic Trip Unit TM, LI In=125A, rated current Ir=100...125A, overload prot. II=1000A, short-circuit prot. without auxiliary release Auxiliary switch mounting kit 2 AUX (1 NO + 1 NC) | - | 0 | 0
3VL1712-1DD33-0AB1-Z | U01 | 3VL1712-1DD33-0AB1-ZU01 | 1 | UN | 1 | 5 | B | D | EAR99 | N | 85362090 | 1 |  | 2 | KG | 953.48 | 953.48 | LP20 | LP20 | circuit breaker VL160X N standard breaking capacity Icu=55kA, 415V AC 3-pole, line protection Electronic Trip Unit TM, LI In=125A, rated current Ir=100...125A, overload prot. II=1000A, short-circuit prot. without auxiliary release Auxiliary switch mounting kit 2 AUX (1 NO + 1 NC) with Safety Label for USA | - | 0 | 0
3VL1712-1DD33-0AD1 |  | 3VL1712-1DD33-0AD1 | 1 | UN | 1 | 5 | B | D | EAR99 | N | 85362090 | 1 | 4011209751606 | 2.1 | KG | 925.65 | 925.65 | LP20 | LP20 | circuit breaker VL160X N standard breaking capacity Icu=55kA, 415V AC 3-pole, line protection Electronic Trip Unit TM, LI In=125A, rated current Ir=100...125A, overload prot. II=1000A, short-circuit prot. without auxiliary release Auxiliary/alarm switch mounting kit 2 AUX (1 NO+1 NC)+1 AS (1 NO) | - | 0 | 0
3VL1712-1DD33-2GB1-Z | U01 | 3VL1712-1DD33-2GB1-ZU01 | 1 | UN | 1 | 5 | B | D | EAR99 | N | 85362090 | 1 |  | 2 | KG | 1144.88 | 1144.88 | LP20 | LP20 | circuit breaker VL160X N standard breaking capacity Icu=55kA, 415V AC 3-pole, line protection Electronic Trip Unit TM, LI In=125A, rated current Ir=100...125A, overload prot. II=1000A, short-circuit prot. Undervoltage release 110...127 V AC Auxiliary switch mounting kit 2 AUX (1 NO + 1 NC) with Safety Label for USA | - | 0 | 0
3VL1712-1DD33-2KB1-Z | U01 | 3VL1712-1DD33-2KB1-ZU01 | 1 | UN | 1 | 5 | B | D | EAR99 | N | 85362090 | 1 |  | 2 | KG | 1144.88 | 1144.88 | LP20 | LP20 | circuit breaker VL160X N standard breaking capacity Icu=55kA, 415V AC 3-pole, line protection Electronic Trip Unit TM, LI In=125A, rated current Ir=100...125A, overload prot. II=1000A, short-circuit prot. Undervoltage release 440...480 V AC Auxiliary switch mounting kit 2 AUX (1 NO + 1 NC) with Safety Label for USA | - | 0 | 0
3VL1712-1DD33-2PA0 |  | 3VL1712-1DD33-2PA0 | 1 | UN | 1 | 5 | B | D | EAR99 | N | 85362090 | 1 | 4011209751613 | 2.1 | KG | 1020.8 | 1020.8 | LP20 | LP20 | circuit breaker VL160X N standard breaking capacity Icu=55kA, 415V AC 3-pole, line protection Electronic Trip Unit TM, LI In=125A, rated current Ir=100...125A, overload prot. II=1000A, short-circuit prot. Undervoltage release 24 V DC without auxiliary/alarm switch | - | 0 | 0
3VL1712-1DD33-2PD1 |  | 3VL1712-1DD33-2PD1 | 1 | UN | 1 | 5 | B | D | EAR99 | N | 85362090 | 1 | 4011209751637 | 2.17 | KG | 1117.05 | 1117.05 | LP20 | LP20 | circuit breaker VL160X N standard breaking capacity Icu=55kA, 415V AC 3-pole, line protection Electronic Trip Unit TM, LI In=125A, rated current Ir=100...125A, overload prot. II=1000A, short-circuit prot. Undervoltage release 24 V DC Auxiliary/alarm switch mounting kit 2 AUX (1 NO+1 NC)+1 AS (1 NO) | - | 0 | 0
3VL1712-1DD33-8CA0 |  | 3VL1712-1DD33-8CA0 | 1 | UN | 1 | 5 | B | D | EAR99 | N | 85362090 | 1 | 4011209751644 | 2.097 | KG | 974.6 | 974.6 | LP20 | LP20 | circuit breaker VL160X N standard breaking capacity Icu=55kA, 415V AC 3-pole, line protection Electronic Trip Unit TM, LI In=125A, rated current Ir=100...125A, overload prot. II=1000A, short-circuit prot. Shunt release 24 V AC/DC without auxiliary/alarm switch | - | 0 | 0
3VL1712-1DD33-8CB1-Z | U01 | 3VL1712-1DD33-8CB1-ZU01 | 1 | UN | 1 | 5 | B | D | EAR99 | N | 85362090 | 1 |  | 2 | KG | 1098.68 | 1098.68 | LP20 | LP20 | circuit breaker VL160X N standard breaking capacity Icu=55kA, 415V AC 3-pole, line protection Electronic Trip Unit TM, LI In=125A, rated current Ir=100...125A, overload prot. II=1000A, short-circuit prot. Shunt release 24 V AC/DC Auxiliary switch mounting kit 2 AUX (1 NO + 1 NC) with Safety Label for USA | - | 0 | 0
3VL1712-1DD33-8TB1 |  | 3VL1712-1DD33-8TB1 | 1 | UN | 1 | 5 | B | D | EAR99 | N | 85362090 | 1 | 4011209751651 | 2.154 | KG | 1050.28 | 1050.28 | LP20 | LP20 | circuit breaker VL160X N standard breaking capacity Icu=55kA, 415V AC 3-pole, line protection Electronic Trip Unit TM, LI In=125A, rated current Ir=100...125A, overload prot. II=1000A, short-circuit prot. Shunt release 208...277 V AC Auxiliary switch mounting kit 2 AUX (1 NO + 1 NC) | - | 0 | 0
3VL1712-1DD33-8TD1 |  | 3VL1712-1DD33-8TD1 | 1 | UN | 1 | 5 | B | D | EAR99 | N | 85362090 | 1 | 4011209751668 | 2.167 | KG | 1070.85 | 1070.85 | LP20 | LP20 | circuit breaker VL160X N standard breaking capacity Icu=55kA, 415V AC 3-pole, line protection Electronic Trip Unit TM, LI In=125A, rated current Ir=100...125A, overload prot. II=1000A, short-circuit prot. Shunt release 208...277 V AC Auxiliary/alarm switch mounting kit 2 AUX (1 NO+1 NC)+1 AS (1 NO) | - | 0 | 0
3VL1712-1DD36-0AA0 |  | 3VL1712-1DD36-0AA0 | 1 | UN | 1 | 5 | B | D | EAR99 | N | 85362090 | 1 | 4011209606753 | 2 | KG | 810.7 | 757.6 | LP20 | LP20 | circuit breaker VL160X N standard breaking capacity Icu=55kA, 415V AC 3-pole, line protection Electronic Trip Unit TM, LI In=125A, rated current Ir=100...125A, overload prot. II=1000A, short-circuit prot. with screw terminals without auxiliary release without auxiliary/alarm switch | - | 0 | 0
3VL1712-1DD36-0AA0-Z | U01 | 3VL1712-1DD36-0AA0-ZU01 | 1 | UN | 1 | 5 | B | D | EAR99 | N | 85362090 | 1 |  | 2 | KG | 859.1 | 859.1 | LP20 | LP20 | circuit breaker VL160X N standard breaking capacity Icu=55kA, 415V AC 3-pole, line protection Electronic Trip Unit TM, LI In=125A, rated current Ir=100...125A, overload prot. II=1000A, short-circuit prot. with screw terminals without auxiliary release without auxiliary/alarm switch with Safety Label for USA | - | 0 | 0
3VL1712-1DD36-0AB1 |  | 3VL1712-1DD36-0AB1 | 1 | UN | 1 | 5 | B | D | EAR99 | N | 85362090 | 1 | 4011209751675 | 1.999 | KG | 886.38 | 886.38 | LP20 | LP20 | circuit breaker VL160X N standard breaking capacity Icu=55kA, 415V AC 3-pole, line protection Electronic Trip Unit TM, LI In=125A, rated current Ir=100...125A, overload prot. II=1000A, short-circuit prot. with screw terminals without auxiliary release Auxiliary switch mounting kit 2 AUX (1 NO + 1 NC) | - | 0 | 0
3VL1712-1DD36-0AB1-Z | U01 | 3VL1712-1DD36-0AB1-ZU01 | 1 | UN | 1 | 5 | B | D | EAR99 | N | 85362090 | 1 |  | 2 | KG | 934.78 | 934.78 | LP20 | LP20 | circuit breaker VL160X N standard breaking capacity Icu=55kA, 415V AC 3-pole, line protection Electronic Trip Unit TM, LI In=125A, rated current Ir=100...125A, overload prot. II=1000A, short-circuit prot. with screw terminals without auxiliary release Auxiliary switch mounting kit 2 AUX (1 NO + 1 NC) with Safety Label for USA | - | 0 | 0
3VL1712-1EA43-0AA0 |  | 3VL1712-1EA43-0AA0 | 1 | UN | 1 | 5 | B | D | EAR99 | N | 85362090 | 1 | 4011209472969 | 2.928 | KG | 1029.6 | 941.4 | LP20 | LP20 | circuit breaker VL160X N standard breaking capacity Icu=55kA, 415V AC 4-pole, line protection Electronic Trip Unit TM, LI In=125A, rated current Ir=125A, overload protection II=1000A, short-circuit prot. N protected without auxiliary release without auxiliary/alarm switch | - | 0 | 0
3VL1712-1EA43-0AA0-Z | U01 | 3VL1712-1EA43-0AA0-ZU01 | 1 | UN | 1 | 5 | B | D | EAR99 | N | 85362090 | 1 |  | 2.5 | KG | 1078 | 1078 | LP20 | LP20 | circuit breaker VL160X N standard breaking capacity Icu=55kA, 415V AC 4-pole, line protection Electronic Trip Unit TM, LI In=125A, rated current Ir=125A, overload protection II=1000A, short-circuit prot. N protected without auxiliary release without auxiliary/alarm switch with Safety Label for USA | - | 0 | 0
3VL1712-1EA43-0AB1 |  | 3VL1712-1EA43-0AB1 | 1 | UN | 1 | 5 | B | D | EAR99 | N | 85362090 | 1 | 4011209751682 | 2.938 | KG | 1105.28 | 1105.28 | LP20 | LP20 | circuit breaker VL160X N standard breaking capacity Icu=55kA, 415V AC 4-pole, line protection Electronic Trip Unit TM, LI In=125A, rated current Ir=125A, overload protection II=1000A, short-circuit prot. N protected without auxiliary release Auxiliary switch mounting kit 2 AUX (1 NO + 1 NC) | - | 0 | 0
3VL1712-1EA46-0AA0 |  | 3VL1712-1EA46-0AA0 | 1 | UN | 1 | 5 | B | D | EAR99 | N | 85362090 | 1 | 4011209641303 | 2.662 | KG | 1003.2 | 941.4 | LP20 | LP20 | circuit breaker VL160X N standard breaking capacity Icu=55kA, 415V AC 4-pole, line protection Electronic Trip Unit TM, LI In=125A, rated current Ir=125A, overload protection II=1000A, short-circuit prot. N protected with screw terminals without auxiliary release without auxiliary/alarm switch | - | 0 | 0
3VL1712-1EA46-0AA0-Z | U01 | 3VL1712-1EA46-0AA0-ZU01 | 1 | UN | 1 | 5 | B | D | EAR99 | N | 85362090 | 1 |  | 2.5 | KG | 1051.6 | 1051.6 | LP20 | LP20 | circuit breaker VL160X N standard breaking capacity Icu=55kA, 415V AC 4-pole, line protection Electronic Trip Unit TM, LI In=125A, rated current Ir=125A, overload protection II=1000A, short-circuit prot. N protected with screw terminals without auxiliary release without auxiliary/alarm switch with Safety Label for USA | - | 0 | 0
3VL1712-1EH43-0AA0 |  | 3VL1712-1EH43-0AA0 | 1 | UN | 1 | 5 | B | D | EAR99 | N | 85362090 | 1 | 4011209472952 | 2.937 | KG | 979 | 894.3 | LP20 | LP20 | circuit breaker VL160X N standard breaking capacity Icu=55kA, 415V AC 4-pole, line protection Electronic Trip Unit TM, LI In=125A, rated current Ir=125A, overload protection II=1000A, short-circuit prot. N unprotected without auxiliary release without auxiliary/alarm switch | - | 0 | 0
3VL1712-1EH43-0AA0-Z | U01 | 3VL1712-1EH43-0AA0-ZU01 | 1 | UN | 1 | 5 | B | D | EAR99 | N | 85362090 | 1 |  | 2.5 | KG | 1027.4 | 1027.4 | LP20 | LP20 | circuit breaker VL160X N standard breaking capacity Icu=55kA, 415V AC 4-pole, line protection Electronic Trip Unit TM, LI In=125A, rated current Ir=125A, overload protection II=1000A, short-circuit prot. N unprotected without auxiliary release without auxiliary/alarm switch with Safety Label for USA | - | 0 | 0
3VL1712-1EH43-8TD1 |  | 3VL1712-1EH43-8TD1 | 1 | UN | 1 | 5 | B | D | EAR99 | N | 85362090 | 1 | 4011209751699 | 2.5 | KG | 1220.45 | 1220.45 | LP20 | LP20 | circuit breaker VL160X N standard breaking capacity Icu=55kA, 415V AC 4-pole, line protection Electronic Trip Unit TM, LI In=125A, rated current Ir=125A, overload protection II=1000A, short-circuit prot. N unprotected Shunt release 208...277 V AC Auxiliary/alarm switch mounting kit 2 AUX (1 NO+1 NC)+1 AS (1 NO) | - | 0 | 0
3VL1712-1EH46-0AA0 |  | 3VL1712-1EH46-0AA0 | 1 | UN | 1 | 5 | B | D | EAR99 | N | 85362090 | 1 | 4011209641396 | 2.5 | KG | 952.6 | 894.3 | LP20 | LP20 | circuit breaker VL160X N standard breaking capacity Icu=55kA, 415V AC 4-pole, line protection Electronic Trip Unit TM, LI In=125A, rated current Ir=125A, overload protection II=1000A, short-circuit prot. N unprotected with screw terminals without auxiliary release without auxiliary/alarm switch | - | 0 | 0
3VL1712-1EH46-0AA0-Z | U01 | 3VL1712-1EH46-0AA0-ZU01 | 1 | UN | 1 | 5 | B | D | EAR99 | N | 85362090 | 1 |  | 2.5 | KG | 1001 | 1001 | LP20 | LP20 | circuit breaker VL160X N standard breaking capacity Icu=55kA, 415V AC 4-pole, line protection Electronic Trip Unit TM, LI In=125A, rated current Ir=125A, overload protection II=1000A, short-circuit prot. N unprotected with screw terminals without auxiliary release without auxiliary/alarm switch with Safety Label for USA | - | 0 | 0
3VL1712-1EL43-0AA0 |  | 3VL1712-1EL43-0AA0 | 1 | UN | 1 | 5 | B | D | EAR99 | N | 85362090 | 1 | 4011209638686 | 2.78 | KG | 1029.6 | 941.4 | LP20 | LP20 | circuit breaker VL160X N standard breaking capacity Icu=55kA, 415V AC 4-pole, line protection trip unit, TM, LI In=125A, rated current Ir=125A, overload protection II=1000A, short-circuit protection N protected (100%) without auxiliary release without auxiliary/alarm switch | - | 0 | 0
3VL1712-1EL43-0AA0-Z | U01 | 3VL1712-1EL43-0AA0-ZU01 | 1 | UN | 1 | 5 | B | D | EAR99 | N | 85362090 | 1 |  | 2.5 | KG | 1078 | 1078 | LP20 | LP20 | circuit breaker VL160X N standard breaking capacity Icu=55kA, 415V AC 4-pole, line protection trip unit, TM, LI In=125A, rated current Ir=125A, overload protection II=1000A, short-circuit protection N protected (100%) without auxiliary release without auxiliary/alarm switch with Safety Label for USA | - | 0 | 0
3VL1712-1EL46-0AA0 |  | 3VL1712-1EL46-0AA0 | 1 | UN | 1 | 5 | B | D | EAR99 | N | 85362090 | 1 | 4011209639782 | 2.69 | KG | 1003.2 | 941.4 | LP20 | LP20 | circuit breaker VL160X N standard breaking capacity Icu=55kA, 415V AC 4-pole, line protection trip unit, TM, LI In=125A, rated current Ir=125A, overload protection II=1000A, short-circuit protection N protected (100%) with screw terminals without auxiliary release without auxiliary/alarm switch | - | 0 | 0
3VL1712-1EL46-0AA0-Z | U01 | 3VL1712-1EL46-0AA0-ZU01 | 1 | UN | 1 | 5 | B | D | EAR99 | N | 85362090 | 1 |  | 2.5 | KG | 1051.6 | 1051.6 | LP20 | LP20 | circuit breaker VL160X N standard breaking capacity Icu=55kA, 415V AC 4-pole, line protection trip unit, TM, LI In=125A, rated current Ir=125A, overload protection II=1000A, short-circuit protection N protected (100%) with screw terminals without auxiliary release without auxiliary/alarm switch with Safety Label for USA | - | 0 | 0
3VL1712-2DA33-0AA0 |  | 3VL1712-2DA33-0AA0 | 1 | UN | 1 | 5 | B | D | EAR99 | N | 85362090 | 1 | 4011209472945 | 2.233 | KG | 904.2 | 826.4 | LP20 | LP20 | circuit breaker VL160X H high breaking capacity Icu=70kA, 415V AC 3-pole, line protection Electronic Trip Unit TM, LI In=125A, rated current Ir=125A, overload protection II=1000A, short-circuit prot. without auxiliary release without auxiliary/alarm switch | - | 0 | 0
3VL1712-2DA33-0AA0-Z | U01 | 3VL1712-2DA33-0AA0-ZU01 | 1 | UN | 1 | 5 | B | D | EAR99 | N | 85362090 | 1 |  | 2 | KG | 952.6 | 952.6 | LP20 | LP20 | circuit breaker VL160X H high breaking capacity Icu=70kA, 415V AC 3-pole, line protection Electronic Trip Unit TM, LI In=125A, rated current Ir=125A, overload protection II=1000A, short-circuit prot. without auxiliary release without auxiliary/alarm switch with Safety Label for USA | - | 0 | 0
3VL1712-2DA33-0AB1-Z | A01U01 | 3VL1712-2DA33-0AB1-ZA01U01 | 1 | UN | 1 | 5 | B | D | EAR99 | N | 85362090 | 1 |  | 2 | KG | 2348.28 | 2348.28 | LP20 | LP20 | circuit breaker VL160X H high breaking capacity Icu=70kA, 415V AC 3-pole, line protection Electronic Trip Unit TM, LI In=125A, rated current Ir=125A, overload protection II=1000A, short-circuit prot. without auxiliary release Auxiliary switch mounting kit 2 AUX (1 NO + 1 NC) With RCD module for VL160X In=160 A, 127...480 V AC Mounted on bottom with Safety Label for USA | - | 0 | 0
3VL1712-2DA36-0AA0 |  | 3VL1712-2DA36-0AA0 | 1 | UN | 1 | 5 | B | D | EAR99 | N | 85362090 | 1 | 4011209613041 | 1.925 | KG | 885.5 | 826.4 | LP20 | LP20 | circuit breaker VL160X H high breaking capacity Icu=70kA, 415V AC 3-pole, line protection Electronic Trip Unit TM, LI In=125A, rated current Ir=125A, overload protection II=1000A, short-circuit prot. with screw terminals without auxiliary release without auxiliary/alarm switch | - | 0 | 0
3VL1712-2DA36-0AA0-Z | U01 | 3VL1712-2DA36-0AA0-ZU01 | 1 | UN | 1 | 5 | B | D | EAR99 | N | 85362090 | 1 |  | 2 | KG | 933.9 | 933.9 | LP20 | LP20 | circuit breaker VL160X H high breaking capacity Icu=70kA, 415V AC 3-pole, line protection Electronic Trip Unit TM, LI In=125A, rated current Ir=125A, overload protection II=1000A, short-circuit prot. with screw terminals without auxiliary release without auxiliary/alarm switch with Safety Label for USA | - | 0 | 0
3VL1712-2DD33-0AA0 |  | 3VL1712-2DD33-0AA0 | 1 | UN | 1 | 5 | B | D | EAR99 | N | 85362090 | 1 | 4011209472938 | 2.24 | KG | 948.2 | 867.1 | LP20 | LP20 | circuit breaker VL160X H high breaking capacity Icu=70kA, 415V AC 3-pole, line protection Electronic Trip Unit TM, LI In=125A, rated current Ir=125A, overload protection II=1000A, short-circuit prot. without auxiliary release without auxiliary/alarm switch | - | 0 | 0
3VL1712-2DD33-0AA0-Z | U01 | 3VL1712-2DD33-0AA0-ZU01 | 1 | UN | 1 | 5 | B | D | EAR99 | N | 85362090 | 1 |  | 2 | KG | 996.6 | 996.6 | LP20 | LP20 | circuit breaker VL160X H high breaking capacity Icu=70kA, 415V AC 3-pole, line protection Electronic Trip Unit TM, LI In=125A, rated current Ir=125A, overload protection II=1000A, short-circuit prot. without auxiliary release without auxiliary/alarm switch with Safety Label for USA | - | 0 | 0
3VL1712-2DD33-0AB1 |  | 3VL1712-2DD33-0AB1 | 1 | UN | 1 | 5 | B | D | EAR99 | N | 85362090 | 1 | 4011209751705 | 2.082 | KG | 1023.88 | 1023.88 | LP20 | LP20 | circuit breaker VL160X H high breaking capacity Icu=70kA, 415V AC 3-pole, line protection Electronic Trip Unit TM, LI In=125A, rated current Ir=125A, overload protection II=1000A, short-circuit prot. without auxiliary release Auxiliary switch mounting kit 2 AUX (1 NO + 1 NC) | - | 0 | 0
3VL1712-2DD33-0AB1-Z | U01 | 3VL1712-2DD33-0AB1-ZU01 | 1 | UN | 1 | 5 | B | D | EAR99 | N | 85362090 | 1 |  | 2 | KG | 1072.28 | 1072.28 | LP20 | LP20 | circuit breaker VL160X H high breaking capacity Icu=70kA, 415V AC 3-pole, line protection Electronic Trip Unit TM, LI In=125A, rated current Ir=125A, overload protection II=1000A, short-circuit prot. without auxiliary release Auxiliary switch mounting kit 2 AUX (1 NO + 1 NC) with Safety Label for USA | - | 0 | 0
3VL1712-2DD33-0AD1 |  | 3VL1712-2DD33-0AD1 | 1 | UN | 1 | 5 | B | D | EAR99 | N | 85362090 | 1 | 4011209751712 | 2.24 | KG | 1044.45 | 1044.45 | LP20 | LP20 | circuit breaker VL160X H high breaking capacity Icu=70kA, 415V AC 3-pole, line protection Electronic Trip Unit TM, LI In=125A, rated current Ir=125A, overload protection II=1000A, short-circuit prot. without auxiliary release Auxiliary/alarm switch mounting kit 2 AUX (1 NO+1 NC)+1 AS (1 NO) | - | 0 | 0
3VL1712-2DD36-0AA0 |  | 3VL1712-2DD36-0AA0 | 1 | UN | 1 | 5 | B | D | EAR99 | N | 85362090 | 1 | 4011209606869 | 2.24 | KG | 930.6 | 867.1 | LP20 | LP20 | circuit breaker VL160X H high breaking capacity Icu=70kA, 415V AC 3-pole, line protection Electronic Trip Unit TM, LI In=125A, rated current Ir=125A, overload protection II=1000A, short-circuit prot. with screw terminals without auxiliary release without auxiliary/alarm switch | - | 0 | 0
3VL1712-2DD36-0AA0-Z | U01 | 3VL1712-2DD36-0AA0-ZU01 | 1 | UN | 1 | 5 | B | D | EAR99 | N | 85362090 | 1 |  | 2 | KG | 979 | 979 | LP20 | LP20 | circuit breaker VL160X H high breaking capacity Icu=70kA, 415V AC 3-pole, line protection Electronic Trip Unit TM, LI In=125A, rated current Ir=125A, overload protection II=1000A, short-circuit prot. with screw terminals without auxiliary release without auxiliary/alarm switch with Safety Label for USA | - | 0 | 0
3VL1712-2DD36-0AD1 |  | 3VL1712-2DD36-0AD1 | 1 | UN | 1 | 5 | B | D | EAR99 | N | 85362090 | 1 | 4011209751729 | 2.082 | KG | 1026.85 | 1026.85 | LP20 | LP20 | circuit breaker VL160X H high breaking capacity Icu=70kA, 415V AC 3-pole, line protection Electronic Trip Unit TM, LI In=125A, rated current Ir=125A, overload protection II=1000A, short-circuit prot. with screw terminals without auxiliary release Auxiliary/alarm switch mounting kit 2 AUX (1 NO+1 NC)+1 AS (1 NO) | - | 0 | 0
3VL1712-2EA43-0AA0 |  | 3VL1712-2EA43-0AA0 | 1 | UN | 1 | 5 | B | D | EAR99 | N | 85362090 | 1 | 4011209472921 | 2.98 | KG | 1177 | 1076.4 | LP20 | LP20 | circuit breaker VL160X H high breaking capacity Icu=70kA, 415V AC 4-pole, line protection Electronic Trip Unit TM, LI In=125A, rated current Ir=125A, overload protection II=1000A, short-circuit prot. N protected without auxiliary release without auxiliary/alarm switch | - | 0 | 0
3VL1712-2EA43-0AA0-Z | U01 | 3VL1712-2EA43-0AA0-ZU01 | 1 | UN | 1 | 5 | B | D | EAR99 | N | 85362090 | 1 |  | 2.5 | KG | 1225.4 | 1225.4 | LP20 | LP20 | circuit breaker VL160X H high breaking capacity Icu=70kA, 415V AC 4-pole, line protection Electronic Trip Unit TM, LI In=125A, rated current Ir=125A, overload protection II=1000A, short-circuit prot. N protected without auxiliary release without auxiliary/alarm switch with Safety Label for USA | - | 0 | 0
3VL1712-2EA46-0AA0 |  | 3VL1712-2EA46-0AA0 | 1 | UN | 1 | 5 | B | D | EAR99 | N | 85362090 | 1 | 4011209639577 | 2.98 | KG | 1155 | 1076.4 | LP20 | LP20 | circuit breaker VL160X H high breaking capacity Icu=70kA, 415V AC 4-pole, line protection Electronic Trip Unit TM, LI In=125A, rated current Ir=125A, overload protection II=1000A, short-circuit prot. N protected with screw terminals without auxiliary release without auxiliary/alarm switch | - | 0 | 0
3VL1712-2EA46-0AA0-Z | U01 | 3VL1712-2EA46-0AA0-ZU01 | 1 | UN | 1 | 5 | B | D | EAR99 | N | 85362090 | 1 |  | 2.5 | KG | 1203.4 | 1203.4 | LP20 | LP20 | circuit breaker VL160X H high breaking capacity Icu=70kA, 415V AC 4-pole, line protection Electronic Trip Unit TM, LI In=125A, rated current Ir=125A, overload protection II=1000A, short-circuit prot. N protected with screw terminals without auxiliary release without auxiliary/alarm switch with Safety Label for USA | - | 0 | 0
3VL1712-2EH43-0AA0 |  | 3VL1712-2EH43-0AA0 | 1 | UN | 1 | 5 | B | D | EAR99 | N | 85362090 | 1 | 4011209472914 | 2.963 | KG | 1122 | 1021.6 | LP20 | LP20 | circuit breaker VL160X H high breaking capacity Icu=70kA, 415V AC 4-pole, line protection Electronic Trip Unit TM, LI In=125A, rated current Ir=125A, overload protection II=1000A, short-circuit prot. N unprotected without auxiliary release without auxiliary/alarm switch | - | 0 | 0
3VL1712-2EH43-0AA0-Z | U01 | 3VL1712-2EH43-0AA0-ZU01 | 1 | UN | 1 | 5 | B | D | EAR99 | N | 85362090 | 1 |  | 2.5 | KG | 1170.4 | 1170.4 | LP20 | LP20 | circuit breaker VL160X H high breaking capacity Icu=70kA, 415V AC 4-pole, line protection Electronic Trip Unit TM, LI In=125A, rated current Ir=125A, overload protection II=1000A, short-circuit prot. N unprotected without auxiliary release without auxiliary/alarm switch with Safety Label for USA | - | 0 | 0
3VL1712-2EH46-0AA0 |  | 3VL1712-2EH46-0AA0 | 1 | UN | 1 | 5 | B | D | EAR99 | N | 85362090 | 1 | 4011209639676 | 2.651 | KG | 1092.3 | 1021.6 | LP20 | LP20 | circuit breaker VL160X H high breaking capacity Icu=70kA, 415V AC 4-pole, line protection Electronic Trip Unit TM, LI In=125A, rated current Ir=125A, overload protection II=1000A, short-circuit prot. N unprotected with screw terminals without auxiliary release without auxiliary/alarm switch | - | 0 | 0
3VL1712-2EH46-0AA0-Z | U01 | 3VL1712-2EH46-0AA0-ZU01 | 1 | UN | 1 | 5 | B | D | EAR99 | N | 85362090 | 1 |  | 2.5 | KG | 1140.7 | 1140.7 | LP20 | LP20 | circuit breaker VL160X H high breaking capacity Icu=70kA, 415V AC 4-pole, line protection Electronic Trip Unit TM, LI In=125A, rated current Ir=125A, overload protection II=1000A, short-circuit prot. N unprotected with screw terminals without auxiliary release without auxiliary/alarm switch with Safety Label for USA | - | 0 | 0
3VL1712-2EL43-0AA0 |  | 3VL1712-2EL43-0AA0 | 1 | UN | 1 | 5 | B | D | EAR99 | N | 85362090 | 1 | 4011209638693 | 2.779 | KG | 1177 | 1076.4 | LP20 | LP20 | circuit breaker VL160X H high breaking capacity Icu=70kA, 415V AC 4-pole, line protection trip unit, TM, LI In=125A, rated current Ir=125A, overload protection II=1000A, short-circuit protection N protected (100%) without auxiliary release without auxiliary/alarm switch | - | 0 | 0
3VL1712-2EL43-0AA0-Z | U01 | 3VL1712-2EL43-0AA0-ZU01 | 1 | UN | 1 | 5 | B | D | EAR99 | N | 85362090 | 1 |  | 2.5 | KG | 1225.4 | 1225.4 | LP20 | LP20 | circuit breaker VL160X H high breaking capacity Icu=70kA, 415V AC 4-pole, line protection trip unit, TM, LI In=125A, rated current Ir=125A, overload protection II=1000A, short-circuit protection N protected (100%) without auxiliary release without auxiliary/alarm switch with Safety Label for USA | - | 0 | 0
3VL1712-2EL46-0AA0 |  | 3VL1712-2EL46-0AA0 | 1 | UN | 1 | 5 | B | D | EAR99 | N | 85362090 | 1 | 4011209639522 | 2.667 | KG | 1155 | 1076.4 | LP20 | LP20 | circuit breaker VL160X H high breaking capacity Icu=70kA, 415V AC 4-pole, line protection trip unit, TM, LI In=125A, rated current Ir=125A, overload protection II=1000A, short-circuit protection N protected (100%) with screw terminals without auxiliary release without auxiliary/alarm switch | - | 0 | 0
3VL1712-2EL46-0AA0-Z | U01 | 3VL1712-2EL46-0AA0-ZU01 | 1 | UN | 1 | 5 | B | D | EAR99 | N | 85362090 | 1 |  | 2.5 | KG | 1203.4 | 1203.4 | LP20 | LP20 | circuit breaker VL160X H high breaking capacity Icu=70kA, 415V AC 4-pole, line protection trip unit, TM, LI In=125A, rated current Ir=125A, overload protection II=1000A, short-circuit protection N protected (100%) with screw terminals without auxiliary release without auxiliary/alarm switch with Safety Label for USA | - | 0 | 0
3VL1716-1DA33-0AA0 |  | 3VL1716-1DA33-0AA0 | 1 | UN | 1 | 5 | B | D | EAR99 | N | 85362090 | 1 | 4011209472907 | 2.238 | KG | 942.7 | 860.8 | LP20 | LP20 | circuit breaker VL160X N standard breaking capacity Icu=55kA, 415V AC 3-pole, line protection Electronic Trip Unit TM, LI In=160A, rated current Ir=160A, overload protection II=1500A, short-circuit prot. without auxiliary release without auxiliary/alarm switch | - | 0 | 0
3VL1716-1DA33-0AA0-Z | U01 | 3VL1716-1DA33-0AA0-ZU01 | 1 | UN | 1 | 5 | B | D | EAR99 | N | 85362090 | 1 |  | 2 | KG | 991.1 | 991.1 | LP20 | LP20 | circuit breaker VL160X N standard breaking capacity Icu=55kA, 415V AC 3-pole, line protection Electronic Trip Unit TM, LI In=160A, rated current Ir=160A, overload protection II=1500A, short-circuit prot. without auxiliary release without auxiliary/alarm switch with Safety Label for USA | - | 0 | 0
3VL1716-1DA33-0AB1 |  | 3VL1716-1DA33-0AB1 | 1 | UN | 1 | 5 | B | D | EAR99 | N | 85362090 | 1 | 4011209751736 | 2.06 | KG | 1018.38 | 1018.38 | LP20 | LP20 | circuit breaker VL160X N standard breaking capacity Icu=55kA, 415V AC 3-pole, line protection Electronic Trip Unit TM, LI In=160A, rated current Ir=160A, overload protection II=1500A, short-circuit prot. without auxiliary release Auxiliary switch mounting kit 2 AUX (1 NO + 1 NC) | - | 0 | 0
3VL1716-1DA33-0AB1-Z | U01 | 3VL1716-1DA33-0AB1-ZU01 | 1 | UN | 1 | 5 | B | D | EAR99 | N | 85362090 | 1 |  | 2 | KG | 1066.78 | 1066.78 | LP20 | LP20 | circuit breaker VL160X N standard breaking capacity Icu=55kA, 415V AC 3-pole, line protection Electronic Trip Unit TM, LI In=160A, rated current Ir=160A, overload protection II=1500A, short-circuit prot. without auxiliary release Auxiliary switch mounting kit 2 AUX (1 NO + 1 NC) with Safety Label for USA | - | 0 | 0
3VL1716-1DA33-0AD1 |  | 3VL1716-1DA33-0AD1 | 1 | UN | 1 | 5 | B | D | EAR99 | N | 85362090 | 1 | 4011209751743 | 2.139 | KG | 1038.95 | 1038.95 | LP20 | LP20 | circuit breaker VL160X N standard breaking capacity Icu=55kA, 415V AC 3-pole, line protection Electronic Trip Unit TM, LI In=160A, rated current Ir=160A, overload protection II=1500A, short-circuit prot. without auxiliary release Auxiliary/alarm switch mounting kit 2 AUX (1 NO+1 NC)+1 AS (1 NO) | - | 0 | 0
3VL1716-1DA33-2GA0-Z | U01 | 3VL1716-1DA33-2GA0-ZU01 | 1 | UN | 1 | 5 | B | D | EAR99 | N | 85362090 | 1 |  | 2 | KG | 1182.5 | 1182.5 | LP20 | LP20 | circuit breaker VL160X N standard breaking capacity Icu=55kA, 415V AC 3-pole, line protection Electronic Trip Unit TM, LI In=160A, rated current Ir=160A, overload protection II=1500A, short-circuit prot. Undervoltage release 110...127 V AC without auxiliary/alarm switch with Safety Label for USA | - | 0 | 0
3VL1716-1DA33-2JA0 |  | 3VL1716-1DA33-2JA0 | 1 | UN | 1 | 5 | B | D | EAR99 | N | 85362090 | 1 | 4011209751767 | 2.077 | KG | 1134.1 | 1134.1 | LP20 | LP20 | circuit breaker VL160X N standard breaking capacity Icu=55kA, 415V AC 3-pole, line protection Electronic Trip Unit TM, LI In=160A, rated current Ir=160A, overload protection II=1500A, short-circuit prot. Undervoltage release 380...415 V AC without auxiliary/alarm switch | - | 0 | 0
3VL1716-1DA33-8TA0 |  | 3VL1716-1DA33-8TA0 | 1 | UN | 1 | 5 | B | D | EAR99 | N | 85362090 | 1 | 4011209751774 | 2.087 | KG | 1087.9 | 1087.9 | LP20 | LP20 | circuit breaker VL160X N standard breaking capacity Icu=55kA, 415V AC 3-pole, line protection Electronic Trip Unit TM, LI In=160A, rated current Ir=160A, overload protection II=1500A, short-circuit prot. Shunt release 208...277 V AC without auxiliary/alarm switch | - | 0 | 0
3VL1716-1DA36-0AA0 |  | 3VL1716-1DA36-0AA0 | 1 | UN | 1 | 5 | B | D | EAR99 | N | 85362090 | 1 | 4011209645462 | 2.238 | KG | 921.8 | 860.8 | LP20 | LP20 | circuit breaker VL160X N standard breaking capacity Icu=55kA, 415V AC 3-pole, line protection Electronic Trip Unit TM, LI In=160A, rated current Ir=160A, overload protection II=1500A, short-circuit prot. with screw terminals without auxiliary release without auxiliary/alarm switch | - | 0 | 0
3VL1716-1DA36-0AA0-Z | U01 | 3VL1716-1DA36-0AA0-ZU01 | 1 | UN | 1 | 5 | B | D | EAR99 | N | 85362090 | 1 |  | 2 | KG | 970.2 | 970.2 | LP20 | LP20 | circuit breaker VL160X N standard breaking capacity Icu=55kA, 415V AC 3-pole, line protection Electronic Trip Unit TM, LI In=160A, rated current Ir=160A, overload protection II=1500A, short-circuit prot. with screw terminals without auxiliary release without auxiliary/alarm switch with Safety Label for USA | - | 0 | 0
3VL1716-1DA36-8TA0 |  | 3VL1716-1DA36-8TA0 | 1 | UN | 1 | 5 | B | D | EAR99 | N | 85362090 | 1 | 4011209751781 | 2.015 | KG | 1067 | 1067 | LP20 | LP20 | circuit breaker VL160X N standard breaking capacity Icu=55kA, 415V AC 3-pole, line protection Electronic Trip Unit TM, LI In=160A, rated current Ir=160A, overload protection II=1500A, short-circuit prot. with screw terminals Shunt release 208...277 V AC without auxiliary/alarm switch | - | 0 | 0
3VL1716-1DA36-8TD1 |  | 3VL1716-1DA36-8TD1 | 1 | UN | 1 | 5 | B | D | EAR99 | N | 85362090 | 1 | 4011209751798 | 2.015 | KG | 1163.25 | 1163.25 | LP20 | LP20 | circuit breaker VL160X N standard breaking capacity Icu=55kA, 415V AC 3-pole, line protection Electronic Trip Unit TM, LI In=160A, rated current Ir=160A, overload protection II=1500A, short-circuit prot. with screw terminals Shunt release 208...277 V AC Auxiliary/alarm switch mounting kit 2 AUX (1 NO+1 NC)+1 AS (1 NO) | - | 0 | 0
3VL1716-1DD33-0AA0 |  | 3VL1716-1DD33-0AA0 | 1 | UN | 1 | 5 | B | D | EAR99 | N | 85362090 | 1 | 4011209472891 | 2.024 | KG | 988.9 | 904.2 | LP20 | LP20 | circuit breaker VL160X N standard breaking capacity Icu=55kA, 415V AC 3-pole, line protection Electronic Trip Unit TM, LI In=160A, rated current Ir=125...160A, overload prot. II=1500A, short-circuit prot. without auxiliary release without auxiliary/alarm switch | - | 0 | 0
3VL1716-1DD33-0AA0-Z | U01 | 3VL1716-1DD33-0AA0-ZU01 | 1 | UN | 1 | 5 | B | D | EAR99 | N | 85362090 | 1 |  | 2 | KG | 1037.3 | 1037.3 | LP20 | LP20 | circuit breaker VL160X N standard breaking capacity Icu=55kA, 415V AC 3-pole, line protection Electronic Trip Unit TM, LI In=160A, rated current Ir=125...160A, overload prot. II=1500A, short-circuit prot. without auxiliary release without auxiliary/alarm switch with Safety Label for USA | - | 0 | 0
3VL1716-1DD33-0AB1 |  | 3VL1716-1DD33-0AB1 | 1 | UN | 1 | 5 | B | D | EAR99 | N | 85362090 | 1 | 4011209751804 | 2.083 | KG | 1064.58 | 1064.58 | LP20 | LP20 | circuit breaker VL160X N standard breaking capacity Icu=55kA, 415V AC 3-pole, line protection Electronic Trip Unit TM, LI In=160A, rated current Ir=125...160A, overload prot. II=1500A, short-circuit prot. without auxiliary release Auxiliary switch mounting kit 2 AUX (1 NO + 1 NC) | - | 0 | 0
3VL1716-1DD33-0AB1-Z | U01 | 3VL1716-1DD33-0AB1-ZU01 | 1 | UN | 1 | 5 | B | D | EAR99 | N | 85362090 | 1 |  | 2 | KG | 1112.98 | 1112.98 | LP20 | LP20 | circuit breaker VL160X N standard breaking capacity Icu=55kA, 415V AC 3-pole, line protection Electronic Trip Unit TM, LI In=160A, rated current Ir=125...160A, overload prot. II=1500A, short-circuit prot. without auxiliary release Auxiliary switch mounting kit 2 AUX (1 NO + 1 NC) with Safety Label for USA | - | 0 | 0
3VL1716-1DD33-0AD1 |  | 3VL1716-1DD33-0AD1 | 1 | UN | 1 | 5 | B | D | EAR99 | N | 85362090 | 1 | 4011209751811 | 2.152 | KG | 1085.15 | 1085.15 | LP20 | LP20 | circuit breaker VL160X N standard breaking capacity Icu=55kA, 415V AC 3-pole, line protection Electronic Trip Unit TM, LI In=160A, rated current Ir=125...160A, overload prot. II=1500A, short-circuit prot. without auxiliary release Auxiliary/alarm switch mounting kit 2 AUX (1 NO+1 NC)+1 AS (1 NO) | - | 0 | 0
3VL1716-1DD33-2GB1-Z | U01 | 3VL1716-1DD33-2GB1-ZU01 | 1 | UN | 1 | 5 | B | D | EAR99 | N | 85362090 | 1 |  | 2 | KG | 1304.38 | 1304.38 | LP20 | LP20 | circuit breaker VL160X N standard breaking capacity Icu=55kA, 415V AC 3-pole, line protection Electronic Trip Unit TM, LI In=160A, rated current Ir=125...160A, overload prot. II=1500A, short-circuit prot. Undervoltage release 110...127 V AC Auxiliary switch mounting kit 2 AUX (1 NO + 1 NC) with Safety Label for USA | - | 0 | 0
3VL1716-1DD33-2HA0 |  | 3VL1716-1DD33-2HA0 | 1 | UN | 1 | 5 | B | D | EAR99 | N | 85362090 | 1 | 4011209751828 | 2.179 | KG | 1180.3 | 1180.3 | LP20 | LP20 | circuit breaker VL160X N standard breaking capacity Icu=55kA, 415V AC 3-pole, line protection Electronic Trip Unit TM, LI In=160A, rated current Ir=125...160A, overload prot. II=1500A, short-circuit prot. Undervoltage release 220...250 V AC without auxiliary/alarm switch | - | 0 | 0
3VL1716-1DD33-2HB1 |  | 3VL1716-1DD33-2HB1 | 1 | UN | 1 | 5 | B | D | EAR99 | N | 85362090 | 1 | 4011209751835 | 2.148 | KG | 1255.98 | 1255.98 | LP20 | LP20 | circuit breaker VL160X N standard breaking capacity Icu=55kA, 415V AC 3-pole, line protection Electronic Trip Unit TM, LI In=160A, rated current Ir=125...160A, overload prot. II=1500A, short-circuit prot. Undervoltage release 220...250 V AC Auxiliary switch mounting kit 2 AUX (1 NO + 1 NC) | - | 0 | 0
3VL1716-1DD33-2PA0 |  | 3VL1716-1DD33-2PA0 | 1 | UN | 1 | 5 | B | D | EAR99 | N | 85362090 | 1 | 4011209751842 | 2.128 | KG | 1180.3 | 1180.3 | LP20 | LP20 | circuit breaker VL160X N standard breaking capacity Icu=55kA, 415V AC 3-pole, line protection Electronic Trip Unit TM, LI In=160A, rated current Ir=125...160A, overload prot. II=1500A, short-circuit prot. Undervoltage release 24 V DC without auxiliary/alarm switch | - | 0 | 0
3VL1716-1DD33-2PB1-Z | U01 | 3VL1716-1DD33-2PB1-ZU01 | 1 | UN | 1 | 5 | B | D | EAR99 | N | 85362090 | 1 |  | 2 | KG | 1304.38 | 1304.38 | LP20 | LP20 | circuit breaker VL160X N standard breaking capacity Icu=55kA, 415V AC 3-pole, line protection Electronic Trip Unit TM, LI In=160A, rated current Ir=125...160A, overload prot. II=1500A, short-circuit prot. Undervoltage release 24 V DC Auxiliary switch mounting kit 2 AUX (1 NO + 1 NC) with Safety Label for USA | - | 0 | 0
3VL1716-1DD33-8CB1-Z | U01 | 3VL1716-1DD33-8CB1-ZU01 | 1 | UN | 1 | 5 | B | D | EAR99 | N | 85362090 | 1 |  | 2 | KG | 1258.18 | 1258.18 | LP20 | LP20 | circuit breaker VL160X N standard breaking capacity Icu=55kA, 415V AC 3-pole, line protection Electronic Trip Unit TM, LI In=160A, rated current Ir=125...160A, overload prot. II=1500A, short-circuit prot. Shunt release 24 V AC/DC Auxiliary switch mounting kit 2 AUX (1 NO + 1 NC) with Safety Label for USA | - | 0 | 0
3VL1716-1DD33-8TA0 |  | 3VL1716-1DD33-8TA0 | 1 | UN | 1 | 5 | B | D | EAR99 | N | 85362090 | 1 | 4011209751859 | 2.081 | KG | 1134.1 | 1134.1 | LP20 | LP20 | circuit breaker VL160X N standard breaking capacity Icu=55kA, 415V AC 3-pole, line protection Electronic Trip Unit TM, LI In=160A, rated current Ir=125...160A, overload prot. II=1500A, short-circuit prot. Shunt release 208...277 V AC without auxiliary/alarm switch | - | 0 | 0
3VL1716-1DD33-8TB1 |  | 3VL1716-1DD33-8TB1 | 1 | UN | 1 | 5 | B | D | EAR99 | N | 85362090 | 1 | 4011209751866 | 2.12 | KG | 1209.78 | 1209.78 | LP20 | LP20 | circuit breaker VL160X N standard breaking capacity Icu=55kA, 415V AC 3-pole, line protection Electronic Trip Unit TM, LI In=160A, rated current Ir=125...160A, overload prot. II=1500A, short-circuit prot. Shunt release 208...277 V AC Auxiliary switch mounting kit 2 AUX (1 NO + 1 NC) | - | 0 | 0
3VL1716-1DD33-8TD1 |  | 3VL1716-1DD33-8TD1 | 1 | UN | 1 | 5 | B | D | EAR99 | N | 85362090 | 1 | 4011209751873 | 2.218 | KG | 1230.35 | 1230.35 | LP20 | LP20 | circuit breaker VL160X N standard breaking capacity Icu=55kA, 415V AC 3-pole, line protection Electronic Trip Unit TM, LI In=160A, rated current Ir=125...160A, overload prot. II=1500A, short-circuit prot. Shunt release 208...277 V AC Auxiliary/alarm switch mounting kit 2 AUX (1 NO+1 NC)+1 AS (1 NO) | - | 0 | 0
3VL1716-1DD36-0AA0 |  | 3VL1716-1DD36-0AA0 | 1 | UN | 1 | 5 | B | D | EAR99 | N | 85362090 | 1 | 4011209606746 | 2 | KG | 970.2 | 904.2 | LP20 | LP20 | circuit breaker VL160X N standard breaking capacity Icu=55kA, 415V AC 3-pole, line protection Electronic Trip Unit TM, LI In=160A, rated current Ir=125...160A, overload prot. II=1500A, short-circuit prot. with screw terminals without auxiliary release without auxiliary/alarm switch | - | 0 | 0
3VL1716-1DD36-0AA0-Z | U01 | 3VL1716-1DD36-0AA0-ZU01 | 1 | UN | 1 | 5 | B | D | EAR99 | N | 85362090 | 1 |  | 2 | KG | 1018.6 | 1018.6 | LP20 | LP20 | circuit breaker VL160X N standard breaking capacity Icu=55kA, 415V AC 3-pole, line protection Electronic Trip Unit TM, LI In=160A, rated current Ir=125...160A, overload prot. II=1500A, short-circuit prot. with screw terminals without auxiliary release without auxiliary/alarm switch with Safety Label for USA | - | 0 | 0
3VL1716-1DD36-0AB1-Z | U01 | 3VL1716-1DD36-0AB1-ZU01 | 1 | UN | 1 | 5 | B | D | EAR99 | N | 85362090 | 1 |  | 2 | KG | 1094.28 | 1094.28 | LP20 | LP20 | circuit breaker VL160X N standard breaking capacity Icu=55kA, 415V AC 3-pole, line protection Electronic Trip Unit TM, LI In=160A, rated current Ir=125...160A, overload prot. II=1500A, short-circuit prot. with screw terminals without auxiliary release Auxiliary switch mounting kit 2 AUX (1 NO + 1 NC) with Safety Label for USA | - | 0 | 0
3VL1716-1DE33-0AA0 |  | 3VL1716-1DE33-0AA0 | 1 | UN | 1 | 5 | B | D | EAR99 | N | 85362090 | 1 | 4011209472884 | 2.254 | KG | 721.6 | 658.4 | LP20 | LP20 | circuit breaker VL160X N standard breaking capacity Icu=55kA, 415V AC 3-pole, non-auto. air circ. br. Electronic Trip Unit magnetic In=160A, rated current II=1800A, short-circuit prot. without auxiliary release without auxiliary/alarm switch | - | 0 | 0
3VL1716-1DE33-0AA0-Z | U01 | 3VL1716-1DE33-0AA0-ZU01 | 1 | UN | 1 | 5 | B | D | EAR99 | N | 85362090 | 1 |  | 2 | KG | 770 | 770 | LP20 | LP20 | circuit breaker VL160X N standard breaking capacity Icu=55kA, 415V AC 3-pole, non-auto. air circ. br. Electronic Trip Unit magnetic In=160A, rated current II=1800A, short-circuit prot. without auxiliary release without auxiliary/alarm switch with Safety Label for USA | - | 0 | 0
3VL1716-1DE33-0AB1 |  | 3VL1716-1DE33-0AB1 | 1 | UN | 1 | 5 | B | D | EAR99 | N | 85362090 | 1 | 4011209751880 | 2.057 | KG | 797.28 | 797.28 | LP20 | LP20 | circuit breaker VL160X N standard breaking capacity Icu=55kA, 415V AC 3-pole, non-auto. air circ. br. Electronic Trip Unit magnetic In=160A, rated current II=1800A, short-circuit prot. without auxiliary release Auxiliary switch mounting kit 2 AUX (1 NO + 1 NC) | - | 0 | 0
3VL1716-1DE33-2HB1-Z | L02U01 | 3VL1716-1DE33-2HB1-ZL02U01 | 1 | UN | 1 | 5 | B | D | EAR99 | N | 85362090 | 1 |  | 2 | KG | 1128.16 | 1128.16 | LP20 | LP20 | circuit breaker VL160X N standard breaking capacity Icu=55kA, 415V AC 3-pole, non-auto. air circ. br. Electronic Trip Unit magnetic In=160A, rated current II=1800A, short-circuit prot. Undervoltage release 220...250 V AC Auxiliary switch mounting kit 2 AUX (1 NO + 1 NC) Internal accessories wired with Safety Label for USA | - | 0 | 0
3VL1716-1DE33-8CB1 |  | 3VL1716-1DE33-8CB1 | 1 | UN | 1 | 5 | B | D | EAR99 | N | 85362090 | 1 | 4011209751897 | 2.254 | KG | 942.48 | 942.48 | LP20 | LP20 | circuit breaker VL160X N standard breaking capacity Icu=55kA, 415V AC 3-pole, non-auto. air circ. br. Electronic Trip Unit magnetic In=160A, rated current II=1800A, short-circuit prot. Shunt release 24 V AC/DC Auxiliary switch mounting kit 2 AUX (1 NO + 1 NC) | - | 0 | 0
3VL1716-1DE36-0AA0 |  | 3VL1716-1DE36-0AA0 | 1 | UN | 1 | 5 | B | D | EAR99 | N | 85362090 | 1 | 4011209649040 | 2.02 | KG | 700.7 | 658.4 | LP20 | LP20 | circuit breaker VL160X N standard breaking capacity Icu=55kA, 415V AC 3-pole, non-auto. air circ. br. Electronic Trip Unit magnetic In=160A, rated current II=1800A, short-circuit prot. with screw terminals without auxiliary release without auxiliary/alarm switch | - | 0 | 0
3VL1716-1DE36-0AA0-Z | U01 | 3VL1716-1DE36-0AA0-ZU01 | 1 | UN | 1 | 5 | B | D | EAR99 | N | 85362090 | 1 |  | 2 | KG | 749.1 | 749.1 | LP20 | LP20 | circuit breaker VL160X N standard breaking capacity Icu=55kA, 415V AC 3-pole, non-auto. air circ. br. Electronic Trip Unit magnetic In=160A, rated current II=1800A, short-circuit prot. with screw terminals without auxiliary release without auxiliary/alarm switch with Safety Label for USA | - | 0 | 0
3VL1716-1DE36-2HD1-Z | L02M22U01 | 3VL1716-1DE36-2HD1-ZL02M22U01 | 1 | UN | 1 | 5 | B | D | EAR99 | N | 85362090 | 1 |  | 2 | KG | 2156.33 | 2156.33 | LP20 | LP20 | circuit breaker VL160X N standard breaking capacity Icu=55kA, 415V AC 3-pole, non-auto. air circ. br. Electronic Trip Unit magnetic In=160A, rated current II=1800A, short-circuit prot. with screw terminals Undervoltage release 220...250 V AC Auxiliary/alarm switch mounting kit 2 AUX (1 NO+1 NC)+1 AS (1 NO) Internal accessories wired Motorized operating mechanism set up 220-250 V AC/DC with Safety Label for USA | - | 0 | 0
3VL1716-1EA43-0AA0 |  | 3VL1716-1EA43-0AA0 | 1 | UN | 1 | 5 | B | D | EAR99 | N | 85362090 | 1 | 4011209472877 | 2.96 | KG | 1232 | 1123.4 | LP20 | LP20 | circuit breaker VL160X N standard breaking capacity Icu=55kA, 415V AC 4-pole, line protection Electronic Trip Unit TM, LI In=160A, rated current Ir=160A, overload protection II=1500A, short-circuit prot. N protected without auxiliary release without auxiliary/alarm switch | - | 0 | 0
3VL1716-1EA43-0AA0-Z | U01 | 3VL1716-1EA43-0AA0-ZU01 | 1 | UN | 1 | 5 | B | D | EAR99 | N | 85362090 | 1 |  | 2.5 | KG | 1280.4 | 1280.4 | LP20 | LP20 | circuit breaker VL160X N standard breaking capacity Icu=55kA, 415V AC 4-pole, line protection Electronic Trip Unit TM, LI In=160A, rated current Ir=160A, overload protection II=1500A, short-circuit prot. N protected without auxiliary release without auxiliary/alarm switch with Safety Label for USA | - | 0 | 0
3VL1716-1EA46-0AA0 |  | 3VL1716-1EA46-0AA0 | 1 | UN | 1 | 5 | B | D | EAR99 | N | 85362090 | 1 | 4011209639829 | 2.69 | KG | 1210 | 1123.4 | LP20 | LP20 | circuit breaker VL160X N standard breaking capacity Icu=55kA, 415V AC 4-pole, line protection Electronic Trip Unit TM, LI In=160A, rated current Ir=160A, overload protection II=1500A, short-circuit prot. N protected with screw terminals without auxiliary release without auxiliary/alarm switch | - | 0 | 0
3VL1716-1EA46-0AA0-Z | U01 | 3VL1716-1EA46-0AA0-ZU01 | 1 | UN | 1 | 5 | B | D | EAR99 | N | 85362090 | 1 |  | 2.5 | KG | 1258.4 | 1258.4 | LP20 | LP20 | circuit breaker VL160X N standard breaking capacity Icu=55kA, 415V AC 4-pole, line protection Electronic Trip Unit TM, LI In=160A, rated current Ir=160A, overload protection II=1500A, short-circuit prot. N protected with screw terminals without auxiliary release without auxiliary/alarm switch with Safety Label for USA | - | 0 | 0
3VL1716-1EE43-0AA0 |  | 3VL1716-1EE43-0AA0 | 1 | UN | 1 | 5 | B | D | EAR99 | N | 85362090 | 1 | 4011209472860 | 2.947 | KG | 931.7 | 850.9 | LP20 | LP20 | circuit breaker VL160X N standard breaking capacity Icu=55kA, 415V AC 4-pole, non-auto. air circ. br. Electronic Trip Unit magnetic In=160A, rated current II=1800A, short-circuit prot. without auxiliary release without auxiliary/alarm switch | - | 0 | 0
3VL1716-1EE43-0AA0-Z | U01 | 3VL1716-1EE43-0AA0-ZU01 | 1 | UN | 1 | 5 | B | D | EAR99 | N | 85362090 | 1 |  | 2.5 | KG | 980.1 | 980.1 | LP20 | LP20 | circuit breaker VL160X N standard breaking capacity Icu=55kA, 415V AC 4-pole, non-auto. air circ. br. Electronic Trip Unit magnetic In=160A, rated current II=1800A, short-circuit prot. without auxiliary release without auxiliary/alarm switch with Safety Label for USA | - | 0 | 0
3VL1716-1EE46-0AA0 |  | 3VL1716-1EE46-0AA0 | 1 | UN | 1 | 5 | B | D | EAR99 | N | 85362090 | 1 | 4011209639799 | 2.78 | KG | 905.3 | 850.9 | LP20 | LP20 | circuit breaker VL160X N standard breaking capacity Icu=55kA, 415V AC 4-pole, non-auto. air circ. br. Electronic Trip Unit magnetic In=160A, rated current II=1800A, short-circuit prot. with screw terminals without auxiliary release without auxiliary/alarm switch | - | 0 | 0
3VL1716-1EE46-0AA0-Z | U01 | 3VL1716-1EE46-0AA0-ZU01 | 1 | UN | 1 | 5 | B | D | EAR99 | N | 85362090 | 1 |  | 2.5 | KG | 953.7 | 953.7 | LP20 | LP20 | circuit breaker VL160X N standard breaking capacity Icu=55kA, 415V AC 4-pole, non-auto. air circ. br. Electronic Trip Unit magnetic In=160A, rated current II=1800A, short-circuit prot. with screw terminals without auxiliary release without auxiliary/alarm switch with Safety Label for USA | - | 0 | 0
3VL1716-1EH43-0AA0 |  | 3VL1716-1EH43-0AA0 | 1 | UN | 1 | 5 | B | D | EAR99 | N | 85362090 | 1 | 4011209472853 | 2.947 | KG | 1177 | 1071.3 | LP20 | LP20 | circuit breaker VL160X N standard breaking capacity Icu=55kA, 415V AC 4-pole, line protection Electronic Trip Unit TM, LI In=160A, rated current Ir=160A, overload protection II=1500A, short-circuit prot. N unprotected without auxiliary release without auxiliary/alarm switch | - | 0 | 0
3VL1716-1EH43-0AA0-Z | U01 | 3VL1716-1EH43-0AA0-ZU01 | 1 | UN | 1 | 5 | B | D | EAR99 | N | 85362090 | 1 |  | 2.5 | KG | 1225.4 | 1225.4 | LP20 | LP20 | circuit breaker VL160X N standard breaking capacity Icu=55kA, 415V AC 4-pole, line protection Electronic Trip Unit TM, LI In=160A, rated current Ir=160A, overload protection II=1500A, short-circuit prot. N unprotected without auxiliary release without auxiliary/alarm switch with Safety Label for USA | - | 0 | 0
3VL1716-1EH43-0AB1-Z | U01 | 3VL1716-1EH43-0AB1-ZU01 | 1 | UN | 1 | 5 | B | D | EAR99 | N | 85362090 | 1 |  | 2.5 | KG | 1301.08 | 1301.08 | LP20 | LP20 | circuit breaker VL160X N standard breaking capacity Icu=55kA, 415V AC 4-pole, line protection Electronic Trip Unit TM, LI In=160A, rated current Ir=160A, overload protection II=1500A, short-circuit prot. N unprotected without auxiliary release Auxiliary switch mounting kit 2 AUX (1 NO + 1 NC) with Safety Label for USA | - | 0 | 0
3VL1716-1EH43-8TB1 |  | 3VL1716-1EH43-8TB1 | 1 | UN | 1 | 5 | B | D | EAR99 | N | 85362090 | 1 | 4011209751903 | 2.998 | KG | 1397.88 | 1397.88 | LP20 | LP20 | circuit breaker VL160X N standard breaking capacity Icu=55kA, 415V AC 4-pole, line protection Electronic Trip Unit TM, LI In=160A, rated current Ir=160A, overload protection II=1500A, short-circuit prot. N unprotected Shunt release 208...277 V AC Auxiliary switch mounting kit 2 AUX (1 NO + 1 NC) | - | 0 | 0
3VL1716-1EH46-0AA0 |  | 3VL1716-1EH46-0AA0 | 1 | UN | 1 | 5 | B | D | EAR99 | N | 85362090 | 1 | 4011209641389 | 2.62 | KG | 1144 | 1071.3 | LP20 | LP20 | circuit breaker VL160X N standard breaking capacity Icu=55kA, 415V AC 4-pole, line protection Electronic Trip Unit TM, LI In=160A, rated current Ir=160A, overload protection II=1500A, short-circuit prot. N unprotected with screw terminals without auxiliary release without auxiliary/alarm switch | - | 0 | 0
3VL1716-1EH46-0AA0-Z | U01 | 3VL1716-1EH46-0AA0-ZU01 | 1 | UN | 1 | 5 | B | D | EAR99 | N | 85362090 | 1 |  | 2.5 | KG | 1192.4 | 1192.4 | LP20 | LP20 | circuit breaker VL160X N standard breaking capacity Icu=55kA, 415V AC 4-pole, line protection Electronic Trip Unit TM, LI In=160A, rated current Ir=160A, overload protection II=1500A, short-circuit prot. N unprotected with screw terminals without auxiliary release without auxiliary/alarm switch with Safety Label for USA | - | 0 | 0
3VL1716-1EL43-0AA0 |  | 3VL1716-1EL43-0AA0 | 1 | UN | 1 | 5 | B | D | EAR99 | N | 85362090 | 1 | 4011209638716 | 2.89 | KG | 1232 | 1123.4 | LP20 | LP20 | circuit breaker VL160X N standard breaking capacity Icu=55kA, 415V AC 4-pole, line protection trip unit, TM, LI In=160A, rated current Ir=160A, overload protection II=1500A, short-circuit protection N protected (100%) without auxiliary release without auxiliary/alarm switch | - | 0 | 0
3VL1716-1EL43-0AA0-Z | U01 | 3VL1716-1EL43-0AA0-ZU01 | 1 | UN | 1 | 5 | B | D | EAR99 | N | 85362090 | 1 |  | 2.5 | KG | 1280.4 | 1280.4 | LP20 | LP20 | circuit breaker VL160X N standard breaking capacity Icu=55kA, 415V AC 4-pole, line protection trip unit, TM, LI In=160A, rated current Ir=160A, overload protection II=1500A, short-circuit protection N protected (100%) without auxiliary release without auxiliary/alarm switch with Safety Label for USA | - | 0 | 0
3VL1716-1EL46-0AA0 |  | 3VL1716-1EL46-0AA0 | 1 | UN | 1 | 5 | B | D | EAR99 | N | 85362090 | 1 | 4011209639775 | 2.693 | KG | 1210 | 1123.4 | LP20 | LP20 | circuit breaker VL160X N standard breaking capacity Icu=55kA, 415V AC 4-pole, line protection trip unit, TM, LI In=160A, rated current Ir=160A, overload protection II=1500A, short-circuit protection N protected (100%) with screw terminals without auxiliary release without auxiliary/alarm switch | - | 0 | 0
3VL1716-1EL46-0AA0-Z | U01 | 3VL1716-1EL46-0AA0-ZU01 | 1 | UN | 1 | 5 | B | D | EAR99 | N | 85362090 | 1 |  | 2.5 | KG | 1258.4 | 1258.4 | LP20 | LP20 | circuit breaker VL160X N standard breaking capacity Icu=55kA, 415V AC 4-pole, line protection trip unit, TM, LI In=160A, rated current Ir=160A, overload protection II=1500A, short-circuit protection N protected (100%) with screw terminals without auxiliary release without auxiliary/alarm switch with Safety Label for USA | - | 0 | 0
3VL1716-2DA33-0AA0 |  | 3VL1716-2DA33-0AA0 | 1 | UN | 1 | 5 | B | D | EAR99 | N | 85362090 | 1 | 4011209472846 | 2.23 | KG | 1083.5 | 989.5 | LP20 | LP20 | circuit breaker VL160X H high breaking capacity Icu=70kA, 415V AC 3-pole, line protection Electronic Trip Unit TM, LI In=160A, rated current Ir=160A, overload protection II=1500A, short-circuit prot. without auxiliary release without auxiliary/alarm switch | - | 0 | 0
3VL1716-2DA33-0AA0-Z | U01 | 3VL1716-2DA33-0AA0-ZU01 | 1 | UN | 1 | 5 | B | D | EAR99 | N | 85362090 | 1 |  | 2 | KG | 1131.9 | 1131.9 | LP20 | LP20 | circuit breaker VL160X H high breaking capacity Icu=70kA, 415V AC 3-pole, line protection Electronic Trip Unit TM, LI In=160A, rated current Ir=160A, overload protection II=1500A, short-circuit prot. without auxiliary release without auxiliary/alarm switch with Safety Label for USA | - | 0 | 0
3VL1716-2DA33-0AB1 |  | 3VL1716-2DA33-0AB1 | 1 | UN | 1 | 5 | B | D | EAR99 | N | 85362090 | 1 | 4011209751910 | 2.135 | KG | 1159.18 | 1159.18 | LP20 | LP20 | circuit breaker VL160X H high breaking capacity Icu=70kA, 415V AC 3-pole, line protection Electronic Trip Unit TM, LI In=160A, rated current Ir=160A, overload protection II=1500A, short-circuit prot. without auxiliary release Auxiliary switch mounting kit 2 AUX (1 NO + 1 NC) | - | 0 | 0
3VL1716-2DA33-0AB1-Z | U01 | 3VL1716-2DA33-0AB1-ZU01 | 1 | UN | 1 | 5 | B | D | EAR99 | N | 85362090 | 1 |  | 2 | KG | 1207.58 | 1207.58 | LP20 | LP20 | circuit breaker VL160X H high breaking capacity Icu=70kA, 415V AC 3-pole, line protection Electronic Trip Unit TM, LI In=160A, rated current Ir=160A, overload protection II=1500A, short-circuit prot. without auxiliary release Auxiliary switch mounting kit 2 AUX (1 NO + 1 NC) with Safety Label for USA | - | 0 | 0
3VL1716-2DA36-0AA0 |  | 3VL1716-2DA36-0AA0 | 1 | UN | 1 | 5 | B | D | EAR99 | N | 85362090 | 1 | 4011209645479 | 1.96 | KG | 1064.8 | 989.5 | LP20 | LP20 | circuit breaker VL160X H high breaking capacity Icu=70kA, 415V AC 3-pole, line protection Electronic Trip Unit TM, LI In=160A, rated current Ir=160A, overload protection II=1500A, short-circuit prot. with screw terminals without auxiliary release without auxiliary/alarm switch | - | 0 | 0
3VL1716-2DA36-0AA0-Z | U01 | 3VL1716-2DA36-0AA0-ZU01 | 1 | UN | 1 | 5 | B | D | EAR99 | N | 85362090 | 1 |  | 2 | KG | 1113.2 | 1113.2 | LP20 | LP20 | circuit breaker VL160X H high breaking capacity Icu=70kA, 415V AC 3-pole, line protection Electronic Trip Unit TM, LI In=160A, rated current Ir=160A, overload protection II=1500A, short-circuit prot. with screw terminals without auxiliary release without auxiliary/alarm switch with Safety Label for USA | - | 0 | 0
3VL1716-2DD33-0AA0 |  | 3VL1716-2DD33-0AA0 | 1 | UN | 1 | 5 | B | D | EAR99 | N | 85362090 | 1 | 4011209472839 | 2.239 | KG | 1177 | 1080 | LP20 | LP20 | circuit breaker VL160X H high breaking capacity Icu=70kA, 415V AC 3-pole, line protection Electronic Trip Unit TM, LI In=160A, rated current Ir=125...160A, overload prot. II=1500A, short-circuit prot. without auxiliary release without auxiliary/alarm switch | - | 0 | 0
3VL1716-2DD33-0AA0-Z | U01 | 3VL1716-2DD33-0AA0-ZU01 | 1 | UN | 1 | 5 | B | D | EAR99 | N | 85362090 | 1 |  | 2 | KG | 1225.4 | 1225.4 | LP20 | LP20 | circuit breaker VL160X H high breaking capacity Icu=70kA, 415V AC 3-pole, line protection Electronic Trip Unit TM, LI In=160A, rated current Ir=125...160A, overload prot. II=1500A, short-circuit prot. without auxiliary release without auxiliary/alarm switch with Safety Label for USA | - | 0 | 0
3VL1716-2DD33-0AB1-Z | U01 | 3VL1716-2DD33-0AB1-ZU01 | 1 | UN | 1 | 5 | B | D | EAR99 | N | 85362090 | 1 |  | 2 | KG | 1301.08 | 1301.08 | LP20 | LP20 | circuit breaker VL160X H high breaking capacity Icu=70kA, 415V AC 3-pole, line protection Electronic Trip Unit TM, LI In=160A, rated current Ir=125...160A, overload prot. II=1500A, short-circuit prot. without auxiliary release Auxiliary switch mounting kit 2 AUX (1 NO + 1 NC) with Safety Label for USA | - | 0 | 0
3VL1716-2DD33-0AD1 |  | 3VL1716-2DD33-0AD1 | 1 | UN | 1 | 5 | B | D | EAR99 | N | 85362090 | 1 | 4011209751927 | 2.15 | KG | 1273.25 | 1273.25 | LP20 | LP20 | circuit breaker VL160X H high breaking capacity Icu=70kA, 415V AC 3-pole, line protection Electronic Trip Unit TM, LI In=160A, rated current Ir=125...160A, overload prot. II=1500A, short-circuit prot. without auxiliary release Auxiliary/alarm switch mounting kit 2 AUX (1 NO+1 NC)+1 AS (1 NO) | - | 0 | 0
3VL1716-2DD33-0AD1-Z | U01 | 3VL1716-2DD33-0AD1-ZU01 | 1 | UN | 1 | 5 | B | D | EAR99 | N | 85362090 | 1 |  | 2 | KG | 1321.65 | 1321.65 | LP20 | LP20 | circuit breaker VL160X H high breaking capacity Icu=70kA, 415V AC 3-pole, line protection Electronic Trip Unit TM, LI In=160A, rated current Ir=125...160A, overload prot. II=1500A, short-circuit prot. without auxiliary release Auxiliary/alarm switch mounting kit 2 AUX (1 NO+1 NC)+1 AS (1 NO) with Safety Label for USA | - | 0 | 0
3VL1716-2DD36-0AA0 |  | 3VL1716-2DD36-0AA0 | 1 | UN | 1 | 5 | B | D | EAR99 | N | 85362090 | 1 | 4011209592322 | 2.239 | KG | 1166 | 1080 | LP20 | LP20 | circuit breaker VL160X H high breaking capacity Icu=70kA, 415V AC 3-pole, line protection Electronic Trip Unit TM, LI In=160A, rated current Ir=125...160A, overload prot. II=1500A, short-circuit prot. with screw terminals without auxiliary release without auxiliary/alarm switch | - | 0 | 0
3VL1716-2DD36-0AA0-Z | U01 | 3VL1716-2DD36-0AA0-ZU01 | 1 | UN | 1 | 5 | B | D | EAR99 | N | 85362090 | 1 |  | 2 | KG | 1214.4 | 1214.4 | LP20 | LP20 | circuit breaker VL160X H high breaking capacity Icu=70kA, 415V AC 3-pole, line protection Electronic Trip Unit TM, LI In=160A, rated current Ir=125...160A, overload prot. II=1500A, short-circuit prot. with screw terminals without auxiliary release without auxiliary/alarm switch with Safety Label for USA | - | 0 | 0
3VL1716-2DD36-0AB1-Z | U01 | 3VL1716-2DD36-0AB1-ZU01 | 1 | UN | 1 | 5 | B | D | EAR99 | N | 85362090 | 1 |  | 2 | KG | 1290.08 | 1290.08 | LP20 | LP20 | circuit breaker VL160X H high breaking capacity Icu=70kA, 415V AC 3-pole, line protection Electronic Trip Unit TM, LI In=160A, rated current Ir=125...160A, overload prot. II=1500A, short-circuit prot. with screw terminals without auxiliary release Auxiliary switch mounting kit 2 AUX (1 NO + 1 NC) with Safety Label for USA | - | 0 | 0
3VL1716-2DE33-0AA0 |  | 3VL1716-2DE33-0AA0 | 1 | UN | 1 | 5 | B | D | EAR99 | N | 85362090 | 1 | 4011209472822 | 2.263 | KG | 822.8 | 752.5 | LP20 | LP20 | circuit breaker VL160X H high breaking capacity Icu=70kA, 415V AC 3-pole, non-auto. air circ. br. Electronic Trip Unit magnetic In=160A, rated current II=1800A, short-circuit prot. without auxiliary release without auxiliary/alarm switch | - | 0 | 0
3VL1716-2DE33-0AA0-Z | U01 | 3VL1716-2DE33-0AA0-ZU01 | 1 | UN | 1 | 5 | B | D | EAR99 | N | 85362090 | 1 |  | 2 | KG | 871.2 | 871.2 | LP20 | LP20 | circuit breaker VL160X H high breaking capacity Icu=70kA, 415V AC 3-pole, non-auto. air circ. br. Electronic Trip Unit magnetic In=160A, rated current II=1800A, short-circuit prot. without auxiliary release without auxiliary/alarm switch with Safety Label for USA | - | 0 | 0
3VL1716-2DE33-0AB1 |  | 3VL1716-2DE33-0AB1 | 1 | UN | 1 | 5 | B | D | EAR99 | N | 85362090 | 1 | 4011209751934 | 2.033 | KG | 898.48 | 898.48 | LP20 | LP20 | circuit breaker VL160X H high breaking capacity Icu=70kA, 415V AC 3-pole, non-auto. air circ. br. Electronic Trip Unit magnetic In=160A, rated current II=1800A, short-circuit prot. without auxiliary release Auxiliary switch mounting kit 2 AUX (1 NO + 1 NC) | - | 0 | 0
3VL1716-2DE36-0AA0 |  | 3VL1716-2DE36-0AA0 | 1 | UN | 1 | 5 | B | D | EAR99 | N | 85362090 | 1 | 4011209649071 | 1.977 | KG | 803 | 752.5 | LP20 | LP20 | circuit breaker VL160X H high breaking capacity Icu=70kA, 415V AC 3-pole, non-auto. air circ. br. Electronic Trip Unit magnetic In=160A, rated current II=1800A, short-circuit prot. with screw terminals without auxiliary release without auxiliary/alarm switch | - | 0 | 0
3VL1716-2DE36-0AA0-Z | U01 | 3VL1716-2DE36-0AA0-ZU01 | 1 | UN | 1 | 5 | B | D | EAR99 | N | 85362090 | 1 |  | 2 | KG | 851.4 | 851.4 | LP20 | LP20 | circuit breaker VL160X H high breaking capacity Icu=70kA, 415V AC 3-pole, non-auto. air circ. br. Electronic Trip Unit magnetic In=160A, rated current II=1800A, short-circuit prot. with screw terminals without auxiliary release without auxiliary/alarm switch with Safety Label for USA | - | 0 | 0
3VL1716-2EA43-0AA0 |  | 3VL1716-2EA43-0AA0 | 1 | UN | 1 | 5 | B | D | EAR99 | N | 85362090 | 1 | 4011209472815 | 2.947 | KG | 1419 | 1288 | LP20 | LP20 | circuit breaker VL160X H high breaking capacity Icu=70kA, 415V AC 4-pole, line protection Electronic Trip Unit TM, LI In=160A, rated current Ir=160A, overload protection II=1500A, short-circuit prot. N protected without auxiliary release without auxiliary/alarm switch | - | 0 | 0
3VL1716-2EA43-0AA0-Z | U01 | 3VL1716-2EA43-0AA0-ZU01 | 1 | UN | 1 | 5 | B | D | EAR99 | N | 85362090 | 1 |  | 2.5 | KG | 1467.4 | 1467.4 | LP20 | LP20 | circuit breaker VL160X H high breaking capacity Icu=70kA, 415V AC 4-pole, line protection Electronic Trip Unit TM, LI In=160A, rated current Ir=160A, overload protection II=1500A, short-circuit prot. N protected without auxiliary release without auxiliary/alarm switch with Safety Label for USA | - | 0 | 0
3VL1716-2EA46-0AA0 |  | 3VL1716-2EA46-0AA0 | 1 | UN | 1 | 5 | B | D | EAR99 | N | 85362090 | 1 | 4011209639560 | 2.947 | KG | 1375 | 1288 | LP20 | LP20 | circuit breaker VL160X H high breaking capacity Icu=70kA, 415V AC 4-pole, line protection Electronic Trip Unit TM, LI In=160A, rated current Ir=160A, overload protection II=1500A, short-circuit prot. N protected with screw terminals without auxiliary release without auxiliary/alarm switch | - | 0 | 0
3VL1716-2EA46-0AA0-Z | U01 | 3VL1716-2EA46-0AA0-ZU01 | 1 | UN | 1 | 5 | B | D | EAR99 | N | 85362090 | 1 |  | 2.5 | KG | 1423.4 | 1423.4 | LP20 | LP20 | circuit breaker VL160X H high breaking capacity Icu=70kA, 415V AC 4-pole, line protection Electronic Trip Unit TM, LI In=160A, rated current Ir=160A, overload protection II=1500A, short-circuit prot. N protected with screw terminals without auxiliary release without auxiliary/alarm switch with Safety Label for USA | - | 0 | 0
3VL1716-2EE43-0AA0 |  | 3VL1716-2EE43-0AA0 | 1 | UN | 1 | 5 | B | D | EAR99 | N | 85362090 | 1 | 4011209472808 | 2.894 | KG | 1067 | 975.6 | LP20 | LP20 | circuit breaker VL160X H high breaking capacity Icu=70kA, 415V AC 4-pole, non-auto. air circ. br. Electronic Trip Unit magnetic In=160A, rated current II=1800A, short-circuit prot. without auxiliary release without auxiliary/alarm switch | - | 0 | 0
3VL1716-2EE43-0AA0-Z | U01 | 3VL1716-2EE43-0AA0-ZU01 | 1 | UN | 1 | 5 | B | D | EAR99 | N | 85362090 | 1 |  | 2.5 | KG | 1115.4 | 1115.4 | LP20 | LP20 | circuit breaker VL160X H high breaking capacity Icu=70kA, 415V AC 4-pole, non-auto. air circ. br. Electronic Trip Unit magnetic In=160A, rated current II=1800A, short-circuit prot. without auxiliary release without auxiliary/alarm switch with Safety Label for USA | - | 0 | 0
3VL1716-2EE46-0AA0 |  | 3VL1716-2EE46-0AA0 | 1 | UN | 1 | 5 | B | D | EAR99 | N | 85362090 | 1 | 4011209639539 | 2.645 | KG | 1042.8 | 975.6 | LP20 | LP20 | circuit breaker VL160X H high breaking capacity Icu=70kA, 415V AC 4-pole, non-auto. air circ. br. Electronic Trip Unit magnetic In=160A, rated current II=1800A, short-circuit prot. with screw terminals without auxiliary release without auxiliary/alarm switch | - | 0 | 0
3VL1716-2EE46-0AA0-Z | U01 | 3VL1716-2EE46-0AA0-ZU01 | 1 | UN | 1 | 5 | B | D | EAR99 | N | 85362090 | 1 |  | 2.5 | KG | 1091.2 | 1091.2 | LP20 | LP20 | circuit breaker VL160X H high breaking capacity Icu=70kA, 415V AC 4-pole, non-auto. air circ. br. Electronic Trip Unit magnetic In=160A, rated current II=1800A, short-circuit prot. with screw terminals without auxiliary release without auxiliary/alarm switch with Safety Label for USA | - | 0 | 0
3VL1716-2EH43-0AA0 |  | 3VL1716-2EH43-0AA0 | 1 | UN | 1 | 5 | B | D | EAR99 | N | 85362090 | 1 | 4011209472792 | 2.948 | KG | 1342 | 1225.4 | LP20 | LP20 | circuit breaker VL160X H high breaking capacity Icu=70kA, 415V AC 4-pole, line protection Electronic Trip Unit TM, LI In=160A, rated current Ir=160A, overload protection II=1500A, short-circuit prot. N unprotected without auxiliary release without auxiliary/alarm switch | - | 0 | 0
3VL1716-2EH43-0AA0-Z | U01 | 3VL1716-2EH43-0AA0-ZU01 | 1 | UN | 1 | 5 | B | D | EAR99 | N | 85362090 | 1 |  | 2.5 | KG | 1390.4 | 1390.4 | LP20 | LP20 | circuit breaker VL160X H high breaking capacity Icu=70kA, 415V AC 4-pole, line protection Electronic Trip Unit TM, LI In=160A, rated current Ir=160A, overload protection II=1500A, short-circuit prot. N unprotected without auxiliary release without auxiliary/alarm switch with Safety Label for USA | - | 0 | 0
3VL1716-2EH46-0AA0 |  | 3VL1716-2EH46-0AA0 | 1 | UN | 1 | 5 | B | D | EAR99 | N | 85362090 | 1 | 4011209639669 | 2.655 | KG | 1320 | 1225.4 | LP20 | LP20 | circuit breaker VL160X H high breaking capacity Icu=70kA, 415V AC 4-pole, line protection Electronic Trip Unit TM, LI In=160A, rated current Ir=160A, overload protection II=1500A, short-circuit prot. N unprotected with screw terminals without auxiliary release without auxiliary/alarm switch | - | 0 | 0
3VL1716-2EH46-0AA0-Z | U01 | 3VL1716-2EH46-0AA0-ZU01 | 1 | UN | 1 | 5 | B | D | EAR99 | N | 85362090 | 1 |  | 2.5 | KG | 1368.4 | 1368.4 | LP20 | LP20 | circuit breaker VL160X H high breaking capacity Icu=70kA, 415V AC 4-pole, line protection Electronic Trip Unit TM, LI In=160A, rated current Ir=160A, overload protection II=1500A, short-circuit prot. N unprotected with screw terminals without auxiliary release without auxiliary/alarm switch with Safety Label for USA | - | 0 | 0
3VL1716-2EL43-0AA0 |  | 3VL1716-2EL43-0AA0 | 1 | UN | 1 | 5 | B | D | EAR99 | N | 85362090 | 1 | 4011209638709 | 2.891 | KG | 1419 | 1288 | LP20 | LP20 | circuit breaker VL160X H high breaking capacity Icu=70kA, 415V AC 4-pole, line protection trip unit, TM, LI In=160A, rated current Ir=160A, overload protection II=1500A, short-circuit protection N protected (100%) without auxiliary release without auxiliary/alarm switch | - | 0 | 0
3VL1716-2EL43-0AA0-Z | U01 | 3VL1716-2EL43-0AA0-ZU01 | 1 | UN | 1 | 5 | B | D | EAR99 | N | 85362090 | 1 |  | 2.5 | KG | 1467.4 | 1467.4 | LP20 | LP20 | circuit breaker VL160X H high breaking capacity Icu=70kA, 415V AC 4-pole, line protection trip unit, TM, LI In=160A, rated current Ir=160A, overload protection II=1500A, short-circuit protection N protected (100%) without auxiliary release without auxiliary/alarm switch with Safety Label for USA | - | 0 | 0
3VL1716-2EL46-0AA0 |  | 3VL1716-2EL46-0AA0 | 1 | UN | 1 | 5 | B | D | EAR99 | N | 85362090 | 1 | 4011209639515 | 2.701 | KG | 1375 | 1288 | LP20 | LP20 | circuit breaker VL160X H high breaking capacity Icu=70kA, 415V AC 4-pole, line protection trip unit, TM, LI In=160A, rated current Ir=160A, overload protection II=1500A, short-circuit protection N protected (100%) with screw terminals without auxiliary release without auxiliary/alarm switch | - | 0 | 0
3VL1716-2EL46-0AA0-Z | U01 | 3VL1716-2EL46-0AA0-ZU01 | 1 | UN | 1 | 5 | B | D | EAR99 | N | 85362090 | 1 |  | 2.5 | KG | 1423.4 | 1423.4 | LP20 | LP20 | circuit breaker VL160X H high breaking capacity Icu=70kA, 415V AC 4-pole, line protection trip unit, TM, LI In=160A, rated current Ir=160A, overload protection II=1500A, short-circuit protection N protected (100%) with screw terminals without auxiliary release without auxiliary/alarm switch with Safety Label for USA | - | 0 | 0
3VL1725-1DA33-0AA0 |  | 3VL1725-1DA33-0AA0 | 1 | UN | 1 | 5 | B | D | EAR99 | N | 85362090 | 1 | 4011209472785 | 2 | KG | 389.4 | 356.2 | LP20 | LP20 | circuit breaker VL160X N standard breaking capacity Icu=55kA, 415V AC 3-pole, line protection Electronic Trip Unit TM, LI In=25A, rated current Ir=25A, overload protection II=300A, short-circuit prot. without auxiliary release without auxiliary/alarm switch | - | 0 | 0
3VL1725-1DA33-0AA0-Z | U01 | 3VL1725-1DA33-0AA0-ZU01 | 1 | UN | 1 | 5 | B | D | EAR99 | N | 85362090 | 1 |  | 2 | KG | 437.8 | 437.8 | LP20 | LP20 | circuit breaker VL160X N standard breaking capacity Icu=55kA, 415V AC 3-pole, line protection Electronic Trip Unit TM, LI In=25A, rated current Ir=25A, overload protection II=300A, short-circuit prot. without auxiliary release without auxiliary/alarm switch with Safety Label for USA | - | 0 | 0
3VL1725-1DA33-0AB1 |  | 3VL1725-1DA33-0AB1 | 1 | UN | 1 | 5 | B | D | EAR99 | N | 85362090 | 1 | 4011209751965 | 2.034 | KG | 465.08 | 465.08 | LP20 | LP20 | circuit breaker VL160X N standard breaking capacity Icu=55kA, 415V AC 3-pole, line protection Electronic Trip Unit TM, LI In=25A, rated current Ir=25A, overload protection II=300A, short-circuit prot. without auxiliary release Auxiliary switch mounting kit 2 AUX (1 NO + 1 NC) | - | 0 | 0
3VL1725-1DA33-0AB1-Z | A01U01 | 3VL1725-1DA33-0AB1-ZA01U01 | 1 | UN | 1 | 5 | B | D | EAR99 | N | 85362090 | 1 |  | 2 | KG | 1833.48 | 1833.48 | LP20 | LP20 | circuit breaker VL160X N standard breaking capacity Icu=55kA, 415V AC 3-pole, line protection Electronic Trip Unit TM, LI In=25A, rated current Ir=25A, overload protection II=300A, short-circuit prot. without auxiliary release Auxiliary switch mounting kit 2 AUX (1 NO + 1 NC) With RCD module for VL160X In=160 A, 127...480 V AC Mounted on bottom with Safety Label for USA | - | 0 | 0
3VL1725-1DA33-0AB1-Z | U01 | 3VL1725-1DA33-0AB1-ZU01 | 1 | UN | 1 | 5 | B | D | EAR99 | N | 85362090 | 1 |  | 2 | KG | 513.48 | 513.48 | LP20 | LP20 | circuit breaker VL160X N standard breaking capacity Icu=55kA, 415V AC 3-pole, line protection Electronic Trip Unit TM, LI In=25A, rated current Ir=25A, overload protection II=300A, short-circuit prot. without auxiliary release Auxiliary switch mounting kit 2 AUX (1 NO + 1 NC) with Safety Label for USA | - | 0 | 0
3VL1725-1DA36-0AA0 |  | 3VL1725-1DA36-0AA0 | 1 | UN | 1 | 5 | B | D | EAR99 | N | 85362090 | 1 | 4011209609389 | 2 | KG | 372.9 | 356.2 | LP20 | LP20 | circuit breaker VL160X N standard breaking capacity Icu=55kA, 415V AC 3-pole, line protection Electronic Trip Unit TM, LI In=25A, rated current Ir=25A, overload protection II=300A, short-circuit prot. with screw terminals without auxiliary release without auxiliary/alarm switch | - | 0 | 0
3VL1725-1DA36-0AA0-Z | U01 | 3VL1725-1DA36-0AA0-ZU01 | 1 | UN | 1 | 5 | B | D | EAR99 | N | 85362090 | 1 |  | 2 | KG | 421.3 | 421.3 | LP20 | LP20 | circuit breaker VL160X N standard breaking capacity Icu=55kA, 415V AC 3-pole, line protection Electronic Trip Unit TM, LI In=25A, rated current Ir=25A, overload protection II=300A, short-circuit prot. with screw terminals without auxiliary release without auxiliary/alarm switch with Safety Label for USA | - | 0 | 0
3VL1725-1EA43-0AA0 |  | 3VL1725-1EA43-0AA0 | 1 | UN | 1 | 5 | B | D | EAR99 | N | 85362090 | 1 | 4011209472778 | 2.895 | KG | 509.3 | 460.7 | LP20 | LP20 | circuit breaker VL160X N standard breaking capacity Icu=55kA, 415V AC 4-pole, line protection Electronic Trip Unit TM, LI In=25A, rated current Ir=25A, overload protection II=300A, short-circuit prot. N protected without auxiliary release without auxiliary/alarm switch | - | 0 | 0
3VL1725-1EA43-0AA0-Z | U01 | 3VL1725-1EA43-0AA0-ZU01 | 1 | UN | 1 | 5 | B | D | EAR99 | N | 85362090 | 1 |  | 2.5 | KG | 557.7 | 557.7 | LP20 | LP20 | circuit breaker VL160X N standard breaking capacity Icu=55kA, 415V AC 4-pole, line protection Electronic Trip Unit TM, LI In=25A, rated current Ir=25A, overload protection II=300A, short-circuit prot. N protected without auxiliary release without auxiliary/alarm switch with Safety Label for USA | - | 0 | 0
3VL1725-1EA46-0AA0 |  | 3VL1725-1EA46-0AA0 | 1 | UN | 1 | 5 | B | D | EAR99 | N | 85362090 | 1 | 4011209641365 | 2.656 | KG | 481.8 | 460.7 | LP20 | LP20 | circuit breaker VL160X N standard breaking capacity Icu=55kA, 415V AC 4-pole, line protection Electronic Trip Unit TM, LI In=25A, rated current Ir=25A, overload protection II=300A, short-circuit prot. N protected with screw terminals without auxiliary release without auxiliary/alarm switch | - | 0 | 0
3VL1725-1EA46-0AA0-Z | U01 | 3VL1725-1EA46-0AA0-ZU01 | 1 | UN | 1 | 5 | B | D | EAR99 | N | 85362090 | 1 |  | 2.5 | KG | 530.2 | 530.2 | LP20 | LP20 | circuit breaker VL160X N standard breaking capacity Icu=55kA, 415V AC 4-pole, line protection Electronic Trip Unit TM, LI In=25A, rated current Ir=25A, overload protection II=300A, short-circuit prot. N protected with screw terminals without auxiliary release without auxiliary/alarm switch with Safety Label for USA | - | 0 | 0
3VL1725-1EH43-0AA0 |  | 3VL1725-1EH43-0AA0 | 1 | UN | 1 | 5 | B | D | EAR99 | N | 85362090 | 1 | 4011209472761 | 2.895 | KG | 486.2 | 444.5 | LP20 | LP20 | circuit breaker VL160X N standard breaking capacity Icu=55kA, 415V AC 4-pole, line protection Electronic Trip Unit TM, LI In=25A, rated current Ir=25A, overload protection II=300A, short-circuit prot. N unprotected without auxiliary release without auxiliary/alarm switch | - | 0 | 0
3VL1725-1EH43-0AA0-Z | U01 | 3VL1725-1EH43-0AA0-ZU01 | 1 | UN | 1 | 5 | B | D | EAR99 | N | 85362090 | 1 |  | 2.5 | KG | 534.6 | 534.6 | LP20 | LP20 | circuit breaker VL160X N standard breaking capacity Icu=55kA, 415V AC 4-pole, line protection Electronic Trip Unit TM, LI In=25A, rated current Ir=25A, overload protection II=300A, short-circuit prot. N unprotected without auxiliary release without auxiliary/alarm switch with Safety Label for USA | - | 0 | 0
3VL1725-1EH43-0AB1 |  | 3VL1725-1EH43-0AB1 | 1 | UN | 1 | 5 | B | D | EAR99 | N | 85362090 | 1 | 4011209751989 | 2.789 | KG | 561.88 | 561.88 | LP20 | LP20 | circuit breaker VL160X N standard breaking capacity Icu=55kA, 415V AC 4-pole, line protection Electronic Trip Unit TM, LI In=25A, rated current Ir=25A, overload protection II=300A, short-circuit prot. N unprotected without auxiliary release Auxiliary switch mounting kit 2 AUX (1 NO + 1 NC) | - | 0 | 0
3VL1725-1EH43-0AB1-Z | A01M22U01 | 3VL1725-1EH43-0AB1-ZA01M22U01 | 1 | UN | 1 | 5 | B | D | EAR99 | N | 85362090 | 1 |  | 2.5 | KG | 3134.78 | 3134.78 | LP20 | LP20 | circuit breaker VL160X N standard breaking capacity Icu=55kA, 415V AC 4-pole, line protection Electronic Trip Unit TM, LI In=25A, rated current Ir=25A, overload protection II=300A, short-circuit prot. N unprotected without auxiliary release Auxiliary switch mounting kit 2 AUX (1 NO + 1 NC) With RCD module for VL160X In=160 A, 127...480 V AC Mounted on bottom Motorized operating mechanism set up 220-250 V AC/DC with Safety Label for USA | - | 0 | 0
3VL1725-1EH43-0AB1-Z | A01U01 | 3VL1725-1EH43-0AB1-ZA01U01 | 1 | UN | 1 | 5 | B | D | EAR99 | N | 85362090 | 1 |  | 2.5 | KG | 2106.28 | 2106.28 | LP20 | LP20 | circuit breaker VL160X N standard breaking capacity Icu=55kA, 415V AC 4-pole, line protection Electronic Trip Unit TM, LI In=25A, rated current Ir=25A, overload protection II=300A, short-circuit prot. N unprotected without auxiliary release Auxiliary switch mounting kit 2 AUX (1 NO + 1 NC) With RCD module for VL160X In=160 A, 127...480 V AC Mounted on bottom with Safety Label for USA | - | 0 | 0
3VL1725-1EH43-0AB1-Z | U01 | 3VL1725-1EH43-0AB1-ZU01 | 1 | UN | 1 | 5 | B | D | EAR99 | N | 85362090 | 1 |  | 2.5 | KG | 610.28 | 610.28 | LP20 | LP20 | circuit breaker VL160X N standard breaking capacity Icu=55kA, 415V AC 4-pole, line protection Electronic Trip Unit TM, LI In=25A, rated current Ir=25A, overload protection II=300A, short-circuit prot. N unprotected without auxiliary release Auxiliary switch mounting kit 2 AUX (1 NO + 1 NC) with Safety Label for USA | - | 0 | 0
3VL1725-1EH46-0AA0 |  | 3VL1725-1EH46-0AA0 | 1 | UN | 1 | 5 | B | D | EAR99 | N | 85362090 | 1 | 4011209641419 | 2.639 | KG | 462 | 444.5 | LP20 | LP20 | circuit breaker VL160X N standard breaking capacity Icu=55kA, 415V AC 4-pole, line protection Electronic Trip Unit TM, LI In=25A, rated current Ir=25A, overload protection II=300A, short-circuit prot. N unprotected with screw terminals without auxiliary release without auxiliary/alarm switch | - | 0 | 0
3VL1725-1EH46-0AA0-Z | U01 | 3VL1725-1EH46-0AA0-ZU01 | 1 | UN | 1 | 5 | B | D | EAR99 | N | 85362090 | 1 |  | 2.5 | KG | 510.4 | 510.4 | LP20 | LP20 | circuit breaker VL160X N standard breaking capacity Icu=55kA, 415V AC 4-pole, line protection Electronic Trip Unit TM, LI In=25A, rated current Ir=25A, overload protection II=300A, short-circuit prot. N unprotected with screw terminals without auxiliary release without auxiliary/alarm switch with Safety Label for USA | - | 0 | 0
3VL1725-2DA33-0AA0 |  | 3VL1725-2DA33-0AA0 | 1 | UN | 1 | 5 | B | D | EAR99 | N | 85362090 | 1 | 4011209472754 | 2.193 | KG | 449.9 | 412.3 | LP20 | LP20 | circuit breaker VL160X H high breaking capacity Icu=70kA, 415V AC 3-pole, line protection Electronic Trip Unit TM, LI In=25A, rated current Ir=25A, overload protection II=300A, short-circuit prot. without auxiliary release without auxiliary/alarm switch | - | 0 | 0
3VL1725-2DA33-0AA0-Z | U01 | 3VL1725-2DA33-0AA0-ZU01 | 1 | UN | 1 | 5 | B | D | EAR99 | N | 85362090 | 1 |  | 2 | KG | 498.3 | 498.3 | LP20 | LP20 | circuit breaker VL160X H high breaking capacity Icu=70kA, 415V AC 3-pole, line protection Electronic Trip Unit TM, LI In=25A, rated current Ir=25A, overload protection II=300A, short-circuit prot. without auxiliary release without auxiliary/alarm switch with Safety Label for USA | - | 0 | 0
3VL1725-2DA36-0AA0 |  | 3VL1725-2DA36-0AA0 | 1 | UN | 1 | 5 | B | D | EAR99 | N | 85362090 | 1 | 4011209645370 | 1.898 | KG | 434.5 | 412.3 | LP20 | LP20 | circuit breaker VL160X H high breaking capacity Icu=70kA, 415V AC 3-pole, line protection Electronic Trip Unit TM, LI In=25A, rated current Ir=25A, overload protection II=300A, short-circuit prot. with screw terminals without auxiliary release without auxiliary/alarm switch | - | 0 | 0
3VL1725-2DA36-0AA0-Z | U01 | 3VL1725-2DA36-0AA0-ZU01 | 1 | UN | 1 | 5 | B | D | EAR99 | N | 85362090 | 1 |  | 2 | KG | 482.9 | 482.9 | LP20 | LP20 | circuit breaker VL160X H high breaking capacity Icu=70kA, 415V AC 3-pole, line protection Electronic Trip Unit TM, LI In=25A, rated current Ir=25A, overload protection II=300A, short-circuit prot. with screw terminals without auxiliary release without auxiliary/alarm switch with Safety Label for USA | - | 0 | 0
3VL1725-2EA43-0AA0 |  | 3VL1725-2EA43-0AA0 | 1 | UN | 1 | 5 | B | D | EAR99 | N | 85362090 | 1 | 4011209472747 | 2.84 | KG | 584.1 | 533.7 | LP20 | LP20 | circuit breaker VL160X H high breaking capacity Icu=70kA, 415V AC 4-pole, line protection Electronic Trip Unit TM, LI In=25A, rated current Ir=25A, overload protection II=300A, short-circuit prot. N protected without auxiliary release without auxiliary/alarm switch | - | 0 | 0
3VL1725-2EA43-0AA0-Z | U01 | 3VL1725-2EA43-0AA0-ZU01 | 1 | UN | 1 | 5 | B | D | EAR99 | N | 85362090 | 1 |  | 2.5 | KG | 632.5 | 632.5 | LP20 | LP20 | circuit breaker VL160X H high breaking capacity Icu=70kA, 415V AC 4-pole, line protection Electronic Trip Unit TM, LI In=25A, rated current Ir=25A, overload protection II=300A, short-circuit prot. N protected without auxiliary release without auxiliary/alarm switch with Safety Label for USA | - | 0 | 0
3VL1725-2EA46-0AA0 |  | 3VL1725-2EA46-0AA0 | 1 | UN | 1 | 5 | B | D | EAR99 | N | 85362090 | 1 | 4011209639645 | 2.618 | KG | 558.8 | 533.7 | LP20 | LP20 | circuit breaker VL160X H high breaking capacity Icu=70kA, 415V AC 4-pole, line protection Electronic Trip Unit TM, LI In=25A, rated current Ir=25A, overload protection II=300A, short-circuit prot. N protected with screw terminals without auxiliary release without auxiliary/alarm switch | - | 0 | 0
3VL1725-2EA46-0AA0-Z | U01 | 3VL1725-2EA46-0AA0-ZU01 | 1 | UN | 1 | 5 | B | D | EAR99 | N | 85362090 | 1 |  | 2.5 | KG | 607.2 | 607.2 | LP20 | LP20 | circuit breaker VL160X H high breaking capacity Icu=70kA, 415V AC 4-pole, line protection Electronic Trip Unit TM, LI In=25A, rated current Ir=25A, overload protection II=300A, short-circuit prot. N protected with screw terminals without auxiliary release without auxiliary/alarm switch with Safety Label for USA | - | 0 | 0
3VL1725-2EH43-0AA0 |  | 3VL1725-2EH43-0AA0 | 1 | UN | 1 | 5 | B | D | EAR99 | N | 85362090 | 1 | 4011209472730 | 2.85 | KG | 559.9 | 512.2 | LP20 | LP20 | circuit breaker VL160X H high breaking capacity Icu=70kA, 415V AC 4-pole, line protection Electronic Trip Unit TM, LI In=25A, rated current Ir=25A, overload protection II=300A, short-circuit prot. N unprotected without auxiliary release without auxiliary/alarm switch | - | 0 | 0
3VL1725-2EH43-0AA0-Z | U01 | 3VL1725-2EH43-0AA0-ZU01 | 1 | UN | 1 | 5 | B | D | EAR99 | N | 85362090 | 1 |  | 2.5 | KG | 608.3 | 608.3 | LP20 | LP20 | circuit breaker VL160X H high breaking capacity Icu=70kA, 415V AC 4-pole, line protection Electronic Trip Unit TM, LI In=25A, rated current Ir=25A, overload protection II=300A, short-circuit prot. N unprotected without auxiliary release without auxiliary/alarm switch with Safety Label for USA | - | 0 | 0
3VL1725-2EH46-0AA0 |  | 3VL1725-2EH46-0AA0 | 1 | UN | 1 | 5 | B | D | EAR99 | N | 85362090 | 1 | 4011209639744 | 2.619 | KG | 533.5 | 512.2 | LP20 | LP20 | circuit breaker VL160X H high breaking capacity Icu=70kA, 415V AC 4-pole, line protection Electronic Trip Unit TM, LI In=25A, rated current Ir=25A, overload protection II=300A, short-circuit prot. N unprotected with screw terminals without auxiliary release without auxiliary/alarm switch | - | 0 | 0
3VL1725-2EH46-0AA0-Z | U01 | 3VL1725-2EH46-0AA0-ZU01 | 1 | UN | 1 | 5 | B | D | EAR99 | N | 85362090 | 1 |  | 2.5 | KG | 581.9 | 581.9 | LP20 | LP20 | circuit breaker VL160X H high breaking capacity Icu=70kA, 415V AC 4-pole, line protection Electronic Trip Unit TM, LI In=25A, rated current Ir=25A, overload protection II=300A, short-circuit prot. N unprotected with screw terminals without auxiliary release without auxiliary/alarm switch with Safety Label for USA | - | 0 | 0
3VL1796-1DA33-0AA0 |  | 3VL1796-1DA33-0AA0 | 1 | UN | 1 | 5 | B | D | EAR99 | N | 85362090 | 1 | 4011209472723 | 2.145 | KG | 389.4 | 356.2 | LP20 | LP20 | circuit breaker VL160X N standard breaking capacity Icu=55kA, 415V AC 3-pole, line protection Electronic Trip Unit TM, LI In=16A, rated current Ir=16A, overload protection II=300A, short-circuit prot. without auxiliary release without auxiliary/alarm switch | - | 0 | 0
3VL1796-1DA33-0AA0-Z | U01 | 3VL1796-1DA33-0AA0-ZU01 | 1 | UN | 1 | 5 | B | D | EAR99 | N | 85362090 | 1 |  | 1.9 | KG | 437.8 | 437.8 | LP20 | LP20 | circuit breaker VL160X N standard breaking capacity Icu=55kA, 415V AC 3-pole, line protection Electronic Trip Unit TM, LI In=16A, rated current Ir=16A, overload protection II=300A, short-circuit prot. without auxiliary release without auxiliary/alarm switch with Safety Label for USA | - | 0 | 0
3VL1796-1DA33-0AB1 |  | 3VL1796-1DA33-0AB1 | 1 | UN | 1 | 5 | B | D | EAR99 | N | 85362090 | 1 | 4011209751996 | 2.046 | KG | 465.08 | 465.08 | LP20 | LP20 | circuit breaker VL160X N standard breaking capacity Icu=55kA, 415V AC 3-pole, line protection Electronic Trip Unit TM, LI In=16A, rated current Ir=16A, overload protection II=300A, short-circuit prot. without auxiliary release Auxiliary switch mounting kit 2 AUX (1 NO + 1 NC) | - | 0 | 0
3VL1796-1DA33-0AB1-Z | A01U01 | 3VL1796-1DA33-0AB1-ZA01U01 | 1 | UN | 1 | 5 | B | D | EAR99 | N | 85362090 | 1 |  | 1.9 | KG | 1833.48 | 1833.48 | LP20 | LP20 | circuit breaker VL160X N standard breaking capacity Icu=55kA, 415V AC 3-pole, line protection Electronic Trip Unit TM, LI In=16A, rated current Ir=16A, overload protection II=300A, short-circuit prot. without auxiliary release Auxiliary switch mounting kit 2 AUX (1 NO + 1 NC) With RCD module for VL160X In=160 A, 127...480 V AC Mounted on bottom with Safety Label for USA | - | 0 | 0
3VL1796-1DA33-0AB1-Z | U01 | 3VL1796-1DA33-0AB1-ZU01 | 1 | UN | 1 | 5 | B | D | EAR99 | N | 85362090 | 1 |  | 1.9 | KG | 513.48 | 513.48 | LP20 | LP20 | circuit breaker VL160X N standard breaking capacity Icu=55kA, 415V AC 3-pole, line protection Electronic Trip Unit TM, LI In=16A, rated current Ir=16A, overload protection II=300A, short-circuit prot. without auxiliary release Auxiliary switch mounting kit 2 AUX (1 NO + 1 NC) with Safety Label for USA | - | 0 | 0
3VL1796-1DA33-2GA0-Z | U01 | 3VL1796-1DA33-2GA0-ZU01 | 1 | UN | 1 | 5 | B | D | EAR99 | N | 85362090 | 1 |  | 1.9 | KG | 629.2 | 629.2 | LP20 | LP20 | circuit breaker VL160X N standard breaking capacity Icu=55kA, 415V AC 3-pole, line protection Electronic Trip Unit TM, LI In=16A, rated current Ir=16A, overload protection II=300A, short-circuit prot. Undervoltage release 110...127 V AC without auxiliary/alarm switch with Safety Label for USA | - | 0 | 0
3VL1796-1DA33-2GB1-Z | U01 | 3VL1796-1DA33-2GB1-ZU01 | 1 | UN | 1 | 5 | B | D | EAR99 | N | 85362090 | 1 |  | 1.9 | KG | 704.88 | 704.88 | LP20 | LP20 | circuit breaker VL160X N standard breaking capacity Icu=55kA, 415V AC 3-pole, line protection Electronic Trip Unit TM, LI In=16A, rated current Ir=16A, overload protection II=300A, short-circuit prot. Undervoltage release 110...127 V AC Auxiliary switch mounting kit 2 AUX (1 NO + 1 NC) with Safety Label for USA | - | 0 | 0
3VL1796-1DA36-0AA0 |  | 3VL1796-1DA36-0AA0 | 1 | UN | 1 | 5 | B | D | EAR99 | N | 85362090 | 1 | 4011209639508 | 1.789 | KG | 372.9 | 356.2 | LP20 | LP20 | circuit breaker VL160X N standard breaking capacity Icu=55kA, 415V AC 3-pole, line protection Electronic Trip Unit TM, LI In=16A, rated current Ir=16A, overload protection II=300A, short-circuit prot. with screw terminals without auxiliary release without auxiliary/alarm switch | - | 0 | 0
3VL1796-1DA36-0AA0-Z | U01 | 3VL1796-1DA36-0AA0-ZU01 | 1 | UN | 1 | 5 | B | D | EAR99 | N | 85362090 | 1 |  | 1.9 | KG | 421.3 | 421.3 | LP20 | LP20 | circuit breaker VL160X N standard breaking capacity Icu=55kA, 415V AC 3-pole, line protection Electronic Trip Unit TM, LI In=16A, rated current Ir=16A, overload protection II=300A, short-circuit prot. with screw terminals without auxiliary release without auxiliary/alarm switch with Safety Label for USA | - | 0 | 0
3VL1796-1EA43-0AA0 |  | 3VL1796-1EA43-0AA0 | 1 | UN | 1 | 5 | B | D | EAR99 | N | 85362090 | 1 | 4011209472716 | 2.833 | KG | 509.3 | 466.3 | LP20 | LP20 | circuit breaker VL160X N standard breaking capacity Icu=55kA, 415V AC 4-pole, line protection Electronic Trip Unit TM, LI In=16A, rated current Ir=16A, overload protection II=300A, short-circuit prot. N protected without auxiliary release without auxiliary/alarm switch | - | 0 | 0
3VL1796-1EA43-0AA0-Z | U01 | 3VL1796-1EA43-0AA0-ZU01 | 1 | UN | 1 | 5 | B | D | EAR99 | N | 85362090 | 1 |  | 2.3 | KG | 557.7 | 557.7 | LP20 | LP20 | circuit breaker VL160X N standard breaking capacity Icu=55kA, 415V AC 4-pole, line protection Electronic Trip Unit TM, LI In=16A, rated current Ir=16A, overload protection II=300A, short-circuit prot. N protected without auxiliary release without auxiliary/alarm switch with Safety Label for USA | - | 0 | 0
3VL1796-1EA43-0AB1 |  | 3VL1796-1EA43-0AB1 | 1 | UN | 1 | 5 | B | D | EAR99 | N | 85362090 | 1 | 4011209752009 | 2.811 | KG | 584.98 | 584.98 | LP20 | LP20 | circuit breaker VL160X N standard breaking capacity Icu=55kA, 415V AC 4-pole, line protection Electronic Trip Unit TM, LI In=16A, rated current Ir=16A, overload protection II=300A, short-circuit prot. N protected without auxiliary release Auxiliary switch mounting kit 2 AUX (1 NO + 1 NC) | - | 0 | 0
3VL1796-1EA43-0AB1-Z | U01 | 3VL1796-1EA43-0AB1-ZU01 | 1 | UN | 1 | 5 | B | D | EAR99 | N | 85362090 | 1 |  | 2.3 | KG | 633.38 | 633.38 | LP20 | LP20 | circuit breaker VL160X N standard breaking capacity Icu=55kA, 415V AC 4-pole, line protection Electronic Trip Unit TM, LI In=16A, rated current Ir=16A, overload protection II=300A, short-circuit prot. N protected without auxiliary release Auxiliary switch mounting kit 2 AUX (1 NO + 1 NC) with Safety Label for USA | - | 0 | 0
3VL1796-1EA46-0AA0 |  | 3VL1796-1EA46-0AA0 | 1 | UN | 1 | 5 | B | D | EAR99 | N | 85362090 | 1 | 4011209641372 | 2.3 | KG | 481.8 | 466.3 | LP20 | LP20 | circuit breaker VL160X N standard breaking capacity Icu=55kA, 415V AC 4-pole, line protection Electronic Trip Unit TM, LI In=16A, rated current Ir=16A, overload protection II=300A, short-circuit prot. N protected with screw terminals without auxiliary release without auxiliary/alarm switch | - | 0 | 0
3VL1796-1EA46-0AA0-Z | U01 | 3VL1796-1EA46-0AA0-ZU01 | 1 | UN | 1 | 5 | B | D | EAR99 | N | 85362090 | 1 |  | 2.3 | KG | 530.2 | 530.2 | LP20 | LP20 | circuit breaker VL160X N standard breaking capacity Icu=55kA, 415V AC 4-pole, line protection Electronic Trip Unit TM, LI In=16A, rated current Ir=16A, overload protection II=300A, short-circuit prot. N protected with screw terminals without auxiliary release without auxiliary/alarm switch with Safety Label for USA | - | 0 | 0
3VL1796-1EH43-0AA0 |  | 3VL1796-1EH43-0AA0 | 1 | UN | 1 | 5 | B | D | EAR99 | N | 85362090 | 1 | 4011209472709 | 2.835 | KG | 486.2 | 444.5 | LP20 | LP20 | circuit breaker VL160X N standard breaking capacity Icu=55kA, 415V AC 4-pole, line protection Electronic Trip Unit TM, LI In=16A, rated current Ir=16A, overload protection II=300A, short-circuit prot. N unprotected without auxiliary release without auxiliary/alarm switch | - | 0 | 0
3VL1796-1EH43-0AA0-Z | U01 | 3VL1796-1EH43-0AA0-ZU01 | 1 | UN | 1 | 5 | B | D | EAR99 | N | 85362090 | 1 |  | 2.3 | KG | 534.6 | 534.6 | LP20 | LP20 | circuit breaker VL160X N standard breaking capacity Icu=55kA, 415V AC 4-pole, line protection Electronic Trip Unit TM, LI In=16A, rated current Ir=16A, overload protection II=300A, short-circuit prot. N unprotected without auxiliary release without auxiliary/alarm switch with Safety Label for USA | - | 0 | 0
3VL1796-1EH46-0AA0 |  | 3VL1796-1EH46-0AA0 | 1 | UN | 1 | 5 | B | D | EAR99 | N | 85362090 | 1 | 4011209645349 | 2.67 | KG | 462 | 444.5 | LP20 | LP20 | circuit breaker VL160X N standard breaking capacity Icu=55kA, 415V AC 4-pole, line protection Electronic Trip Unit TM, LI In=16A, rated current Ir=16A, overload protection II=300A, short-circuit prot. N unprotected with screw terminals without auxiliary release without auxiliary/alarm switch | - | 0 | 0
3VL1796-1EH46-0AA0-Z | U01 | 3VL1796-1EH46-0AA0-ZU01 | 1 | UN | 1 | 5 | B | D | EAR99 | N | 85362090 | 1 |  | 2.3 | KG | 510.4 | 510.4 | LP20 | LP20 | circuit breaker VL160X N standard breaking capacity Icu=55kA, 415V AC 4-pole, line protection Electronic Trip Unit TM, LI In=16A, rated current Ir=16A, overload protection II=300A, short-circuit prot. N unprotected with screw terminals without auxiliary release without auxiliary/alarm switch with Safety Label for USA | - | 0 | 0
3VL1796-2DA33-0AA0 |  | 3VL1796-2DA33-0AA0 | 1 | UN | 1 | 5 | B | D | EAR99 | N | 85362090 | 1 | 4011209472693 | 2.14 | KG | 449.9 | 412.3 | LP20 | LP20 | circuit breaker VL160X H high breaking capacity Icu=70kA, 415V AC 3-pole, line protection Electronic Trip Unit TM, LI In=16A, rated current Ir=16A, overload protection II=300A, short-circuit prot. without auxiliary release without auxiliary/alarm switch | - | 0 | 0
3VL1796-2DA33-0AA0-Z | U01 | 3VL1796-2DA33-0AA0-ZU01 | 1 | UN | 1 | 5 | B | D | EAR99 | N | 85362090 | 1 |  | 1.9 | KG | 498.3 | 498.3 | LP20 | LP20 | circuit breaker VL160X H high breaking capacity Icu=70kA, 415V AC 3-pole, line protection Electronic Trip Unit TM, LI In=16A, rated current Ir=16A, overload protection II=300A, short-circuit prot. without auxiliary release without auxiliary/alarm switch with Safety Label for USA | - | 0 | 0
3VL1796-2DA33-0AB1 |  | 3VL1796-2DA33-0AB1 | 1 | UN | 1 | 5 | B | D | EAR99 | N | 85362090 | 1 | 4011209752016 | 2.15 | KG | 525.58 | 525.58 | LP20 | LP20 | circuit breaker VL160X H high breaking capacity Icu=70kA, 415V AC 3-pole, line protection Electronic Trip Unit TM, LI In=16A, rated current Ir=16A, overload protection II=300A, short-circuit prot. without auxiliary release Auxiliary switch mounting kit 2 AUX (1 NO + 1 NC) | - | 0 | 0
3VL1796-2DA33-8RB1 |  | 3VL1796-2DA33-8RB1 | 1 | UN | 1 | 5 | B | D | EAR99 | N | 85362090 | 1 | 4011209752023 | 2.049 | KG | 670.78 | 670.78 | LP20 | LP20 | circuit breaker VL160X H high breaking capacity Icu=70kA, 415V AC 3-pole, line protection Electronic Trip Unit TM, LI In=16A, rated current Ir=16A, overload protection II=300A, short-circuit prot. Shunt release 110...127 V AC Auxiliary switch mounting kit 2 AUX (1 NO + 1 NC) | - | 0 | 0
3VL1796-2DA36-0AA0 |  | 3VL1796-2DA36-0AA0 | 1 | UN | 1 | 5 | B | D | EAR99 | N | 85362090 | 1 | 4011209645356 | 1.84 | KG | 434.5 | 412.3 | LP20 | LP20 | circuit breaker VL160X H high breaking capacity Icu=70kA, 415V AC 3-pole, line protection Electronic Trip Unit TM, LI In=16A, rated current Ir=16A, overload protection II=300A, short-circuit prot. with screw terminals without auxiliary release without auxiliary/alarm switch | - | 0 | 0
3VL1796-2DA36-0AA0-Z | U01 | 3VL1796-2DA36-0AA0-ZU01 | 1 | UN | 1 | 5 | B | D | EAR99 | N | 85362090 | 1 |  | 1.9 | KG | 482.9 | 482.9 | LP20 | LP20 | circuit breaker VL160X H high breaking capacity Icu=70kA, 415V AC 3-pole, line protection Electronic Trip Unit TM, LI In=16A, rated current Ir=16A, overload protection II=300A, short-circuit prot. with screw terminals without auxiliary release without auxiliary/alarm switch with Safety Label for USA | - | 0 | 0
3VL1796-2EA43-0AA0 |  | 3VL1796-2EA43-0AA0 | 1 | UN | 1 | 5 | B | D | EAR99 | N | 85362090 | 1 | 4011209472686 | 2.85 | KG | 584.1 | 533.7 | LP20 | LP20 | circuit breaker VL160X H high breaking capacity Icu=70kA, 415V AC 4-pole, line protection Electronic Trip Unit TM, LI In=16A, rated current Ir=16A, overload protection II=300A, short-circuit prot. N protected without auxiliary release without auxiliary/alarm switch | - | 0 | 0
3VL1796-2EA43-0AA0-Z | U01 | 3VL1796-2EA43-0AA0-ZU01 | 1 | UN | 1 | 5 | B | D | EAR99 | N | 85362090 | 1 |  | 2.3 | KG | 632.5 | 632.5 | LP20 | LP20 | circuit breaker VL160X H high breaking capacity Icu=70kA, 415V AC 4-pole, line protection Electronic Trip Unit TM, LI In=16A, rated current Ir=16A, overload protection II=300A, short-circuit prot. N protected without auxiliary release without auxiliary/alarm switch with Safety Label for USA | - | 0 | 0
3VL1796-2EA46-0AA0 |  | 3VL1796-2EA46-0AA0 | 1 | UN | 1 | 5 | B | D | EAR99 | N | 85362090 | 1 | 4011209639652 | 2.534 | KG | 558.8 | 533.7 | LP20 | LP20 | circuit breaker VL160X H high breaking capacity Icu=70kA, 415V AC 4-pole, line protection Electronic Trip Unit TM, LI In=16A, rated current Ir=16A, overload protection II=300A, short-circuit prot. N protected with screw terminals without auxiliary release without auxiliary/alarm switch | - | 0 | 0
3VL1796-2EA46-0AA0-Z | U01 | 3VL1796-2EA46-0AA0-ZU01 | 1 | UN | 1 | 5 | B | D | EAR99 | N | 85362090 | 1 |  | 2.3 | KG | 607.2 | 607.2 | LP20 | LP20 | circuit breaker VL160X H high breaking capacity Icu=70kA, 415V AC 4-pole, line protection Electronic Trip Unit TM, LI In=16A, rated current Ir=16A, overload protection II=300A, short-circuit prot. N protected with screw terminals without auxiliary release without auxiliary/alarm switch with Safety Label for USA | - | 0 | 0
3VL1796-2EH43-0AA0 |  | 3VL1796-2EH43-0AA0 | 1 | UN | 1 | 5 | B | D | EAR99 | N | 85362090 | 1 | 4011209472679 | 2.845 | KG | 559.9 | 512.2 | LP20 | LP20 | circuit breaker VL160X H high breaking capacity Icu=70kA, 415V AC 4-pole, line protection Electronic Trip Unit TM, LI In=16A, rated current Ir=16A, overload protection II=300A, short-circuit prot. N unprotected without auxiliary release without auxiliary/alarm switch | - | 0 | 0
3VL1796-2EH43-0AA0-Z | U01 | 3VL1796-2EH43-0AA0-ZU01 | 1 | UN | 1 | 5 | B | D | EAR99 | N | 85362090 | 1 |  | 2.3 | KG | 608.3 | 608.3 | LP20 | LP20 | circuit breaker VL160X H high breaking capacity Icu=70kA, 415V AC 4-pole, line protection Electronic Trip Unit TM, LI In=16A, rated current Ir=16A, overload protection II=300A, short-circuit prot. N unprotected without auxiliary release without auxiliary/alarm switch with Safety Label for USA | - | 0 | 0
3VL1796-2EH43-0AD1 |  | 3VL1796-2EH43-0AD1 | 1 | UN | 1 | 5 | B | D | EAR99 | N | 85362090 | 1 | 4011209752047 | 2.3 | KG | 656.15 | 656.15 | LP20 | LP20 | circuit breaker VL160X H high breaking capacity Icu=70kA, 415V AC 4-pole, line protection Electronic Trip Unit TM, LI In=16A, rated current Ir=16A, overload protection II=300A, short-circuit prot. N unprotected without auxiliary release Auxiliary/alarm switch mounting kit 2 AUX (1 NO+1 NC)+1 AS (1 NO) | - | 0 | 0
3VL1796-2EH46-0AA0 |  | 3VL1796-2EH46-0AA0 | 1 | UN | 1 | 5 | B | D | EAR99 | N | 85362090 | 1 | 4011209639768 | 2.464 | KG | 533.5 | 512.2 | LP20 | LP20 | circuit breaker VL160X H high breaking capacity Icu=70kA, 415V AC 4-pole, line protection Electronic Trip Unit TM, LI In=16A, rated current Ir=16A, overload protection II=300A, short-circuit prot. N unprotected with screw terminals without auxiliary release without auxiliary/alarm switch | - | 0 | 0
3VL1796-2EH46-0AA0-Z | U01 | 3VL1796-2EH46-0AA0-ZU01 | 1 | UN | 1 | 5 | B | D | EAR99 | N | 85362090 | 1 |  | 2.3 | KG | 581.9 | 581.9 | LP20 | LP20 | circuit breaker VL160X H high breaking capacity Icu=70kA, 415V AC 4-pole, line protection Electronic Trip Unit TM, LI In=16A, rated current Ir=16A, overload protection II=300A, short-circuit prot. N unprotected with screw terminals without auxiliary release without auxiliary/alarm switch with Safety Label for USA | - | 0 | 0
3VL2505-1KN30-0AA0 |  | 3VL2505-1KN30-0AA0 | 1 | UN | 1 | 5 | B | D | EAR99 | N | 85362010 | 1 |  | 2.2 | KG | 462 | 462 | LP20 | LP20 | Circuit breaker VL150 UL Type DG (CAT NO. NDK3B050) non-interchangeable frame, with approval circuit breaker according to UL 489 Standard switching capacity 3-pole; NEMA rating 35 kA @ 480 V and 18 kA @ 600/347 V (molded case circuit breaker) Overcurrent release TM, LI TU=40 Â°C In=50 A, Rated current II=450...700 A Short-circuit protection Ir=50A overcurrent release for system protection without connection accessories without auxiliary release without auxiliary/alarm switch | - | 0 | 0
3VL2505-2KN30-0AA0 |  | 3VL2505-2KN30-0AA0 | 1 | UN | 1 | 5 | B | D | EAR99 | N | 85362010 | 1 |  | 2.2 | KG | 570.9 | 570.9 | LP20 | LP20 | circuit breaker VL150 UL type DG (cat no. HDK3B050) non-interchangeable frame, with circuit breaker approval acc. to UL 489 high breaking capacity 3-pole; NEMA rating 65KA@480V and 18KA@600/347V (molded case circuit breaker) Electronic Trip Unit TM, LI TA=40Â°C In=50A, rated current II=450...700A short-circuit protection Ir=50A Electronic Trip Unit for line protection without connection accessories without auxiliary release without auxiliary/alarm switch | - | 0 | 0
3VL2505-2KN30-0AD1 |  | 3VL2505-2KN30-0AD1 | 1 | UN | 1 | 5 | B | D | EAR99 | N | 85362010 | 1 |  | 2.2 | KG | 687.5 | 687.5 | LP20 | LP20 | circuit breaker VL150 UL type DG (cat no. HDK3B050) non-interchangeable frame, with circuit breaker approval acc. to UL 489 high breaking capacity 3-pole; NEMA rating 65KA@480V and 18KA@600/347V (molded case circuit breaker) Electronic Trip Unit TM, LI TA=40Â°C In=50A, rated current II=450...700A short-circuit protection Ir=50A Electronic Trip Unit for line protection without connection accessories without auxiliary release Auxiliary/alarm switch mounting kit 2 AUX (1 NO+1 NC)+1 AS (1 NO) | - | 0 | 0
3VL2505-3KN30-0AA0 |  | 3VL2505-3KN30-0AA0 | 1 | UN | 1 | 5 | B | D | EAR99 | N | 85362010 | 1 |  | 2.2 | KG | 809.6 | 809.6 | LP20 | LP20 | circuit breaker VL150 UL type DG (cat no. LDK3B050) non-interchangeable frame, with circuit breaker approval acc. to UL 489 very high breaking capacity 3-pole; NEMA rating 100KA@480V and 18KA@600/347V (molded case circuit breaker) Electronic Trip Unit TM, LI TA=40Â°C In=50A, rated current II=450...700A short-circuit protection Ir=50A Electronic Trip Unit for line protection without connection accessories without auxiliary release without auxiliary/alarm switch | - | 0 | 0
3VL2506-1KN30-0AA0 |  | 3VL2506-1KN30-0AA0 | 1 | UN | 1 | 5 | B | D | EAR99 | N | 85362010 | 1 |  | 2.2 | KG | 462 | 462 | LP20 | LP20 | circuit breaker VL150 UL type DG (cat no. NDK3B060) non-interchangeable frame, with circuit breaker approval acc. to UL 489 standard breaking capacity 3-pole; NEMA rating 35KA@480V and 18KA@600/347V (molded case circuit breaker) Electronic Trip Unit TM, LI TA=40Â°C In=60A, rated current II=450...700A short-circuit protection Ir=60A Electronic Trip Unit for line protection without connection accessories without auxiliary release without auxiliary/alarm switch | - | 0 | 0
3VL2506-1PB30-0AA0 |  | 3VL2506-1PB30-0AA0 | 1 | UN | 1 | 5 | B | D | EAR99 | N | 85362010 | 1 |  | 2.4 | KG | 847 | 847 | LP20 | LP20 | circuit breaker VL150 UL type DG (cat no. NDK3R060) non-interchangeable frame, with circuit breaker approval acc. to UL 489 standard breaking capacity 3-pole; NEMA rating 35KA@480V and 18KA@600/347V (molded case circuit breaker) Electronic Trip Unit ETU, LI TA=40Â°C In=60A, rated current II=1.25-11 xIN, short-circuit protection Ir=30-60A Electronic Trip Unit for line protection without connection accessories without auxiliary/alarm switch | - | 0 | 0
3VL2506-1PD30-0AA0 |  | 3VL2506-1PD30-0AA0 | 1 | UN | 1 | 5 | B | D | EAR99 | N | 85362010 | 1 |  | 2.4 | KG | 1052.7 | 1052.7 | LP20 | LP20 | circuit breaker VL150 UL type DG (cat no. NDK3W060) non-interchangeable frame, with circuit breaker approval acc. to UL 489 standard breaking capacity 3-pole; NEMA rating 35KA@480V and 18KA@600/347V (molded case circuit breaker) Electronic Trip Unit ETU, LIG TA=40Â°C 3 phases/4 lines In=60A, rated current II=1.25-11 xIN, short-circuit protection Ir=30-60A Electronic Trip Unit for line protection without connection accessories without auxiliary/alarm switch | - | 0 | 0
3VL2506-1PE30-0AA0 |  | 3VL2506-1PE30-0AA0 | 1 | UN | 1 | 5 | B | D | EAR99 | N | 85362010 | 1 |  | 2.4 | KG | 898.7 | 898.7 | LP20 | LP20 | circuit breaker VL150 UL type DG (cat no. NDK3T060) non-interchangeable frame, with circuit breaker approval acc. to UL 489 standard breaking capacity 3-pole; NEMA rating 35KA@480V and 18KA@600/347V (molded case circuit breaker) Electronic Trip Unit ETU, LSI TA=40Â°C In=60A, rated current ISD=1.5-10xIR, II=11xIN short-circuit protection Ir=30-60A Electronic Trip Unit for line protection without connection accessories without auxiliary/alarm switch | - | 0 | 0
3VL2506-1PH30-0AA0 |  | 3VL2506-1PH30-0AA0 | 1 | UN | 1 | 5 | B | D | EAR99 | N | 85362010 | 1 |  | 2.4 | KG | 1083.5 | 1083.5 | LP20 | LP20 | circuit breaker VL150 UL type DG (cat no. NDK3V060) non-interchangeable frame, with circuit breaker approval acc. to UL 489 standard breaking capacity 3-pole; NEMA rating 35KA@480V and 18KA@600/347V (molded case circuit breaker) Electronic Trip Unit ETU, LSIG TA=40Â°C 3 phases/4 lines In=60A, rated current ISD=1.5-10xIR, II=11xIN short-circuit protection Ir=30-60A Electronic Trip Unit for line protection without connection accessories without auxiliary/alarm switch | - | 0 | 0
3VL2506-1VH30-0AA0 |  | 3VL2506-1VH30-0AA0 | 1 | UN | 1 | 5 | B | D | EAR99 | N | 85362010 | 1 |  | 2.4 | KG | 2134 | 2134 | LP20 | LP20 | circuit breaker VL150 UL type DG (cat no. NDK3A060) non-interchangeable frame, with circuit breaker approval acc. to UL 489 standard breaking capacity 3-pole; NEMA rating 35KA@480V and 18KA@600/347V (molded case circuit breaker) Electronic Trip Unit LCD ETU, LI/LS/LSI TA=40Â°C In=60A, rated current ISD=1.25-10xIR, II=11X in short-circuit protection Ir=30-60A Electronic Trip Unit for line protection without connection accessories without auxiliary/alarm switch | - | 0 | 0
3VL2506-1VJ30-0AA0 |  | 3VL2506-1VJ30-0AA0 | 1 | UN | 1 | 5 | B | D | EAR99 | N | 85362010 | 1 |  | 2.4 | KG | 2343 | 2343 | LP20 | LP20 | circuit breaker VL150 UL type DG (cat no. NDK3K060) non-interchangeable frame, with circuit breaker approval acc. to UL 489 standard breaking capacity 3-pole; NEMA rating 35KA@480V and 18KA@600/347V (molded case circuit breaker) Electronic Trip Unit LCD ETU, LSIG-G with alarm TA=40Â°C 3 phases/4 lines In=60A, rated current ISD=1.25-10xIR, II=11X in short-circuit protection Ir=30-60A Electronic Trip Unit for line protection without connection accessories without auxiliary/alarm switch | - | 0 | 0
3VL2506-1VM30-0AA0 |  | 3VL2506-1VM30-0AA0 | 1 | UN | 1 | 5 | B | D | EAR99 | N | 85362010 | 1 |  | 2.4 | KG | 2343 | 2343 | LP20 | LP20 | circuit breaker VL150 UL type DG (cat no. NDK3G060) non-interchangeable frame, with circuit breaker approval acc. to UL 489 standard breaking capacity 3-pole; NEMA rating 35KA@480V and 18KA@600/347V (molded case circuit breaker) Electronic Trip Unit LCD ETU, LSIG TA=40Â°C 3 phases/4 lines In=60A, rated current ISD=1.25-10xIR, II=11X in short-circuit protection Ir=30-60A Electronic Trip Unit for line protection without connection accessories without auxiliary/alarm switch | - | 0 | 0
3VL2506-2KN30-0AA0 |  | 3VL2506-2KN30-0AA0 | 1 | UN | 1 | 5 | B | D | EAR99 | N | 85362010 | 1 |  | 2.2 | KG | 570.9 | 570.9 | LP20 | LP20 | circuit breaker VL150 UL type DG (cat no. HDK3B060) non-interchangeable frame, with circuit breaker approval acc. to UL 489 high breaking capacity 3-pole; NEMA rating 65KA@480V and 18KA@600/347V (molded case circuit breaker) Electronic Trip Unit TM, LI TA=40Â°C In=60A, rated current II=450...700A short-circuit protection Ir=60A Electronic Trip Unit for line protection without connection accessories without auxiliary release without auxiliary/alarm switch | - | 0 | 0
3VL2506-2KN32-0AA0 |  | 3VL2506-2KN32-0AA0 | 1 | UN | 1 | 5 | B | D | EAR99 | N | 85362010 | 1 |  | 2.2 | KG | 608.3 | 608.3 | LP20 | LP20 | circuit breaker VL150 UL type DG (cat no. HDK3B060B) non-interchangeable frame, with circuit breaker approval acc. to UL 489 high breaking capacity 3-pole; NEMA rating 65KA@480V and 18KA@600/347V (molded case circuit breaker) Electronic Trip Unit TM, LI TA=40Â°C In=60A, rated current II=450...700A short-circuit protection Ir=60A Electronic Trip Unit for line protection with terminals load-side (load) without auxiliary release without auxiliary/alarm switch | - | 0 | 0
3VL2506-2KN33-0AA0 |  | 3VL2506-2KN33-0AA0 | 1 | UN | 1 | 5 | B | D | EAR99 | N | 85362010 | 1 |  | 2.2 | KG | 641.3 | 641.3 | LP20 | LP20 | circuit breaker VL150 UL type DG (cat no. HDK3B060L) non-interchangeable frame, with circuit breaker approval acc. to UL 489 high breaking capacity 3-pole; NEMA rating 65KA@480V and 18KA@600/347V (molded case circuit breaker) Electronic Trip Unit TM, LI TA=40Â°C In=60A, rated current II=450...700A short-circuit protection Ir=60A Electronic Trip Unit for line protection with terminals feeder and load-side (line and load) without auxiliary release without auxiliary/alarm switch | - | 0 | 0
3VL2506-2PB30-0AA0 |  | 3VL2506-2PB30-0AA0 | 1 | UN | 1 | 5 | B | D | EAR99 | N | 85362010 | 1 |  | 2.4 | KG | 954.8 | 954.8 | LP20 | LP20 | circuit breaker VL150 UL type DG (cat no. HDK3R060) non-interchangeable frame, with circuit breaker approval acc. to UL 489 high breaking capacity 3-pole; NEMA rating 65KA@480V and 18KA@600/347V (molded case circuit breaker) Electronic Trip Unit ETU, LI TA=40Â°C In=60A, rated current II=1.25-11 xIN, short-circuit protection Ir=30-60A Electronic Trip Unit for line protection without connection accessories without auxiliary/alarm switch | - | 0 | 0
3VL2506-2PD30-0AA0 |  | 3VL2506-2PD30-0AA0 | 1 | UN | 1 | 5 | B | D | EAR99 | N | 85362010 | 1 |  | 2.4 | KG | 1155 | 1155 | LP20 | LP20 | circuit breaker VL150 UL type DG (cat no. HDK3W060) non-interchangeable frame, with circuit breaker approval acc. to UL 489 high breaking capacity 3-pole; NEMA rating 65KA@480V and 18KA@600/347V (molded case circuit breaker) Electronic Trip Unit ETU, LIG TA=40Â°C 3 phases/4 lines In=60A, rated current II=1.25-11 xIN, short-circuit protection Ir=30-60A Electronic Trip Unit for line protection without connection accessories without auxiliary/alarm switch | - | 0 | 0
3VL2506-2PE30-0AA0 |  | 3VL2506-2PE30-0AA0 | 1 | UN | 1 | 5 | B | D | EAR99 | N | 85362010 | 1 |  | 2.4 | KG | 1007.6 | 1007.6 | LP20 | LP20 | circuit breaker VL150 UL type DG (cat no. HDK3T060) non-interchangeable frame, with circuit breaker approval acc. to UL 489 high breaking capacity 3-pole; NEMA rating 65KA@480V and 18KA@600/347V (molded case circuit breaker) Electronic Trip Unit ETU, LSI TA=40Â°C In=60A, rated current ISD=1.5-10xIR, II=11xIN short-circuit protection Ir=30-60A Electronic Trip Unit for line protection without connection accessories without auxiliary/alarm switch | - | 0 | 0
3VL2506-2PE33-0AA0 |  | 3VL2506-2PE33-0AA0 | 1 | UN | 1 | 5 | B | D | EAR99 | N | 85362010 | 1 |  | 2.4 | KG | 1078 | 1078 | LP20 | LP20 | circuit breaker VL150 UL type DG (cat no. HDK3T060L) non-interchangeable frame, with circuit breaker approval acc. to UL 489 high breaking capacity 3-pole; NEMA rating 65KA@480V and 18KA@600/347V (molded case circuit breaker) Electronic Trip Unit ETU, LSI TA=40Â°C In=60A, rated current ISD=1.5-10xIR, II=11xIN short-circuit protection Ir=30-60A Electronic Trip Unit for line protection with terminals feeder and load-side (line and load) without auxiliary/alarm switch | - | 0 | 0
3VL2506-2PH30-0AA0 |  | 3VL2506-2PH30-0AA0 | 1 | UN | 1 | 5 | B | D | EAR99 | N | 85362010 | 1 |  | 2.4 | KG | 1199 | 1199 | LP20 | LP20 | circuit breaker VL150 UL type DG (cat no. HDK3V060) non-interchangeable frame, with circuit breaker approval acc. to UL 489 high breaking capacity 3-pole; NEMA rating 65KA@480V and 18KA@600/347V (molded case circuit breaker) Electronic Trip Unit ETU, LSIG TA=40Â°C 3 phases/4 lines In=60A, rated current ISD=1.5-10xIR, II=11xIN short-circuit protection Ir=30-60A Electronic Trip Unit for line protection without connection accessories without auxiliary/alarm switch | - | 0 | 0
3VL2506-2VH30-0AA0 |  | 3VL2506-2VH30-0AA0 | 1 | UN | 1 | 5 | B | D | EAR99 | N | 85362010 | 1 |  | 2.4 | KG | 2211 | 2211 | LP20 | LP20 | circuit breaker VL150 UL type DG (cat no. HDK3A060) non-interchangeable frame, with circuit breaker approval acc. to UL 489 high breaking capacity 3-pole; NEMA rating 65KA@480V and 18KA@600/347V (molded case circuit breaker) Electronic Trip Unit LCD ETU, LI/LS/LSI TA=40Â°C In=60A, rated current ISD=1.25-10xIR, II=11X in short-circuit protection Ir=30-60A Electronic Trip Unit for line protection without connection accessories without auxiliary/alarm switch | - | 0 | 0
3VL2506-2VJ30-0AA0 |  | 3VL2506-2VJ30-0AA0 | 1 | UN | 1 | 5 | B | D | EAR99 | N | 85362010 | 1 |  | 2.4 | KG | 2420 | 2420 | LP20 | LP20 | circuit breaker VL150 UL type DG (cat no. HDK3K060) non-interchangeable frame, with circuit breaker approval acc. to UL 489 high breaking capacity 3-pole; NEMA rating 65KA@480V and 18KA@600/347V (molded case circuit breaker) Electronic Trip Unit LCD ETU, LSIG-G with alarm TA=40Â°C 3 phases/4 lines In=60A, rated current ISD=1.25-10xIR, II=11X in short-circuit protection Ir=30-60A Electronic Trip Unit for line protection without connection accessories without auxiliary/alarm switch | - | 0 | 0
3VL2506-2VM30-0AA0 |  | 3VL2506-2VM30-0AA0 | 1 | UN | 1 | 5 | B | D | EAR99 | N | 85362010 | 1 |  | 2.4 | KG | 2420 | 2420 | LP20 | LP20 | circuit breaker VL150 UL type DG (cat no. HDK3G060) non-interchangeable frame, with circuit breaker approval acc. to UL 489 high breaking capacity 3-pole; NEMA rating 65KA@480V and 18KA@600/347V (molded case circuit breaker) Electronic Trip Unit LCD ETU, LSIG TA=40Â°C 3 phases/4 lines In=60A, rated current ISD=1.25-10xIR, II=11X in short-circuit protection Ir=30-60A Electronic Trip Unit for line protection without connection accessories without auxiliary/alarm switch | - | 0 | 0
3VL2506-3KN30-0AA0 |  | 3VL2506-3KN30-0AA0 | 1 | UN | 1 | 5 | B | D | EAR99 | N | 85362010 | 1 |  | 2.2 | KG | 809.6 | 809.6 | LP20 | LP20 | circuit breaker VL150 UL type DG (cat no. LDK3B060) non-interchangeable frame, with circuit breaker approval acc. to UL 489 very high breaking capacity 3-pole; NEMA rating 100KA@480V and 18KA@600/347V (molded case circuit breaker) Electronic Trip Unit TM, LI TA=40Â°C In=60A, rated current II=450...700A short-circuit protection Ir=60A Electronic Trip Unit for line protection without connection accessories without auxiliary release without auxiliary/alarm switch | - | 0 | 0
3VL2506-3PB30-0AA0 |  | 3VL2506-3PB30-0AA0 | 1 | UN | 1 | 5 | B | D | EAR99 | N | 85362010 | 1 |  | 2.4 | KG | 1199 | 1199 | LP20 | LP20 | circuit breaker VL150 UL type DG (cat no. LDK3R060) non-interchangeable frame, with circuit breaker approval acc. to UL 489 very high breaking capacity 3-pole; NEMA rating 100KA@480V and 18KA@600/347V (molded case circuit breaker) Electronic Trip Unit ETU, LI TA=40Â°C In=60A, rated current II=1.25-11 xIN, short-circuit protection Ir=30-60A Electronic Trip Unit for line protection without connection accessories without auxiliary/alarm switch | - | 0 | 0
3VL2506-3PD30-0AA0 |  | 3VL2506-3PD30-0AA0 | 1 | UN | 1 | 5 | B | D | EAR99 | N | 85362010 | 1 |  | 2.4 | KG | 1419 | 1419 | LP20 | LP20 | circuit breaker VL150 UL type DG (cat no. LDK3W060) non-interchangeable frame, with circuit breaker approval acc. to UL 489 very high breaking capacity 3-pole; NEMA rating 100KA@480V and 18KA@600/347V (molded case circuit breaker) Electronic Trip Unit ETU, LIG TA=40Â°C 3 phases/4 lines In=60A, rated current II=1.25-11 xIN, short-circuit protection Ir=30-60A Electronic Trip Unit for line protection without connection accessories without auxiliary/alarm switch | - | 0 | 0
3VL2506-3PE30-0AA0 |  | 3VL2506-3PE30-0AA0 | 1 | UN | 1 | 5 | B | D | EAR99 | N | 85362010 | 1 |  | 2.4 | KG | 1254 | 1254 | LP20 | LP20 | circuit breaker VL150 UL type DG (cat no. LDK3T060) non-interchangeable frame, with circuit breaker approval acc. to UL 489 very high breaking capacity 3-pole; NEMA rating 100KA@480V and 18KA@600/347V (molded case circuit breaker) Electronic Trip Unit ETU, LSI TA=40Â°C In=60A, rated current ISD=1.5-10xIR, II=11xIN short-circuit protection Ir=30-60A Electronic Trip Unit for line protection without connection accessories without auxiliary/alarm switch | - | 0 | 0
3VL2506-3PH30-0AA0 |  | 3VL2506-3PH30-0AA0 | 1 | UN | 1 | 5 | B | D | EAR99 | N | 85362010 | 1 |  | 2.4 | KG | 1441 | 1441 | LP20 | LP20 | circuit breaker VL150 UL type DG (cat no. LDK3V060) non-interchangeable frame, with circuit breaker approval acc. to UL 489 very high breaking capacity 3-pole; NEMA rating 100KA@480V and 18KA@600/347V (molded case circuit breaker) Electronic Trip Unit ETU, LSIG TA=40Â°C 3 phases/4 lines In=60A, rated current ISD=1.5-10xIR, II=11xIN short-circuit protection Ir=30-60A Electronic Trip Unit for line protection without connection accessories without auxiliary/alarm switch | - | 0 | 0
3VL2506-3VH30-0AA0 |  | 3VL2506-3VH30-0AA0 | 1 | UN | 1 | 5 | B | D | EAR99 | N | 85362010 | 1 |  | 2.4 | KG | 2431 | 2431 | LP20 | LP20 | circuit breaker VL150 UL type DG (cat no. LDK3A060) non-interchangeable frame, with circuit breaker approval acc. to UL 489 very high breaking capacity 3-pole; NEMA rating 100KA@480V and 18KA@600/347V (molded case circuit breaker) Electronic Trip Unit LCD ETU, LI/LS/LSI TA=40Â°C In=60A, rated current ISD=1.25-10xIR, II=11X in short-circuit protection Ir=30-60A Electronic Trip Unit for line protection without connection accessories without auxiliary/alarm switch | - | 0 | 0
3VL2506-3VJ30-0AA0 |  | 3VL2506-3VJ30-0AA0 | 1 | UN | 1 | 5 | B | D | EAR99 | N | 85362010 | 1 |  | 2.4 | KG | 2739 | 2739 | LP20 | LP20 | circuit breaker VL150 UL type DG (cat no. LDK3K060) non-interchangeable frame, with circuit breaker approval acc. to UL 489 very high breaking capacity 3-pole; NEMA rating 100KA@480V and 18KA@600/347V (molded case circuit breaker) Electronic Trip Unit LCD ETU, LSIG-G with alarm TA=40Â°C 3 phases/4 lines In=60A, rated current ISD=1.25-10xIR, II=11X in short-circuit protection Ir=30-60A Electronic Trip Unit for line protection without connection accessories without auxiliary/alarm switch | - | 0 | 0
3VL2506-3VM30-0AA0 |  | 3VL2506-3VM30-0AA0 | 1 | UN | 1 | 5 | B | D | EAR99 | N | 85362010 | 1 |  | 2.4 | KG | 2739 | 2739 | LP20 | LP20 | circuit breaker VL150 UL type DG (cat no. LDK3G060) non-interchangeable frame, with circuit breaker approval acc. to UL 489 very high breaking capacity 3-pole; NEMA rating 100KA@480V and 18KA@600/347V (molded case circuit breaker) Electronic Trip Unit LCD ETU, LSIG TA=40Â°C 3 phases/4 lines In=60A, rated current ISD=1.25-10xIR, II=11X in short-circuit protection Ir=30-60A Electronic Trip Unit for line protection without connection accessories without auxiliary/alarm switch | - | 0 | 0
3VL2507-1KN30-0AA0 |  | 3VL2507-1KN30-0AA0 | 1 | UN | 1 | 5 | B | D | EAR99 | N | 85362090 | 1 |  | 2.2 | KG | 487.3 | 487.3 | LP20 | LP20 | circuit breaker VL150 UL type DG (cat no. NDK3B070) non-interchangeable frame, with circuit breaker approval acc. to UL 489 standard breaking capacity 3-pole; NEMA rating 35KA@480V and 18KA@600/347V (molded case circuit breaker) Electronic Trip Unit TM, LI TA=40Â°C In=70A, rated current II=450...700A short-circuit protection Ir=70A Electronic Trip Unit for line protection without connection accessories without auxiliary release without auxiliary/alarm switch | - | 0 | 0
3VL2507-2KN30-0AA0 |  | 3VL2507-2KN30-0AA0 | 1 | UN | 1 | 5 | B | D | EAR99 | N | 85362090 | 1 |  | 2.2 | KG | 595.1 | 595.1 | LP20 | LP20 | circuit breaker VL150 UL type DG (cat no. HDK3B070) non-interchangeable frame, with circuit breaker approval acc. to UL 489 high breaking capacity 3-pole; NEMA rating 65KA@480V and 18KA@600/347V (molded case circuit breaker) Electronic Trip Unit TM, LI TA=40Â°C In=70A, rated current II=450...700A short-circuit protection Ir=70A Electronic Trip Unit for line protection without connection accessories without auxiliary release without auxiliary/alarm switch | - | 0 | 0
3VL2507-3KN30-0AA0 |  | 3VL2507-3KN30-0AA0 | 1 | UN | 1 | 5 | B | D | EAR99 | N | 85362090 | 1 |  | 2.2 | KG | 841.5 | 841.5 | LP20 | LP20 | circuit breaker VL150 UL type DG (cat no. LDK3B070) non-interchangeable frame, with circuit breaker approval acc. to UL 489 very high breaking capacity 3-pole; NEMA rating 100KA@480V and 18KA@600/347V (molded case circuit breaker) Electronic Trip Unit TM, LI TA=40Â°C In=70A, rated current II=450...700A short-circuit protection Ir=70A Electronic Trip Unit for line protection without connection accessories without auxiliary release without auxiliary/alarm switch | - | 0 | 0
3VL2508-1KN30-0AA0 |  | 3VL2508-1KN30-0AA0 | 1 | UN | 1 | 5 | B | D | EAR99 | N | 85362090 | 1 |  | 2.2 | KG | 487.3 | 487.3 | LP20 | LP20 | circuit breaker VL150 UL type DG (cat no. NDK3B080) non-interchangeable frame, with circuit breaker approval acc. to UL 489 standard breaking capacity 3-pole; NEMA rating 35KA@480V and 18KA@600/347V (molded case circuit breaker) Electronic Trip Unit TM, LI TA=40Â°C In=80A, rated current II=450...800A short-circuit protection Ir=80A Electronic Trip Unit for line protection without connection accessories without auxiliary release without auxiliary/alarm switch | - | 0 | 0
3VL2508-2KN30-0AA0 |  | 3VL2508-2KN30-0AA0 | 1 | UN | 1 | 5 | B | D | EAR99 | N | 85362090 | 1 |  | 2.2 | KG | 595.1 | 595.1 | LP20 | LP20 | circuit breaker VL150 UL type DG (cat no. HDK3B080) non-interchangeable frame, with circuit breaker approval acc. to UL 489 high breaking capacity 3-pole; NEMA rating 65KA@480V and 18KA@600/347V (molded case circuit breaker) Electronic Trip Unit TM, LI TA=40Â°C In=80A, rated current II=450...800A short-circuit protection Ir=80A Electronic Trip Unit for line protection without connection accessories without auxiliary release without auxiliary/alarm switch | - | 0 | 0
3VL2508-3KN30-0AA0 |  | 3VL2508-3KN30-0AA0 | 1 | UN | 1 | 5 | B | D | EAR99 | N | 85362090 | 1 |  | 2.2 | KG | 841.5 | 841.5 | LP20 | LP20 | circuit breaker VL150 UL type DG (cat no. LDK3B080) non-interchangeable frame, with circuit breaker approval acc. to UL 489 very high breaking capacity 3-pole; NEMA rating 100KA@480V and 18KA@600/347V (molded case circuit breaker) Electronic Trip Unit TM, LI TA=40Â°C In=80A, rated current II=450...800A short-circuit protection Ir=80A Electronic Trip Unit for line protection without connection accessories without auxiliary release without auxiliary/alarm switch | - | 0 | 0
3VL2510-1KN30-0AA0 |  | 3VL2510-1KN30-0AA0 | 1 | UN | 1 | 5 | B | D | EAR99 | N | 85362090 | 1 |  | 2.2 | KG | 577.5 | 577.5 | LP20 | LP20 | circuit breaker VL150 UL type DG (cat no. NDK3B100) non-interchangeable frame, with circuit breaker approval acc. to UL 489 standard breaking capacity 3-pole; NEMA rating 35KA@480V and 18KA@600/347V (molded case circuit breaker) Electronic Trip Unit TM, LI TA=40Â°C In=100A, rated current II=500...1000A short-circuit protection Ir=100A Electronic Trip Unit for line protection without connection accessories without auxiliary release without auxiliary/alarm switch | - | 0 | 0
3VL2510-1PB30-0AA0 |  | 3VL2510-1PB30-0AA0 | 1 | UN | 1 | 5 | B | D | EAR99 | N | 85362090 | 1 |  | 2.4 | KG | 847 | 847 | LP20 | LP20 | circuit breaker VL150 UL type DG (cat no. NDK3R100) non-interchangeable frame, with circuit breaker approval acc. to UL 489 standard breaking capacity 3-pole; NEMA rating 35KA@480V and 18KA@600/347V (molded case circuit breaker) Electronic Trip Unit ETU, LI TA=40Â°C In=100A, rated current II=1.25-11 xIN, short-circuit protection Ir=40-100A Electronic Trip Unit for line protection without connection accessories without auxiliary/alarm switch | - | 0 | 0
3VL2510-1PD30-0AA0 |  | 3VL2510-1PD30-0AA0 | 1 | UN | 1 | 5 | B | D | EAR99 | N | 85362090 | 1 |  | 2.4 | KG | 1052.7 | 1052.7 | LP20 | LP20 | circuit breaker VL150 UL type DG (cat no. NDK3W100) non-interchangeable frame, with circuit breaker approval acc. to UL 489 standard breaking capacity 3-pole; NEMA rating 35KA@480V and 18KA@600/347V (molded case circuit breaker) Electronic Trip Unit ETU, LIG TA=40Â°C 3 phases/4 lines In=100A, rated current II=1.25-11 xIN, short-circuit protection Ir=40-100A Electronic Trip Unit for line protection without connection accessories without auxiliary/alarm switch | - | 0 | 0
3VL2510-1PE30-0AA0 |  | 3VL2510-1PE30-0AA0 | 1 | UN | 1 | 5 | B | D | EAR99 | N | 85362090 | 1 |  | 2.4 | KG | 898.7 | 898.7 | LP20 | LP20 | circuit breaker VL150 UL type DG (cat no. NDK3T100) non-interchangeable frame, with circuit breaker approval acc. to UL 489 standard breaking capacity 3-pole; NEMA rating 35KA@480V and 18KA@600/347V (molded case circuit breaker) Electronic Trip Unit ETU, LSI TA=40Â°C In=100A, rated current ISD=1.5-10xIR, II=11xIN short-circuit protection Ir=40-100A Electronic Trip Unit for line protection without connection accessories without auxiliary/alarm switch | - | 0 | 0
3VL2510-1PH30-0AA0 |  | 3VL2510-1PH30-0AA0 | 1 | UN | 1 | 5 | B | D | EAR99 | N | 85362090 | 1 |  | 2.4 | KG | 1083.5 | 1083.5 | LP20 | LP20 | circuit breaker VL150 UL type DG (cat no. NDK3V100) non-interchangeable frame, with circuit breaker approval acc. to UL 489 standard breaking capacity 3-pole; NEMA rating 35KA@480V and 18KA@600/347V (molded case circuit breaker) Electronic Trip Unit ETU, LSIG TA=40Â°C 3 phases/4 lines In=100A, rated current ISD=1.5-10xIR, II=11xIN short-circuit protection Ir=40-100A Electronic Trip Unit for line protection without connection accessories without auxiliary/alarm switch | - | 0 | 0
3VL2510-1VH30-0AA0 |  | 3VL2510-1VH30-0AA0 | 1 | UN | 1 | 5 | B | D | EAR99 | N | 85362090 | 1 |  | 2.4 | KG | 2134 | 2134 | LP20 | LP20 | circuit breaker VL150 UL type DG (cat no. NDK3A100) non-interchangeable frame, with circuit breaker approval acc. to UL 489 standard breaking capacity 3-pole; NEMA rating 35KA@480V and 18KA@600/347V (molded case circuit breaker) Electronic Trip Unit LCD ETU, LI/LS/LSI TA=40Â°C In=100A, rated current ISD=1.25-10xIR, II=11X in short-circuit protection Ir=40-100A Electronic Trip Unit for line protection without connection accessories without auxiliary/alarm switch | - | 0 | 0
3VL2510-1VJ30-0AA0 |  | 3VL2510-1VJ30-0AA0 | 1 | UN | 1 | 5 | B | D | EAR99 | N | 85362090 | 1 |  | 2.4 | KG | 2343 | 2343 | LP20 | LP20 | circuit breaker VL150 UL type DG (cat no. NDK3K100) non-interchangeable frame, with circuit breaker approval acc. to UL 489 standard breaking capacity 3-pole; NEMA rating 35KA@480V and 18KA@600/347V (molded case circuit breaker) Electronic Trip Unit LCD ETU, LSIG-G with alarm TA=40Â°C 3 phases/4 lines In=100A, rated current ISD=1.25-10xIR, II=11X in short-circuit protection Ir=40-100A Electronic Trip Unit for line protection without connection accessories without auxiliary/alarm switch | - | 0 | 0
3VL2510-1VM30-0AA0 |  | 3VL2510-1VM30-0AA0 | 1 | UN | 1 | 5 | B | D | EAR99 | N | 85362090 | 1 |  | 2.4 | KG | 2343 | 2343 | LP20 | LP20 | circuit breaker VL150 UL type DG (cat no. NDK3G100) non-interchangeable frame, with circuit breaker approval acc. to UL 489 standard breaking capacity 3-pole; NEMA rating 35KA@480V and 18KA@600/347V (molded case circuit breaker) Electronic Trip Unit LCD ETU, LSIG TA=40Â°C 3 phases/4 lines In=100A, rated current ISD=1.25-10xIR, II=11X in short-circuit protection Ir=40-100A Electronic Trip Unit for line protection without connection accessories without auxiliary/alarm switch | - | 0 | 0
3VL2510-2KN30-0AA0 |  | 3VL2510-2KN30-0AA0 | 1 | UN | 1 | 5 | B | D | EAR99 | N | 85362090 | 1 |  | 2.2 | KG | 682 | 682 | LP20 | LP20 | circuit breaker VL150 UL type DG (cat no. HDK3B100) non-interchangeable frame, with circuit breaker approval acc. to UL 489 high breaking capacity 3-pole; NEMA rating 65KA@480V and 18KA@600/347V (molded case circuit breaker) Electronic Trip Unit TM, LI TA=40Â°C In=100A, rated current II=500...1000A short-circuit protection Ir=100A Electronic Trip Unit for line protection without connection accessories without auxiliary release without auxiliary/alarm switch | - | 0 | 0
3VL2510-2KN30-0AD1 |  | 3VL2510-2KN30-0AD1 | 1 | UN | 1 | 5 | B | D | EAR99 | N | 85362090 | 1 |  | 2.2 | KG | 798.6 | 798.6 | LP20 | LP20 | circuit breaker VL150 UL type DG (cat no. HDK3B100) non-interchangeable frame, with circuit breaker approval acc. to UL 489 high breaking capacity 3-pole; NEMA rating 65KA@480V and 18KA@600/347V (molded case circuit breaker) Electronic Trip Unit TM, LI TA=40Â°C In=100A, rated current II=500...1000A short-circuit protection Ir=100A Electronic Trip Unit for line protection without connection accessories without auxiliary release Auxiliary/alarm switch mounting kit 2 AUX (1 NO+1 NC)+1 AS (1 NO) | - | 0 | 0
3VL2510-2KN32-0AA0 |  | 3VL2510-2KN32-0AA0 | 1 | UN | 1 | 5 | B | D | EAR99 | N | 85362090 | 1 |  | 2.2 | KG | 720.5 | 720.5 | LP20 | LP20 | circuit breaker VL150 UL type DG (cat no. HDK3B100B) non-interchangeable frame, with circuit breaker approval acc. to UL 489 high breaking capacity 3-pole; NEMA rating 65KA@480V and 18KA@600/347V (molded case circuit breaker) Electronic Trip Unit TM, LI TA=40Â°C In=100A, rated current II=500...1000A short-circuit protection Ir=100A Electronic Trip Unit for line protection with terminals load-side (load) without auxiliary release without auxiliary/alarm switch | - | 0 | 0
3VL2510-2KN33-0AA0 |  | 3VL2510-2KN33-0AA0 | 1 | UN | 1 | 5 | B | D | EAR99 | N | 85362090 | 1 |  | 2.2 | KG | 753.5 | 753.5 | LP20 | LP20 | circuit breaker VL150 UL type DG (cat no. HDK3B100F) non-interchangeable frame, with circuit breaker approval acc. to UL 489 high breaking capacity 3-pole; NEMA rating 65KA@480V and 18KA@600/347V (molded case circuit breaker) Electronic Trip Unit TM, LI TA=40Â°C In=100A, rated current II=500...1000A short-circuit protection Ir=100A Electronic Trip Unit for line protection with terminals feeder and load-side (line and load) without auxiliary release without auxiliary/alarm switch | - | 0 | 0
3VL2510-2PB30-0AA0 |  | 3VL2510-2PB30-0AA0 | 1 | UN | 1 | 5 | B | D | EAR99 | N | 85362090 | 1 |  | 2.4 | KG | 954.8 | 954.8 | LP20 | LP20 | circuit breaker VL150 UL type DG (cat no. HDK3R100) non-interchangeable frame, with circuit breaker approval acc. to UL 489 high breaking capacity 3-pole; NEMA rating 65KA@480V and 18KA@600/347V (molded case circuit breaker) Electronic Trip Unit ETU, LI TA=40Â°C In=100A, rated current II=1.25-11 xIN, short-circuit protection Ir=40-100A Electronic Trip Unit for line protection without connection accessories without auxiliary/alarm switch | - | 0 | 0
3VL2510-2PD30-0AA0 |  | 3VL2510-2PD30-0AA0 | 1 | UN | 1 | 5 | B | D | EAR99 | N | 85362090 | 1 |  | 2.4 | KG | 1155 | 1155 | LP20 | LP20 | circuit breaker VL150 UL type DG (cat no. HDK3W100) non-interchangeable frame, with circuit breaker approval acc. to UL 489 high breaking capacity 3-pole; NEMA rating 65KA@480V and 18KA@600/347V (molded case circuit breaker) Electronic Trip Unit ETU, LIG TA=40Â°C 3 phases/4 lines In=100A, rated current II=1.25-11 xIN, short-circuit protection Ir=40-100A Electronic Trip Unit for line protection without connection accessories without auxiliary/alarm switch | - | 0 | 0
3VL2510-2PE30-0AA0 |  | 3VL2510-2PE30-0AA0 | 1 | UN | 1 | 5 | B | D | EAR99 | N | 85362090 | 1 |  | 2.4 | KG | 1007.6 | 1007.6 | LP20 | LP20 | circuit breaker VL150 UL type DG (cat no. HDK3T100) non-interchangeable frame, with circuit breaker approval acc. to UL 489 high breaking capacity 3-pole; NEMA rating 65KA@480V and 18KA@600/347V (molded case circuit breaker) Electronic Trip Unit ETU, LSI TA=40Â°C In=100A, rated current ISD=1.5-10xIR, II=11xIN short-circuit protection Ir=40-100A Electronic Trip Unit for line protection without connection accessories without auxiliary/alarm switch | - | 0 | 0
3VL2510-2PE33-0AA0 |  | 3VL2510-2PE33-0AA0 | 1 | UN | 1 | 5 | B | D | EAR99 | N | 85362090 | 1 |  | 2.4 | KG | 1078 | 1078 | LP20 | LP20 | circuit breaker VL150 UL type DG (cat no. HDK3T100L) non-interchangeable frame, with circuit breaker approval acc. to UL 489 high breaking capacity 3-pole; NEMA rating 65KA@480V and 18KA@600/347V (molded case circuit breaker) Electronic Trip Unit ETU, LSI TA=40Â°C In=100A, rated current ISD=1.5-10xIR, II=11xIN short-circuit protection Ir=40-100A Electronic Trip Unit for line protection with terminals feeder and load-side (line and load) without auxiliary/alarm switch | - | 0 | 0
3VL2510-2PH30-0AA0 |  | 3VL2510-2PH30-0AA0 | 1 | UN | 1 | 5 | B | D | EAR99 | N | 85362090 | 1 |  | 2.4 | KG | 1199 | 1199 | LP20 | LP20 | circuit breaker VL150 UL type DG (cat no. HDK3V100) non-interchangeable frame, with circuit breaker approval acc. to UL 489 high breaking capacity 3-pole; NEMA rating 65KA@480V and 18KA@600/347V (molded case circuit breaker) Electronic Trip Unit ETU, LSIG TA=40Â°C 3 phases/4 lines In=100A, rated current ISD=1.5-10xIR, II=11xIN short-circuit protection Ir=40-100A Electronic Trip Unit for line protection without connection accessories without auxiliary/alarm switch | - | 0 | 0
3VL2510-2VH30-0AA0 |  | 3VL2510-2VH30-0AA0 | 1 | UN | 1 | 5 | B | D | EAR99 | N | 85362090 | 1 |  | 2.4 | KG | 2211 | 2211 | LP20 | LP20 | circuit breaker VL150 UL type DG (cat no. HDK3A100) non-interchangeable frame, with circuit breaker approval acc. to UL 489 high breaking capacity 3-pole; NEMA rating 65KA@480V and 18KA@600/347V (molded case circuit breaker) Electronic Trip Unit LCD ETU, LI/LS/LSI TA=40Â°C In=100A, rated current ISD=1.25-10xIR, II=11X in short-circuit protection Ir=40-100A Electronic Trip Unit for line protection without connection accessories without auxiliary/alarm switch | - | 0 | 0
3VL2510-2VJ30-0AA0 |  | 3VL2510-2VJ30-0AA0 | 1 | UN | 1 | 5 | B | D | EAR99 | N | 85362090 | 1 |  | 2.4 | KG | 2420 | 2420 | LP20 | LP20 | circuit breaker VL150 UL type DG (cat no. HDK3K100) non-interchangeable frame, with circuit breaker approval acc. to UL 489 high breaking capacity 3-pole; NEMA rating 65KA@480V and 18KA@600/347V (molded case circuit breaker) Electronic Trip Unit LCD ETU, LSIG-G with alarm TA=40Â°C 3 phases/4 lines In=100A, rated current ISD=1.25-10xIR, II=11X in short-circuit protection Ir=40-100A Electronic Trip Unit for line protection without connection accessories without auxiliary/alarm switch | - | 0 | 0
3VL2510-2VM30-0AA0 |  | 3VL2510-2VM30-0AA0 | 1 | UN | 1 | 5 | B | D | EAR99 | N | 85362090 | 1 |  | 2.4 | KG | 2420 | 2420 | LP20 | LP20 | circuit breaker VL150 UL type DG (cat no. HDK3G100) non-interchangeable frame, with circuit breaker approval acc. to UL 489 high breaking capacity 3-pole; NEMA rating 65KA@480V and 18KA@600/347V (molded case circuit breaker) Electronic Trip Unit LCD ETU, LSIG TA=40Â°C 3 phases/4 lines In=100A, rated current ISD=1.25-10xIR, II=11X in short-circuit protection Ir=40-100A Electronic Trip Unit for line protection without connection accessories without auxiliary/alarm switch | - | 0 | 0
3VL2510-3KN30-0AA0 |  | 3VL2510-3KN30-0AA0 | 1 | UN | 1 | 5 | B | D | EAR99 | N | 85362090 | 1 |  | 2.2 | KG | 927.3 | 927.3 | LP20 | LP20 | circuit breaker VL150 UL type DG (cat no. LDK3B100) non-interchangeable frame, with circuit breaker approval acc. to UL 489 very high breaking capacity 3-pole; NEMA rating 100KA@480V and 18KA@600/347V (molded case circuit breaker) Electronic Trip Unit TM, LI TA=40Â°C In=100A, rated current II=500...1000A short-circuit protection Ir=100A Electronic Trip Unit for line protection without connection accessories without auxiliary release without auxiliary/alarm switch | - | 0 | 0
3VL2510-3PB30-0AA0 |  | 3VL2510-3PB30-0AA0 | 1 | UN | 1 | 5 | B | D | EAR99 | N | 85362090 | 1 |  | 2.4 | KG | 1199 | 1199 | LP20 | LP20 | circuit breaker VL150 UL type DG (cat no. LDK3R100) non-interchangeable frame, with circuit breaker approval acc. to UL 489 very high breaking capacity 3-pole; NEMA rating 100KA@480V and 18KA@600/347V (molded case circuit breaker) Electronic Trip Unit ETU, LI TA=40Â°C In=100A, rated current II=1.25-11 xIN, short-circuit protection Ir=40-100A Electronic Trip Unit for line protection without connection accessories without auxiliary/alarm switch | - | 0 | 0
3VL2510-3PD30-0AA0 |  | 3VL2510-3PD30-0AA0 | 1 | UN | 1 | 5 | B | D | EAR99 | N | 85362090 | 1 |  | 2.4 | KG | 1419 | 1419 | LP20 | LP20 | circuit breaker VL150 UL type DG (cat no. LDK3W100) non-interchangeable frame, with circuit breaker approval acc. to UL 489 very high breaking capacity 3-pole; NEMA rating 100KA@480V and 18KA@600/347V (molded case circuit breaker) Electronic Trip Unit ETU, LIG TA=40Â°C 3 phases/4 lines In=100A, rated current II=1.25-11 xIN, short-circuit protection Ir=40-100A Electronic Trip Unit for line protection without connection accessories without auxiliary/alarm switch | - | 0 | 0
3VL2510-3PE30-0AA0 |  | 3VL2510-3PE30-0AA0 | 1 | UN | 1 | 5 | B | D | EAR99 | N | 85362090 | 1 |  | 2.4 | KG | 1254 | 1254 | LP20 | LP20 | circuit breaker VL150 UL type DG (cat no. LDK3T100) non-interchangeable frame, with circuit breaker approval acc. to UL 489 very high breaking capacity 3-pole; NEMA rating 100KA@480V and 18KA@600/347V (molded case circuit breaker) Electronic Trip Unit ETU, LSI TA=40Â°C In=100A, rated current ISD=1.5-10xIR, II=11xIN short-circuit protection Ir=40-100A Electronic Trip Unit for line protection without connection accessories without auxiliary/alarm switch | - | 0 | 0
3VL2510-3PH30-0AA0 |  | 3VL2510-3PH30-0AA0 | 1 | UN | 1 | 5 | B | D | EAR99 | N | 85362090 | 1 |  | 2.4 | KG | 1441 | 1441 | LP20 | LP20 | circuit breaker VL150 UL type DG (cat no. LDK3V100) non-interchangeable frame, with circuit breaker approval acc. to UL 489 very high breaking capacity 3-pole; NEMA rating 100KA@480V and 18KA@600/347V (molded case circuit breaker) Electronic Trip Unit ETU, LSIG TA=40Â°C 3 phases/4 lines In=100A, rated current ISD=1.5-10xIR, II=11xIN short-circuit protection Ir=40-100A Electronic Trip Unit for line protection without connection accessories without auxiliary/alarm switch | - | 0 | 0
3VL2510-3VH30-0AA0 |  | 3VL2510-3VH30-0AA0 | 1 | UN | 1 | 5 | B | D | EAR99 | N | 85362090 | 1 |  | 2.4 | KG | 2431 | 2431 | LP20 | LP20 | circuit breaker VL150 UL type DG (cat no. LDK3A100) non-interchangeable frame, with circuit breaker approval acc. to UL 489 very high breaking capacity 3-pole; NEMA rating 100KA@480V and 18KA@600/347V (molded case circuit breaker) Electronic Trip Unit LCD ETU, LI/LS/LSI TA=40Â°C In=100A, rated current ISD=1.25-10xIR, II=11X in short-circuit protection Ir=40-100A Electronic Trip Unit for line protection without connection accessories without auxiliary/alarm switch | - | 0 | 0
3VL2510-3VJ30-0AA0 |  | 3VL2510-3VJ30-0AA0 | 1 | UN | 1 | 5 | B | D | EAR99 | N | 85362090 | 1 |  | 2.4 | KG | 2739 | 2739 | LP20 | LP20 | circuit breaker VL150 UL type DG (cat no. LDK3K100) non-interchangeable frame, with circuit breaker approval acc. to UL 489 very high breaking capacity 3-pole; NEMA rating 100KA@480V and 18KA@600/347V (molded case circuit breaker) Electronic Trip Unit LCD ETU, LSIG-G with alarm TA=40Â°C 3 phases/4 lines In=100A, rated current ISD=1.25-10xIR, II=11X in short-circuit protection Ir=40-100A Electronic Trip Unit for line protection without connection accessories without auxiliary/alarm switch | - | 0 | 0
3VL2510-3VM30-0AA0 |  | 3VL2510-3VM30-0AA0 | 1 | UN | 1 | 5 | B | D | EAR99 | N | 85362090 | 1 |  | 2.4 | KG | 2739 | 2739 | LP20 | LP20 | circuit breaker VL150 UL type DG (cat no. LDK3G100) non-interchangeable frame, with circuit breaker approval acc. to UL 489 very high breaking capacity 3-pole; NEMA rating 100KA@480V and 18KA@600/347V (molded case circuit breaker) Electronic Trip Unit LCD ETU, LSIG TA=40Â°C 3 phases/4 lines In=100A, rated current ISD=1.25-10xIR, II=11X in short-circuit protection Ir=40-100A Electronic Trip Unit for line protection without connection accessories without auxiliary/alarm switch | - | 0 | 0
3VL2511-1KN30-0AA0 |  | 3VL2511-1KN30-0AA0 | 1 | UN | 1 | 5 | B | D | EAR99 | N | 85362090 | 1 |  | 2.2 | KG | 749.1 | 749.1 | LP20 | LP20 | circuit breaker VL150 UL type DG (cat no. NDK3B110) non-interchangeable frame, with circuit breaker approval acc. to UL 489 standard breaking capacity 3-pole; NEMA rating 35KA@480V and 18KA@600/347V (molded case circuit breaker) Electronic Trip Unit TM, LI TA=40Â°C In=110A, rated current II=550...1100A short-circuit protection Ir=110A Electronic Trip Unit for line protection without connection accessories without auxiliary release without auxiliary/alarm switch | - | 0 | 0
3VL2511-2KN30-0AA0 |  | 3VL2511-2KN30-0AA0 | 1 | UN | 1 | 5 | B | D | EAR99 | N | 85362090 | 1 |  | 2.2 | KG | 811.8 | 811.8 | LP20 | LP20 | circuit breaker VL150 UL type DG (cat no. HDK3B110) non-interchangeable frame, with circuit breaker approval acc. to UL 489 high breaking capacity 3-pole; NEMA rating 65KA@480V and 18KA@600/347V (molded case circuit breaker) Electronic Trip Unit TM, LI TA=40Â°C In=110A, rated current II=550...1100A short-circuit protection Ir=110A Electronic Trip Unit for line protection without connection accessories without auxiliary release without auxiliary/alarm switch | - | 0 | 0
3VL2511-3KN30-0AA0 |  | 3VL2511-3KN30-0AA0 | 1 | UN | 1 | 5 | B | D | EAR99 | N | 85362090 | 1 |  | 2.2 | KG | 1122 | 1122 | LP20 | LP20 | circuit breaker VL150 UL type DG (cat no. LDK3B110) non-interchangeable frame, with circuit breaker approval acc. to UL 489 very high breaking capacity 3-pole; NEMA rating 100KA@480V and 18KA@600/347V (molded case circuit breaker) Electronic Trip Unit TM, LI TA=40Â°C In=110A, rated current II=550...1100A short-circuit protection Ir=110A Electronic Trip Unit for line protection without connection accessories without auxiliary release without auxiliary/alarm switch | - | 0 | 0
3VL2512-1KN30-0AA0 |  | 3VL2512-1KN30-0AA0 | 1 | UN | 1 | 5 | B | D | EAR99 | N | 85362090 | 1 |  | 2.2 | KG | 952.6 | 952.6 | LP20 | LP20 | circuit breaker VL150 UL type DG (cat no. NDK3B125) non-interchangeable frame, with circuit breaker approval acc. to UL 489 standard breaking capacity 3-pole; NEMA rating 35KA@480V and 18KA@600/347V (molded case circuit breaker) Electronic Trip Unit TM, LI TA=40Â°C In=125A, rated current II=625...1250A short-circuit protection Ir=125A Electronic Trip Unit for line protection without connection accessories without auxiliary release without auxiliary/alarm switch | - | 0 | 0
3VL2512-2KN30-0AA0 |  | 3VL2512-2KN30-0AA0 | 1 | UN | 1 | 5 | B | D | EAR99 | N | 85362090 | 1 |  | 2.2 | KG | 1059.3 | 1059.3 | LP20 | LP20 | circuit breaker VL150 UL type DG (cat no. HDK3B125) non-interchangeable frame, with circuit breaker approval acc. to UL 489 high breaking capacity 3-pole; NEMA rating 65KA@480V and 18KA@600/347V (molded case circuit breaker) Electronic Trip Unit TM, LI TA=40Â°C In=125A, rated current II=625...1250A short-circuit protection Ir=125A Electronic Trip Unit for line protection without connection accessories without auxiliary release without auxiliary/alarm switch | - | 0 | 0
3VL2512-3KN30-0AA0 |  | 3VL2512-3KN30-0AA0 | 1 | UN | 1 | 5 | B | D | EAR99 | N | 85362090 | 1 |  | 2.2 | KG | 1309 | 1309 | LP20 | LP20 | circuit breaker VL150 UL type DG (cat no. LDK3B125) non-interchangeable frame, with circuit breaker approval acc. to UL 489 very high breaking capacity 3-pole; NEMA rating 100KA@480V and 18KA@600/347V (molded case circuit breaker) Electronic Trip Unit TM, LI TA=40Â°C In=125A, rated current II=625...1250A short-circuit protection Ir=125A Electronic Trip Unit for line protection without connection accessories without auxiliary release without auxiliary/alarm switch | - | 0 | 0
3VL2515-1KN30-0AA0 |  | 3VL2515-1KN30-0AA0 | 1 | UN | 1 | 5 | B | D | EAR99 | N | 85362090 | 1 |  | 2.2 | KG | 1098.9 | 1098.9 | LP20 | LP20 | circuit breaker VL150 UL type DG (cat no. NDK3B150) non-interchangeable frame, with circuit breaker approval acc. to UL 489 standard breaking capacity 3-pole; NEMA rating 35KA@480V and 18KA@600/347V (molded case circuit breaker) Electronic Trip Unit TM, LI TA=40Â°C In=150A, rated current II=800...1600A short-circuit protection Ir=150A Electronic Trip Unit for line protection without connection accessories without auxiliary release without auxiliary/alarm switch | - | 0 | 0
3VL2515-1PB30-0AA0 |  | 3VL2515-1PB30-0AA0 | 1 | UN | 1 | 5 | B | D | EAR99 | N | 85362090 | 1 |  | 2.4 | KG | 1309 | 1309 | LP20 | LP20 | circuit breaker VL150 UL type DG (cat no. NDK3R150) non-interchangeable frame, with circuit breaker approval acc. to UL 489 standard breaking capacity 3-pole; NEMA rating 35KA@480V and 18KA@600/347V (molded case circuit breaker) Electronic Trip Unit ETU, LI TA=40Â°C In=150A, rated current II=1.25-11 xIN, short-circuit protection Ir=60-150A Electronic Trip Unit for line protection without connection accessories without auxiliary/alarm switch | - | 0 | 0
3VL2515-1PD30-0AA0 |  | 3VL2515-1PD30-0AA0 | 1 | UN | 1 | 5 | B | D | EAR99 | N | 85362090 | 1 |  | 2.4 | KG | 1760 | 1760 | LP20 | LP20 | circuit breaker VL150 UL type DG (cat no. NDK3W150) non-interchangeable frame, with circuit breaker approval acc. to UL 489 standard breaking capacity 3-pole; NEMA rating 35KA@480V and 18KA@600/347V (molded case circuit breaker) Electronic Trip Unit ETU, LIG TA=40Â°C 3 phases/4 lines In=150A, rated current II=1.25-11 xIN, short-circuit protection Ir=60-150A Electronic Trip Unit for line protection without connection accessories without auxiliary/alarm switch | - | 0 | 0
3VL2515-1PE30-0AA0 |  | 3VL2515-1PE30-0AA0 | 1 | UN | 1 | 5 | B | D | EAR99 | N | 85362090 | 1 |  | 2.4 | KG | 1430 | 1430 | LP20 | LP20 | circuit breaker VL150 UL type DG (cat no. NDK3T150) non-interchangeable frame, with circuit breaker approval acc. to UL 489 standard breaking capacity 3-pole; NEMA rating 35KA@480V and 18KA@600/347V (molded case circuit breaker) Electronic Trip Unit ETU, LSI TA=40Â°C In=150A, rated current ISD=1.5-10xIR, II=11xIN short-circuit protection Ir=60-150A Electronic Trip Unit for line protection without connection accessories without auxiliary/alarm switch | - | 0 | 0
3VL2515-1PH30-0AA0 |  | 3VL2515-1PH30-0AA0 | 1 | UN | 1 | 5 | B | D | EAR99 | N | 85362090 | 1 |  | 2.4 | KG | 1771 | 1771 | LP20 | LP20 | circuit breaker VL150 UL type DG (cat no. NDK3V150) non-interchangeable frame, with circuit breaker approval acc. to UL 489 standard breaking capacity 3-pole; NEMA rating 35KA@480V and 18KA@600/347V (molded case circuit breaker) Electronic Trip Unit ETU, LSIG TA=40Â°C 3 phases/4 lines In=150A, rated current ISD=1.5-10xIR, II=11xIN short-circuit protection Ir=60-150A Electronic Trip Unit for line protection without connection accessories without auxiliary/alarm switch | - | 0 | 0
3VL2515-1VH30-0AA0 |  | 3VL2515-1VH30-0AA0 | 1 | UN | 1 | 5 | B | D | EAR99 | N | 85362090 | 1 |  | 2.4 | KG | 2134 | 2134 | LP20 | LP20 | circuit breaker VL150 UL type DG (cat no. NDK3A150) non-interchangeable frame, with circuit breaker approval acc. to UL 489 standard breaking capacity 3-pole; NEMA rating 35KA@480V and 18KA@600/347V (molded case circuit breaker) Electronic Trip Unit LCD ETU, LI/LS/LSI TA=40Â°C In=150A, rated current ISD=1.25-10xIR, II=11X in short-circuit protection Ir=60-150A Electronic Trip Unit for line protection without connection accessories without auxiliary/alarm switch | - | 0 | 0
3VL2515-1VJ30-0AA0 |  | 3VL2515-1VJ30-0AA0 | 1 | UN | 1 | 5 | B | D | EAR99 | N | 85362090 | 1 |  | 2.4 | KG | 2343 | 2343 | LP20 | LP20 | circuit breaker VL150 UL type DG (cat no. NDK3K150) non-interchangeable frame, with circuit breaker approval acc. to UL 489 standard breaking capacity 3-pole; NEMA rating 35KA@480V and 18KA@600/347V (molded case circuit breaker) Electronic Trip Unit LCD ETU, LSIG-G with alarm TA=40Â°C 3 phases/4 lines In=150A, rated current ISD=1.25-10xIR, II=11X in short-circuit protection Ir=60-150A Electronic Trip Unit for line protection without connection accessories without auxiliary/alarm switch | - | 0 | 0
3VL2515-1VM30-0AA0 |  | 3VL2515-1VM30-0AA0 | 1 | UN | 1 | 5 | B | D | EAR99 | N | 85362090 | 1 |  | 2.4 | KG | 2343 | 2343 | LP20 | LP20 | circuit breaker VL150 UL type DG (cat no. NDK3G150) non-interchangeable frame, with circuit breaker approval acc. to UL 489 standard breaking capacity 3-pole; NEMA rating 35KA@480V and 18KA@600/347V (molded case circuit breaker) Electronic Trip Unit LCD ETU, LSIG TA=40Â°C 3 phases/4 lines In=150A, rated current ISD=1.25-10xIR, II=11X in short-circuit protection Ir=60-150A Electronic Trip Unit for line protection without connection accessories without auxiliary/alarm switch | - | 0 | 0
3VL2515-2KE30-0AA0 |  | 3VL2515-2KE30-0AA0 | 1 | UN | 1 | 5 | B | D | EAR99 | N | 85362090 | 1 |  | 2.2 | KG | 919.6 | 919.6 | LP20 | LP20 | circuit breaker VL150 UL type DG (cat no. HDR3S150) non-interchangeable frame, with circuit breaker approval acc. to UL 489 high breaking capacity 3-pole; NEMA rating 65KA@480V and 18KA@600/347V (molded case switch) Electronic Trip Unit magnetic TA=40Â°C In=150A, rated current II=2500A short-circuit protection non-auto. air circuit breaker without connection accessories without auxiliary release without auxiliary/alarm switch | - | 0 | 0
3VL2515-2KN30-0AA0 |  | 3VL2515-2KN30-0AA0 | 1 | UN | 1 | 5 | B | D | EAR99 | N | 85362090 | 1 |  | 2.2 | KG | 1210 | 1210 | LP20 | LP20 | circuit breaker VL150 UL type DG (cat no. HDK3B150) non-interchangeable frame, with circuit breaker approval acc. to UL 489 high breaking capacity 3-pole; NEMA rating 65KA@480V and 18KA@600/347V (molded case circuit breaker) Electronic Trip Unit TM, LI TA=40Â°C In=150A, rated current II=800...1600A short-circuit protection Ir=150A Electronic Trip Unit for line protection without connection accessories without auxiliary release without auxiliary/alarm switch | - | 0 | 0
3VL2515-2KN32-0AA0 |  | 3VL2515-2KN32-0AA0 | 1 | UN | 1 | 5 | B | D | EAR99 | N | 85362090 | 1 |  | 2.2 | KG | 1243 | 1243 | LP20 | LP20 | circuit breaker VL150 UL type DG (cat no. HDK3B150U) non-interchangeable frame, with circuit breaker approval acc. to UL 489 high breaking capacity 3-pole; NEMA rating 65KA@480V and 18KA@600/347V (molded case circuit breaker) Electronic Trip Unit TM, LI TA=40Â°C In=150A, rated current II=800...1600A short-circuit protection Ir=150A Electronic Trip Unit for line protection with terminals load-side (load) without auxiliary release without auxiliary/alarm switch | - | 0 | 0
3VL2515-2KN33-0AA0 |  | 3VL2515-2KN33-0AA0 | 1 | UN | 1 | 5 | B | D | EAR99 | N | 85362090 | 1 |  | 2.2 | KG | 1287 | 1287 | LP20 | LP20 | circuit breaker VL150 UL type DG (cat no. HDK3B150L) non-interchangeable frame, with circuit breaker approval acc. to UL 489 high breaking capacity 3-pole; NEMA rating 65KA@480V and 18KA@600/347V (molded case circuit breaker) Electronic Trip Unit TM, LI TA=40Â°C In=150A, rated current II=800...1600A short-circuit protection Ir=150A Electronic Trip Unit for line protection with terminals feeder and load-side (line and load) without auxiliary release without auxiliary/alarm switch | - | 0 | 0
3VL2515-2PB30-0AA0 |  | 3VL2515-2PB30-0AA0 | 1 | UN | 1 | 5 | B | D | EAR99 | N | 85362090 | 1 |  | 2.4 | KG | 1430 | 1430 | LP20 | LP20 | circuit breaker VL150 UL type DG (cat no. HDK3R150) non-interchangeable frame, with circuit breaker approval acc. to UL 489 high breaking capacity 3-pole; NEMA rating 65KA@480V and 18KA@600/347V (molded case circuit breaker) Electronic Trip Unit ETU, LI TA=40Â°C In=150A, rated current II=1.25-11 xIN, short-circuit protection Ir=60-150A Electronic Trip Unit for line protection without connection accessories without auxiliary/alarm switch | - | 0 | 0
3VL2515-2PD30-0AA0 |  | 3VL2515-2PD30-0AA0 | 1 | UN | 1 | 5 | B | D | EAR99 | N | 85362090 | 1 |  | 2.4 | KG | 1826 | 1826 | LP20 | LP20 | circuit breaker VL150 UL type DG (cat no. HDK3W150) non-interchangeable frame, with circuit breaker approval acc. to UL 489 high breaking capacity 3-pole; NEMA rating 65KA@480V and 18KA@600/347V (molded case circuit breaker) Electronic Trip Unit ETU, LIG TA=40Â°C 3 phases/4 lines In=150A, rated current II=1.25-11 xIN, short-circuit protection Ir=60-150A Electronic Trip Unit for line protection without connection accessories without auxiliary/alarm switch | - | 0 | 0
3VL2515-2PE30-0AA0 |  | 3VL2515-2PE30-0AA0 | 1 | UN | 1 | 5 | B | D | EAR99 | N | 85362090 | 1 |  | 2.4 | KG | 1826 | 1826 | LP20 | LP20 | circuit breaker VL150 UL type DG (cat no. HDK3T150) non-interchangeable frame, with circuit breaker approval acc. to UL 489 high breaking capacity 3-pole; NEMA rating 65KA@480V and 18KA@600/347V (molded case circuit breaker) Electronic Trip Unit ETU, LSI TA=40Â°C In=150A, rated current ISD=1.5-10xIR, II=11xIN short-circuit protection Ir=60-150A Electronic Trip Unit for line protection without connection accessories without auxiliary/alarm switch | - | 0 | 0
3VL2515-2PH30-0AA0 |  | 3VL2515-2PH30-0AA0 | 1 | UN | 1 | 5 | B | D | EAR99 | N | 85362090 | 1 |  | 2.4 | KG | 1892 | 1892 | LP20 | LP20 | circuit breaker VL150 UL type DG (cat no. HDK3V150) non-interchangeable frame, with circuit breaker approval acc. to UL 489 high breaking capacity 3-pole; NEMA rating 65KA@480V and 18KA@600/347V (molded case circuit breaker) Electronic Trip Unit ETU, LSIG TA=40Â°C 3 phases/4 lines In=150A, rated current ISD=1.5-10xIR, II=11xIN short-circuit protection Ir=60-150A Electronic Trip Unit for line protection without connection accessories without auxiliary/alarm switch | - | 0 | 0
3VL2515-2VH30-0AA0 |  | 3VL2515-2VH30-0AA0 | 1 | UN | 1 | 5 | B | D | EAR99 | N | 85362090 | 1 |  | 2.4 | KG | 2211 | 2211 | LP20 | LP20 | circuit breaker VL150 UL type DG (cat no. HDK3A150) non-interchangeable frame, with circuit breaker approval acc. to UL 489 high breaking capacity 3-pole; NEMA rating 65KA@480V and 18KA@600/347V (molded case circuit breaker) Electronic Trip Unit LCD ETU, LI/LS/LSI TA=40Â°C In=150A, rated current ISD=1.25-10xIR, II=11X in short-circuit protection Ir=60-150A Electronic Trip Unit for line protection without connection accessories without auxiliary/alarm switch | - | 0 | 0
3VL2515-2VJ30-0AA0 |  | 3VL2515-2VJ30-0AA0 | 1 | UN | 1 | 5 | B | D | EAR99 | N | 85362090 | 1 |  | 2.4 | KG | 2420 | 2420 | LP20 | LP20 | circuit breaker VL150 UL type DG (cat no. HDK3K150) non-interchangeable frame, with circuit breaker approval acc. to UL 489 high breaking capacity 3-pole; NEMA rating 65KA@480V and 18KA@600/347V (molded case circuit breaker) Electronic Trip Unit LCD ETU, LSIG-G with alarm TA=40Â°C 3 phases/4 lines In=150A, rated current ISD=1.25-10xIR, II=11X in short-circuit protection Ir=60-150A Electronic Trip Unit for line protection without connection accessories without auxiliary/alarm switch | - | 0 | 0
3VL2515-2VM30-0AA0 |  | 3VL2515-2VM30-0AA0 | 1 | UN | 1 | 5 | B | D | EAR99 | N | 85362090 | 1 |  | 2.4 | KG | 2420 | 2420 | LP20 | LP20 | circuit breaker VL150 UL type DG (cat no. HDK3G150) non-interchangeable frame, with circuit breaker approval acc. to UL 489 high breaking capacity 3-pole; NEMA rating 65KA@480V and 18KA@600/347V (molded case circuit breaker) Electronic Trip Unit LCD ETU, LSIG TA=40Â°C 3 phases/4 lines In=150A, rated current ISD=1.25-10xIR, II=11X in short-circuit protection Ir=60-150A Electronic Trip Unit for line protection without connection accessories without auxiliary/alarm switch | - | 0 | 0
3VL2515-3KN30-0AA0 |  | 3VL2515-3KN30-0AA0 | 1 | UN | 1 | 5 | B | D | EAR99 | N | 85362090 | 1 |  | 2.2 | KG | 1452 | 1452 | LP20 | LP20 | circuit breaker VL150 UL type DG (cat no. LDK3B150) non-interchangeable frame, with circuit breaker approval acc. to UL 489 very high breaking capacity 3-pole; NEMA rating 100KA@480V and 18KA@600/347V (molded case circuit breaker) Electronic Trip Unit TM, LI TA=40Â°C In=150A, rated current II=800...1600A short-circuit protection Ir=150A Electronic Trip Unit for line protection without connection accessories without auxiliary release without auxiliary/alarm switch | - | 0 | 0
3VL2515-3PB30-0AA0 |  | 3VL2515-3PB30-0AA0 | 1 | UN | 1 | 5 | B | D | EAR99 | N | 85362090 | 1 |  | 2.4 | KG | 1650 | 1650 | LP20 | LP20 | circuit breaker VL150 UL type DG (cat no. LDK3R150) non-interchangeable frame, with circuit breaker approval acc. to UL 489 very high breaking capacity 3-pole; NEMA rating 100KA@480V and 18KA@600/347V (molded case circuit breaker) Electronic Trip Unit ETU, LI TA=40Â°C In=150A, rated current II=1.25-11 xIN, short-circuit protection Ir=60-150A Electronic Trip Unit for line protection without connection accessories without auxiliary/alarm switch | - | 0 | 0
3VL2515-3PD30-0AA0 |  | 3VL2515-3PD30-0AA0 | 1 | UN | 1 | 5 | B | D | EAR99 | N | 85362090 | 1 |  | 2.4 | KG | 1650 | 1650 | LP20 | LP20 | circuit breaker VL150 UL type DG (cat no. LDK3W150) non-interchangeable frame, with circuit breaker approval acc. to UL 489 very high breaking capacity 3-pole; NEMA rating 100KA@480V and 18KA@600/347V (molded case circuit breaker) Electronic Trip Unit ETU, LIG TA=40Â°C 3 phases/4 lines In=150A, rated current II=1.25-11 xIN, short-circuit protection Ir=60-150A Electronic Trip Unit for line protection without connection accessories without auxiliary/alarm switch | - | 0 | 0
3VL2515-3PE30-0AA0 |  | 3VL2515-3PE30-0AA0 | 1 | UN | 1 | 5 | B | D | EAR99 | N | 85362090 | 1 |  | 2.4 | KG | 1760 | 1760 | LP20 | LP20 | circuit breaker VL150 UL type DG (cat no. LDK3T150) non-interchangeable frame, with circuit breaker approval acc. to UL 489 very high breaking capacity 3-pole; NEMA rating 100KA@480V and 18KA@600/347V (molded case circuit breaker) Electronic Trip Unit ETU, LSI TA=40Â°C In=150A, rated current ISD=1.5-10xIR, II=11xIN short-circuit protection Ir=60-150A Electronic Trip Unit for line protection without connection accessories without auxiliary/alarm switch | - | 0 | 0
3VL2515-3PH30-0AA0 |  | 3VL2515-3PH30-0AA0 | 1 | UN | 1 | 5 | B | D | EAR99 | N | 85362090 | 1 |  | 2.4 | KG | 2134 | 2134 | LP20 | LP20 | circuit breaker VL150 UL type DG (cat no. LDK3V150) non-interchangeable frame, with circuit breaker approval acc. to UL 489 very high breaking capacity 3-pole; NEMA rating 100KA@480V and 18KA@600/347V (molded case circuit breaker) Electronic Trip Unit ETU, LSIG TA=40Â°C 3 phases/4 lines In=150A, rated current ISD=1.5-10xIR, II=11xIN short-circuit protection Ir=60-150A Electronic Trip Unit for line protection without connection accessories without auxiliary/alarm switch | - | 0 | 0
3VL2515-3VH30-0AA0 |  | 3VL2515-3VH30-0AA0 | 1 | UN | 1 | 5 | B | D | EAR99 | N | 85362090 | 1 |  | 2.4 | KG | 2431 | 2431 | LP20 | LP20 | circuit breaker VL150 UL type DG (cat no. LDK3A150) non-interchangeable frame, with circuit breaker approval acc. to UL 489 very high breaking capacity 3-pole; NEMA rating 100KA@480V and 18KA@600/347V (molded case circuit breaker) Electronic Trip Unit LCD ETU, LI/LS/LSI TA=40Â°C In=150A, rated current ISD=1.25-10xIR, II=11X in short-circuit protection Ir=60-150A Electronic Trip Unit for line protection without connection accessories without auxiliary/alarm switch | - | 0 | 0
3VL2515-3VJ30-0AA0 |  | 3VL2515-3VJ30-0AA0 | 1 | UN | 1 | 5 | B | D | EAR99 | N | 85362090 | 1 |  | 2.4 | KG | 2739 | 2739 | LP20 | LP20 | circuit breaker VL150 UL type DG (cat no. LDK3K150) non-interchangeable frame, with circuit breaker approval acc. to UL 489 very high breaking capacity 3-pole; NEMA rating 100KA@480V and 18KA@600/347V (molded case circuit breaker) Electronic Trip Unit LCD ETU, LSIG-G with alarm TA=40Â°C 3 phases/4 lines In=150A, rated current ISD=1.25-10xIR, II=11X in short-circuit protection Ir=60-150A Electronic Trip Unit for line protection without connection accessories without auxiliary/alarm switch | - | 0 | 0
3VL2515-3VM30-0AA0 |  | 3VL2515-3VM30-0AA0 | 1 | UN | 1 | 5 | B | D | EAR99 | N | 85362090 | 1 |  | 2.4 | KG | 2739 | 2739 | LP20 | LP20 | circuit breaker VL150 UL type DG (cat no. LDK3G150) non-interchangeable frame, with circuit breaker approval acc. to UL 489 very high breaking capacity 3-pole; NEMA rating 100KA@480V and 18KA@600/347V (molded case circuit breaker) Electronic Trip Unit LCD ETU, LSIG TA=40Â°C 3 phases/4 lines In=150A, rated current ISD=1.25-10xIR, II=11X in short-circuit protection Ir=60-150A Electronic Trip Unit for line protection without connection accessories without auxiliary/alarm switch | - | 0 | 0
3VL2591-1KN30-0AA0 |  | 3VL2591-1KN30-0AA0 | 1 | UN | 1 | 5 | B | D | EAR99 | N | 85362090 | 1 |  | 2.2 | KG | 577.5 | 577.5 | LP20 | LP20 | circuit breaker VL150 UL type DG (cat no. NDK3B090) non-interchangeable frame, with circuit breaker approval acc. to UL 489 standard breaking capacity 3-pole; NEMA rating 35KA@480V and 18KA@600/347V (molded case circuit breaker) Electronic Trip Unit TM, LI TA=40Â°C In=90A, rated current II=500...1000A short-circuit protection Ir=90A Electronic Trip Unit for line protection without connection accessories without auxiliary release without auxiliary/alarm switch | - | 0 | 0
3VL2591-2KN30-0AA0 |  | 3VL2591-2KN30-0AA0 | 1 | UN | 1 | 5 | B | D | EAR99 | N | 85362090 | 1 |  | 2.2 | KG | 682 | 682 | LP20 | LP20 | circuit breaker VL150 UL type DG (cat no. HDK3B090) non-interchangeable frame, with circuit breaker approval acc. to UL 489 high breaking capacity 3-pole; NEMA rating 65KA@480V and 18KA@600/347V (molded case circuit breaker) Electronic Trip Unit TM, LI TA=40Â°C In=90A, rated current II=500...1000A short-circuit protection Ir=90A Electronic Trip Unit for line protection without connection accessories without auxiliary release without auxiliary/alarm switch | - | 0 | 0
3VL2591-2KN30-0AD1 |  | 3VL2591-2KN30-0AD1 | 1 | UN | 1 | 5 | B | D | EAR99 | N | 85362090 | 1 |  | 2.2 | KG | 798.6 | 798.6 | LP20 | LP20 | circuit breaker VL150 UL type DG (cat no. HDK3B090) non-interchangeable frame, with circuit breaker approval acc. to UL 489 high breaking capacity 3-pole; NEMA rating 65KA@480V and 18KA@600/347V (molded case circuit breaker) Electronic Trip Unit TM, LI TA=40Â°C In=90A, rated current II=500...1000A short-circuit protection Ir=90A Electronic Trip Unit for line protection without connection accessories without auxiliary release Auxiliary/alarm switch mounting kit 2 AUX (1 NO+1 NC)+1 AS (1 NO) | - | 0 | 0
3VL2591-3KN30-0AA0 |  | 3VL2591-3KN30-0AA0 | 1 | UN | 1 | 5 | B | D | EAR99 | N | 85362090 | 1 |  | 2.2 | KG | 927.3 | 927.3 | LP20 | LP20 | circuit breaker VL150 UL type DG (cat no. LDK3B090) non-interchangeable frame, with circuit breaker approval acc. to UL 489 very high breaking capacity 3-pole; NEMA rating 100KA@480V and 18KA@600/347V (molded case circuit breaker) Electronic Trip Unit TM, LI TA=40Â°C In=90A, rated current II=500...1000A short-circuit protection Ir=90A Electronic Trip Unit for line protection without connection accessories without auxiliary release without auxiliary/alarm switch | - | 0 | 0
3VL2705-1DC33-0AA0 |  | 3VL2705-1DC33-0AA0 | 1 | UN | 1 | 5 | B | D | EAR99 | N | 85362090 | 1 | 4011209479005 | 2.41 | KG | 423.5 | 388.1 | LP20 | LP20 | circuit breaker VL160N standard breaking capacity Icu=55kA, 415V AC 3-pole, line protection Electronic Trip Unit TM, LI In=50A, rated current Ir=40...50A, overload prot. II=300...600A, short-circuit protection, protection without auxiliary release without auxiliary/alarm switch | - | 0 | 0
3VL2705-1DC33-0AA0-Z | U01 | 3VL2705-1DC33-0AA0-ZU01 | 1 | UN | 1 | 5 | B | D | EAR99 | N | 85362090 | 1 |  | 2.2 | KG | 471.9 | 471.9 | LP20 | LP20 | circuit breaker VL160N standard breaking capacity Icu=55kA, 415V AC 3-pole, line protection Electronic Trip Unit TM, LI In=50A, rated current Ir=40...50A, overload prot. II=300...600A, short-circuit protection, protection without auxiliary release without auxiliary/alarm switch with Safety Label for USA | - | 0 | 0
3VL2705-1DC33-0AB1 |  | 3VL2705-1DC33-0AB1 | 1 | UN | 1 | 5 | B | D | EAR99 | N | 85362090 | 1 | 4011209752054 | 2.45 | KG | 499.18 | 499.18 | LP20 | LP20 | circuit breaker VL160N standard breaking capacity Icu=55kA, 415V AC 3-pole, line protection Electronic Trip Unit TM, LI In=50A, rated current Ir=40...50A, overload prot. II=300...600A, short-circuit protection, protection without auxiliary release Auxiliary switch mounting kit 2 AUX (1 NO + 1 NC) | - | 0 | 0
3VL2705-1DC33-0AB1-Z | A01M22U01 | 3VL2705-1DC33-0AB1-ZA01M22U01 | 1 | UN | 1 | 5 | B | D | EAR99 | N | 85362090 | 1 |  | 2.2 | KG | 2896.08 | 2896.08 | LP20 | LP20 | circuit breaker VL160N standard breaking capacity Icu=55kA, 415V AC 3-pole, line protection Electronic Trip Unit TM, LI In=50A, rated current Ir=40...50A, overload prot. II=300...600A, short-circuit protection, protection without auxiliary release Auxiliary switch mounting kit 2 AUX (1 NO + 1 NC) With RCD module for VL160 In=160 A, 127...480 V AC Motorized operating mechanism set up 220-250 V AC/DC with Safety Label for USA | - | 0 | 0
3VL2705-1DC33-0AB1-Z | U01 | 3VL2705-1DC33-0AB1-ZU01 | 1 | UN | 1 | 5 | B | D | EAR99 | N | 85362090 | 1 |  | 2.2 | KG | 547.58 | 547.58 | LP20 | LP20 | circuit breaker VL160N standard breaking capacity Icu=55kA, 415V AC 3-pole, line protection Electronic Trip Unit TM, LI In=50A, rated current Ir=40...50A, overload prot. II=300...600A, short-circuit protection, protection without auxiliary release Auxiliary switch mounting kit 2 AUX (1 NO + 1 NC) with Safety Label for USA | - | 0 | 0
3VL2705-1DC33-0AD1 |  | 3VL2705-1DC33-0AD1 | 1 | UN | 1 | 5 | B | D | EAR99 | N | 85362090 | 1 | 4011209752061 | 2.464 | KG | 519.75 | 519.75 | LP20 | LP20 | circuit breaker VL160N standard breaking capacity Icu=55kA, 415V AC 3-pole, line protection Electronic Trip Unit TM, LI In=50A, rated current Ir=40...50A, overload prot. II=300...600A, short-circuit protection, protection without auxiliary release Auxiliary/alarm switch mounting kit 2 AUX (1 NO+1 NC)+1 AS (1 NO) | - | 0 | 0
3VL2705-1DC33-2PA0 |  | 3VL2705-1DC33-2PA0 | 1 | UN | 1 | 5 | B | D | EAR99 | N | 85362090 | 1 | 4011209752078 | 2.508 | KG | 614.9 | 614.9 | LP20 | LP20 | circuit breaker VL160N standard breaking capacity Icu=55kA, 415V AC 3-pole, line protection Electronic Trip Unit TM, LI In=50A, rated current Ir=40...50A, overload prot. II=300...600A, short-circuit protection, protection Undervoltage release 24 V DC without auxiliary/alarm switch | - | 0 | 0
3VL2705-1DC33-8CB1 |  | 3VL2705-1DC33-8CB1 | 1 | UN | 1 | 5 | B | D | EAR99 | N | 85362090 | 1 | 4011209752085 | 2.521 | KG | 644.38 | 644.38 | LP20 | LP20 | circuit breaker VL160N standard breaking capacity Icu=55kA, 415V AC 3-pole, line protection Electronic Trip Unit TM, LI In=50A, rated current Ir=40...50A, overload prot. II=300...600A, short-circuit protection, protection Shunt release 24 V AC/DC Auxiliary switch mounting kit 2 AUX (1 NO + 1 NC) | - | 0 | 0
3VL2705-1DC33-8TD1 |  | 3VL2705-1DC33-8TD1 | 1 | UN | 1 | 5 | B | D | EAR99 | N | 85362090 | 1 | 4011209752092 | 2.543 | KG | 664.95 | 664.95 | LP20 | LP20 | circuit breaker VL160N standard breaking capacity Icu=55kA, 415V AC 3-pole, line protection Electronic Trip Unit TM, LI In=50A, rated current Ir=40...50A, overload prot. II=300...600A, short-circuit protection, protection Shunt release 208...277 V AC Auxiliary/alarm switch mounting kit 2 AUX (1 NO+1 NC)+1 AS (1 NO) | - | 0 | 0
3VL2705-1DC36-0AA0 |  | 3VL2705-1DC36-0AA0 | 1 | UN | 1 | 5 | B | D | EAR99 | N | 85362090 | 1 | 4011209735149 | 2.35 | KG | 409.2 | 388.1 | LP20 | LP20 | circuit breaker VL160N standard breaking capacity Icu=55kA, 415V AC 3-pole, line protection Electronic Trip Unit TM, LI In=50A, rated current Ir=40...50A, overload prot. II=300...600A, short-circuit protection, protection, with screw terminals without auxiliary release without auxiliary/alarm switch | - | 0 | 0
3VL2705-1DC36-0AA0-Z | U01 | 3VL2705-1DC36-0AA0-ZU01 | 1 | UN | 1 | 5 | B | D | EAR99 | N | 85362090 | 1 |  | 2.2 | KG | 457.6 | 457.6 | LP20 | LP20 | circuit breaker VL160N standard breaking capacity Icu=55kA, 415V AC 3-pole, line protection Electronic Trip Unit TM, LI In=50A, rated current Ir=40...50A, overload prot. II=300...600A, short-circuit protection, protection, with screw terminals without auxiliary release without auxiliary/alarm switch with Safety Label for USA | - | 0 | 0
3VL2705-1EJ43-0AA0 |  | 3VL2705-1EJ43-0AA0 | 1 | UN | 1 | 5 | B | D | EAR99 | N | 85362090 | 1 | 4011209479029 | 3.233 | KG | 553.3 | 504.6 | LP20 | LP20 | circuit breaker VL160N standard breaking capacity Icu=55kA, 415V AC 4-pole, line protection Electronic Trip Unit TM, LI In=50A, rated current Ir=40...50A, overload prot. II=300...600A, short-circuit protection, N unprotected N unprotected without auxiliary release without auxiliary/alarm switch | - | 0 | 0
3VL2705-1EJ43-0AA0-Z | U01 | 3VL2705-1EJ43-0AA0-ZU01 | 1 | UN | 1 | 5 | B | D | EAR99 | N | 85362090 | 1 |  | 3 | KG | 601.7 | 601.7 | LP20 | LP20 | circuit breaker VL160N standard breaking capacity Icu=55kA, 415V AC 4-pole, line protection Electronic Trip Unit TM, LI In=50A, rated current Ir=40...50A, overload prot. II=300...600A, short-circuit protection, N unprotected N unprotected without auxiliary release without auxiliary/alarm switch with Safety Label for USA | - | 0 | 0
3VL2705-1EJ43-0AB1 |  | 3VL2705-1EJ43-0AB1 | 1 | UN | 1 | 5 | B | D | EAR99 | N | 85362090 | 1 | 4011209752108 | 3.269 | KG | 628.98 | 628.98 | LP20 | LP20 | circuit breaker VL160N standard breaking capacity Icu=55kA, 415V AC 4-pole, line protection Electronic Trip Unit TM, LI In=50A, rated current Ir=40...50A, overload prot. II=300...600A, short-circuit protection, N unprotected N unprotected without auxiliary release Auxiliary switch mounting kit 2 AUX (1 NO + 1 NC) | - | 0 | 0
3VL2705-1EJ43-0AB1-Z | A01M22U01 | 3VL2705-1EJ43-0AB1-ZA01M22U01 | 1 | UN | 1 | 5 | B | D | EAR99 | N | 85362090 | 1 |  | 3 | KG | 3201.88 | 3201.88 | LP20 | LP20 | circuit breaker VL160N standard breaking capacity Icu=55kA, 415V AC 4-pole, line protection Electronic Trip Unit TM, LI In=50A, rated current Ir=40...50A, overload prot. II=300...600A, short-circuit protection, N unprotected N unprotected without auxiliary release Auxiliary switch mounting kit 2 AUX (1 NO + 1 NC) With RCD module for VL160 In=160 A, 127...480 V AC Motorized operating mechanism set up 220-250 V AC/DC with Safety Label for USA | - | 0 | 0
3VL2705-1EJ43-0AB1-Z | A01U01 | 3VL2705-1EJ43-0AB1-ZA01U01 | 1 | UN | 1 | 5 | B | D | EAR99 | N | 85362090 | 1 |  | 3 | KG | 2173.38 | 2173.38 | LP20 | LP20 | circuit breaker VL160N standard breaking capacity Icu=55kA, 415V AC 4-pole, line protection Electronic Trip Unit TM, LI In=50A, rated current Ir=40...50A, overload prot. II=300...600A, short-circuit protection, N unprotected N unprotected without auxiliary release Auxiliary switch mounting kit 2 AUX (1 NO + 1 NC) With RCD module for VL160 In=160 A, 127...480 V AC with Safety Label for USA | - | 0 | 0
3VL2705-1EJ43-0AD1-Z | U01 | 3VL2705-1EJ43-0AD1-ZU01 | 1 | UN | 1 | 5 | B | D | EAR99 | N | 85362090 | 1 |  | 3 | KG | 697.95 | 697.95 | LP20 | LP20 | circuit breaker VL160N standard breaking capacity Icu=55kA, 415V AC 4-pole, line protection Electronic Trip Unit TM, LI In=50A, rated current Ir=40...50A, overload prot. II=300...600A, short-circuit protection, N unprotected N unprotected without auxiliary release Auxiliary/alarm switch mounting kit 2 AUX (1 NO+1 NC)+1 AS (1 NO) with Safety Label for USA | - | 0 | 0
3VL2705-1EJ43-8KD1 |  | 3VL2705-1EJ43-8KD1 | 1 | UN | 1 | 5 | B | D | EAR99 | N | 85362090 | 1 | 4011209752115 | 3.231 | KG | 794.75 | 794.75 | LP20 | LP20 | circuit breaker VL160N standard breaking capacity Icu=55kA, 415V AC 4-pole, line protection Electronic Trip Unit TM, LI In=50A, rated current Ir=40...50A, overload prot. II=300...600A, short-circuit protection, N unprotected N unprotected Shunt release 110...127 V DC Auxiliary/alarm switch mounting kit 2 AUX (1 NO+1 NC)+1 AS (1 NO) | - | 0 | 0
3VL2705-1EJ43-8TD1 |  | 3VL2705-1EJ43-8TD1 | 1 | UN | 1 | 5 | B | D | EAR99 | N | 85362090 | 1 | 4011209752122 | 3.226 | KG | 794.75 | 794.75 | LP20 | LP20 | circuit breaker VL160N standard breaking capacity Icu=55kA, 415V AC 4-pole, line protection Electronic Trip Unit TM, LI In=50A, rated current Ir=40...50A, overload prot. II=300...600A, short-circuit protection, N unprotected N unprotected Shunt release 208...277 V AC Auxiliary/alarm switch mounting kit 2 AUX (1 NO+1 NC)+1 AS (1 NO) | - | 0 | 0
3VL2705-1EJ46-0AA0 |  | 3VL2705-1EJ46-0AA0 | 1 | UN | 1 | 5 | B | D | EAR99 | N | 85362090 | 1 | 4011209735163 | 3 | KG | 528 | 504.6 | LP20 | LP20 | circuit breaker VL160N standard breaking capacity Icu=55kA, 415V AC 4-pole, line protection Electronic Trip Unit TM, LI In=50A, rated current Ir=40...50A, overload prot. II=300...600A, short-circuit protection, N unprotected N unprotected with screw terminals without auxiliary release without auxiliary/alarm switch | - | 0 | 0
3VL2705-1EJ46-0AA0-Z | U01 | 3VL2705-1EJ46-0AA0-ZU01 | 1 | UN | 1 | 5 | B | D | EAR99 | N | 85362090 | 1 |  | 3 | KG | 576.4 | 576.4 | LP20 | LP20 | circuit breaker VL160N standard breaking capacity Icu=55kA, 415V AC 4-pole, line protection Electronic Trip Unit TM, LI In=50A, rated current Ir=40...50A, overload prot. II=300...600A, short-circuit protection, N unprotected N unprotected with screw terminals without auxiliary release without auxiliary/alarm switch with Safety Label for USA | - | 0 | 0
3VL2705-1EM43-0AA0 |  | 3VL2705-1EM43-0AA0 | 1 | UN | 1 | 5 | B | D | EAR99 | N | 85362090 | 1 | 4011209700505 | 3.128 | KG | 566.5 | 491.2 | LP20 | LP20 | circuit breaker VL160N standard breaking capacity Icu=55kA, 415V AC 4-pole, line protection Electronic Trip Unit TM, LI In=50A, rated current Ir=40...50A, overload prot. II=300...600A, short-circuit protection, N protected N protected without auxiliary release without auxiliary/alarm switch | - | 0 | 0
3VL2705-1EM43-0AA0-Z | U01 | 3VL2705-1EM43-0AA0-ZU01 | 1 | UN | 1 | 5 | B | D | EAR99 | N | 85362090 | 1 |  | 3 | KG | 614.9 | 614.9 | LP20 | LP20 | circuit breaker VL160N standard breaking capacity Icu=55kA, 415V AC 4-pole, line protection Electronic Trip Unit TM, LI In=50A, rated current Ir=40...50A, overload prot. II=300...600A, short-circuit protection, N protected N protected without auxiliary release without auxiliary/alarm switch with Safety Label for USA | - | 0 | 0
3VL2705-1EM46-0AA0 |  | 3VL2705-1EM46-0AA0 | 1 | UN | 1 | 5 | B | D | EAR99 | N | 85362090 | 1 | 4011209735170 | 2.991 | KG | 541.2 | 491.2 | LP20 | LP20 | circuit breaker VL160N standard breaking capacity Icu=55kA, 415V AC 4-pole, line protection Electronic Trip Unit TM, LI In=50A, rated current Ir=40...50A, overload prot. II=300...600A, short-circuit protection, N protected N protected with screw terminals without auxiliary release without auxiliary/alarm switch | - | 0 | 0
3VL2705-1EM46-0AA0-Z | U01 | 3VL2705-1EM46-0AA0-ZU01 | 1 | UN | 1 | 5 | B | D | EAR99 | N | 85362090 | 1 |  | 3 | KG | 589.6 | 589.6 | LP20 | LP20 | circuit breaker VL160N standard breaking capacity Icu=55kA, 415V AC 4-pole, line protection Electronic Trip Unit TM, LI In=50A, rated current Ir=40...50A, overload prot. II=300...600A, short-circuit protection, N protected N protected with screw terminals without auxiliary release without auxiliary/alarm switch with Safety Label for USA | - | 0 | 0
3VL2705-2DC33-0AA0 |  | 3VL2705-2DC33-0AA0 | 1 | UN | 1 | 5 | B | D | EAR99 | N | 85362090 | 1 | 4011209479036 | 2.421 | KG | 523.6 | 478.5 | LP20 | LP20 | circuit breaker VL160H high breaking capacity Icu=70kA, 415V AC 3-pole, line protection Electronic Trip Unit TM, LI In=50A, rated current Ir=40...50A, overload prot. II=300...600A, short-circuit protection, protection without auxiliary release without auxiliary/alarm switch | - | 0 | 0
3VL2705-2DC33-0AA0-Z | U01 | 3VL2705-2DC33-0AA0-ZU01 | 1 | UN | 1 | 5 | B | D | EAR99 | N | 85362090 | 1 |  | 2.2 | KG | 572 | 572 | LP20 | LP20 | circuit breaker VL160H high breaking capacity Icu=70kA, 415V AC 3-pole, line protection Electronic Trip Unit TM, LI In=50A, rated current Ir=40...50A, overload prot. II=300...600A, short-circuit protection, protection without auxiliary release without auxiliary/alarm switch with Safety Label for USA | - | 0 | 0
3VL2705-2DC33-0AB1 |  | 3VL2705-2DC33-0AB1 | 1 | UN | 1 | 5 | B | D | EAR99 | N | 85362090 | 1 | 4011209752139 | 2.473 | KG | 599.28 | 599.28 | LP20 | LP20 | circuit breaker VL160H high breaking capacity Icu=70kA, 415V AC 3-pole, line protection Electronic Trip Unit TM, LI In=50A, rated current Ir=40...50A, overload prot. II=300...600A, short-circuit protection, protection without auxiliary release Auxiliary switch mounting kit 2 AUX (1 NO + 1 NC) | - | 0 | 0
3VL2705-2DC33-0AB1-Z | U01 | 3VL2705-2DC33-0AB1-ZU01 | 1 | UN | 1 | 5 | B | D | EAR99 | N | 85362090 | 1 |  | 2.2 | KG | 647.68 | 647.68 | LP20 | LP20 | circuit breaker VL160H high breaking capacity Icu=70kA, 415V AC 3-pole, line protection Electronic Trip Unit TM, LI In=50A, rated current Ir=40...50A, overload prot. II=300...600A, short-circuit protection, protection without auxiliary release Auxiliary switch mounting kit 2 AUX (1 NO + 1 NC) with Safety Label for USA | - | 0 | 0
3VL2705-2DC33-0AD1 |  | 3VL2705-2DC33-0AD1 | 1 | UN | 1 | 5 | B | D | EAR99 | N | 85362090 | 1 | 4011209752146 | 2.473 | KG | 619.85 | 619.85 | LP20 | LP20 | circuit breaker VL160H high breaking capacity Icu=70kA, 415V AC 3-pole, line protection Electronic Trip Unit TM, LI In=50A, rated current Ir=40...50A, overload prot. II=300...600A, short-circuit protection, protection without auxiliary release Auxiliary/alarm switch mounting kit 2 AUX (1 NO+1 NC)+1 AS (1 NO) | - | 0 | 0
3VL2705-2DC33-0AD1-Z | U01 | 3VL2705-2DC33-0AD1-ZU01 | 1 | UN | 1 | 5 | B | D | EAR99 | N | 85362090 | 1 |  | 2.2 | KG | 668.25 | 668.25 | LP20 | LP20 | circuit breaker VL160H high breaking capacity Icu=70kA, 415V AC 3-pole, line protection Electronic Trip Unit TM, LI In=50A, rated current Ir=40...50A, overload prot. II=300...600A, short-circuit protection, protection without auxiliary release Auxiliary/alarm switch mounting kit 2 AUX (1 NO+1 NC)+1 AS (1 NO) with Safety Label for USA | - | 0 | 0
3VL2705-2DC33-2GD1 |  | 3VL2705-2DC33-2GD1 | 1 | UN | 1 | 5 | B | D | EAR99 | N | 85362090 | 1 |  | 2.2 | KG | 811.25 | 811.25 | LP20 | LP20 | circuit breaker VL160H high breaking capacity Icu=70kA, 415V AC 3-pole, line protection Electronic Trip Unit TM, LI In=50A, rated current Ir=40...50A, overload prot. II=300...600A, short-circuit protection, protection Undervoltage release 110...127 V AC Auxiliary/alarm switch mounting kit 2 AUX (1 NO+1 NC)+1 AS (1 NO) | - | 0 | 0
3VL2705-2DC33-8TB1 |  | 3VL2705-2DC33-8TB1 | 1 | UN | 1 | 5 | B | D | EAR99 | N | 85362090 | 1 | 4011209752153 | 2.565 | KG | 744.48 | 744.48 | LP20 | LP20 | circuit breaker VL160H high breaking capacity Icu=70kA, 415V AC 3-pole, line protection Electronic Trip Unit TM, LI In=50A, rated current Ir=40...50A, overload prot. II=300...600A, short-circuit protection, protection Shunt release 208...277 V AC Auxiliary switch mounting kit 2 AUX (1 NO + 1 NC) | - | 0 | 0
3VL2705-2DC36-0AA0 |  | 3VL2705-2DC36-0AA0 | 1 | UN | 1 | 5 | B | D | EAR99 | N | 85362090 | 1 | 4011209735187 | 2.2 | KG | 506 | 478.5 | LP20 | LP20 | circuit breaker VL160H high breaking capacity Icu=70kA, 415V AC 3-pole, line protection Electronic Trip Unit TM, LI In=50A, rated current Ir=40...50A, overload prot. II=300...600A, short-circuit protection, protection, with screw terminals without auxiliary release without auxiliary/alarm switch | - | 0 | 0
3VL2705-2DC36-0AA0-Z | U01 | 3VL2705-2DC36-0AA0-ZU01 | 1 | UN | 1 | 5 | B | D | EAR99 | N | 85362090 | 1 |  | 2.2 | KG | 554.4 | 554.4 | LP20 | LP20 | circuit breaker VL160H high breaking capacity Icu=70kA, 415V AC 3-pole, line protection Electronic Trip Unit TM, LI In=50A, rated current Ir=40...50A, overload prot. II=300...600A, short-circuit protection, protection, with screw terminals without auxiliary release without auxiliary/alarm switch with Safety Label for USA | - | 0 | 0
3VL2705-2EJ43-0AA0 |  | 3VL2705-2EJ43-0AA0 | 1 | UN | 1 | 5 | B | D | EAR99 | N | 85362010 | 1 | 4011209479050 | 3.134 | KG | 679.8 | 622.8 | LP20 | LP20 | circuit breaker VL160H high breaking capacity Icu=70kA, 415V AC 4-pole, line protection Electronic Trip Unit TM, LI In=50A, rated current Ir=40...50A, overload prot. II=300...600A, short-circuit protection, N unprotected N unprotected without auxiliary release without auxiliary/alarm switch | - | 0 | 0
3VL2705-2EJ43-0AA0-Z | U01 | 3VL2705-2EJ43-0AA0-ZU01 | 1 | UN | 1 | 5 | B | D | EAR99 | N | 85362010 | 1 |  | 3 | KG | 728.2 | 728.2 | LP20 | LP20 | circuit breaker VL160H high breaking capacity Icu=70kA, 415V AC 4-pole, line protection Electronic Trip Unit TM, LI In=50A, rated current Ir=40...50A, overload prot. II=300...600A, short-circuit protection, N unprotected N unprotected without auxiliary release without auxiliary/alarm switch with Safety Label for USA | - | 0 | 0
3VL2705-2EJ43-0AB1-Z | U01 | 3VL2705-2EJ43-0AB1-ZU01 | 1 | UN | 1 | 5 | B | D | EAR99 | N | 85362010 | 1 |  | 3 | KG | 803.88 | 803.88 | LP20 | LP20 | circuit breaker VL160H high breaking capacity Icu=70kA, 415V AC 4-pole, line protection Electronic Trip Unit TM, LI In=50A, rated current Ir=40...50A, overload prot. II=300...600A, short-circuit protection, N unprotected N unprotected without auxiliary release Auxiliary switch mounting kit 2 AUX (1 NO + 1 NC) with Safety Label for USA | - | 0 | 0
3VL2705-2EJ43-8TD1 |  | 3VL2705-2EJ43-8TD1 | 1 | UN | 1 | 5 | B | D | EAR99 | N | 85362010 | 1 | 4011209752160 | 3.258 | KG | 921.25 | 921.25 | LP20 | LP20 | circuit breaker VL160H high breaking capacity Icu=70kA, 415V AC 4-pole, line protection Electronic Trip Unit TM, LI In=50A, rated current Ir=40...50A, overload prot. II=300...600A, short-circuit protection, N unprotected N unprotected Shunt release 208...277 V AC Auxiliary/alarm switch mounting kit 2 AUX (1 NO+1 NC)+1 AS (1 NO) | - | 0 | 0
3VL2705-2EJ46-0AA0 |  | 3VL2705-2EJ46-0AA0 | 1 | UN | 1 | 5 | B | D | EAR99 | N | 85362090 | 1 | 4011209682665 | 3.001 | KG | 656.7 | 622.8 | LP20 | LP20 | circuit breaker VL160H high breaking capacity Icu=70kA, 415V AC 4-pole, line protection Electronic Trip Unit TM, LI In=50A, rated current Ir=40...50A, overload prot. II=300...600A, short-circuit protection, N unprotected N unprotected with screw terminals without auxiliary release without auxiliary/alarm switch | - | 0 | 0
3VL2705-2EJ46-0AA0-Z | U01 | 3VL2705-2EJ46-0AA0-ZU01 | 1 | UN | 1 | 5 | B | D | EAR99 | N | 85362090 | 1 |  | 3 | KG | 705.1 | 705.1 | LP20 | LP20 | circuit breaker VL160H high breaking capacity Icu=70kA, 415V AC 4-pole, line protection Electronic Trip Unit TM, LI In=50A, rated current Ir=40...50A, overload prot. II=300...600A, short-circuit protection, N unprotected N unprotected with screw terminals without auxiliary release without auxiliary/alarm switch with Safety Label for USA | - | 0 | 0
3VL2705-2EM43-0AA0 |  | 3VL2705-2EM43-0AA0 | 1 | UN | 1 | 5 | B | D | EAR99 | N | 85362090 | 1 | 4011209735194 | 3.12 | KG | 691.9 | 631.7 | LP20 | LP20 | circuit breaker VL160H high breaking capacity Icu=70kA, 415V AC 4-pole, line protection Electronic Trip Unit TM, LI In=50A, rated current Ir=40...50A, overload prot. II=300...600A, short-circuit protection, N protected N protected without auxiliary release without auxiliary/alarm switch | - | 0 | 0
3VL2705-2EM43-0AA0-Z | U01 | 3VL2705-2EM43-0AA0-ZU01 | 1 | UN | 1 | 5 | B | D | EAR99 | N | 85362090 | 1 |  | 3 | KG | 740.3 | 740.3 | LP20 | LP20 | circuit breaker VL160H high breaking capacity Icu=70kA, 415V AC 4-pole, line protection Electronic Trip Unit TM, LI In=50A, rated current Ir=40...50A, overload prot. II=300...600A, short-circuit protection, N protected N protected without auxiliary release without auxiliary/alarm switch with Safety Label for USA | - | 0 | 0
3VL2705-2EM46-0AA0 |  | 3VL2705-2EM46-0AA0 | 1 | UN | 1 | 5 | B | D | EAR99 | N | 85362090 | 1 | 4011209735200 | 3.076 | KG | 666.6 | 631.7 | LP20 | LP20 | circuit breaker VL160H high breaking capacity Icu=70kA, 415V AC 4-pole, line protection Electronic Trip Unit TM, LI In=50A, rated current Ir=40...50A, overload prot. II=300...600A, short-circuit protection, N protected N protected with screw terminals without auxiliary release without auxiliary/alarm switch | - | 0 | 0
3VL2705-2EM46-0AA0-Z | U01 | 3VL2705-2EM46-0AA0-ZU01 | 1 | UN | 1 | 5 | B | D | EAR99 | N | 85362090 | 1 |  | 3 | KG | 715 | 715 | LP20 | LP20 | circuit breaker VL160H high breaking capacity Icu=70kA, 415V AC 4-pole, line protection Electronic Trip Unit TM, LI In=50A, rated current Ir=40...50A, overload prot. II=300...600A, short-circuit protection, N protected N protected with screw terminals without auxiliary release without auxiliary/alarm switch with Safety Label for USA | - | 0 | 0
3VL2705-3DC33-0AA0 |  | 3VL2705-3DC33-0AA0 | 1 | UN | 1 | 5 | B | D | EAR99 | N | 85362010 | 1 | 4011209479067 | 2.37 | KG | 734.8 | 672.3 | LP20 | LP20 | circuit breaker VL160L very high breaking capacity Icu=100kA, 415V AC 3-pole, line protection Electronic Trip Unit TM, LI In=50A, rated current Ir=40...50A, overload prot. II=300...600A, short-circuit protection, protection without auxiliary release without auxiliary/alarm switch | - | 0 | 0
3VL2705-3DC33-0AA0-Z | U01 | 3VL2705-3DC33-0AA0-ZU01 | 1 | UN | 1 | 5 | B | D | EAR99 | N | 85362010 | 1 |  | 2.2 | KG | 783.2 | 783.2 | LP20 | LP20 | circuit breaker VL160L very high breaking capacity Icu=100kA, 415V AC 3-pole, line protection Electronic Trip Unit TM, LI In=50A, rated current Ir=40...50A, overload prot. II=300...600A, short-circuit protection, protection without auxiliary release without auxiliary/alarm switch with Safety Label for USA | - | 0 | 0
3VL2705-3DC36-0AA0 |  | 3VL2705-3DC36-0AA0 | 1 | UN | 1 | 5 | B | D | EAR99 | N | 85362090 | 1 | 4011209607354 | 2.2 | KG | 717.2 | 672.3 | LP20 | LP20 | circuit breaker VL160L very high breaking capacity Icu=100kA, 415V AC 3-pole, line protection Electronic Trip Unit TM, LI In=50A, rated current Ir=40...50A, overload prot. II=300...600A, short-circuit protection, protection, with screw terminals without auxiliary release without auxiliary/alarm switch | - | 0 | 0
3VL2705-3DC36-0AA0-Z | U01 | 3VL2705-3DC36-0AA0-ZU01 | 1 | UN | 1 | 5 | B | D | EAR99 | N | 85362090 | 1 |  | 2.2 | KG | 765.6 | 765.6 | LP20 | LP20 | circuit breaker VL160L very high breaking capacity Icu=100kA, 415V AC 3-pole, line protection Electronic Trip Unit TM, LI In=50A, rated current Ir=40...50A, overload prot. II=300...600A, short-circuit protection, protection, with screw terminals without auxiliary release without auxiliary/alarm switch with Safety Label for USA | - | 0 | 0
3VL2705-3EJ43-0AA0 |  | 3VL2705-3EJ43-0AA0 | 1 | UN | 1 | 5 | B | D | EAR99 | N | 85362010 | 1 | 4011209479081 | 3.244 | KG | 965.8 | 881.4 | LP20 | LP20 | circuit breaker VL160L very high breaking capacity Icu=100kA, 415V AC 4-pole, line protection Electronic Trip Unit TM, LI In=50A, rated current Ir=40...50A, overload prot. II=300...600A, short-circuit protection, N unprotected N unprotected without auxiliary release without auxiliary/alarm switch | - | 0 | 0
3VL2705-3EJ43-0AA0-Z | U01 | 3VL2705-3EJ43-0AA0-ZU01 | 1 | UN | 1 | 5 | B | D | EAR99 | N | 85362010 | 1 |  | 3 | KG | 1014.2 | 1014.2 | LP20 | LP20 | circuit breaker VL160L very high breaking capacity Icu=100kA, 415V AC 4-pole, line protection Electronic Trip Unit TM, LI In=50A, rated current Ir=40...50A, overload prot. II=300...600A, short-circuit protection, N unprotected N unprotected without auxiliary release without auxiliary/alarm switch with Safety Label for USA | - | 0 | 0
3VL2705-3EJ43-0AB1 |  | 3VL2705-3EJ43-0AB1 | 1 | UN | 1 | 5 | B | D | EAR99 | N | 85362010 | 1 | 4011209752177 | 3.153 | KG | 1041.48 | 1041.48 | LP20 | LP20 | circuit breaker VL160L very high breaking capacity Icu=100kA, 415V AC 4-pole, line protection Electronic Trip Unit TM, LI In=50A, rated current Ir=40...50A, overload prot. II=300...600A, short-circuit protection, N unprotected N unprotected without auxiliary release Auxiliary switch mounting kit 2 AUX (1 NO + 1 NC) | - | 0 | 0
3VL2705-3EJ46-0AA0 |  | 3VL2705-3EJ46-0AA0 | 1 | UN | 1 | 5 | B | D | EAR99 | N | 85362090 | 1 | 4011209948655 | 3.001 | KG | 940.5 | 881.4 | LP20 | LP20 | circuit breaker VL160L very high breaking capacity Icu=100kA, 415V AC 4-pole, line protection Electronic Trip Unit TM, LI In=50A, rated current Ir=40...50A, overload prot. II=300...600A, short-circuit protection, N unprotected N unprotected with screw terminals without auxiliary release without auxiliary/alarm switch | - | 0 | 0
3VL2705-3EJ46-0AA0-Z | U01 | 3VL2705-3EJ46-0AA0-ZU01 | 1 | UN | 1 | 5 | B | D | EAR99 | N | 85362090 | 1 |  | 3 | KG | 988.9 | 988.9 | LP20 | LP20 | circuit breaker VL160L very high breaking capacity Icu=100kA, 415V AC 4-pole, line protection Electronic Trip Unit TM, LI In=50A, rated current Ir=40...50A, overload prot. II=300...600A, short-circuit protection, N unprotected N unprotected with screw terminals without auxiliary release without auxiliary/alarm switch with Safety Label for USA | - | 0 | 0
3VL2705-3EM43-0AA0 |  | 3VL2705-3EM43-0AA0 | 1 | UN | 1 | 5 | B | D | EAR99 | N | 85362090 | 1 | 4011209680302 | 3.153 | KG | 971.3 | 887.8 | LP20 | LP20 | circuit breaker VL160L very high breaking capacity Icu=100kA, 415V AC 4-pole, line protection Electronic Trip Unit TM, LI In=50A, rated current Ir=40...50A, overload prot. II=300...600A, short-circuit protection, N protected N protected without auxiliary release without auxiliary/alarm switch | - | 0 | 0
3VL2705-3EM43-0AA0-Z | U01 | 3VL2705-3EM43-0AA0-ZU01 | 1 | UN | 1 | 5 | B | D | EAR99 | N | 85362090 | 1 |  | 3 | KG | 1019.7 | 1019.7 | LP20 | LP20 | circuit breaker VL160L very high breaking capacity Icu=100kA, 415V AC 4-pole, line protection Electronic Trip Unit TM, LI In=50A, rated current Ir=40...50A, overload prot. II=300...600A, short-circuit protection, N protected N protected without auxiliary release without auxiliary/alarm switch with Safety Label for USA | - | 0 | 0
3VL2705-3EM46-0AA0 |  | 3VL2705-3EM46-0AA0 | 1 | UN | 1 | 5 | B | D | EAR99 | N | 85362090 | 1 | 4011209851689 | 3.076 | KG | 946 | 887.8 | LP20 | LP20 | circuit breaker VL160L very high breaking capacity Icu=100kA, 415V AC 4-pole, line protection Electronic Trip Unit TM, LI In=50A, rated current Ir=40...50A, overload prot. II=300...600A, short-circuit protection, N protected N protected with screw terminals without auxiliary release without auxiliary/alarm switch | - | 0 | 0
3VL2705-3EM46-0AA0-Z | U01 | 3VL2705-3EM46-0AA0-ZU01 | 1 | UN | 1 | 5 | B | D | EAR99 | N | 85362090 | 1 |  | 3 | KG | 994.4 | 994.4 | LP20 | LP20 | circuit breaker VL160L very high breaking capacity Icu=100kA, 415V AC 4-pole, line protection Electronic Trip Unit TM, LI In=50A, rated current Ir=40...50A, overload prot. II=300...600A, short-circuit protection, N protected N protected with screw terminals without auxiliary release without auxiliary/alarm switch with Safety Label for USA | - | 0 | 0
3VL2706-1CH33-0AA0 |  | 3VL2706-1CH33-0AA0 | 1 | UN | 1 | 30 | D | D | EAR99 | N | 85362090 | 1 | 4011209479265 | 2.4 | KG | 3113 | 3113 | LP20 | LP20 | circuit breaker VL160N standard breaking capacity Icu=55kA, 415V AC 3-pole, line protection Electronic Trip Unit LCD ETU40, LI/LS/LSI In=63A, rated current Ir=25...63A, overload protection, ISD=1.5 to 10xIR, II=11xIN short-circuit protection without auxiliary release without auxiliary/alarm switch | - | 0 | 0
3VL2706-1CH33-0AA0-Z | U01 | 3VL2706-1CH33-0AA0-ZU01 | 1 | UN | 1 | 30 | D | D | EAR99 | N | 85362090 | 1 |  | 2.4 | KG | 3161.4 | 3161.4 | LP20 | LP20 | circuit breaker VL160N standard breaking capacity Icu=55kA, 415V AC 3-pole, line protection Electronic Trip Unit LCD ETU40, LI/LS/LSI In=63A, rated current Ir=25...63A, overload protection, ISD=1.5 to 10xIR, II=11xIN short-circuit protection without auxiliary release without auxiliary/alarm switch with Safety Label for USA | - | 0 | 0
3VL2706-1CH33-0AD1 |  | 3VL2706-1CH33-0AD1 | 1 | UN | 1 | 30 | D | D | EAR99 | N | 85362090 | 1 | 4011209752283 | 2.4 | KG | 3209.25 | 3209.25 | LP20 | LP20 | circuit breaker VL160N standard breaking capacity Icu=55kA, 415V AC 3-pole, line protection Electronic Trip Unit LCD ETU40, LI/LS/LSI In=63A, rated current Ir=25...63A, overload protection, ISD=1.5 to 10xIR, II=11xIN short-circuit protection without auxiliary release Auxiliary/alarm switch mounting kit 2 AUX (1 NO+1 NC)+1 AS (1 NO) | - | 0 | 0
3VL2706-1CH33-8TA0 |  | 3VL2706-1CH33-8TA0 | 1 | UN | 1 | 30 | D | D | EAR99 | N | 85362090 | 1 | 4011209752290 | 2.4 | KG | 3258.2 | 3258.2 | LP20 | LP20 | circuit breaker VL160N standard breaking capacity Icu=55kA, 415V AC 3-pole, line protection Electronic Trip Unit LCD ETU40, LI/LS/LSI In=63A, rated current Ir=25...63A, overload protection, ISD=1.5 to 10xIR, II=11xIN short-circuit protection Shunt release 208...277 V AC without auxiliary/alarm switch | - | 0 | 0
3VL2706-1CH36-0AA0-Z | U01 | 3VL2706-1CH36-0AA0-ZU01 | 1 | UN | 1 | 30 | D | D | EAR99 | N | 85362090 | 1 |  | 2.4 | KG | 3161.4 | 3161.4 | LP20 | LP20 | circuit breaker VL160N standard breaking capacity Icu=55kA, 415V AC 3-pole, line protection Electronic Trip Unit LCD ETU40, LI/LS/LSI In=63A, rated current Ir=25...63A, overload protection, ISD=1.5 to 10xIR, II=11xIN short-circuit protection with screw terminals without auxiliary release without auxiliary/alarm switch with Safety Label for USA | - | 0 | 0
3VL2706-1CJ43-0AA0 |  | 3VL2706-1CJ43-0AA0 | 1 | UN | 1 | 30 | D | D | EAR99 | N | 85362090 | 1 | 4011209479272 | 3.1 | KG | 3608 | 3608 | LP20 | LP20 | circuit breaker VL160N standard breaking capacity Icu=55kA, 415V AC 4-pole, line protection Electronic Trip Unit LCD ETU40, LI/LS/LSI In=63A, rated current Ir=25...63A, overload protection, ISD=1.5 to 10xIR, II=11xIN short-circuit protection N protected without auxiliary release without auxiliary/alarm switch | - | 0 | 0
3VL2706-1CJ43-0AA0-Z | U01 | 3VL2706-1CJ43-0AA0-ZU01 | 1 | UN | 1 | 30 | D | D | EAR99 | N | 85362090 | 1 |  | 3.1 | KG | 3656.4 | 3656.4 | LP20 | LP20 | circuit breaker VL160N standard breaking capacity Icu=55kA, 415V AC 4-pole, line protection Electronic Trip Unit LCD ETU40, LI/LS/LSI In=63A, rated current Ir=25...63A, overload protection, ISD=1.5 to 10xIR, II=11xIN short-circuit protection N protected without auxiliary release without auxiliary/alarm switch with Safety Label for USA | - | 0 | 0
3VL2706-1CJ46-0AA0-Z | U01 | 3VL2706-1CJ46-0AA0-ZU01 | 1 | UN | 1 | 30 | D | D | EAR99 | N | 85362090 | 1 |  | 3.1 | KG | 3656.4 | 3656.4 | LP20 | LP20 | circuit breaker VL160N standard breaking capacity Icu=55kA, 415V AC 4-pole, line protection Electronic Trip Unit LCD ETU40, LI/LS/LSI In=63A, rated current Ir=25...63A, overload protection, ISD=1.5 to 10xIR, II=11xIN short-circuit protection N protected with screw terminals without auxiliary release without auxiliary/alarm switch with Safety Label for USA | - | 0 | 0
3VL2706-1CL33-0AA0-Z | U01 | 3VL2706-1CL33-0AA0-ZU01 | 1 | UN | 1 | 30 | D | D | EAR99 | N | 85362090 | 1 |  | 2.4 | KG | 3546.4 | 3546.4 | LP20 | LP20 | circuit breaker VL160N standard breaking capacity Icu=55kA, 415V AC 3-pole, line protection Electronic Trip Unit LCD ETU42, LSIG 3 phases/3 lines In=63A, rated current Ir=25...63A, overload protection, ISD=1.5 to 10xIR, II=11xIN short-circuit protection without auxiliary release without auxiliary/alarm switch with Safety Label for USA | - | 0 | 0
3VL2706-1CL36-0AA0-Z | U01 | 3VL2706-1CL36-0AA0-ZU01 | 1 | UN | 1 | 30 | D | D | EAR99 | N | 85362090 | 1 |  | 2.4 | KG | 3546.4 | 3546.4 | LP20 | LP20 | circuit breaker VL160N standard breaking capacity Icu=55kA, 415V AC 3-pole, line protection Electronic Trip Unit LCD ETU42, LSIG 3 phases/3 lines In=63A, rated current Ir=25...63A, overload protection, ISD=1.5 to 10xIR, II=11xIN short-circuit protection with screw terminals without auxiliary release without auxiliary/alarm switch with Safety Label for USA | - | 0 | 0
3VL2706-1CM33-0AA0-Z | U01 | 3VL2706-1CM33-0AA0-ZU01 | 1 | UN | 1 | 30 | D | D | EAR99 | N | 85362090 | 1 |  | 2.4 | KG | 3546.4 | 3546.4 | LP20 | LP20 | circuit breaker VL160N standard breaking capacity Icu=55kA, 415V AC 3-pole, line protection Electronic Trip Unit LCD ETU42, LSIG 3 phases/4 lines with connecting cable In=63A, rated current Ir=25...63A, overload protection, ISD=1.5 to 10xIR, II=11xIN short-circuit protection without auxiliary release without auxiliary/alarm switch with Safety Label for USA | - | 0 | 0
3VL2706-1CM36-0AA0-Z | U01 | 3VL2706-1CM36-0AA0-ZU01 | 1 | UN | 1 | 30 | D | D | EAR99 | N | 85362090 | 1 |  | 2.4 | KG | 3546.4 | 3546.4 | LP20 | LP20 | circuit breaker VL160N standard breaking capacity Icu=55kA, 415V AC 3-pole, line protection Electronic Trip Unit LCD ETU42, LSIG 3 phases/4 lines with connecting cable In=63A, rated current Ir=25...63A, overload protection, ISD=1.5 to 10xIR, II=11xIN with screw terminals without auxiliary release without auxiliary/alarm switch with Safety Label for USA | - | 0 | 0
3VL2706-1CN43-0AA0-Z | U01 | 3VL2706-1CN43-0AA0-ZU01 | 1 | UN | 1 | 30 | D | D | EAR99 | N | 85362090 | 1 |  | 3.1 | KG | 3656.4 | 3656.4 | LP20 | LP20 | circuit breaker VL160N standard breaking capacity Icu=55kA, 415V AC 4-pole, line protection Electronic Trip Unit LCD ETU42, LSIG In=63A, rated current Ir=25...63A, overload protection, ISD=1.5 to 10xIR, II=11xIN short-circuit protection N protected with ground-fault protection without auxiliary release without auxiliary/alarm switch with Safety Label for USA | - | 0 | 0
3VL2706-1CN46-0AA0-Z | U01 | 3VL2706-1CN46-0AA0-ZU01 | 1 | UN | 1 | 30 | D | D | EAR99 | N | 85362090 | 1 |  | 3.1 | KG | 3656.4 | 3656.4 | LP20 | LP20 | circuit breaker VL160N standard breaking capacity Icu=55kA, 415V AC 4-pole, line protection Electronic Trip Unit LCD ETU42, LSIG In=63A, rated current Ir=25...63A, overload protection, ISD=1.5 to 10xIR, II=11xIN short-circuit protection N protected with screw terminals without auxiliary release without auxiliary/alarm switch with Safety Label for USA | - | 0 | 0
3VL2706-1CP33-0AA0 |  | 3VL2706-1CP33-0AA0 | 1 | UN | 1 | 30 | D | D | EAR99 | N | 85362090 | 1 | 4011209479319 | 2.4 | KG | 3113 | 3113 | LP20 | LP20 | circuit breaker VL160N standard breaking capacity Icu=55kA, 415V AC 3-pole, motor/generator prot. Electronic Trip Unit LCD ETU40M, LI In=63A, rated current Ir=25...63A, overload protection, II=1.25 to 11xIN, short-circuit protection without auxiliary release without auxiliary/alarm switch | - | 0 | 0
3VL2706-1CP33-0AA0-Z | U01 | 3VL2706-1CP33-0AA0-ZU01 | 1 | UN | 1 | 30 | D | D | EAR99 | N | 85362090 | 1 |  | 2.4 | KG | 3161.4 | 3161.4 | LP20 | LP20 | circuit breaker VL160N standard breaking capacity Icu=55kA, 415V AC 3-pole, motor/generator prot. Electronic Trip Unit LCD ETU40M, LI In=63A, rated current Ir=25...63A, overload protection, II=1.25 to 11xIN, short-circuit protection without auxiliary release without auxiliary/alarm switch with Safety Label for USA | - | 0 | 0
3VL2706-1CP33-0AB1 |  | 3VL2706-1CP33-0AB1 | 1 | UN | 1 | 30 | D | D | EAR99 | N | 85362090 | 1 | 4011209752306 | 2.4 | KG | 3188.68 | 3188.68 | LP20 | LP20 | circuit breaker VL160N standard breaking capacity Icu=55kA, 415V AC 3-pole, motor/generator prot. Electronic Trip Unit LCD ETU40M, LI In=63A, rated current Ir=25...63A, overload protection, II=1.25 to 11xIN, short-circuit protection without auxiliary release Auxiliary switch mounting kit 2 AUX (1 NO + 1 NC) | - | 0 | 0
3VL2706-1CP33-0AD1 |  | 3VL2706-1CP33-0AD1 | 1 | UN | 1 | 30 | D | D | EAR99 | N | 85362090 | 1 | 4011209752313 | 2.4 | KG | 3209.25 | 3209.25 | LP20 | LP20 | circuit breaker VL160N standard breaking capacity Icu=55kA, 415V AC 3-pole, motor/generator prot. Electronic Trip Unit LCD ETU40M, LI In=63A, rated current Ir=25...63A, overload protection, II=1.25 to 11xIN, short-circuit protection without auxiliary release Auxiliary/alarm switch mounting kit 2 AUX (1 NO+1 NC)+1 AS (1 NO) | - | 0 | 0
3VL2706-1CP36-0AA0-Z | U01 | 3VL2706-1CP36-0AA0-ZU01 | 1 | UN | 1 | 30 | D | D | EAR99 | N | 85362090 | 1 |  | 2.4 | KG | 3161.4 | 3161.4 | LP20 | LP20 | circuit breaker VL160N standard breaking capacity Icu=55kA, 415V AC 3-pole, motor/generator prot. Electronic Trip Unit LCD ETU40M, LI In=63A, rated current Ir=25...63A, overload protection, II=1.25 to 11xIN, short-circuit protection with screw terminals without auxiliary release without auxiliary/alarm switch with Safety Label for USA | - | 0 | 0
3VL2706-1DC33-0AA0 |  | 3VL2706-1DC33-0AA0 | 1 | UN | 1 | 5 | B | D | EAR99 | N | 85362090 | 1 | 4011209479326 | 2.427 | KG | 423.5 | 388.1 | LP20 | LP20 | circuit breaker VL160N standard breaking capacity Icu=55kA, 415V AC 3-pole, line protection Electronic Trip Unit TM, LI In=63A, rated current Ir=50...63A, overload protection, II=300...600A, short-circuit protection without auxiliary release without auxiliary/alarm switch | - | 0 | 0
3VL2706-1DC33-0AA0-Z | U01 | 3VL2706-1DC33-0AA0-ZU01 | 1 | UN | 1 | 5 | B | D | EAR99 | N | 85362090 | 1 |  | 2.2 | KG | 471.9 | 471.9 | LP20 | LP20 | circuit breaker VL160N standard breaking capacity Icu=55kA, 415V AC 3-pole, line protection Electronic Trip Unit TM, LI In=63A, rated current Ir=50...63A, overload protection, II=300...600A, short-circuit protection without auxiliary release without auxiliary/alarm switch with Safety Label for USA | - | 0 | 0
3VL2706-1DC33-0AB1 |  | 3VL2706-1DC33-0AB1 | 1 | UN | 1 | 5 | B | D | EAR99 | N | 85362090 | 1 | 4011209752320 | 2.455 | KG | 499.18 | 499.18 | LP20 | LP20 | circuit breaker VL160N standard breaking capacity Icu=55kA, 415V AC 3-pole, line protection Electronic Trip Unit TM, LI In=63A, rated current Ir=50...63A, overload protection, II=300...600A, short-circuit protection without auxiliary release Auxiliary switch mounting kit 2 AUX (1 NO + 1 NC) | - | 0 | 0
3VL2706-1DC33-0AD1 |  | 3VL2706-1DC33-0AD1 | 1 | UN | 1 | 5 | B | D | EAR99 | N | 85362090 | 1 | 4011209752337 | 2.465 | KG | 519.75 | 519.75 | LP20 | LP20 | circuit breaker VL160N standard breaking capacity Icu=55kA, 415V AC 3-pole, line protection Electronic Trip Unit TM, LI In=63A, rated current Ir=50...63A, overload protection, II=300...600A, short-circuit protection without auxiliary release Auxiliary/alarm switch mounting kit 2 AUX (1 NO+1 NC)+1 AS (1 NO) | - | 0 | 0
3VL2706-1DC33-2PD1 |  | 3VL2706-1DC33-2PD1 | 1 | UN | 1 | 5 | B | D | EAR99 | N | 85362090 | 1 | 4011209752344 | 2.533 | KG | 711.15 | 711.15 | LP20 | LP20 | circuit breaker VL160N standard breaking capacity Icu=55kA, 415V AC 3-pole, line protection Electronic Trip Unit TM, LI In=63A, rated current Ir=50...63A, overload protection, II=300...600A, short-circuit protection Undervoltage release 24 V DC Auxiliary/alarm switch mounting kit 2 AUX (1 NO+1 NC)+1 AS (1 NO) | - | 0 | 0
3VL2706-1DC33-8KD1 |  | 3VL2706-1DC33-8KD1 | 1 | UN | 1 | 5 | B | D | EAR99 | N | 85362090 | 1 | 4011209752351 | 2.549 | KG | 664.95 | 664.95 | LP20 | LP20 | circuit breaker VL160N standard breaking capacity Icu=55kA, 415V AC 3-pole, line protection Electronic Trip Unit TM, LI In=63A, rated current Ir=50...63A, overload protection, II=300...600A, short-circuit protection Shunt release 110...127 V DC Auxiliary/alarm switch mounting kit 2 AUX (1 NO+1 NC)+1 AS (1 NO) | - | 0 | 0
3VL2706-1DC33-8RD1 |  | 3VL2706-1DC33-8RD1 | 1 | UN | 1 | 5 | B | D | EAR99 | N | 85362090 | 1 | 4011209752368 | 2.552 | KG | 664.95 | 664.95 | LP20 | LP20 | circuit breaker VL160N standard breaking capacity Icu=55kA, 415V AC 3-pole, line protection Electronic Trip Unit TM, LI In=63A, rated current Ir=50...63A, overload protection, II=300...600A, short-circuit protection Shunt release 110...127 V AC Auxiliary/alarm switch mounting kit 2 AUX (1 NO+1 NC)+1 AS (1 NO) | - | 0 | 0
3VL2706-1DC33-8TA0 |  | 3VL2706-1DC33-8TA0 | 1 | UN | 1 | 5 | B | D | EAR99 | N | 85362090 | 1 | 4011209752375 | 2.489 | KG | 568.7 | 568.7 | LP20 | LP20 | circuit breaker VL160N standard breaking capacity Icu=55kA, 415V AC 3-pole, line protection Electronic Trip Unit TM, LI In=63A, rated current Ir=50...63A, overload protection, II=300...600A, short-circuit protection Shunt release 208...277 V AC without auxiliary/alarm switch | - | 0 | 0
3VL2706-1DC36-0AA0 |  | 3VL2706-1DC36-0AA0 | 1 | UN | 1 | 5 | B | D | EAR99 | N | 85362090 | 1 | 4011209677609 | 2.32 | KG | 409.2 | 388.1 | LP20 | LP20 | circuit breaker VL160N standard breaking capacity Icu=55kA, 415V AC 3-pole, line protection Electronic Trip Unit TM, LI In=63A, rated current Ir=50...63A, overload protection, II=300...600A, short-circuit protection with screw terminals without auxiliary release without auxiliary/alarm switch | - | 0 | 0
3VL2706-1DC36-0AA0-Z | U01 | 3VL2706-1DC36-0AA0-ZU01 | 1 | UN | 1 | 5 | B | D | EAR99 | N | 85362090 | 1 |  | 2.2 | KG | 457.6 | 457.6 | LP20 | LP20 | circuit breaker VL160N standard breaking capacity Icu=55kA, 415V AC 3-pole, line protection Electronic Trip Unit TM, LI In=63A, rated current Ir=50...63A, overload protection, II=300...600A, short-circuit protection with screw terminals without auxiliary release without auxiliary/alarm switch with Safety Label for USA | - | 0 | 0
3VL2706-1DC36-0AD1 |  | 3VL2706-1DC36-0AD1 | 1 | UN | 1 | 5 | B | D | EAR99 | N | 85362090 | 1 | 4011209752382 | 2.2 | KG | 505.45 | 505.45 | LP20 | LP20 | circuit breaker VL160N standard breaking capacity Icu=55kA, 415V AC 3-pole, line protection Electronic Trip Unit TM, LI In=63A, rated current Ir=50...63A, overload protection, II=300...600A, short-circuit protection with screw terminals without auxiliary release Auxiliary/alarm switch mounting kit 2 AUX (1 NO+1 NC)+1 AS (1 NO) | - | 0 | 0
3VL2706-1DK33-0AA0 |  | 3VL2706-1DK33-0AA0 | 1 | UN | 1 | 5 | B | D | EAR99 | N | 85362010 | 1 | 4011209479333 | 2.478 | KG | 393.8 | 358.8 | LP20 | LP20 | circuit breaker VL160N standard breaking capacity Icu=55kA, 415V AC 3-pole, starter combination Electronic Trip Unit magnetic In=63A, rated current II=450...900A, short-circuit protection without auxiliary release without auxiliary/alarm switch | - | 0 | 0
3VL2706-1DK33-0AA0-Z | U01 | 3VL2706-1DK33-0AA0-ZU01 | 1 | UN | 1 | 5 | B | D | EAR99 | N | 85362010 | 1 |  | 2.2 | KG | 442.2 | 442.2 | LP20 | LP20 | circuit breaker VL160N standard breaking capacity Icu=55kA, 415V AC 3-pole, starter combination Electronic Trip Unit magnetic In=63A, rated current II=450...900A, short-circuit protection without auxiliary release without auxiliary/alarm switch with Safety Label for USA | - | 0 | 0
3VL2706-1DK33-0AB1 |  | 3VL2706-1DK33-0AB1 | 1 | UN | 1 | 5 | B | D | EAR99 | N | 85362010 | 1 | 4011209752399 | 2.6 | KG | 469.48 | 469.48 | LP20 | LP20 | circuit breaker VL160N standard breaking capacity Icu=55kA, 415V AC 3-pole, starter combination Electronic Trip Unit magnetic In=63A, rated current II=450...900A, short-circuit protection without auxiliary release Auxiliary switch mounting kit 2 AUX (1 NO + 1 NC) | - | 0 | 0
3VL2706-1DK33-0AD1 |  | 3VL2706-1DK33-0AD1 | 1 | UN | 1 | 5 | B | D | EAR99 | N | 85362010 | 1 | 4011209752405 | 2.6 | KG | 490.05 | 490.05 | LP20 | LP20 | circuit breaker VL160N standard breaking capacity Icu=55kA, 415V AC 3-pole, starter combination Electronic Trip Unit magnetic In=63A, rated current II=450...900A, short-circuit protection without auxiliary release Auxiliary/alarm switch mounting kit 2 AUX (1 NO+1 NC)+1 AS (1 NO) | - | 0 | 0
3VL2706-1DK33-8CA0 |  | 3VL2706-1DK33-8CA0 | 1 | UN | 1 | 5 | B | D | EAR99 | N | 85362010 | 1 | 4011209752412 | 2.478 | KG | 539 | 539 | LP20 | LP20 | circuit breaker VL160N standard breaking capacity Icu=55kA, 415V AC 3-pole, starter combination Electronic Trip Unit magnetic In=63A, rated current II=450...900A, short-circuit protection Shunt release 24 V AC/DC without auxiliary/alarm switch | - | 0 | 0
3VL2706-1DK36-0AA0 |  | 3VL2706-1DK36-0AA0 | 1 | UN | 1 | 5 | B | D | EAR99 | N | 85362010 | 1 | 4011209677616 | 2.34 | KG | 374 | 358.8 | LP20 | LP20 | circuit breaker VL160N standard breaking capacity Icu=55kA, 415V AC 3-pole, starter combination Electronic Trip Unit magnetic In=63A, rated current II=450...900A, short-circuit protection, with screw terminals without auxiliary release without auxiliary/alarm switch | - | 0 | 0
3VL2706-1DK36-0AA0-Z | U01 | 3VL2706-1DK36-0AA0-ZU01 | 1 | UN | 1 | 5 | B | D | EAR99 | N | 85362010 | 1 |  | 2.2 | KG | 422.4 | 422.4 | LP20 | LP20 | circuit breaker VL160N standard breaking capacity Icu=55kA, 415V AC 3-pole, starter combination Electronic Trip Unit magnetic In=63A, rated current II=450...900A, short-circuit protection, with screw terminals without auxiliary release without auxiliary/alarm switch with Safety Label for USA | - | 0 | 0
3VL2706-1EJ43-0AA0 |  | 3VL2706-1EJ43-0AA0 | 1 | UN | 1 | 5 | B | D | EAR99 | N | 85362090 | 1 | 4011209479357 | 3.05 | KG | 553.3 | 504.6 | LP20 | LP20 | circuit breaker VL160N standard breaking capacity Icu=55kA, 415V AC 4-pole, line protection Electronic Trip Unit TM, LI In=63A, rated current Ir=50...63A, overload protection, II=300...600A, short-circuit protection N unprotected without auxiliary release without auxiliary/alarm switch | - | 0 | 0
3VL2706-1EJ43-0AA0-Z | U01 | 3VL2706-1EJ43-0AA0-ZU01 | 1 | UN | 1 | 5 | B | D | EAR99 | N | 85362090 | 1 |  | 3 | KG | 601.7 | 601.7 | LP20 | LP20 | circuit breaker VL160N standard breaking capacity Icu=55kA, 415V AC 4-pole, line protection Electronic Trip Unit TM, LI In=63A, rated current Ir=50...63A, overload protection, II=300...600A, short-circuit protection N unprotected without auxiliary release without auxiliary/alarm switch with Safety Label for USA | - | 0 | 0
3VL2706-1EJ43-0AB1 |  | 3VL2706-1EJ43-0AB1 | 1 | UN | 1 | 5 | B | D | EAR99 | N | 85362090 | 1 | 4011209752429 | 3.269 | KG | 628.98 | 628.98 | LP20 | LP20 | circuit breaker VL160N standard breaking capacity Icu=55kA, 415V AC 4-pole, line protection Electronic Trip Unit TM, LI In=63A, rated current Ir=50...63A, overload protection, II=300...600A, short-circuit protection N unprotected without auxiliary release Auxiliary switch mounting kit 2 AUX (1 NO + 1 NC) | - | 0 | 0
3VL2706-1EJ43-0AB1-Z | U01 | 3VL2706-1EJ43-0AB1-ZU01 | 1 | UN | 1 | 5 | B | D | EAR99 | N | 85362090 | 1 |  | 3 | KG | 677.38 | 677.38 | LP20 | LP20 | circuit breaker VL160N standard breaking capacity Icu=55kA, 415V AC 4-pole, line protection Electronic Trip Unit TM, LI In=63A, rated current Ir=50...63A, overload protection, II=300...600A, short-circuit protection N unprotected without auxiliary release Auxiliary switch mounting kit 2 AUX (1 NO + 1 NC) with Safety Label for USA | - | 0 | 0
3VL2706-1EJ43-0AD1 |  | 3VL2706-1EJ43-0AD1 | 1 | UN | 1 | 5 | B | D | EAR99 | N | 85362090 | 1 | 4011209752436 | 3.167 | KG | 649.55 | 649.55 | LP20 | LP20 | circuit breaker VL160N standard breaking capacity Icu=55kA, 415V AC 4-pole, line protection Electronic Trip Unit TM, LI In=63A, rated current Ir=50...63A, overload protection, II=300...600A, short-circuit protection N unprotected without auxiliary release Auxiliary/alarm switch mounting kit 2 AUX (1 NO+1 NC)+1 AS (1 NO) | - | 0 | 0
3VL2706-1EJ43-8KD1 |  | 3VL2706-1EJ43-8KD1 | 1 | UN | 1 | 5 | B | D | EAR99 | N | 85362090 | 1 | 4011209752443 | 3.225 | KG | 794.75 | 794.75 | LP20 | LP20 | circuit breaker VL160N standard breaking capacity Icu=55kA, 415V AC 4-pole, line protection Electronic Trip Unit TM, LI In=63A, rated current Ir=50...63A, overload protection, II=300...600A, short-circuit protection N unprotected Shunt release 110...127 V DC Auxiliary/alarm switch mounting kit 2 AUX (1 NO+1 NC)+1 AS (1 NO) | - | 0 | 0
3VL2706-1EJ43-8TA0 |  | 3VL2706-1EJ43-8TA0 | 1 | UN | 1 | 5 | B | D | EAR99 | N | 85362090 | 1 | 4011209752450 | 3.31 | KG | 698.5 | 698.5 | LP20 | LP20 | circuit breaker VL160N standard breaking capacity Icu=55kA, 415V AC 4-pole, line protection Electronic Trip Unit TM, LI In=63A, rated current Ir=50...63A, overload protection, II=300...600A, short-circuit protection N unprotected Shunt release 208...277 V AC without auxiliary/alarm switch | - | 0 | 0
3VL2706-1EJ46-0AA0 |  | 3VL2706-1EJ46-0AA0 | 1 | UN | 1 | 5 | B | D | EAR99 | N | 85362090 | 1 | 4011209624870 | 3.115 | KG | 528 | 504.6 | LP20 | LP20 | circuit breaker VL160N standard breaking capacity Icu=55kA, 415V AC 4-pole, line protection Electronic Trip Unit TM, LI In=63A, rated current Ir=50...63A, overload protection, II=300...600A, short-circuit protection N unprotected with screw terminals without auxiliary release without auxiliary/alarm switch | - | 0 | 0
3VL2706-1EJ46-0AA0-Z | U01 | 3VL2706-1EJ46-0AA0-ZU01 | 1 | UN | 1 | 5 | B | D | EAR99 | N | 85362090 | 1 |  | 3 | KG | 576.4 | 576.4 | LP20 | LP20 | circuit breaker VL160N standard breaking capacity Icu=55kA, 415V AC 4-pole, line protection Electronic Trip Unit TM, LI In=63A, rated current Ir=50...63A, overload protection, II=300...600A, short-circuit protection N unprotected with screw terminals without auxiliary release without auxiliary/alarm switch with Safety Label for USA | - | 0 | 0
3VL2706-1EM43-0AA0 |  | 3VL2706-1EM43-0AA0 | 1 | UN | 1 | 5 | B | D | EAR99 | N | 85362090 | 1 | 4011209668027 | 3.11 | KG | 566.5 | 491.2 | LP20 | LP20 | circuit breaker VL160N standard breaking capacity Icu=55kA, 415V AC 4-pole, line protection Electronic Trip Unit TM, LI In=63A, rated current Ir=50...63A, overload protection, II=300...600A, short-circuit protection N protected without auxiliary release without auxiliary/alarm switch | - | 0 | 0
3VL2706-1EM43-0AA0-Z | U01 | 3VL2706-1EM43-0AA0-ZU01 | 1 | UN | 1 | 5 | B | D | EAR99 | N | 85362090 | 1 |  | 3 | KG | 614.9 | 614.9 | LP20 | LP20 | circuit breaker VL160N standard breaking capacity Icu=55kA, 415V AC 4-pole, line protection Electronic Trip Unit TM, LI In=63A, rated current Ir=50...63A, overload protection, II=300...600A, short-circuit protection N protected without auxiliary release without auxiliary/alarm switch with Safety Label for USA | - | 0 | 0
3VL2706-1EM46-0AA0 |  | 3VL2706-1EM46-0AA0 | 1 | UN | 1 | 5 | B | D | EAR99 | N | 85362090 | 1 | 4011209735231 | 3.051 | KG | 541.2 | 491.2 | LP20 | LP20 | circuit breaker VL160N standard breaking capacity Icu=55kA, 415V AC 4-pole, line protection Electronic Trip Unit TM, LI In=63A, rated current Ir=50...63A, overload protection, II=300...600A, short-circuit protection N protected with screw terminals without auxiliary release without auxiliary/alarm switch | - | 0 | 0
3VL2706-1EM46-0AA0-Z | U01 | 3VL2706-1EM46-0AA0-ZU01 | 1 | UN | 1 | 5 | B | D | EAR99 | N | 85362090 | 1 |  | 3 | KG | 589.6 | 589.6 | LP20 | LP20 | circuit breaker VL160N standard breaking capacity Icu=55kA, 415V AC 4-pole, line protection Electronic Trip Unit TM, LI In=63A, rated current Ir=50...63A, overload protection, II=300...600A, short-circuit protection N protected with screw terminals without auxiliary release without auxiliary/alarm switch with Safety Label for USA | - | 0 | 0
3VL2706-1LA43-0AA0 |  | 3VL2706-1LA43-0AA0 | 1 | UN | 1 | 5 | B | D | EAR99 | N | 85362010 | 1 | 4011209872905 | 2.447 | KG | 1287 | 1287 | LP20 | LP20 | circuit breaker VL160N standard breaking capacity Icu=55kA, 415V AC 4-pole, line protection Electronic Trip Unit ETU10, LI In=63A, rated current Ir=25...63A, overload protection, II=1.25 to 11xIN, short-circuit protection N protected without auxiliary release shipbuilding certificate for LRS, DNV and gL without auxiliary/alarm switch | - | 0 | 0
3VL2706-1LA43-0AA0-Z | U01 | 3VL2706-1LA43-0AA0-ZU01 | 1 | UN | 1 | 5 | B | D | EAR99 | N | 85362010 | 1 |  | 3.1 | KG | 1335.4 | 1335.4 | LP20 | LP20 | circuit breaker VL160N standard breaking capacity Icu=55kA, 415V AC 4-pole, line protection Electronic Trip Unit ETU10, LI In=63A, rated current Ir=25...63A, overload protection, II=1.25 to 11xIN, short-circuit protection N protected without auxiliary release shipbuilding certificate for LRS, DNV and gL without auxiliary/alarm switch with Safety Label for USA | - | 0 | 0
3VL2706-1LA46-0AA0 |  | 3VL2706-1LA46-0AA0 | 1 | UN | 1 | 5 | B | D | EAR99 | N | 85362010 | 1 | 4011209872936 | 2.447 | KG | 1254 | 1254 | LP20 | LP20 | circuit breaker VL160N standard breaking capacity Icu=55kA, 415V AC 4-pole, line protection Electronic Trip Unit ETU10, LI In=63A, rated current Ir=25...63A, overload protection, II=1.25 to 11xIN, short-circuit protection N protected with screw terminals without auxiliary release shipbuilding certificate for LRS, DNV and gL without auxiliary/alarm switch | - | 0 | 0
3VL2706-1LA46-0AA0-Z | U01 | 3VL2706-1LA46-0AA0-ZU01 | 1 | UN | 1 | 5 | B | D | EAR99 | N | 85362010 | 1 |  | 3.1 | KG | 1302.4 | 1302.4 | LP20 | LP20 | circuit breaker VL160N standard breaking capacity Icu=55kA, 415V AC 4-pole, line protection Electronic Trip Unit ETU10, LI In=63A, rated current Ir=25...63A, overload protection, II=1.25 to 11xIN, short-circuit protection N protected with screw terminals without auxiliary release shipbuilding certificate for LRS, DNV and gL without auxiliary/alarm switch with Safety Label for USA | - | 0 | 0
3VL2706-1LB33-0AA0 |  | 3VL2706-1LB33-0AA0 | 1 | UN | 1 | 5 | B | D | EAR99 | N | 85362010 | 1 | 4011209872011 | 2.447 | KG | 942.7 | 942.7 | LP20 | LP20 | circuit breaker VL160N standard breaking capacity Icu=55kA, 415V AC 3-pole, line protection Electronic Trip Unit ETU10, LI In=63A, rated current Ir=25...63A, overload protection, II=1.25 to 11xIN, short-circuit protection without auxiliary release shipbuilding certificate for LRS, DNV and gL without auxiliary/alarm switch | - | 0 | 0
3VL2706-1LB33-0AA0-Z | U01 | 3VL2706-1LB33-0AA0-ZU01 | 1 | UN | 1 | 5 | B | D | EAR99 | N | 85362010 | 1 |  | 2.4 | KG | 991.1 | 991.1 | LP20 | LP20 | circuit breaker VL160N standard breaking capacity Icu=55kA, 415V AC 3-pole, line protection Electronic Trip Unit ETU10, LI In=63A, rated current Ir=25...63A, overload protection, II=1.25 to 11xIN, short-circuit protection without auxiliary release shipbuilding certificate for LRS, DNV and gL without auxiliary/alarm switch with Safety Label for USA | - | 0 | 0
3VL2706-1LB36-0AA0 |  | 3VL2706-1LB36-0AA0 | 1 | UN | 1 | 5 | B | D | EAR99 | N | 85362010 | 1 | 4011209872042 | 2.447 | KG | 921.8 | 921.8 | LP20 | LP20 | circuit breaker VL160N standard breaking capacity Icu=55kA, 415V AC 3-pole, line protection Electronic Trip Unit ETU10, LI In=63A, rated current Ir=25...63A, overload protection, II=1.25 to 11xIN, short-circuit protection with screw terminals without auxiliary release shipbuilding certificate for LRS, DNV and gL without auxiliary/alarm switch | - | 0 | 0
3VL2706-1LB36-0AA0-Z | U01 | 3VL2706-1LB36-0AA0-ZU01 | 1 | UN | 1 | 5 | B | D | EAR99 | N | 85362010 | 1 |  | 2.4 | KG | 970.2 | 970.2 | LP20 | LP20 | circuit breaker VL160N standard breaking capacity Icu=55kA, 415V AC 3-pole, line protection Electronic Trip Unit ETU10, LI In=63A, rated current Ir=25...63A, overload protection, II=1.25 to 11xIN, short-circuit protection with screw terminals without auxiliary release shipbuilding certificate for LRS, DNV and gL without auxiliary/alarm switch with Safety Label for USA | - | 0 | 0
3VL2706-1LE33-0AA0 |  | 3VL2706-1LE33-0AA0 | 1 | UN | 1 | 5 | B | D | EAR99 | N | 85362010 | 1 | 4011209872189 | 2.447 | KG | 996.6 | 996.6 | LP20 | LP20 | circuit breaker VL160N standard breaking capacity Icu=55kA, 415V AC 3-pole, line protection Electronic Trip Unit ETU20, LSI In=63A, rated current Ir=25...63A, overload protection, ISD=1.5 to 10xIR, II=11xIN short-circuit protection without auxiliary release shipbuilding certificate for LRS, DNV and gL without auxiliary/alarm switch | - | 0 | 0
3VL2706-1LE33-0AA0-Z | U01 | 3VL2706-1LE33-0AA0-ZU01 | 1 | UN | 1 | 5 | B | D | EAR99 | N | 85362010 | 1 |  | 2.4 | KG | 1045 | 1045 | LP20 | LP20 | circuit breaker VL160N standard breaking capacity Icu=55kA, 415V AC 3-pole, line protection Electronic Trip Unit ETU20, LSI In=63A, rated current Ir=25...63A, overload protection, ISD=1.5 to 10xIR, II=11xIN short-circuit protection without auxiliary release shipbuilding certificate for LRS, DNV and gL without auxiliary/alarm switch with Safety Label for USA | - | 0 | 0
3VL2706-1LE36-0AA0 |  | 3VL2706-1LE36-0AA0 | 1 | UN | 1 | 5 | B | D | EAR99 | N | 85362010 | 1 | 4011209872219 | 2.447 | KG | 976.8 | 976.8 | LP20 | LP20 | circuit breaker VL160N standard breaking capacity Icu=55kA, 415V AC 3-pole, line protection Electronic Trip Unit ETU20, LSI In=63A, rated current Ir=25...63A, overload protection, ISD=1.5 to 10xIR, II=11xIN short-circuit protection with screw terminals without auxiliary release shipbuilding certificate for LRS, DNV and gL without auxiliary/alarm switch | - | 0 | 0
3VL2706-1LE36-0AA0-Z | U01 | 3VL2706-1LE36-0AA0-ZU01 | 1 | UN | 1 | 5 | B | D | EAR99 | N | 85362010 | 1 |  | 2.4 | KG | 1025.2 | 1025.2 | LP20 | LP20 | circuit breaker VL160N standard breaking capacity Icu=55kA, 415V AC 3-pole, line protection Electronic Trip Unit ETU20, LSI In=63A, rated current Ir=25...63A, overload protection, ISD=1.5 to 10xIR, II=11xIN short-circuit protection with screw terminals without auxiliary release shipbuilding certificate for LRS, DNV and gL without auxiliary/alarm switch with Safety Label for USA | - | 0 | 0
3VL2706-1LF43-0AA0 |  | 3VL2706-1LF43-0AA0 | 1 | UN | 1 | 5 | B | D | EAR99 | N | 85362010 | 1 | 4011209873070 | 2.447 | KG | 1364 | 1364 | LP20 | LP20 | circuit breaker VL160N standard breaking capacity Icu=55kA, 415V AC 4-pole, line protection Electronic Trip Unit ETU20, LSI In=63A, rated current Ir=25...63A, overload protection, ISD=1.5 to 10xIR, II=11xIN short-circuit protection N protected without auxiliary release shipbuilding certificate for LRS, DNV and gL without auxiliary/alarm switch | - | 0 | 0
3VL2706-1LF43-0AA0-Z | U01 | 3VL2706-1LF43-0AA0-ZU01 | 1 | UN | 1 | 5 | B | D | EAR99 | N | 85362010 | 1 |  | 3.1 | KG | 1412.4 | 1412.4 | LP20 | LP20 | circuit breaker VL160N standard breaking capacity Icu=55kA, 415V AC 4-pole, line protection Electronic Trip Unit ETU20, LSI In=63A, rated current Ir=25...63A, overload protection, ISD=1.5 to 10xIR, II=11xIN short-circuit protection N protected without auxiliary release shipbuilding certificate for LRS, DNV and gL without auxiliary/alarm switch with Safety Label for USA | - | 0 | 0
3VL2706-1LF46-0AA0 |  | 3VL2706-1LF46-0AA0 | 1 | UN | 1 | 5 | B | D | EAR99 | N | 85362010 | 1 | 4011209873100 | 2.447 | KG | 1342 | 1342 | LP20 | LP20 | circuit breaker VL160N standard breaking capacity Icu=55kA, 415V AC 4-pole, line protection Electronic Trip Unit ETU20, LSI In=63A, rated current Ir=25...63A, overload protection, ISD=1.5 to 10xIR, II=11xIN short-circuit protection N protected with screw terminals without auxiliary release shipbuilding certificate for LRS, DNV and gL without auxiliary/alarm switch | - | 0 | 0
3VL2706-1LF46-0AA0-Z | U01 | 3VL2706-1LF46-0AA0-ZU01 | 1 | UN | 1 | 5 | B | D | EAR99 | N | 85362010 | 1 |  | 3.1 | KG | 1390.4 | 1390.4 | LP20 | LP20 | circuit breaker VL160N standard breaking capacity Icu=55kA, 415V AC 4-pole, line protection Electronic Trip Unit ETU20, LSI In=63A, rated current Ir=25...63A, overload protection, ISD=1.5 to 10xIR, II=11xIN short-circuit protection N protected with screw terminals without auxiliary release shipbuilding certificate for LRS, DNV and gL without auxiliary/alarm switch with Safety Label for USA | - | 0 | 0
3VL2706-1LS33-0AA0 |  | 3VL2706-1LS33-0AA0 | 1 | UN | 1 | 5 | B | D | EAR99 | N | 85362010 | 1 | 4011209872363 | 2.447 | KG | 905.3 | 905.3 | LP20 | LP20 | circuit breaker VL160N standard breaking capacity Icu=55kA, 415V AC 3-pole, motor protection Electronic Trip Unit ETU30M, LI Ir=25...63A, overload prot., TC=10A...30, II=6/8/11 xIN, short-circuit protection without auxiliary release shipbuilding certificate for LRS, DNV and gL without auxiliary/alarm switch | - | 0 | 0
3VL2706-1LS33-0AA0-Z | U01 | 3VL2706-1LS33-0AA0-ZU01 | 1 | UN | 1 | 5 | B | D | EAR99 | N | 85362010 | 1 |  | 2.4 | KG | 953.7 | 953.7 | LP20 | LP20 | circuit breaker VL160N standard breaking capacity Icu=55kA, 415V AC 3-pole, motor protection Electronic Trip Unit ETU30M, LI Ir=25...63A, overload prot., TC=10A...30, II=6/8/11 xIN, short-circuit protection without auxiliary release shipbuilding certificate for LRS, DNV and gL without auxiliary/alarm switch with Safety Label for USA | - | 0 | 0
3VL2706-1LS36-0AA0 |  | 3VL2706-1LS36-0AA0 | 1 | UN | 1 | 5 | B | D | EAR99 | N | 85362010 | 1 | 4011209872394 | 2.447 | KG | 886.6 | 886.6 | LP20 | LP20 | circuit breaker VL160N standard breaking capacity Icu=55kA, 415V AC 3-pole, motor protection Electronic Trip Unit ETU30M, LI Ir=25...63A, overload prot., TC=10A...30, II=6/8/11 xIN, short-circuit protection with screw terminals without auxiliary release shipbuilding certificate for LRS, DNV and gL without auxiliary/alarm switch | - | 0 | 0
3VL2706-1LS36-0AA0-Z | U01 | 3VL2706-1LS36-0AA0-ZU01 | 1 | UN | 1 | 5 | B | D | EAR99 | N | 85362010 | 1 |  | 2.4 | KG | 935 | 935 | LP20 | LP20 | circuit breaker VL160N standard breaking capacity Icu=55kA, 415V AC 3-pole, motor protection Electronic Trip Unit ETU30M, LI Ir=25...63A, overload prot., TC=10A...30, II=6/8/11 xIN, short-circuit protection with screw terminals without auxiliary release shipbuilding certificate for LRS, DNV and gL without auxiliary/alarm switch with Safety Label for USA | - | 0 | 0
3VL2706-1MB33-0AA0 |  | 3VL2706-1MB33-0AA0 | 1 | UN | 1 | 5 | B | D | EAR99 | N | 85362090 | 1 | 4011209803190 | 2.447 | KG | 920.7 | 920.7 | LP20 | LP20 | circuit breaker VL160N standard breaking capacity Icu=55kA, 415V AC 3-pole, line protection Electronic Trip Unit ETU10, LI In=63A, rated current Ir=25...63A, overload protection, II=1.25 to 11xIN, short-circuit protection without auxiliary release ETU communication-capable without auxiliary/alarm switch | - | 0 | 0
3VL2706-1MB33-0AA0-Z | U01 | 3VL2706-1MB33-0AA0-ZU01 | 1 | UN | 1 | 5 | B | D | EAR99 | N | 85362090 | 1 |  | 2.4 | KG | 969.1 | 969.1 | LP20 | LP20 | circuit breaker VL160N standard breaking capacity Icu=55kA, 415V AC 3-pole, line protection Electronic Trip Unit ETU10, LI In=63A, rated current Ir=25...63A, overload protection, II=1.25 to 11xIN, short-circuit protection without auxiliary release ETU communication-capable without auxiliary/alarm switch with Safety Label for USA | - | 0 | 0
3VL2706-1MB36-0AA0 |  | 3VL2706-1MB36-0AA0 | 1 | UN | 1 | 5 | B | D | EAR99 | N | 85362090 | 1 | 4011209804036 | 2.447 | KG | 903.1 | 903.1 | LP20 | LP20 | circuit breaker VL160N standard breaking capacity Icu=55kA, 415V AC 3-pole, line protection Electronic Trip Unit ETU10, LI In=63A, rated current Ir=25...63A, overload protection, II=1.25 to 11xIN, short-circuit protection with screw terminals without auxiliary release ETU communication-capable without auxiliary/alarm switch | - | 0 | 0
3VL2706-1MB36-0AA0-Z | U01 | 3VL2706-1MB36-0AA0-ZU01 | 1 | UN | 1 | 5 | B | D | EAR99 | N | 85362090 | 1 |  | 2.4 | KG | 951.5 | 951.5 | LP20 | LP20 | circuit breaker VL160N standard breaking capacity Icu=55kA, 415V AC 3-pole, line protection Electronic Trip Unit ETU10, LI In=63A, rated current Ir=25...63A, overload protection, II=1.25 to 11xIN, short-circuit protection with screw terminals without auxiliary release ETU communication-capable without auxiliary/alarm switch with Safety Label for USA | - | 0 | 0
3VL2706-1ME33-0AA0 |  | 3VL2706-1ME33-0AA0 | 1 | UN | 1 | 5 | B | D | EAR99 | N | 85362090 | 1 | 4011209803220 | 2.447 | KG | 971.3 | 971.3 | LP20 | LP20 | circuit breaker VL160N standard breaking capacity Icu=55kA, 415V AC 3-pole, line protection Electronic Trip Unit ETU20, LSI In=63A, rated current Ir=25...63A, overload protection, ISD=1.5 to 10xIR, II=11xIN short-circuit protection without auxiliary release ETU communication-capable without auxiliary/alarm switch | - | 0 | 0
3VL2706-1ME33-0AA0-Z | U01 | 3VL2706-1ME33-0AA0-ZU01 | 1 | UN | 1 | 5 | B | D | EAR99 | N | 85362090 | 1 |  | 2.4 | KG | 1019.7 | 1019.7 | LP20 | LP20 | circuit breaker VL160N standard breaking capacity Icu=55kA, 415V AC 3-pole, line protection Electronic Trip Unit ETU20, LSI In=63A, rated current Ir=25...63A, overload protection, ISD=1.5 to 10xIR, II=11xIN short-circuit protection without auxiliary release ETU communication-capable without auxiliary/alarm switch with Safety Label for USA | - | 0 | 0
3VL2706-1ME36-0AA0 |  | 3VL2706-1ME36-0AA0 | 1 | UN | 1 | 5 | B | D | EAR99 | N | 85362090 | 1 | 4011209804067 | 2.447 | KG | 952.6 | 952.6 | LP20 | LP20 | circuit breaker VL160N standard breaking capacity Icu=55kA, 415V AC 3-pole, line protection Electronic Trip Unit ETU20, LSI In=63A, rated current Ir=25...63A, overload protection, ISD=1.5 to 10xIR, II=11xIN short-circuit protection with screw terminals without auxiliary release ETU communication-capable without auxiliary/alarm switch | - | 0 | 0
3VL2706-1ME36-0AA0-Z | U01 | 3VL2706-1ME36-0AA0-ZU01 | 1 | UN | 1 | 5 | B | D | EAR99 | N | 85362090 | 1 |  | 2.4 | KG | 1001 | 1001 | LP20 | LP20 | circuit breaker VL160N standard breaking capacity Icu=55kA, 415V AC 3-pole, line protection Electronic Trip Unit ETU20, LSI In=63A, rated current Ir=25...63A, overload protection, ISD=1.5 to 10xIR, II=11xIN short-circuit protection with screw terminals without auxiliary release ETU communication-capable without auxiliary/alarm switch with Safety Label for USA | - | 0 | 0
3VL2706-1MF33-0AA0 |  | 3VL2706-1MF33-0AA0 | 1 | UN | 1 | 5 | B | D | EAR99 | N | 85362090 | 1 | 4011209803251 | 2.447 | KG | 1210 | 1210 | LP20 | LP20 | circuit breaker VL160N standard breaking capacity Icu=55kA, 415V AC 3-pole, line protection Electronic Trip Unit ETU12, LIGN 3 phases/4 lines In=63A, rated current Ir=25...63A, overload protection, II=1.25 to 11xIN, short-circuit protection without auxiliary release ETU communication-capable without auxiliary/alarm switch | - | 0 | 0
3VL2706-1MF33-0AA0-Z | U01 | 3VL2706-1MF33-0AA0-ZU01 | 1 | UN | 1 | 5 | B | D | EAR99 | N | 85362090 | 1 |  | 2.4 | KG | 1258.4 | 1258.4 | LP20 | LP20 | circuit breaker VL160N standard breaking capacity Icu=55kA, 415V AC 3-pole, line protection Electronic Trip Unit ETU12, LIGN 3 phases/4 lines In=63A, rated current Ir=25...63A, overload protection, II=1.25 to 11xIN, short-circuit protection without auxiliary release ETU communication-capable without auxiliary/alarm switch with Safety Label for USA | - | 0 | 0
3VL2706-1MF36-0AA0 |  | 3VL2706-1MF36-0AA0 | 1 | UN | 1 | 5 | B | D | EAR99 | N | 85362090 | 1 | 4011209804098 | 2.447 | KG | 1188 | 1188 | LP20 | LP20 | circuit breaker VL160N standard breaking capacity Icu=55kA, 415V AC 3-pole, line protection Electronic Trip Unit ETU12, LIGN 3 phases/4 lines In=63A, rated current Ir=25...63A, overload protection, II=1.25 to 11xIN, short-circuit protection with screw terminals without auxiliary release ETU communication-capable without auxiliary/alarm switch | - | 0 | 0
3VL2706-1MF36-0AA0-Z | U01 | 3VL2706-1MF36-0AA0-ZU01 | 1 | UN | 1 | 5 | B | D | EAR99 | N | 85362090 | 1 |  | 2.4 | KG | 1236.4 | 1236.4 | LP20 | LP20 | circuit breaker VL160N standard breaking capacity Icu=55kA, 415V AC 3-pole, line protection Electronic Trip Unit ETU12, LIGN 3 phases/4 lines In=63A, rated current Ir=25...63A, overload protection, II=1.25 to 11xIN, short-circuit protection with screw terminals without auxiliary release ETU communication-capable without auxiliary/alarm switch with Safety Label for USA | - | 0 | 0
3VL2706-1MG33-0AA0 |  | 3VL2706-1MG33-0AA0 | 1 | UN | 1 | 5 | B | D | EAR99 | N | 85362090 | 1 | 4011209803282 | 2.447 | KG | 1144 | 1144 | LP20 | LP20 | circuit breaker VL160N standard breaking capacity Icu=55kA, 415V AC 3-pole, line protection Electronic Trip Unit ETU22, LSIG 3 phases/3 lines In=63A, rated current, Ir=26...63A, overload protection, ISD=1.5 to 10xIR, II=11xIN short-circuit protection without auxiliary release ETU communication-capable without auxiliary/alarm switch | - | 0 | 0
3VL2706-1MG33-0AA0-Z | U01 | 3VL2706-1MG33-0AA0-ZU01 | 1 | UN | 1 | 5 | B | D | EAR99 | N | 85362090 | 1 |  | 2.4 | KG | 1192.4 | 1192.4 | LP20 | LP20 | circuit breaker VL160N standard breaking capacity Icu=55kA, 415V AC 3-pole, line protection Electronic Trip Unit ETU22, LSIG 3 phases/3 lines In=63A, rated current, Ir=26...63A, overload protection, ISD=1.5 to 10xIR, II=11xIN short-circuit protection without auxiliary release ETU communication-capable without auxiliary/alarm switch with Safety Label for USA | - | 0 | 0
3VL2706-1MG36-0AA0 |  | 3VL2706-1MG36-0AA0 | 1 | UN | 1 | 5 | B | D | EAR99 | N | 85362090 | 1 | 4011209804128 | 2.447 | KG | 1122 | 1122 | LP20 | LP20 | circuit breaker VL160N standard breaking capacity Icu=55kA, 415V AC 3-pole, line protection Electronic Trip Unit ETU22, LSIG 3 phases/3 lines In=63A, rated current, Ir=26...63A, overload protection, ISD=1.5 to 10xIR, II=11xIN short-circuit protection with screw terminals without auxiliary release ETU communication-capable without auxiliary/alarm switch | - | 0 | 0
3VL2706-1MG36-0AA0-Z | U01 | 3VL2706-1MG36-0AA0-ZU01 | 1 | UN | 1 | 5 | B | D | EAR99 | N | 85362090 | 1 |  | 2.4 | KG | 1170.4 | 1170.4 | LP20 | LP20 | circuit breaker VL160N standard breaking capacity Icu=55kA, 415V AC 3-pole, line protection Electronic Trip Unit ETU22, LSIG 3 phases/3 lines In=63A, rated current, Ir=26...63A, overload protection, ISD=1.5 to 10xIR, II=11xIN short-circuit protection with screw terminals without auxiliary release ETU communication-capable without auxiliary/alarm switch with Safety Label for USA | - | 0 | 0
3VL2706-1MH33-0AA0 |  | 3VL2706-1MH33-0AA0 | 1 | UN | 1 | 5 | B | D | EAR99 | N | 85362090 | 1 | 4011209803312 | 2.447 | KG | 1144 | 1144 | LP20 | LP20 | circuit breaker VL160N standard breaking capacity Icu=55kA, 415V AC 3-pole, line protection Electronic Trip Unit ETU22, LSIG 3 phases/4 lines with connecting cable In=63A, rated current Ir=25...63A, overload protection, ISD=1.5 to 10xIR, II=11xIN short-circuit protection without auxiliary release ETU communication-capable without auxiliary/alarm switch | - | 0 | 0
3VL2706-1MH33-0AA0-Z | U01 | 3VL2706-1MH33-0AA0-ZU01 | 1 | UN | 1 | 5 | B | D | EAR99 | N | 85362090 | 1 |  | 2.4 | KG | 1192.4 | 1192.4 | LP20 | LP20 | circuit breaker VL160N standard breaking capacity Icu=55kA, 415V AC 3-pole, line protection Electronic Trip Unit ETU22, LSIG 3 phases/4 lines with connecting cable In=63A, rated current Ir=25...63A, overload protection, ISD=1.5 to 10xIR, II=11xIN short-circuit protection without auxiliary release ETU communication-capable without auxiliary/alarm switch with Safety Label for USA | - | 0 | 0
3VL2706-1MH36-0AA0 |  | 3VL2706-1MH36-0AA0 | 1 | UN | 1 | 5 | B | D | EAR99 | N | 85362090 | 1 | 4011209804159 | 2.447 | KG | 1122 | 1122 | LP20 | LP20 | circuit breaker VL160N standard breaking capacity Icu=55kA, 415V AC 3-pole, line protection Electronic Trip Unit ETU22, LSIG 3 phases/4 lines with connecting cable In=63A, rated current IR=25...63A, overload protection, ISD=1.5 to 10xIR, II=11xIN with screw terminals without auxiliary release ETU communication-capable without auxiliary/alarm switch | - | 0 | 0
3VL2706-1MH36-0AA0-Z | U01 | 3VL2706-1MH36-0AA0-ZU01 | 1 | UN | 1 | 5 | B | D | EAR99 | N | 85362090 | 1 |  | 2.4 | KG | 1170.4 | 1170.4 | LP20 | LP20 | circuit breaker VL160N standard breaking capacity Icu=55kA, 415V AC 3-pole, line protection Electronic Trip Unit ETU22, LSIG 3 phases/4 lines with connecting cable In=63A, rated current IR=25...63A, overload protection, ISD=1.5 to 10xIR, II=11xIN with screw terminals without auxiliary release ETU communication-capable without auxiliary/alarm switch with Safety Label for USA | - | 0 | 0
3VL2706-1ML33-0AA0 |  | 3VL2706-1ML33-0AA0 | 1 | UN | 1 | 5 | B | D | EAR99 | N | 85362090 | 1 | 4011209803343 | 2.447 | KG | 1111 | 1111 | LP20 | LP20 | circuit breaker VL160N standard breaking capacity Icu=55kA, 415V AC 3-pole, line protection Electronic Trip Unit ETU12, LIG 3 phases/3 lines In=63A, rated current IR=25...63A, overload protection, II=1.25 to 11xIN, short-circuit protection without auxiliary release ETU communication-capable without auxiliary/alarm switch | - | 0 | 0
3VL2706-1ML33-0AA0-Z | U01 | 3VL2706-1ML33-0AA0-ZU01 | 1 | UN | 1 | 5 | B | D | EAR99 | N | 85362090 | 1 |  | 2.4 | KG | 1159.4 | 1159.4 | LP20 | LP20 | circuit breaker VL160N standard breaking capacity Icu=55kA, 415V AC 3-pole, line protection Electronic Trip Unit ETU12, LIG 3 phases/3 lines In=63A, rated current IR=25...63A, overload protection, II=1.25 to 11xIN, short-circuit protection without auxiliary release ETU communication-capable without auxiliary/alarm switch with Safety Label for USA | - | 0 | 0
3VL2706-1ML36-0AA0 |  | 3VL2706-1ML36-0AA0 | 1 | UN | 1 | 5 | B | D | EAR99 | N | 85362090 | 1 | 4011209804180 | 2.447 | KG | 1095.6 | 1095.6 | LP20 | LP20 | circuit breaker VL160N standard breaking capacity Icu=55kA, 415V AC 3-pole, line protection Electronic Trip Unit ETU12, LIG 3 phases/3 lines In=63A, rated current IR=25...63A, overload protection, II=1.25 to 11xIN, short-circuit protection with screw terminals without auxiliary release ETU communication-capable without auxiliary/alarm switch | - | 0 | 0
3VL2706-1ML36-0AA0-Z | U01 | 3VL2706-1ML36-0AA0-ZU01 | 1 | UN | 1 | 5 | B | D | EAR99 | N | 85362090 | 1 |  | 2.4 | KG | 1144 | 1144 | LP20 | LP20 | circuit breaker VL160N standard breaking capacity Icu=55kA, 415V AC 3-pole, line protection Electronic Trip Unit ETU12, LIG 3 phases/3 lines In=63A, rated current IR=25...63A, overload protection, II=1.25 to 11xIN, short-circuit protection with screw terminals without auxiliary release ETU communication-capable without auxiliary/alarm switch with Safety Label for USA | - | 0 | 0
3VL2706-1MP33-0AA0 |  | 3VL2706-1MP33-0AA0 | 1 | UN | 1 | 5 | B | D | EAR99 | N | 85362090 | 1 | 4011209803374 | 2.447 | KG | 833.8 | 833.8 | LP20 | LP20 | circuit breaker VL160N standard breaking capacity Icu=55kA, 415V AC 3-pole, motor/generator prot. Electronic Trip Unit ETU10M, LI In=63A, rated current IR=25...63A, overload protection, II=1.25 to 11xIN, short-circuit protection without auxiliary release ETU communication-capable without auxiliary/alarm switch | - | 0 | 0
3VL2706-1MP33-0AA0-Z | U01 | 3VL2706-1MP33-0AA0-ZU01 | 1 | UN | 1 | 5 | B | D | EAR99 | N | 85362090 | 1 |  | 2.4 | KG | 882.2 | 882.2 | LP20 | LP20 | circuit breaker VL160N standard breaking capacity Icu=55kA, 415V AC 3-pole, motor/generator prot. Electronic Trip Unit ETU10M, LI In=63A, rated current IR=25...63A, overload protection, II=1.25 to 11xIN, short-circuit protection without auxiliary release ETU communication-capable without auxiliary/alarm switch with Safety Label for USA | - | 0 | 0
3VL2706-1MP36-0AA0 |  | 3VL2706-1MP36-0AA0 | 1 | UN | 1 | 5 | B | D | EAR99 | N | 85362090 | 1 | 4011209804210 | 2.447 | KG | 812.9 | 812.9 | LP20 | LP20 | circuit breaker VL160N standard breaking capacity Icu=55kA, 415V AC 3-pole, motor/generator prot. Electronic Trip Unit ETU10M, LI In=63A, rated current IR=25...63A, overload protection, II=1.25 to 11xIN, short-circuit protection with screw terminals without auxiliary release ETU communication-capable without auxiliary/alarm switch | - | 0 | 0
3VL2706-1MP36-0AA0-Z | U01 | 3VL2706-1MP36-0AA0-ZU01 | 1 | UN | 1 | 5 | B | D | EAR99 | N | 85362090 | 1 |  | 2.4 | KG | 861.3 | 861.3 | LP20 | LP20 | circuit breaker VL160N standard breaking capacity Icu=55kA, 415V AC 3-pole, motor/generator prot. Electronic Trip Unit ETU10M, LI In=63A, rated current IR=25...63A, overload protection, II=1.25 to 11xIN, short-circuit protection with screw terminals without auxiliary release ETU communication-capable without auxiliary/alarm switch with Safety Label for USA | - | 0 | 0
3VL2706-1MS33-0AA0 |  | 3VL2706-1MS33-0AA0 | 1 | UN | 1 | 5 | B | D | EAR99 | N | 85362090 | 1 | 4011209803404 | 2.447 | KG | 891 | 891 | LP20 | LP20 | circuit breaker VL160N standard breaking capacity Icu=55kA, 415V AC 3-pole, motor protection Electronic Trip Unit ETU30M, LI Ir=25...63A, overload prot., TC=10A...30, II=6/8/11 xIN, short-circuit protection without auxiliary release ETU communication-capable without auxiliary/alarm switch | - | 0 | 0
3VL2706-1MS33-0AA0-Z | U01 | 3VL2706-1MS33-0AA0-ZU01 | 1 | UN | 1 | 5 | B | D | EAR99 | N | 85362090 | 1 |  | 2.4 | KG | 939.4 | 939.4 | LP20 | LP20 | circuit breaker VL160N standard breaking capacity Icu=55kA, 415V AC 3-pole, motor protection Electronic Trip Unit ETU30M, LI Ir=25...63A, overload prot., TC=10A...30, II=6/8/11 xIN, short-circuit protection without auxiliary release ETU communication-capable without auxiliary/alarm switch with Safety Label for USA | - | 0 | 0
3VL2706-1MS36-0AA0 |  | 3VL2706-1MS36-0AA0 | 1 | UN | 1 | 5 | B | D | EAR99 | N | 85362090 | 1 | 4011209804241 | 2.447 | KG | 872.3 | 872.3 | LP20 | LP20 | circuit breaker VL160N standard breaking capacity Icu=55kA, 415V AC 3-pole, motor protection Electronic Trip Unit ETU30M, LI Ir=25...63A, overload prot., TC=10A...30, II=6/8/11 xIN, short-circuit protection with screw terminals without auxiliary release ETU communication-capable without auxiliary/alarm switch | - | 0 | 0
3VL2706-1MS36-0AA0-Z | U01 | 3VL2706-1MS36-0AA0-ZU01 | 1 | UN | 1 | 5 | B | D | EAR99 | N | 85362090 | 1 |  | 2.4 | KG | 920.7 | 920.7 | LP20 | LP20 | circuit breaker VL160N standard breaking capacity Icu=55kA, 415V AC 3-pole, motor protection Electronic Trip Unit ETU30M, LI Ir=25...63A, overload prot., TC=10A...30, II=6/8/11 xIN, short-circuit protection with screw terminals without auxiliary release ETU communication-capable without auxiliary/alarm switch with Safety Label for USA | - | 0 | 0
3VL2706-1NA43-0AA0 |  | 3VL2706-1NA43-0AA0 | 1 | UN | 1 | 5 | B | D | EAR99 | N | 85362090 | 1 | 4011209803619 | 2.447 | KG | 1221 | 1221 | LP20 | LP20 | circuit breaker VL160N standard breaking capacity Icu=55kA, 415V AC 4-pole, line protection Electronic Trip Unit ETU10, LIN In=63A, rated current IR=25...63A, overload protection, II=1.25 to 11xIN, short-circuit protection N protected without auxiliary release ETU communication-capable without auxiliary/alarm switch | - | 0 | 0
3VL2706-1NA43-0AA0-Z | U01 | 3VL2706-1NA43-0AA0-ZU01 | 1 | UN | 1 | 5 | B | D | EAR99 | N | 85362090 | 1 |  | 3.1 | KG | 1269.4 | 1269.4 | LP20 | LP20 | circuit breaker VL160N standard breaking capacity Icu=55kA, 415V AC 4-pole, line protection Electronic Trip Unit ETU10, LIN In=63A, rated current IR=25...63A, overload protection, II=1.25 to 11xIN, short-circuit protection N protected without auxiliary release ETU communication-capable without auxiliary/alarm switch with Safety Label for USA | - | 0 | 0
3VL2706-1NA46-0AA0 |  | 3VL2706-1NA46-0AA0 | 1 | UN | 1 | 5 | B | D | EAR99 | N | 85362090 | 1 | 4011209804456 | 2.447 | KG | 1199 | 1199 | LP20 | LP20 | circuit breaker VL160N standard breaking capacity Icu=55kA, 415V AC 4-pole, line protection Electronic Trip Unit ETU10, LIN In=63A, rated current IR=25...63A, overload protection, II=1.25 to 11xIN, short-circuit protection N protected with screw terminals without auxiliary release ETU communication-capable without auxiliary/alarm switch | - | 0 | 0
3VL2706-1NA46-0AA0-Z | U01 | 3VL2706-1NA46-0AA0-ZU01 | 1 | UN | 1 | 5 | B | D | EAR99 | N | 85362090 | 1 |  | 3.1 | KG | 1247.4 | 1247.4 | LP20 | LP20 | circuit breaker VL160N standard breaking capacity Icu=55kA, 415V AC 4-pole, line protection Electronic Trip Unit ETU10, LIN In=63A, rated current IR=25...63A, overload protection, II=1.25 to 11xIN, short-circuit protection N protected with screw terminals without auxiliary release ETU communication-capable without auxiliary/alarm switch with Safety Label for USA | - | 0 | 0
3VL2706-1NB43-0AA0 |  | 3VL2706-1NB43-0AA0 | 1 | UN | 1 | 5 | B | D | EAR99 | N | 85362090 | 1 | 4011209803640 | 2.447 | KG | 1166 | 1166 | LP20 | LP20 | circuit breaker VL160N standard breaking capacity Icu=55kA, 415V AC 4-pole, line protection Electronic Trip Unit ETU10, LI In=63A, rated current IR=25...63A, overload protection, II=1.25 to 11xIN, short-circuit protection without auxiliary release ETU communication-capable without auxiliary/alarm switch | - | 0 | 0
3VL2706-1NB43-0AA0-Z | U01 | 3VL2706-1NB43-0AA0-ZU01 | 1 | UN | 1 | 5 | B | D | EAR99 | N | 85362090 | 1 |  | 3.1 | KG | 1214.4 | 1214.4 | LP20 | LP20 | circuit breaker VL160N standard breaking capacity Icu=55kA, 415V AC 4-pole, line protection Electronic Trip Unit ETU10, LI In=63A, rated current IR=25...63A, overload protection, II=1.25 to 11xIN, short-circuit protection without auxiliary release ETU communication-capable without auxiliary/alarm switch with Safety Label for USA | - | 0 | 0
3VL2706-1NB46-0AA0 |  | 3VL2706-1NB46-0AA0 | 1 | UN | 1 | 5 | B | D | EAR99 | N | 85362090 | 1 | 4011209804487 | 2.447 | KG | 1133 | 1133 | LP20 | LP20 | circuit breaker VL160N standard breaking capacity Icu=55kA, 415V AC 4-pole, line protection Electronic Trip Unit ETU10, LI In=63A, rated current IR=25...63A, overload protection, II=1.25 to 11xIN, short-circuit protection with screw terminals without auxiliary release ETU communication-capable without auxiliary/alarm switch | - | 0 | 0
3VL2706-1NB46-0AA0-Z | U01 | 3VL2706-1NB46-0AA0-ZU01 | 1 | UN | 1 | 5 | B | D | EAR99 | N | 85362090 | 1 |  | 3.1 | KG | 1181.4 | 1181.4 | LP20 | LP20 | circuit breaker VL160N standard breaking capacity Icu=55kA, 415V AC 4-pole, line protection Electronic Trip Unit ETU10, LI In=63A, rated current IR=25...63A, overload protection, II=1.25 to 11xIN, short-circuit protection with screw terminals without auxiliary release ETU communication-capable without auxiliary/alarm switch with Safety Label for USA | - | 0 | 0
3VL2706-1NE43-0AA0 |  | 3VL2706-1NE43-0AA0 | 1 | UN | 1 | 5 | B | D | EAR99 | N | 85362090 | 1 | 4011209803671 | 2.447 | KG | 1221 | 1221 | LP20 | LP20 | circuit breaker VL160N standard breaking capacity Icu=55kA, 415V AC 4-pole, line protection Electronic Trip Unit ETU20, LSI In=63A, rated current IR=25...63A, overload protection, ISD=1.5 to 10xIR, II=11xIN short-circuit protection without auxiliary release ETU communication-capable without auxiliary/alarm switch | - | 0 | 0
3VL2706-1NE43-0AA0-Z | U01 | 3VL2706-1NE43-0AA0-ZU01 | 1 | UN | 1 | 5 | B | D | EAR99 | N | 85362090 | 1 |  | 3.1 | KG | 1269.4 | 1269.4 | LP20 | LP20 | circuit breaker VL160N standard breaking capacity Icu=55kA, 415V AC 4-pole, line protection Electronic Trip Unit ETU20, LSI In=63A, rated current IR=25...63A, overload protection, ISD=1.5 to 10xIR, II=11xIN short-circuit protection without auxiliary release ETU communication-capable without auxiliary/alarm switch with Safety Label for USA | - | 0 | 0
3VL2706-1NE46-0AA0 |  | 3VL2706-1NE46-0AA0 | 1 | UN | 1 | 5 | B | D | EAR99 | N | 85362090 | 1 | 4011209804517 | 2.447 | KG | 1199 | 1199 | LP20 | LP20 | circuit breaker VL160N standard breaking capacity Icu=55kA, 415V AC 4-pole, line protection Electronic Trip Unit ETU20, LSI In=63A, rated current IR=25...63A, overload protection, ISD=1.5 to 10xIR, II=11xIN short-circuit protection with screw terminals without auxiliary release ETU communication-capable without auxiliary/alarm switch | - | 0 | 0
3VL2706-1NE46-0AA0-Z | U01 | 3VL2706-1NE46-0AA0-ZU01 | 1 | UN | 1 | 5 | B | D | EAR99 | N | 85362090 | 1 |  | 3.1 | KG | 1247.4 | 1247.4 | LP20 | LP20 | circuit breaker VL160N standard breaking capacity Icu=55kA, 415V AC 4-pole, line protection Electronic Trip Unit ETU20, LSI In=63A, rated current IR=25...63A, overload protection, ISD=1.5 to 10xIR, II=11xIN short-circuit protection with screw terminals without auxiliary release ETU communication-capable without auxiliary/alarm switch with Safety Label for USA | - | 0 | 0
3VL2706-1NF43-0AA0 |  | 3VL2706-1NF43-0AA0 | 1 | UN | 1 | 5 | B | D | EAR99 | N | 85362090 | 1 | 4011209803701 | 2.447 | KG | 1298 | 1298 | LP20 | LP20 | circuit breaker VL160N standard breaking capacity Icu=55kA, 415V AC 4-pole, line protection Electronic Trip Unit ETU20, LSI In=63A, rated current IR=25...63A, overload protection, ISD=1.5 to 10xIR, II=11xIN short-circuit protection N protected without auxiliary release ETU communication-capable without auxiliary/alarm switch | - | 0 | 0
3VL2706-1NF43-0AA0-Z | U01 | 3VL2706-1NF43-0AA0-ZU01 | 1 | UN | 1 | 5 | B | D | EAR99 | N | 85362090 | 1 |  | 3.1 | KG | 1346.4 | 1346.4 | LP20 | LP20 | circuit breaker VL160N standard breaking capacity Icu=55kA, 415V AC 4-pole, line protection Electronic Trip Unit ETU20, LSI In=63A, rated current IR=25...63A, overload protection, ISD=1.5 to 10xIR, II=11xIN short-circuit protection N protected without auxiliary release ETU communication-capable without auxiliary/alarm switch with Safety Label for USA | - | 0 | 0
3VL2706-1NF46-0AA0 |  | 3VL2706-1NF46-0AA0 | 1 | UN | 1 | 5 | B | D | EAR99 | N | 85362090 | 1 | 4011209804548 | 2.447 | KG | 1276 | 1276 | LP20 | LP20 | circuit breaker VL160N standard breaking capacity Icu=55kA, 415V AC 4-pole, line protection Electronic Trip Unit ETU20, LSI In=63A, rated current IR=25...63A, overload protection, ISD=1.5 to 10xIR, II=11xIN short-circuit protection N protected with screw terminals without auxiliary release ETU communication-capable without auxiliary/alarm switch | - | 0 | 0
3VL2706-1NF46-0AA0-Z | U01 | 3VL2706-1NF46-0AA0-ZU01 | 1 | UN | 1 | 5 | B | D | EAR99 | N | 85362090 | 1 |  | 3.1 | KG | 1324.4 | 1324.4 | LP20 | LP20 | circuit breaker VL160N standard breaking capacity Icu=55kA, 415V AC 4-pole, line protection Electronic Trip Unit ETU20, LSI In=63A, rated current IR=25...63A, overload protection, ISD=1.5 to 10xIR, II=11xIN short-circuit protection N protected with screw terminals without auxiliary release ETU communication-capable without auxiliary/alarm switch with Safety Label for USA | - | 0 | 0
3VL2706-1NH43-0AA0 |  | 3VL2706-1NH43-0AA0 | 1 | UN | 1 | 5 | B | D | EAR99 | N | 85362090 | 1 | 4011209803732 | 2.447 | KG | 1551 | 1551 | LP20 | LP20 | circuit breaker VL160N standard breaking capacity Icu=55kA, 415V AC 4-pole, line protection Electronic Trip Unit ETU22, LSIG In=63A, rated current IR=25...63A, overload protection, ISD=1.5 to 10xIR, II=11xIN short-circuit protection N protected without auxiliary release ETU communication-capable without auxiliary/alarm switch | - | 0 | 0
3VL2706-1NH43-0AA0-Z | U01 | 3VL2706-1NH43-0AA0-ZU01 | 1 | UN | 1 | 5 | B | D | EAR99 | N | 85362090 | 1 |  | 3.1 | KG | 1599.4 | 1599.4 | LP20 | LP20 | circuit breaker VL160N standard breaking capacity Icu=55kA, 415V AC 4-pole, line protection Electronic Trip Unit ETU22, LSIG In=63A, rated current IR=25...63A, overload protection, ISD=1.5 to 10xIR, II=11xIN short-circuit protection N protected without auxiliary release ETU communication-capable without auxiliary/alarm switch with Safety Label for USA | - | 0 | 0
3VL2706-1NH46-0AA0 |  | 3VL2706-1NH46-0AA0 | 1 | UN | 1 | 5 | B | D | EAR99 | N | 85362090 | 1 | 4011209804579 | 2.447 | KG | 1496 | 1496 | LP20 | LP20 | circuit breaker VL160N standard breaking capacity Icu=55kA, 415V AC 4-pole, line protection Electronic Trip Unit ETU22, LSIG In=63A, rated current IR=25...63A, overload protection, ISD=1.5 to 10xIR, II=11xIN short-circuit protection N protected with screw terminals without auxiliary release ETU communication-capable without auxiliary/alarm switch | - | 0 | 0
3VL2706-1NH46-0AA0-Z | U01 | 3VL2706-1NH46-0AA0-ZU01 | 1 | UN | 1 | 5 | B | D | EAR99 | N | 85362090 | 1 |  | 3.1 | KG | 1544.4 | 1544.4 | LP20 | LP20 | circuit breaker VL160N standard breaking capacity Icu=55kA, 415V AC 4-pole, line protection Electronic Trip Unit ETU22, LSIG In=63A, rated current IR=25...63A, overload protection, ISD=1.5 to 10xIR, II=11xIN short-circuit protection N protected with screw terminals without auxiliary release ETU communication-capable without auxiliary/alarm switch with Safety Label for USA | - | 0 | 0
3VL2706-1NN43-0AA0 |  | 3VL2706-1NN43-0AA0 | 1 | UN | 1 | 5 | B | D | EAR99 | N | 85362090 | 1 | 4011209803763 | 2.447 | KG | 1485 | 1485 | LP20 | LP20 | circuit breaker VL160N standard breaking capacity Icu=55kA, 415V AC 4-pole, line protection Electronic Trip Unit ETU12, LIG In=63A, rated current IR=25...63A, overload protection, II=1.25 to 11xIN, short-circuit protection N protected without auxiliary release ETU communication-capable without auxiliary/alarm switch | - | 0 | 0
3VL2706-1NN43-0AA0-Z | U01 | 3VL2706-1NN43-0AA0-ZU01 | 1 | UN | 1 | 5 | B | D | EAR99 | N | 85362090 | 1 |  | 3.1 | KG | 1533.4 | 1533.4 | LP20 | LP20 | circuit breaker VL160N standard breaking capacity Icu=55kA, 415V AC 4-pole, line protection Electronic Trip Unit ETU12, LIG In=63A, rated current IR=25...63A, overload protection, II=1.25 to 11xIN, short-circuit protection N protected without auxiliary release ETU communication-capable without auxiliary/alarm switch with Safety Label for USA | - | 0 | 0
3VL2706-1NN46-0AA0 |  | 3VL2706-1NN46-0AA0 | 1 | UN | 1 | 5 | B | D | EAR99 | N | 85362090 | 1 | 4011209804609 | 2.447 | KG | 1474 | 1474 | LP20 | LP20 | circuit breaker VL160N standard breaking capacity Icu=55kA, 415V AC 4-pole, line protection Electronic Trip Unit ETU12, LIG In=63A, rated current IR=25...63A, overload protection, II=1.25 to 11xIN, short-circuit protection N protected with screw terminals without auxiliary release ETU communication-capable without auxiliary/alarm switch | - | 0 | 0
3VL2706-1NN46-0AA0-Z | U01 | 3VL2706-1NN46-0AA0-ZU01 | 1 | UN | 1 | 5 | B | D | EAR99 | N | 85362090 | 1 |  | 3.1 | KG | 1522.4 | 1522.4 | LP20 | LP20 | circuit breaker VL160N standard breaking capacity Icu=55kA, 415V AC 4-pole, line protection Electronic Trip Unit ETU12, LIG In=63A, rated current IR=25...63A, overload protection, II=1.25 to 11xIN, short-circuit protection N protected with screw terminals without auxiliary release ETU communication-capable without auxiliary/alarm switch with Safety Label for USA | - | 0 | 0
3VL2706-1SB33-0AA0 |  | 3VL2706-1SB33-0AA0 | 1 | UN | 1 | 5 | B | D | EAR99 | N | 85362090 | 1 | 4011209802957 | 2.447 | KG | 821.7 | 751.3 | LP20 | LP20 | circuit breaker VL160N standard breaking capacity Icu=55kA, 415V AC 3-pole, line protection Electronic Trip Unit ETU10, LI In=63A, rated current IR=25...63A, overload protection, II=1.25 to 11xIN, short-circuit protection without auxiliary release without auxiliary/alarm switch | - | 0 | 0
3VL2706-1SB33-0AA0-Z | U01 | 3VL2706-1SB33-0AA0-ZU01 | 1 | UN | 1 | 5 | B | D | EAR99 | N | 85362090 | 1 |  | 2.4 | KG | 870.1 | 870.1 | LP20 | LP20 | circuit breaker VL160N standard breaking capacity Icu=55kA, 415V AC 3-pole, line protection Electronic Trip Unit ETU10, LI In=63A, rated current IR=25...63A, overload protection, II=1.25 to 11xIN, short-circuit protection without auxiliary release without auxiliary/alarm switch with Safety Label for USA | - | 0 | 0
3VL2706-1SB36-0AA0 |  | 3VL2706-1SB36-0AA0 | 1 | UN | 1 | 5 | B | D | EAR99 | N | 85362090 | 1 | 4011209803794 | 2.4 | KG | 801.9 | 751.3 | LP20 | LP20 | circuit breaker VL160N standard breaking capacity Icu=55kA, 415V AC 3-pole, line protection Electronic Trip Unit ETU10, LI In=63A, rated current IR=25...63A, overload protection, II=1.25 to 11xIN, short-circuit protection with screw terminals without auxiliary release without auxiliary/alarm switch | - | 0 | 0
3VL2706-1SB36-0AA0-Z | U01 | 3VL2706-1SB36-0AA0-ZU01 | 1 | UN | 1 | 5 | B | D | EAR99 | N | 85362090 | 1 |  | 2.4 | KG | 850.3 | 850.3 | LP20 | LP20 | circuit breaker VL160N standard breaking capacity Icu=55kA, 415V AC 3-pole, line protection Electronic Trip Unit ETU10, LI In=63A, rated current IR=25...63A, overload protection, II=1.25 to 11xIN, short-circuit protection with screw terminals without auxiliary release without auxiliary/alarm switch with Safety Label for USA | - | 0 | 0
3VL2706-1SE33-0AA0 |  | 3VL2706-1SE33-0AA0 | 1 | UN | 1 | 5 | B | D | EAR99 | N | 85362090 | 1 | 4011209802988 | 2.453 | KG | 869 | 793.2 | LP20 | LP20 | circuit breaker VL160N standard breaking capacity Icu=55kA, 415V AC 3-pole, line protection Electronic Trip Unit ETU20, LSI In=63A, rated current IR=25...63A, overload protection, ISD=1.5 to 10xIR, II=11xIN short-circuit protection without auxiliary release without auxiliary/alarm switch | - | 0 | 0
3VL2706-1SE33-0AA0-Z | U01 | 3VL2706-1SE33-0AA0-ZU01 | 1 | UN | 1 | 5 | B | D | EAR99 | N | 85362090 | 1 |  | 2.4 | KG | 917.4 | 917.4 | LP20 | LP20 | circuit breaker VL160N standard breaking capacity Icu=55kA, 415V AC 3-pole, line protection Electronic Trip Unit ETU20, LSI In=63A, rated current IR=25...63A, overload protection, ISD=1.5 to 10xIR, II=11xIN short-circuit protection without auxiliary release without auxiliary/alarm switch with Safety Label for USA | - | 0 | 0
3VL2706-1SE36-0AA0 |  | 3VL2706-1SE36-0AA0 | 1 | UN | 1 | 5 | B | D | EAR99 | N | 85362090 | 1 | 4011209803824 | 2.36 | KG | 849.2 | 793.2 | LP20 | LP20 | circuit breaker VL160N standard breaking capacity Icu=55kA, 415V AC 3-pole, line protection Electronic Trip Unit ETU20, LSI In=63A, rated current IR=25...63A, overload protection, ISD=1.5 to 10xIR, II=11xIN short-circuit protection with screw terminals without auxiliary release without auxiliary/alarm switch | - | 0 | 0
3VL2706-1SE36-0AA0-Z | U01 | 3VL2706-1SE36-0AA0-ZU01 | 1 | UN | 1 | 5 | B | D | EAR99 | N | 85362090 | 1 |  | 2.4 | KG | 897.6 | 897.6 | LP20 | LP20 | circuit breaker VL160N standard breaking capacity Icu=55kA, 415V AC 3-pole, line protection Electronic Trip Unit ETU20, LSI In=63A, rated current IR=25...63A, overload protection, ISD=1.5 to 10xIR, II=11xIN short-circuit protection with screw terminals without auxiliary release without auxiliary/alarm switch with Safety Label for USA | - | 0 | 0
3VL2706-1SF33-0AA0 |  | 3VL2706-1SF33-0AA0 | 1 | UN | 1 | 5 | B | D | EAR99 | N | 85362090 | 1 | 4011209803015 | 2.36 | KG | 1100 | 1100 | LP20 | LP20 | circuit breaker VL160N standard breaking capacity Icu=55kA, 415V AC 3-pole, line protection Electronic Trip Unit ETU12, LIG 3 phases/4 lines In=63A, rated current IR=25...63A, overload protection, II=1.25 to 11xIN, short-circuit protection without auxiliary release without auxiliary/alarm switch | - | 0 | 0
3VL2706-1SF33-0AA0-Z | U01 | 3VL2706-1SF33-0AA0-ZU01 | 1 | UN | 1 | 5 | B | D | EAR99 | N | 85362090 | 1 |  | 2.4 | KG | 1148.4 | 1148.4 | LP20 | LP20 | circuit breaker VL160N standard breaking capacity Icu=55kA, 415V AC 3-pole, line protection Electronic Trip Unit ETU12, LIG 3 phases/4 lines In=63A, rated current IR=25...63A, overload protection, II=1.25 to 11xIN, short-circuit protection without auxiliary release without auxiliary/alarm switch with Safety Label for USA | - | 0 | 0
3VL2706-1SF36-0AA0 |  | 3VL2706-1SF36-0AA0 | 1 | UN | 1 | 5 | B | D | EAR99 | N | 85362090 | 1 | 4011209803855 | 2.511 | KG | 1081.3 | 1081.3 | LP20 | LP20 | circuit breaker VL160N standard breaking capacity Icu=55kA, 415V AC 3-pole, line protection Electronic Trip Unit ETU12, LIG 3 phases/4 lines In=63A, rated current IR=25...63A, overload protection, II=1.25 to 11xIN, short-circuit protection with screw terminals without auxiliary release without auxiliary/alarm switch | - | 0 | 0
3VL2706-1SF36-0AA0-Z | U01 | 3VL2706-1SF36-0AA0-ZU01 | 1 | UN | 1 | 5 | B | D | EAR99 | N | 85362090 | 1 |  | 2.4 | KG | 1129.7 | 1129.7 | LP20 | LP20 | circuit breaker VL160N standard breaking capacity Icu=55kA, 415V AC 3-pole, line protection Electronic Trip Unit ETU12, LIG 3 phases/4 lines In=63A, rated current IR=25...63A, overload protection, II=1.25 to 11xIN, short-circuit protection with screw terminals without auxiliary release without auxiliary/alarm switch with Safety Label for USA | - | 0 | 0
3VL2706-1SG33-0AA0 |  | 3VL2706-1SG33-0AA0 | 1 | UN | 1 | 5 | B | D | EAR99 | N | 85362090 | 1 | 4011209803046 | 2.36 | KG | 1042.8 | 1042.8 | LP20 | LP20 | circuit breaker VL160N standard breaking capacity Icu=55kA, 415V AC 3-pole, line protection Electronic Trip Unit ETU22, LSIG 3 phases/3 lines In=63A, rated current, IR=26...63A, overload protection, ISD=1.5 to 10xIR, II=11xIN short-circuit protection without auxiliary release without auxiliary/alarm switch | - | 0 | 0
3VL2706-1SG33-0AA0-Z | U01 | 3VL2706-1SG33-0AA0-ZU01 | 1 | UN | 1 | 5 | B | D | EAR99 | N | 85362090 | 1 |  | 2.4 | KG | 1091.2 | 1091.2 | LP20 | LP20 | circuit breaker VL160N standard breaking capacity Icu=55kA, 415V AC 3-pole, line protection Electronic Trip Unit ETU22, LSIG 3 phases/3 lines In=63A, rated current, IR=26...63A, overload protection, ISD=1.5 to 10xIR, II=11xIN short-circuit protection without auxiliary release without auxiliary/alarm switch with Safety Label for USA | - | 0 | 0
3VL2706-1SG36-0AA0 |  | 3VL2706-1SG36-0AA0 | 1 | UN | 1 | 5 | B | D | EAR99 | N | 85362090 | 1 | 4011209803886 | 2.511 | KG | 1024.1 | 1024.1 | LP20 | LP20 | circuit breaker VL160N standard breaking capacity Icu=55kA, 415V AC 3-pole, line protection Electronic Trip Unit ETU22, LSIG 3 phases/3 lines In=63A, rated current, IR=26...63A, overload protection, ISD=1.5 to 10xIR, II=11xIN short-circuit protection with screw terminals without auxiliary release without auxiliary/alarm switch | - | 0 | 0
3VL2706-1SG36-0AA0-Z | U01 | 3VL2706-1SG36-0AA0-ZU01 | 1 | UN | 1 | 5 | B | D | EAR99 | N | 85362090 | 1 |  | 2.4 | KG | 1072.5 | 1072.5 | LP20 | LP20 | circuit breaker VL160N standard breaking capacity Icu=55kA, 415V AC 3-pole, line protection Electronic Trip Unit ETU22, LSIG 3 phases/3 lines In=63A, rated current, IR=26...63A, overload protection, ISD=1.5 to 10xIR, II=11xIN short-circuit protection with screw terminals without auxiliary release without auxiliary/alarm switch with Safety Label for USA | - | 0 | 0
3VL2706-1SG36-0AB1-Z | U01 | 3VL2706-1SG36-0AB1-ZU01 | 1 | UN | 1 | 5 | B | D | EAR99 | N | 85362090 | 1 |  | 2.4 | KG | 1148.18 | 1148.18 | LP20 | LP20 | circuit breaker VL160N standard breaking capacity Icu=55kA, 415V AC 3-pole, line protection Electronic Trip Unit ETU22, LSIG 3 phases/3 lines In=63A, rated current, IR=26...63A, overload protection, ISD=1.5 to 10xIR, II=11xIN short-circuit protection with screw terminals without auxiliary release Auxiliary switch mounting kit 2 AUX (1 NO + 1 NC) with Safety Label for USA | - | 0 | 0
3VL2706-1SH33-0AA0 |  | 3VL2706-1SH33-0AA0 | 1 | UN | 1 | 5 | B | D | EAR99 | N | 85362090 | 1 | 4011209803077 | 2.452 | KG | 1042.8 | 1042.8 | LP20 | LP20 | circuit breaker VL160N standard breaking capacity Icu=55kA, 415V AC 3-pole, line protection Electronic Trip Unit ETU22, LSIG 3 phases/4 lines with connecting cable In=63A, rated current IR=25...63A, overload protection, ISD=1.5 to 10xIR, II=11xIN short-circuit protection without auxiliary release without auxiliary/alarm switch | - | 0 | 0
3VL2706-1SH33-0AA0-Z | U01 | 3VL2706-1SH33-0AA0-ZU01 | 1 | UN | 1 | 5 | B | D | EAR99 | N | 85362090 | 1 |  | 2.4 | KG | 1091.2 | 1091.2 | LP20 | LP20 | circuit breaker VL160N standard breaking capacity Icu=55kA, 415V AC 3-pole, line protection Electronic Trip Unit ETU22, LSIG 3 phases/4 lines with connecting cable In=63A, rated current IR=25...63A, overload protection, ISD=1.5 to 10xIR, II=11xIN short-circuit protection without auxiliary release without auxiliary/alarm switch with Safety Label for USA | - | 0 | 0
3VL2706-1SH36-0AA0 |  | 3VL2706-1SH36-0AA0 | 1 | UN | 1 | 5 | B | D | EAR99 | N | 85362090 | 1 | 4011209803916 | 2.452 | KG | 1024.1 | 1024.1 | LP20 | LP20 | circuit breaker VL160N standard breaking capacity Icu=55kA, 415V AC 3-pole, line protection Electronic Trip Unit ETU22, LSIG 3 phases/4 lines with connecting cable In=63A, rated current IR=25...63A, overload protection, ISD=1.5 to 10xIR, II=11xIN with screw terminals without auxiliary release without auxiliary/alarm switch | - | 0 | 0
3VL2706-1SH36-0AA0-Z | U01 | 3VL2706-1SH36-0AA0-ZU01 | 1 | UN | 1 | 5 | B | D | EAR99 | N | 85362090 | 1 |  | 2.4 | KG | 1072.5 | 1072.5 | LP20 | LP20 | circuit breaker VL160N standard breaking capacity Icu=55kA, 415V AC 3-pole, line protection Electronic Trip Unit ETU22, LSIG 3 phases/4 lines with connecting cable In=63A, rated current IR=25...63A, overload protection, ISD=1.5 to 10xIR, II=11xIN with screw terminals without auxiliary release without auxiliary/alarm switch with Safety Label for USA | - | 0 | 0
3VL2706-1SL33-0AA0 |  | 3VL2706-1SL33-0AA0 | 1 | UN | 1 | 5 | B | D | EAR99 | N | 85362090 | 1 | 4011209803107 | 2.452 | KG | 1015.3 | 1015.3 | LP20 | LP20 | circuit breaker VL160N standard breaking capacity Icu=55kA, 415V AC 3-pole, line protection Electronic Trip Unit ETU12, LIG 3 phases/3 lines In=63A, rated current IR=25...63A, overload protection, II=1.25 to 11xIN, short-circuit protection without auxiliary release without auxiliary/alarm switch | - | 0 | 0
3VL2706-1SL33-0AA0-Z | U01 | 3VL2706-1SL33-0AA0-ZU01 | 1 | UN | 1 | 5 | B | D | EAR99 | N | 85362090 | 1 |  | 2.4 | KG | 1063.7 | 1063.7 | LP20 | LP20 | circuit breaker VL160N standard breaking capacity Icu=55kA, 415V AC 3-pole, line protection Electronic Trip Unit ETU12, LIG 3 phases/3 lines In=63A, rated current IR=25...63A, overload protection, II=1.25 to 11xIN, short-circuit protection without auxiliary release without auxiliary/alarm switch with Safety Label for USA | - | 0 | 0
3VL2706-1SL33-0AB1-Z | U01 | 3VL2706-1SL33-0AB1-ZU01 | 1 | UN | 1 | 5 | B | D | EAR99 | N | 85362090 | 1 |  | 2.4 | KG | 1139.38 | 1139.38 | LP20 | LP20 | circuit breaker VL160N standard breaking capacity Icu=55kA, 415V AC 3-pole, line protection Electronic Trip Unit ETU12, LIG 3 phases/3 lines In=63A, rated current IR=25...63A, overload protection, II=1.25 to 11xIN, short-circuit protection without auxiliary release Auxiliary switch mounting kit 2 AUX (1 NO + 1 NC) with Safety Label for USA | - | 0 | 0
3VL2706-1SL36-0AA0 |  | 3VL2706-1SL36-0AA0 | 1 | UN | 1 | 5 | B | D | EAR99 | N | 85362090 | 1 | 4011209803947 | 2.452 | KG | 996.6 | 996.6 | LP20 | LP20 | circuit breaker VL160N standard breaking capacity Icu=55kA, 415V AC 3-pole, line protection Electronic Trip Unit ETU12, LIG 3 phases/3 lines In=63A, rated current IR=25...63A, overload protection, II=1.25 to 11xIN, short-circuit protection with screw terminals without auxiliary release without auxiliary/alarm switch | - | 0 | 0
3VL2706-1SL36-0AA0-Z | U01 | 3VL2706-1SL36-0AA0-ZU01 | 1 | UN | 1 | 5 | B | D | EAR99 | N | 85362090 | 1 |  | 2.4 | KG | 1045 | 1045 | LP20 | LP20 | circuit breaker VL160N standard breaking capacity Icu=55kA, 415V AC 3-pole, line protection Electronic Trip Unit ETU12, LIG 3 phases/3 lines In=63A, rated current IR=25...63A, overload protection, II=1.25 to 11xIN, short-circuit protection with screw terminals without auxiliary release without auxiliary/alarm switch with Safety Label for USA | - | 0 | 0
3VL2706-1SP33-0AA0 |  | 3VL2706-1SP33-0AA0 | 1 | UN | 1 | 5 | B | D | EAR99 | N | 85362090 | 1 | 4011209803138 | 2.452 | KG | 730.4 | 667.2 | LP20 | LP20 | circuit breaker VL160N standard breaking capacity Icu=55kA, 415V AC 3-pole, motor/generator prot. Electronic Trip Unit ETU10M, LI In=63A, rated current IR=25...63A, overload protection, II=1.25 to 11xIN, short-circuit protection without auxiliary release without auxiliary/alarm switch | - | 0 | 0
3VL2706-1SP33-0AA0-Z | U01 | 3VL2706-1SP33-0AA0-ZU01 | 1 | UN | 1 | 5 | B | D | EAR99 | N | 85362090 | 1 |  | 2.4 | KG | 778.8 | 778.8 | LP20 | LP20 | circuit breaker VL160N standard breaking capacity Icu=55kA, 415V AC 3-pole, motor/generator prot. Electronic Trip Unit ETU10M, LI In=63A, rated current IR=25...63A, overload protection, II=1.25 to 11xIN, short-circuit protection without auxiliary release without auxiliary/alarm switch with Safety Label for USA | - | 0 | 0
3VL2706-1SP36-0AA0 |  | 3VL2706-1SP36-0AA0 | 1 | UN | 1 | 5 | B | D | EAR99 | N | 85362090 | 1 | 4011209803978 | 2.365 | KG | 710.6 | 667.2 | LP20 | LP20 | circuit breaker VL160N standard breaking capacity Icu=55kA, 415V AC 3-pole, motor/generator prot. Electronic Trip Unit ETU10M, LI In=63A, rated current IR=25...63A, overload protection, II=1.25 to 11xIN, short-circuit protection with screw terminals without auxiliary release without auxiliary/alarm switch | - | 0 | 0
3VL2706-1SP36-0AA0-Z | U01 | 3VL2706-1SP36-0AA0-ZU01 | 1 | UN | 1 | 5 | B | D | EAR99 | N | 85362090 | 1 |  | 2.4 | KG | 759 | 759 | LP20 | LP20 | circuit breaker VL160N standard breaking capacity Icu=55kA, 415V AC 3-pole, motor/generator prot. Electronic Trip Unit ETU10M, LI In=63A, rated current IR=25...63A, overload protection, II=1.25 to 11xIN, short-circuit protection with screw terminals without auxiliary release without auxiliary/alarm switch with Safety Label for USA | - | 0 | 0
3VL2706-1SS33-0AA0 |  | 3VL2706-1SS33-0AA0 | 1 | UN | 1 | 5 | B | D | EAR99 | N | 85362090 | 1 | 4011209803169 | 2.456 | KG | 788.7 | 722 | LP20 | LP20 | circuit breaker VL160N standard breaking capacity Icu=55kA, 415V AC 3-pole, motor protection Electronic Trip Unit ETU30M, LI Ir=25...63A, overload prot., TC=10A...30, II=6/8/11 xIN, short-circuit protection without auxiliary release without auxiliary/alarm switch | - | 0 | 0
3VL2706-1SS33-0AA0-Z | U01 | 3VL2706-1SS33-0AA0-ZU01 | 1 | UN | 1 | 5 | B | D | EAR99 | N | 85362090 | 1 |  | 2.4 | KG | 837.1 | 837.1 | LP20 | LP20 | circuit breaker VL160N standard breaking capacity Icu=55kA, 415V AC 3-pole, motor protection Electronic Trip Unit ETU30M, LI Ir=25...63A, overload prot., TC=10A...30, II=6/8/11 xIN, short-circuit protection without auxiliary release without auxiliary/alarm switch with Safety Label for USA | - | 0 | 0
3VL2706-1SS36-0AA0 |  | 3VL2706-1SS36-0AA0 | 1 | UN | 1 | 5 | B | D | EAR99 | N | 85362090 | 1 | 4011209804005 | 2.456 | KG | 771.1 | 722 | LP20 | LP20 | circuit breaker VL160N standard breaking capacity Icu=55kA, 415V AC 3-pole, motor protection Electronic Trip Unit ETU30M, LI Ir=25...63A, overload prot., TC=10A...30, II=6/8/11 xIN, short-circuit protection with screw terminals without auxiliary release without auxiliary/alarm switch | - | 0 | 0
3VL2706-1SS36-0AA0-Z | U01 | 3VL2706-1SS36-0AA0-ZU01 | 1 | UN | 1 | 5 | B | D | EAR99 | N | 85362090 | 1 |  | 2.4 | KG | 819.5 | 819.5 | LP20 | LP20 | circuit breaker VL160N standard breaking capacity Icu=55kA, 415V AC 3-pole, motor protection Electronic Trip Unit ETU30M, LI Ir=25...63A, overload prot., TC=10A...30, II=6/8/11 xIN, short-circuit protection with screw terminals without auxiliary release without auxiliary/alarm switch with Safety Label for USA | - | 0 | 0
3VL2706-1TA43-0AA0 |  | 3VL2706-1TA43-0AA0 | 1 | UN | 1 | 5 | B | D | EAR99 | N | 85362090 | 1 | 4011209803435 | 3.144 | KG | 1122 | 1122 | LP20 | LP20 | circuit breaker VL160N standard breaking capacity Icu=55kA, 415V AC 4-pole, line protection Electronic Trip Unit ETU10, LIN In=63A, rated current IR=25...63A, overload protection, II=1.25 to 11xIN, short-circuit protection N protected without auxiliary release without auxiliary/alarm switch | - | 0 | 0
3VL2706-1TA43-0AA0-Z | U01 | 3VL2706-1TA43-0AA0-ZU01 | 1 | UN | 1 | 5 | B | D | EAR99 | N | 85362090 | 1 |  | 3.1 | KG | 1170.4 | 1170.4 | LP20 | LP20 | circuit breaker VL160N standard breaking capacity Icu=55kA, 415V AC 4-pole, line protection Electronic Trip Unit ETU10, LIN In=63A, rated current IR=25...63A, overload protection, II=1.25 to 11xIN, short-circuit protection N protected without auxiliary release without auxiliary/alarm switch with Safety Label for USA | - | 0 | 0
3VL2706-1TA46-0AA0 |  | 3VL2706-1TA46-0AA0 | 1 | UN | 1 | 5 | B | D | EAR99 | N | 85362090 | 1 | 4011209804272 | 3.144 | KG | 1093.4 | 1093.4 | LP20 | LP20 | circuit breaker VL160N standard breaking capacity Icu=55kA, 415V AC 4-pole, line protection Electronic Trip Unit ETU10, LIN In=63A, rated current IR=25...63A, overload protection, II=1.25 to 11xIN, short-circuit protection N protected with screw terminals without auxiliary release without auxiliary/alarm switch | - | 0 | 0
3VL2706-1TA46-0AA0-Z | U01 | 3VL2706-1TA46-0AA0-ZU01 | 1 | UN | 1 | 5 | B | D | EAR99 | N | 85362090 | 1 |  | 3.1 | KG | 1141.8 | 1141.8 | LP20 | LP20 | circuit breaker VL160N standard breaking capacity Icu=55kA, 415V AC 4-pole, line protection Electronic Trip Unit ETU10, LIN In=63A, rated current IR=25...63A, overload protection, II=1.25 to 11xIN, short-circuit protection N protected with screw terminals without auxiliary release without auxiliary/alarm switch with Safety Label for USA | - | 0 | 0
3VL2706-1TB43-0AA0 |  | 3VL2706-1TB43-0AA0 | 1 | UN | 1 | 5 | B | D | EAR99 | N | 85362090 | 1 | 4011209803466 | 3.144 | KG | 1060.4 | 1060.4 | LP20 | LP20 | circuit breaker VL160N standard breaking capacity Icu=55kA, 415V AC 4-pole, line protection Electronic Trip Unit ETU10, LI In=63A, rated current IR=25...63A, overload protection, II=1.25 to 11xIN, short-circuit protection without auxiliary release without auxiliary/alarm switch | - | 0 | 0
3VL2706-1TB43-0AA0-Z | U01 | 3VL2706-1TB43-0AA0-ZU01 | 1 | UN | 1 | 5 | B | D | EAR99 | N | 85362090 | 1 |  | 3.1 | KG | 1108.8 | 1108.8 | LP20 | LP20 | circuit breaker VL160N standard breaking capacity Icu=55kA, 415V AC 4-pole, line protection Electronic Trip Unit ETU10, LI In=63A, rated current IR=25...63A, overload protection, II=1.25 to 11xIN, short-circuit protection without auxiliary release without auxiliary/alarm switch with Safety Label for USA | - | 0 | 0
3VL2706-1TB46-0AA0 |  | 3VL2706-1TB46-0AA0 | 1 | UN | 1 | 5 | B | D | EAR99 | N | 85362090 | 1 | 4011209804302 | 3.144 | KG | 1032.9 | 1032.9 | LP20 | LP20 | circuit breaker VL160N standard breaking capacity Icu=55kA, 415V AC 4-pole, line protection Electronic Trip Unit ETU10, LI In=63A, rated current IR=25...63A, overload protection, II=1.25 to 11xIN, short-circuit protection with screw terminals without auxiliary release without auxiliary/alarm switch | - | 0 | 0
3VL2706-1TB46-0AA0-Z | U01 | 3VL2706-1TB46-0AA0-ZU01 | 1 | UN | 1 | 5 | B | D | EAR99 | N | 85362090 | 1 |  | 3.1 | KG | 1081.3 | 1081.3 | LP20 | LP20 | circuit breaker VL160N standard breaking capacity Icu=55kA, 415V AC 4-pole, line protection Electronic Trip Unit ETU10, LI In=63A, rated current IR=25...63A, overload protection, II=1.25 to 11xIN, short-circuit protection with screw terminals without auxiliary release without auxiliary/alarm switch with Safety Label for USA | - | 0 | 0
3VL2706-1TE43-0AA0 |  | 3VL2706-1TE43-0AA0 | 1 | UN | 1 | 5 | B | D | EAR99 | N | 85362090 | 1 | 4011209803497 | 3.144 | KG | 1122 | 1122 | LP20 | LP20 | circuit breaker VL160N standard breaking capacity Icu=55kA, 415V AC 4-pole, line protection Electronic Trip Unit ETU20, LSI In=63A, rated current IR=25...63A, overload protection, ISD=1.5 to 10xIR, II=11xIN short-circuit protection N unprotected without auxiliary release without auxiliary/alarm switch | - | 0 | 0
3VL2706-1TE43-0AA0-Z | U01 | 3VL2706-1TE43-0AA0-ZU01 | 1 | UN | 1 | 5 | B | D | EAR99 | N | 85362090 | 1 |  | 3.1 | KG | 1170.4 | 1170.4 | LP20 | LP20 | circuit breaker VL160N standard breaking capacity Icu=55kA, 415V AC 4-pole, line protection Electronic Trip Unit ETU20, LSI In=63A, rated current IR=25...63A, overload protection, ISD=1.5 to 10xIR, II=11xIN short-circuit protection N unprotected without auxiliary release without auxiliary/alarm switch with Safety Label for USA | - | 0 | 0
3VL2706-1TE46-0AA0 |  | 3VL2706-1TE46-0AA0 | 1 | UN | 1 | 5 | B | D | EAR99 | N | 85362090 | 1 | 4011209804333 | 3.144 | KG | 1098.9 | 1098.9 | LP20 | LP20 | circuit breaker VL160N standard breaking capacity Icu=55kA, 415V AC 4-pole, line protection Electronic Trip Unit ETU20, LSI In=63A, rated current IR=25...63A, overload protection, ISD=1.5 to 10xIR, II=11xIN short-circuit protection N unprotected with screw terminals without auxiliary release without auxiliary/alarm switch | - | 0 | 0
3VL2706-1TE46-0AA0-Z | U01 | 3VL2706-1TE46-0AA0-ZU01 | 1 | UN | 1 | 5 | B | D | EAR99 | N | 85362090 | 1 |  | 3.1 | KG | 1147.3 | 1147.3 | LP20 | LP20 | circuit breaker VL160N standard breaking capacity Icu=55kA, 415V AC 4-pole, line protection Electronic Trip Unit ETU20, LSI In=63A, rated current IR=25...63A, overload protection, ISD=1.5 to 10xIR, II=11xIN short-circuit protection N unprotected with screw terminals without auxiliary release without auxiliary/alarm switch with Safety Label for USA | - | 0 | 0
3VL2706-1TF43-0AA0 |  | 3VL2706-1TF43-0AA0 | 1 | UN | 1 | 5 | B | D | EAR99 | N | 85362090 | 1 | 4011209803527 | 3.135 | KG | 1199 | 1091.8 | LP20 | LP20 | circuit breaker VL160N standard breaking capacity Icu=55kA, 415V AC 4-pole, line protection Electronic Trip Unit ETU20, LSI In=63A, rated current IR=25...63A, overload protection, ISD=1.5 to 10xIR, II=11xIN short-circuit protection N protected without auxiliary release without auxiliary/alarm switch | - | 0 | 0
3VL2706-1TF43-0AA0-Z | U01 | 3VL2706-1TF43-0AA0-ZU01 | 1 | UN | 1 | 5 | B | D | EAR99 | N | 85362090 | 1 |  | 3.1 | KG | 1247.4 | 1247.4 | LP20 | LP20 | circuit breaker VL160N standard breaking capacity Icu=55kA, 415V AC 4-pole, line protection Electronic Trip Unit ETU20, LSI In=63A, rated current IR=25...63A, overload protection, ISD=1.5 to 10xIR, II=11xIN short-circuit protection N protected without auxiliary release without auxiliary/alarm switch with Safety Label for USA | - | 0 | 0
3VL2706-1TF46-0AA0 |  | 3VL2706-1TF46-0AA0 | 1 | UN | 1 | 5 | B | D | EAR99 | N | 85362090 | 1 | 4011209804364 | 3.135 | KG | 1166 | 1091.8 | LP20 | LP20 | circuit breaker VL160N standard breaking capacity Icu=55kA, 415V AC 4-pole, line protection Electronic Trip Unit ETU20, LSI In=63A, rated current IR=25...63A, overload protection, ISD=1.5 to 10xIR, II=11xIN short-circuit protection N protected with screw terminals without auxiliary release without auxiliary/alarm switch | - | 0 | 0
3VL2706-1TF46-0AA0-Z | U01 | 3VL2706-1TF46-0AA0-ZU01 | 1 | UN | 1 | 5 | B | D | EAR99 | N | 85362090 | 1 |  | 3.1 | KG | 1214.4 | 1214.4 | LP20 | LP20 | circuit breaker VL160N standard breaking capacity Icu=55kA, 415V AC 4-pole, line protection Electronic Trip Unit ETU20, LSI In=63A, rated current IR=25...63A, overload protection, ISD=1.5 to 10xIR, II=11xIN short-circuit protection N protected with screw terminals without auxiliary release without auxiliary/alarm switch with Safety Label for USA | - | 0 | 0
3VL2706-1TH43-0AA0 |  | 3VL2706-1TH43-0AA0 | 1 | UN | 1 | 5 | B | D | EAR99 | N | 85362090 | 1 | 4011209803558 | 3.135 | KG | 1441 | 1441 | LP20 | LP20 | circuit breaker VL160N standard breaking capacity Icu=55kA, 415V AC 4-pole, line protection Electronic Trip Unit ETU22, LSIG In=63A, rated current IR=25...63A, overload protection, ISD=1.5 to 10xIR, II=11xIN short-circuit protection N protected without auxiliary release without auxiliary/alarm switch | - | 0 | 0
3VL2706-1TH43-0AA0-Z | U01 | 3VL2706-1TH43-0AA0-ZU01 | 1 | UN | 1 | 5 | B | D | EAR99 | N | 85362090 | 1 |  | 3.1 | KG | 1489.4 | 1489.4 | LP20 | LP20 | circuit breaker VL160N standard breaking capacity Icu=55kA, 415V AC 4-pole, line protection Electronic Trip Unit ETU22, LSIG In=63A, rated current IR=25...63A, overload protection, ISD=1.5 to 10xIR, II=11xIN short-circuit protection N protected without auxiliary release without auxiliary/alarm switch with Safety Label for USA | - | 0 | 0
3VL2706-1TH46-0AA0 |  | 3VL2706-1TH46-0AA0 | 1 | UN | 1 | 5 | B | D | EAR99 | N | 85362090 | 1 | 4011209804395 | 3.135 | KG | 1419 | 1419 | LP20 | LP20 | circuit breaker VL160N standard breaking capacity Icu=55kA, 415V AC 4-pole, line protection Electronic Trip Unit ETU22, LSIG In=63A, rated current IR=25...63A, overload protection, ISD=1.5 to 10xIR, II=11xIN short-circuit protection N protected with screw terminals without auxiliary release without auxiliary/alarm switch | - | 0 | 0
3VL2706-1TH46-0AA0-Z | U01 | 3VL2706-1TH46-0AA0-ZU01 | 1 | UN | 1 | 5 | B | D | EAR99 | N | 85362090 | 1 |  | 3.1 | KG | 1467.4 | 1467.4 | LP20 | LP20 | circuit breaker VL160N standard breaking capacity Icu=55kA, 415V AC 4-pole, line protection Electronic Trip Unit ETU22, LSIG In=63A, rated current IR=25...63A, overload protection, ISD=1.5 to 10xIR, II=11xIN short-circuit protection N protected with screw terminals without auxiliary release without auxiliary/alarm switch with Safety Label for USA | - | 0 | 0
3VL2706-1TN43-0AA0 |  | 3VL2706-1TN43-0AA0 | 1 | UN | 1 | 5 | B | D | EAR99 | N | 85362090 | 1 | 4011209803589 | 3.135 | KG | 1408 | 1408 | LP20 | LP20 | circuit breaker VL160N standard breaking capacity Icu=55kA, 415V AC 4-pole, line protection Electronic Trip Unit ETU12, LIG In=63A, rated current IR=25...63A, overload protection, II=1.25 to 11xIN, short-circuit protection N protected without auxiliary release without auxiliary/alarm switch | - | 0 | 0
3VL2706-1TN43-0AA0-Z | U01 | 3VL2706-1TN43-0AA0-ZU01 | 1 | UN | 1 | 5 | B | D | EAR99 | N | 85362090 | 1 |  | 3.1 | KG | 1456.4 | 1456.4 | LP20 | LP20 | circuit breaker VL160N standard breaking capacity Icu=55kA, 415V AC 4-pole, line protection Electronic Trip Unit ETU12, LIG In=63A, rated current IR=25...63A, overload protection, II=1.25 to 11xIN, short-circuit protection N protected without auxiliary release without auxiliary/alarm switch with Safety Label for USA | - | 0 | 0
3VL2706-1TN46-0AA0 |  | 3VL2706-1TN46-0AA0 | 1 | UN | 1 | 5 | B | D | EAR99 | N | 85362090 | 1 | 4011209804425 | 3.135 | KG | 1364 | 1364 | LP20 | LP20 | circuit breaker VL160N standard breaking capacity Icu=55kA, 415V AC 4-pole, line protection Electronic Trip Unit ETU12, LIG In=63A, rated current IR=25...63A, overload protection, II=1.25 to 11xIN, short-circuit protection N protected with screw terminals without auxiliary release without auxiliary/alarm switch | - | 0 | 0
3VL2706-1TN46-0AA0-Z | U01 | 3VL2706-1TN46-0AA0-ZU01 | 1 | UN | 1 | 5 | B | D | EAR99 | N | 85362090 | 1 |  | 3.1 | KG | 1412.4 | 1412.4 | LP20 | LP20 | circuit breaker VL160N standard breaking capacity Icu=55kA, 415V AC 4-pole, line protection Electronic Trip Unit ETU12, LIG In=63A, rated current IR=25...63A, overload protection, II=1.25 to 11xIN, short-circuit protection N protected with screw terminals without auxiliary release without auxiliary/alarm switch with Safety Label for USA | - | 0 | 0
3VL2706-1UH33-0AA0 |  | 3VL2706-1UH33-0AA0 | 1 | UN | 1 | 5 | B | D | EAR99 | N | 85362090 | 1 | 4011209885080 | 2.456 | KG | 1980 | 1980 | LP20 | LP20 | circuit breaker VL160N standard breaking capacity Icu=55kA, 415V AC 3-pole, line protection Electronic Trip Unit LCD ETU40, LI/LS/LSI In=63A, rated current IR=25...63A, overload protection, ISD=1.5 to 10xIR, II=11xIN short-circuit protection without auxiliary release without auxiliary/alarm switch | - | 0 | 0
3VL2706-1UH33-0AA0-Z | U01 | 3VL2706-1UH33-0AA0-ZU01 | 1 | UN | 1 | 5 | B | D | EAR99 | N | 85362090 | 1 |  | 2.4 | KG | 2028.4 | 2028.4 | LP20 | LP20 | circuit breaker VL160N standard breaking capacity Icu=55kA, 415V AC 3-pole, line protection Electronic Trip Unit LCD ETU40, LI/LS/LSI In=63A, rated current IR=25...63A, overload protection, ISD=1.5 to 10xIR, II=11xIN short-circuit protection without auxiliary release without auxiliary/alarm switch with Safety Label for USA | - | 0 | 0
3VL2706-1UH36-0AA0 |  | 3VL2706-1UH36-0AA0 | 1 | UN | 1 | 5 | B | D | EAR99 | N | 85362090 | 1 | 4011209885110 | 2.456 | KG | 1958 | 1958 | LP20 | LP20 | circuit breaker VL160N standard breaking capacity Icu=55kA, 415V AC 3-pole, line protection Electronic Trip Unit LCD ETU40, LI/LS/LSI In=63A, rated current IR=25...63A, overload protection, ISD=1.5 to 10xIR, II=11xIN short-circuit protection with screw terminals without auxiliary release without auxiliary/alarm switch | - | 0 | 0
3VL2706-1UH36-0AA0-Z | U01 | 3VL2706-1UH36-0AA0-ZU01 | 1 | UN | 1 | 5 | B | D | EAR99 | N | 85362090 | 1 |  | 2.4 | KG | 2006.4 | 2006.4 | LP20 | LP20 | circuit breaker VL160N standard breaking capacity Icu=55kA, 415V AC 3-pole, line protection Electronic Trip Unit LCD ETU40, LI/LS/LSI In=63A, rated current IR=25...63A, overload protection, ISD=1.5 to 10xIR, II=11xIN short-circuit protection with screw terminals without auxiliary release without auxiliary/alarm switch with Safety Label for USA | - | 0 | 0
3VL2706-1UJ43-0AA0 |  | 3VL2706-1UJ43-0AA0 | 1 | UN | 1 | 5 | B | D | EAR99 | N | 85362090 | 1 | 4011209886117 | 3.135 | KG | 2310 | 2310 | LP20 | LP20 | circuit breaker VL160N standard breaking capacity Icu=55kA, 415V AC 4-pole, line protection Electronic Trip Unit LCD ETU40, LI/LS/LSI In=63A, rated current IR=25...63A, overload protection, ISD=1.5 to 10xIR, II=11xIN short-circuit protection N protected without auxiliary release without auxiliary/alarm switch | - | 0 | 0
3VL2706-1UJ43-0AA0-Z | U01 | 3VL2706-1UJ43-0AA0-ZU01 | 1 | UN | 1 | 5 | B | D | EAR99 | N | 85362090 | 1 |  | 3.1 | KG | 2358.4 | 2358.4 | LP20 | LP20 | circuit breaker VL160N standard breaking capacity Icu=55kA, 415V AC 4-pole, line protection Electronic Trip Unit LCD ETU40, LI/LS/LSI In=63A, rated current IR=25...63A, overload protection, ISD=1.5 to 10xIR, II=11xIN short-circuit protection N protected without auxiliary release without auxiliary/alarm switch with Safety Label for USA | - | 0 | 0
3VL2706-1UJ46-0AA0 |  | 3VL2706-1UJ46-0AA0 | 1 | UN | 1 | 5 | B | D | EAR99 | N | 85362090 | 1 | 4011209886148 | 3.135 | KG | 2288 | 2288 | LP20 | LP20 | circuit breaker VL160N standard breaking capacity Icu=55kA, 415V AC 4-pole, line protection Electronic Trip Unit LCD ETU40, LI/LS/LSI In=63A, rated current IR=25...63A, overload protection, ISD=1.5 to 10xIR, II=11xIN short-circuit protection N protected with screw terminals without auxiliary release without auxiliary/alarm switch | - | 0 | 0
3VL2706-1UJ46-0AA0-Z | U01 | 3VL2706-1UJ46-0AA0-ZU01 | 1 | UN | 1 | 5 | B | D | EAR99 | N | 85362090 | 1 |  | 3.1 | KG | 2336.4 | 2336.4 | LP20 | LP20 | circuit breaker VL160N standard breaking capacity Icu=55kA, 415V AC 4-pole, line protection Electronic Trip Unit LCD ETU40, LI/LS/LSI In=63A, rated current IR=25...63A, overload protection, ISD=1.5 to 10xIR, II=11xIN short-circuit protection N protected with screw terminals without auxiliary release without auxiliary/alarm switch with Safety Label for USA | - | 0 | 0
3VL2706-1UL33-0AA0 |  | 3VL2706-1UL33-0AA0 | 1 | UN | 1 | 5 | B | D | EAR99 | N | 85362090 | 1 | 4011209885264 | 2.456 | KG | 2222 | 2222 | LP20 | LP20 | circuit breaker VL160N standard breaking capacity Icu=55kA, 415V AC 3-pole, line protection Electronic Trip Unit LCD ETU42, LSIG 3 phases/3 lines In=63A, rated current IR=25...63A, overload protection, ISD=1.5 to 10xIR, II=11xIN short-circuit protection without auxiliary release without auxiliary/alarm switch | - | 0 | 0
3VL2706-1UL33-0AA0-Z | U01 | 3VL2706-1UL33-0AA0-ZU01 | 1 | UN | 1 | 5 | B | D | EAR99 | N | 85362090 | 1 |  | 2.4 | KG | 2270.4 | 2270.4 | LP20 | LP20 | circuit breaker VL160N standard breaking capacity Icu=55kA, 415V AC 3-pole, line protection Electronic Trip Unit LCD ETU42, LSIG 3 phases/3 lines In=63A, rated current IR=25...63A, overload protection, ISD=1.5 to 10xIR, II=11xIN short-circuit protection without auxiliary release without auxiliary/alarm switch with Safety Label for USA | - | 0 | 0
3VL2706-1UL36-0AA0 |  | 3VL2706-1UL36-0AA0 | 1 | UN | 1 | 5 | B | D | EAR99 | N | 85362090 | 1 | 4011209885295 | 2.456 | KG | 2211 | 2211 | LP20 | LP20 | circuit breaker VL160N standard breaking capacity Icu=55kA, 415V AC 3-pole, line protection Electronic Trip Unit LCD ETU42, LSIG 3 phases/3 lines In=63A, rated current IR=25...63A, overload protection, ISD=1.5 to 10xIR, II=11xIN short-circuit protection with screw terminals without auxiliary release without auxiliary/alarm switch | - | 0 | 0
3VL2706-1UL36-0AA0-Z | U01 | 3VL2706-1UL36-0AA0-ZU01 | 1 | UN | 1 | 5 | B | D | EAR99 | N | 85362090 | 1 |  | 2.4 | KG | 2259.4 | 2259.4 | LP20 | LP20 | circuit breaker VL160N standard breaking capacity Icu=55kA, 415V AC 3-pole, line protection Electronic Trip Unit LCD ETU42, LSIG 3 phases/3 lines In=63A, rated current IR=25...63A, overload protection, ISD=1.5 to 10xIR, II=11xIN short-circuit protection with screw terminals without auxiliary release without auxiliary/alarm switch with Safety Label for USA | - | 0 | 0
3VL2706-1UM33-0AA0 |  | 3VL2706-1UM33-0AA0 | 1 | UN | 1 | 5 | B | D | EAR99 | N | 85362090 | 1 | 4011209885448 | 2.456 | KG | 2222 | 2222 | LP20 | LP20 | circuit breaker VL160N standard breaking capacity Icu=55kA, 415V AC 3-pole, line protection Electronic Trip Unit LCD ETU42, LSIG 3 phases/4 lines with connecting cable In=63A, rated current IR=25...63A, overload protection, ISD=1.5 to 10xIR, II=11xIN short-circuit protection without auxiliary release without auxiliary/alarm switch | - | 0 | 0
3VL2706-1UM33-0AA0-Z | U01 | 3VL2706-1UM33-0AA0-ZU01 | 1 | UN | 1 | 5 | B | D | EAR99 | N | 85362090 | 1 |  | 2.4 | KG | 2270.4 | 2270.4 | LP20 | LP20 | circuit breaker VL160N standard breaking capacity Icu=55kA, 415V AC 3-pole, line protection Electronic Trip Unit LCD ETU42, LSIG 3 phases/4 lines with connecting cable In=63A, rated current IR=25...63A, overload protection, ISD=1.5 to 10xIR, II=11xIN short-circuit protection without auxiliary release without auxiliary/alarm switch with Safety Label for USA | - | 0 | 0
3VL2706-1UM36-0AA0 |  | 3VL2706-1UM36-0AA0 | 1 | UN | 1 | 5 | B | D | EAR99 | N | 85362090 | 1 | 4011209885479 | 2.456 | KG | 2211 | 2211 | LP20 | LP20 | circuit breaker VL160N standard breaking capacity Icu=55kA, 415V AC 3-pole, line protection Electronic Trip Unit LCD ETU42, LSIG 3 phases/4 lines with connecting cable In=63A, rated current IR=25...63A, overload protection, ISD=1.5 to 10xIR, II=11xIN with screw terminals without auxiliary release without auxiliary/alarm switch | - | 0 | 0
3VL2706-1UM36-0AA0-Z | U01 | 3VL2706-1UM36-0AA0-ZU01 | 1 | UN | 1 | 5 | B | D | EAR99 | N | 85362090 | 1 |  | 2.4 | KG | 2259.4 | 2259.4 | LP20 | LP20 | circuit breaker VL160N standard breaking capacity Icu=55kA, 415V AC 3-pole, line protection Electronic Trip Unit LCD ETU42, LSIG 3 phases/4 lines with connecting cable In=63A, rated current IR=25...63A, overload protection, ISD=1.5 to 10xIR, II=11xIN with screw terminals without auxiliary release without auxiliary/alarm switch with Safety Label for USA | - | 0 | 0
3VL2706-1UN43-0AA0 |  | 3VL2706-1UN43-0AA0 | 1 | UN | 1 | 5 | B | D | EAR99 | N | 85362090 | 1 | 4011209886292 | 3.135 | KG | 2310 | 2310 | LP20 | LP20 | circuit breaker VL160N standard breaking capacity Icu=55kA, 415V AC 4-pole, line protection Electronic Trip Unit LCD ETU42, LSIG In=63A, rated current IR=25...63A, overload protection, ISD=1.5 to 10xIR, II=11xIN short-circuit protection N protected with ground-fault protection without auxiliary release without auxiliary/alarm switch | - | 0 | 0
3VL2706-1UN43-0AA0-Z | U01 | 3VL2706-1UN43-0AA0-ZU01 | 1 | UN | 1 | 5 | B | D | EAR99 | N | 85362090 | 1 |  | 3.1 | KG | 2358.4 | 2358.4 | LP20 | LP20 | circuit breaker VL160N standard breaking capacity Icu=55kA, 415V AC 4-pole, line protection Electronic Trip Unit LCD ETU42, LSIG In=63A, rated current IR=25...63A, overload protection, ISD=1.5 to 10xIR, II=11xIN short-circuit protection N protected with ground-fault protection without auxiliary release without auxiliary/alarm switch with Safety Label for USA | - | 0 | 0
3VL2706-1UN46-0AA0 |  | 3VL2706-1UN46-0AA0 | 1 | UN | 1 | 5 | B | D | EAR99 | N | 85362090 | 1 | 4011209886322 | 3.135 | KG | 2288 | 2288 | LP20 | LP20 | circuit breaker VL160N standard breaking capacity Icu=55kA, 415V AC 4-pole, line protection Electronic Trip Unit LCD ETU42, LSIG In=63A, rated current IR=25...63A, overload protection, ISD=1.5 to 10xIR, II=11xIN short-circuit protection N protected with screw terminals without auxiliary release without auxiliary/alarm switch | - | 0 | 0
3VL2706-1UN46-0AA0-Z | U01 | 3VL2706-1UN46-0AA0-ZU01 | 1 | UN | 1 | 5 | B | D | EAR99 | N | 85362090 | 1 |  | 3.1 | KG | 2336.4 | 2336.4 | LP20 | LP20 | circuit breaker VL160N standard breaking capacity Icu=55kA, 415V AC 4-pole, line protection Electronic Trip Unit LCD ETU42, LSIG In=63A, rated current IR=25...63A, overload protection, ISD=1.5 to 10xIR, II=11xIN short-circuit protection N protected with screw terminals without auxiliary release without auxiliary/alarm switch with Safety Label for USA | - | 0 | 0
3VL2706-1UP33-0AA0 |  | 3VL2706-1UP33-0AA0 | 1 | UN | 1 | 5 | B | D | EAR99 | N | 85362090 | 1 | 4011209884915 | 2.456 | KG | 1980 | 1980 | LP20 | LP20 | circuit breaker VL160N standard breaking capacity Icu=55kA, 415V AC 3-pole, motor/generator prot. Electronic Trip Unit LCD ETU40M, LI In=63A, rated current IR=25...63A, overload protection, II=1.25 to 11xIN, short-circuit protection without auxiliary release without auxiliary/alarm switch | - | 0 | 0
3VL2706-1UP33-0AA0-Z | U01 | 3VL2706-1UP33-0AA0-ZU01 | 1 | UN | 1 | 5 | B | D | EAR99 | N | 85362090 | 1 |  | 2.4 | KG | 2028.4 | 2028.4 | LP20 | LP20 | circuit breaker VL160N standard breaking capacity Icu=55kA, 415V AC 3-pole, motor/generator prot. Electronic Trip Unit LCD ETU40M, LI In=63A, rated current IR=25...63A, overload protection, II=1.25 to 11xIN, short-circuit protection without auxiliary release without auxiliary/alarm switch with Safety Label for USA | - | 0 | 0
3VL2706-1UP36-0AA0 |  | 3VL2706-1UP36-0AA0 | 1 | UN | 1 | 5 | B | D | EAR99 | N | 85362090 | 1 | 4011209884946 | 2.456 | KG | 1958 | 1958 | LP20 | LP20 | circuit breaker VL160N standard breaking capacity Icu=55kA, 415V AC 3-pole, motor/generator prot. Electronic Trip Unit LCD ETU40M, LI In=63A, rated current IR=25...63A, overload protection, II=1.25 to 11xIN, short-circuit protection with screw terminals without auxiliary release without auxiliary/alarm switch | - | 0 | 0
3VL2706-1UP36-0AA0-Z | U01 | 3VL2706-1UP36-0AA0-ZU01 | 1 | UN | 1 | 5 | B | D | EAR99 | N | 85362090 | 1 |  | 2.4 | KG | 2006.4 | 2006.4 | LP20 | LP20 | circuit breaker VL160N standard breaking capacity Icu=55kA, 415V AC 3-pole, motor/generator prot. Electronic Trip Unit LCD ETU40M, LI In=63A, rated current IR=25...63A, overload protection, II=1.25 to 11xIN, short-circuit protection with screw terminals without auxiliary release without auxiliary/alarm switch with Safety Label for USA | - | 0 | 0
3VL2706-2CH33-0AA0-Z | U01 | 3VL2706-2CH33-0AA0-ZU01 | 1 | UN | 1 | 30 | D | D | EAR99 | N | 85362090 | 1 |  | 2.4 | KG | 3337.4 | 3337.4 | LP20 | LP20 | circuit breaker VL160H high breaking capacity Icu=70kA, 415V AC 3-pole, line protection Electronic Trip Unit LCD ETU40, LI/LS/LSI In=63A, rated current IR=25...63A, overload protection, ISD=1.5 to 10xIR, II=11xIN short-circuit protection without auxiliary release without auxiliary/alarm switch with Safety Label for USA | - | 0 | 0
3VL2706-2CH33-0AD1 |  | 3VL2706-2CH33-0AD1 | 1 | UN | 1 | 30 | D | D | EAR99 | N | 85362090 | 1 | 4011209752498 | 2.4 | KG | 3385.25 | 3385.25 | LP20 | LP20 | circuit breaker VL160H high breaking capacity Icu=70kA, 415V AC 3-pole, line protection Electronic Trip Unit LCD ETU40, LI/LS/LSI In=63A, rated current IR=25...63A, overload protection, ISD=1.5 to 10xIR, II=11xIN short-circuit protection without auxiliary release Auxiliary/alarm switch mounting kit 2 AUX (1 NO+1 NC)+1 AS (1 NO) | - | 0 | 0
3VL2706-2CH36-0AA0-Z | U01 | 3VL2706-2CH36-0AA0-ZU01 | 1 | UN | 1 | 30 | D | D | EAR99 | N | 85362090 | 1 |  | 2.4 | KG | 3337.4 | 3337.4 | LP20 | LP20 | circuit breaker VL160H high breaking capacity Icu=70kA, 415V AC 3-pole, line protection Electronic Trip Unit LCD ETU40, LI/LS/LSI In=63A, rated current IR=25...63A, overload protection, ISD=1.5 to 10xIR, II=11xIN short-circuit protection with screw terminals without auxiliary release without auxiliary/alarm switch with Safety Label for USA | - | 0 | 0
3VL2706-2CJ43-0AA0-Z | U01 | 3VL2706-2CJ43-0AA0-ZU01 | 1 | UN | 1 | 30 | D | D | EAR99 | N | 85362090 | 1 |  | 3.1 | KG | 3887.4 | 3887.4 | LP20 | LP20 | circuit breaker VL160H high breaking capacity Icu=70kA, 415V AC 4-pole, line protection Electronic Trip Unit LCD ETU40, LI/LS/LSI In=63A, rated current IR=25...63A, overload protection, ISD=1.5 to 10xIR, II=11xIN short-circuit protection N protected without auxiliary release without auxiliary/alarm switch with Safety Label for USA | - | 0 | 0
3VL2706-2CJ46-0AA0-Z | U01 | 3VL2706-2CJ46-0AA0-ZU01 | 1 | UN | 1 | 30 | D | D | EAR99 | N | 85362090 | 1 |  | 3.1 | KG | 3887.4 | 3887.4 | LP20 | LP20 | circuit breaker VL160H high breaking capacity Icu=70kA, 415V AC 4-pole, line protection Electronic Trip Unit LCD ETU40, LI/LS/LSI In=63A, rated current IR=25...63A, overload protection, ISD=1.5 to 10xIR, II=11xIN short-circuit protection N protected with screw terminals without auxiliary release without auxiliary/alarm switch with Safety Label for USA | - | 0 | 0
3VL2706-2CL33-0AA0-Z | U01 | 3VL2706-2CL33-0AA0-ZU01 | 1 | UN | 1 | 30 | D | D | EAR99 | N | 85362090 | 1 |  | 2.4 | KG | 3689.4 | 3689.4 | LP20 | LP20 | circuit breaker VL160H high breaking capacity Icu=70kA, 415V AC 3-pole, line protection Electronic Trip Unit LCD ETU42, LSIG 3 phases/3 lines In=63A, rated current IR=25...63A, overload protection, ISD=1.5 to 10xIR, II=11xIN short-circuit protection without auxiliary release without auxiliary/alarm switch with Safety Label for USA | - | 0 | 0
3VL2706-2CL36-0AA0-Z | U01 | 3VL2706-2CL36-0AA0-ZU01 | 1 | UN | 1 | 30 | D | D | EAR99 | N | 85362090 | 1 |  | 2.4 | KG | 3689.4 | 3689.4 | LP20 | LP20 | circuit breaker VL160H high breaking capacity Icu=70kA, 415V AC 3-pole, line protection Electronic Trip Unit LCD ETU42, LSIG 3 phases/3 lines In=63A, rated current IR=25...63A, overload protection, ISD=1.5 to 10xIR, II=11xIN short-circuit protection with screw terminals without auxiliary release without auxiliary/alarm switch with Safety Label for USA | - | 0 | 0
3VL2706-2CM33-0AA0-Z | U01 | 3VL2706-2CM33-0AA0-ZU01 | 1 | UN | 1 | 30 | D | D | EAR99 | N | 85362090 | 1 |  | 2.4 | KG | 3689.4 | 3689.4 | LP20 | LP20 | circuit breaker VL160H high breaking capacity Icu=70kA, 415V AC 3-pole, line protection Electronic Trip Unit LCD ETU42, LSIG 3 phases/4 lines with connecting cable In=63A, rated current IR=26...63A, overload protection, ISD=1.5 to 10xIR, II=11xIN short-circuit protection without auxiliary release without auxiliary/alarm switch with Safety Label for USA | - | 0 | 0
3VL2706-2CM36-0AA0-Z | U01 | 3VL2706-2CM36-0AA0-ZU01 | 1 | UN | 1 | 30 | D | D | EAR99 | N | 85362090 | 1 |  | 2.4 | KG | 3689.4 | 3689.4 | LP20 | LP20 | circuit breaker VL160H high breaking capacity Icu=70kA, 415V AC 3-pole, line protection Electronic Trip Unit LCD ETU42, LSIG 3 phases/4 lines with connecting cable In=63A, rated current IR=26...63A, overload protection, ISD=1.5 to 10xIR, II=11xIN with screw terminals without auxiliary release without auxiliary/alarm switch with Safety Label for USA | - | 0 | 0
3VL2706-2CN43-0AA0 |  | 3VL2706-2CN43-0AA0 | 1 | UN | 1 | 30 | D | D | EAR99 | N | 85362090 | 1 | 4011209479579 | 3.1 | KG | 3839 | 3839 | LP20 | LP20 | circuit breaker VL160H high breaking capacity Icu=70kA, 415V AC 4-pole, line protection Electronic Trip Unit LCD ETU42, LSIG In=63A, rated current IR=25...63A, overload protection, ISD=1.5 to 10xIR, II=11xIN short-circuit protection N protected with ground-fault protection without auxiliary release without auxiliary/alarm switch | - | 0 | 0
3VL2706-2CN43-0AA0-Z | U01 | 3VL2706-2CN43-0AA0-ZU01 | 1 | UN | 1 | 30 | D | D | EAR99 | N | 85362090 | 1 |  | 3.1 | KG | 3887.4 | 3887.4 | LP20 | LP20 | circuit breaker VL160H high breaking capacity Icu=70kA, 415V AC 4-pole, line protection Electronic Trip Unit LCD ETU42, LSIG In=63A, rated current IR=25...63A, overload protection, ISD=1.5 to 10xIR, II=11xIN short-circuit protection N protected with ground-fault protection without auxiliary release without auxiliary/alarm switch with Safety Label for USA | - | 0 | 0
3VL2706-2CN43-0AD1 |  | 3VL2706-2CN43-0AD1 | 1 | UN | 1 | 30 | D | D | EAR99 | N | 85362090 | 1 | 4011209752504 | 3.1 | KG | 3935.25 | 3935.25 | LP20 | LP20 | circuit breaker VL160H high breaking capacity Icu=70kA, 415V AC 4-pole, line protection Electronic Trip Unit LCD ETU42, LSIG In=63A, rated current IR=25...63A, overload protection, ISD=1.5 to 10xIR, II=11xIN short-circuit protection N protected with ground-fault protection without auxiliary release Auxiliary/alarm switch mounting kit 2 AUX (1 NO+1 NC)+1 AS (1 NO) | - | 0 | 0
3VL2706-2CN46-0AA0-Z | U01 | 3VL2706-2CN46-0AA0-ZU01 | 1 | UN | 1 | 30 | D | D | EAR99 | N | 85362090 | 1 |  | 3.1 | KG | 3887.4 | 3887.4 | LP20 | LP20 | circuit breaker VL160H high breaking capacity Icu=70kA, 415V AC 4-pole, line protection Electronic Trip Unit LCD ETU42, LSIG In=63A, rated current IR=25...63A, overload protection, ISD=1.5 to 10xIR, II=11xIN short-circuit protection N protected with screw terminals without auxiliary release without auxiliary/alarm switch with Safety Label for USA | - | 0 | 0
3VL2706-2CP33-0AA0-Z | U01 | 3VL2706-2CP33-0AA0-ZU01 | 1 | UN | 1 | 30 | D | D | EAR99 | N | 85362090 | 1 |  | 2.4 | KG | 3337.4 | 3337.4 | LP20 | LP20 | circuit breaker VL160H high breaking capacity Icu=70kA, 415V AC 3-pole, motor/generator prot. Electronic Trip Unit LCD ETU40M, LI In=63A, rated current IR=25...63A, overload protection, II=1.25 to 11xIN, short-circuit protection without auxiliary release without auxiliary/alarm switch with Safety Label for USA | - | 0 | 0
3VL2706-2CP33-0AB1 |  | 3VL2706-2CP33-0AB1 | 1 | UN | 1 | 30 | D | D | EAR99 | N | 85362090 | 1 | 4011209752511 | 2.4 | KG | 3364.68 | 3364.68 | LP20 | LP20 | circuit breaker VL160H high breaking capacity Icu=70kA, 415V AC 3-pole, motor/generator prot. Electronic Trip Unit LCD ETU40M, LI In=63A, rated current IR=25...63A, overload protection, II=1.25 to 11xIN, short-circuit protection without auxiliary release Auxiliary switch mounting kit 2 AUX (1 NO + 1 NC) | - | 0 | 0
3VL2706-2CP36-0AA0-Z | U01 | 3VL2706-2CP36-0AA0-ZU01 | 1 | UN | 1 | 30 | D | D | EAR99 | N | 85362090 | 1 |  | 2.4 | KG | 3337.4 | 3337.4 | LP20 | LP20 | circuit breaker VL160H high breaking capacity Icu=70kA, 415V AC 3-pole, motor/generator prot. Electronic Trip Unit LCD ETU40M, LI In=63A, rated current IR=25...63A, overload protection, II=1.25 to 11xIN, short-circuit protection with screw terminals without auxiliary release without auxiliary/alarm switch with Safety Label for USA | - | 0 | 0
3VL2706-2DC33-0AA0 |  | 3VL2706-2DC33-0AA0 | 1 | UN | 1 | 5 | B | D | EAR99 | N | 85362010 | 1 | 4011209479593 | 2.418 | KG | 523.6 | 478.5 | LP20 | LP20 | circuit breaker VL160H high breaking capacity Icu=70kA, 415V AC 3-pole, line protection Electronic Trip Unit TM, LI In=63A, rated current IR=50...63A, overload protection, II=300...600A, short-circuit protection without auxiliary release without auxiliary/alarm switch | - | 0 | 0
3VL2706-2DC33-0AA0-Z | U01 | 3VL2706-2DC33-0AA0-ZU01 | 1 | UN | 1 | 5 | B | D | EAR99 | N | 85362010 | 1 |  | 2.2 | KG | 572 | 572 | LP20 | LP20 | circuit breaker VL160H high breaking capacity Icu=70kA, 415V AC 3-pole, line protection Electronic Trip Unit TM, LI In=63A, rated current IR=50...63A, overload protection, II=300...600A, short-circuit protection without auxiliary release without auxiliary/alarm switch with Safety Label for USA | - | 0 | 0
3VL2706-2DC33-0AB1 |  | 3VL2706-2DC33-0AB1 | 1 | UN | 1 | 5 | B | D | EAR99 | N | 85362010 | 1 | 4011209752528 | 2.535 | KG | 599.28 | 599.28 | LP20 | LP20 | circuit breaker VL160H high breaking capacity Icu=70kA, 415V AC 3-pole, line protection Electronic Trip Unit TM, LI In=63A, rated current IR=50...63A, overload protection, II=300...600A, short-circuit protection without auxiliary release Auxiliary switch mounting kit 2 AUX (1 NO + 1 NC) | - | 0 | 0
3VL2706-2DC33-0AB1-Z | U01 | 3VL2706-2DC33-0AB1-ZU01 | 1 | UN | 1 | 5 | B | D | EAR99 | N | 85362010 | 1 |  | 2.2 | KG | 647.68 | 647.68 | LP20 | LP20 | circuit breaker VL160H high breaking capacity Icu=70kA, 415V AC 3-pole, line protection Electronic Trip Unit TM, LI In=63A, rated current IR=50...63A, overload protection, II=300...600A, short-circuit protection without auxiliary release Auxiliary switch mounting kit 2 AUX (1 NO + 1 NC) with Safety Label for USA | - | 0 | 0
3VL2706-2DC33-0AD1 |  | 3VL2706-2DC33-0AD1 | 1 | UN | 1 | 5 | B | D | EAR99 | N | 85362010 | 1 | 4011209752535 | 2.42 | KG | 619.85 | 619.85 | LP20 | LP20 | circuit breaker VL160H high breaking capacity Icu=70kA, 415V AC 3-pole, line protection Electronic Trip Unit TM, LI In=63A, rated current IR=50...63A, overload protection, II=300...600A, short-circuit protection without auxiliary release Auxiliary/alarm switch mounting kit 2 AUX (1 NO+1 NC)+1 AS (1 NO) | - | 0 | 0
3VL2706-2DC33-2HD1-Z | U01 | 3VL2706-2DC33-2HD1-ZU01 | 1 | UN | 1 | 5 | B | D | EAR99 | N | 85362010 | 1 |  | 2.2 | KG | 859.65 | 859.65 | LP20 | LP20 | circuit breaker VL160H high breaking capacity Icu=70kA, 415V AC 3-pole, line protection Electronic Trip Unit TM, LI In=63A, rated current IR=50...63A, overload protection, II=300...600A, short-circuit protection Undervoltage release 220...250 V AC Auxiliary/alarm switch mounting kit 2 AUX (1 NO+1 NC)+1 AS (1 NO) with Safety Label for USA | - | 0 | 0
3VL2706-2DC33-8TB1 |  | 3VL2706-2DC33-8TB1 | 1 | UN | 1 | 5 | B | D | EAR99 | N | 85362010 | 1 | 4011209752542 | 2.589 | KG | 744.48 | 744.48 | LP20 | LP20 | circuit breaker VL160H high breaking capacity Icu=70kA, 415V AC 3-pole, line protection Electronic Trip Unit TM, LI In=63A, rated current IR=50...63A, overload protection, II=300...600A, short-circuit protection Shunt release 208...277 V AC Auxiliary switch mounting kit 2 AUX (1 NO + 1 NC) | - | 0 | 0
3VL2706-2DC36-0AA0 |  | 3VL2706-2DC36-0AA0 | 1 | UN | 1 | 5 | B | D | EAR99 | N | 85362090 | 1 | 4011209628182 | 2.2 | KG | 506 | 478.5 | LP20 | LP20 | circuit breaker VL160H high breaking capacity Icu=70kA, 415V AC 3-pole, line protection Electronic Trip Unit TM, LI In=63A, rated current IR=50...63A, overload protection, II=300...600A, short-circuit protection with screw terminals without auxiliary release without auxiliary/alarm switch | - | 0 | 0
3VL2706-2DC36-0AA0-Z | U01 | 3VL2706-2DC36-0AA0-ZU01 | 1 | UN | 1 | 5 | B | D | EAR99 | N | 85362090 | 1 |  | 2.2 | KG | 554.4 | 554.4 | LP20 | LP20 | circuit breaker VL160H high breaking capacity Icu=70kA, 415V AC 3-pole, line protection Electronic Trip Unit TM, LI In=63A, rated current IR=50...63A, overload protection, II=300...600A, short-circuit protection with screw terminals without auxiliary release without auxiliary/alarm switch with Safety Label for USA | - | 0 | 0
3VL2706-2DK33-0AA0 |  | 3VL2706-2DK33-0AA0 | 1 | UN | 1 | 5 | B | D | EAR99 | N | 85362090 | 1 | 4011209479609 | 2.505 | KG | 496.1 | 453.1 | LP20 | LP20 | circuit breaker VL160H high breaking capacity Icu=70kA, 415V AC 3-pole, starter combination Electronic Trip Unit magnetic In=63A, rated current II=450...900A, short-circuit protection without auxiliary release without auxiliary/alarm switch | - | 0 | 0
3VL2706-2DK33-0AA0-Z | U01 | 3VL2706-2DK33-0AA0-ZU01 | 1 | UN | 1 | 5 | B | D | EAR99 | N | 85362090 | 1 |  | 2.2 | KG | 544.5 | 544.5 | LP20 | LP20 | circuit breaker VL160H high breaking capacity Icu=70kA, 415V AC 3-pole, starter combination Electronic Trip Unit magnetic In=63A, rated current II=450...900A, short-circuit protection without auxiliary release without auxiliary/alarm switch with Safety Label for USA | - | 0 | 0
3VL2706-2DK36-0AA0 |  | 3VL2706-2DK36-0AA0 | 1 | UN | 1 | 5 | B | D | EAR99 | N | 85362090 | 1 | 4011209607057 | 2.32 | KG | 476.3 | 453.1 | LP20 | LP20 | circuit breaker VL160H high breaking capacity Icu=70kA, 415V AC 3-pole, starter combination Electronic Trip Unit magnetic In=63A, rated current II=450...900A, short-circuit protection with screw terminals without auxiliary release without auxiliary/alarm switch | - | 0 | 0
3VL2706-2DK36-0AA0-Z | U01 | 3VL2706-2DK36-0AA0-ZU01 | 1 | UN | 1 | 5 | B | D | EAR99 | N | 85362090 | 1 |  | 2.2 | KG | 524.7 | 524.7 | LP20 | LP20 | circuit breaker VL160H high breaking capacity Icu=70kA, 415V AC 3-pole, starter combination Electronic Trip Unit magnetic In=63A, rated current II=450...900A, short-circuit protection with screw terminals without auxiliary release without auxiliary/alarm switch with Safety Label for USA | - | 0 | 0
3VL2706-2EJ43-0AA0 |  | 3VL2706-2EJ43-0AA0 | 1 | UN | 1 | 5 | B | D | EAR99 | N | 85362090 | 1 | 4011209479623 | 3.232 | KG | 679.8 | 622.8 | LP20 | LP20 | circuit breaker VL160H high breaking capacity Icu=70kA, 415V AC 4-pole, line protection Electronic Trip Unit TM, LI In=63A, rated current IR=50...63A, overload protection, II=300...600A, short-circuit protection N unprotected without auxiliary release without auxiliary/alarm switch | - | 0 | 0
3VL2706-2EJ43-0AA0-Z | U01 | 3VL2706-2EJ43-0AA0-ZU01 | 1 | UN | 1 | 5 | B | D | EAR99 | N | 85362090 | 1 |  | 3 | KG | 728.2 | 728.2 | LP20 | LP20 | circuit breaker VL160H high breaking capacity Icu=70kA, 415V AC 4-pole, line protection Electronic Trip Unit TM, LI In=63A, rated current IR=50...63A, overload protection, II=300...600A, short-circuit protection N unprotected without auxiliary release without auxiliary/alarm switch with Safety Label for USA | - | 0 | 0
3VL2706-2EJ43-0AB1-Z | U01 | 3VL2706-2EJ43-0AB1-ZU01 | 1 | UN | 1 | 5 | B | D | EAR99 | N | 85362090 | 1 |  | 3 | KG | 803.88 | 803.88 | LP20 | LP20 | circuit breaker VL160H high breaking capacity Icu=70kA, 415V AC 4-pole, line protection Electronic Trip Unit TM, LI In=63A, rated current IR=50...63A, overload protection, II=300...600A, short-circuit protection N unprotected without auxiliary release Auxiliary switch mounting kit 2 AUX (1 NO + 1 NC) with Safety Label for USA | - | 0 | 0
3VL2706-2EJ43-8KD1 |  | 3VL2706-2EJ43-8KD1 | 1 | UN | 1 | 5 | B | D | EAR99 | N | 85362090 | 1 | 4011209752559 | 3.258 | KG | 921.25 | 921.25 | LP20 | LP20 | circuit breaker VL160H high breaking capacity Icu=70kA, 415V AC 4-pole, line protection Electronic Trip Unit TM, LI In=63A, rated current IR=50...63A, overload protection, II=300...600A, short-circuit protection N unprotected Shunt release 110...127 V DC Auxiliary/alarm switch mounting kit 2 AUX (1 NO+1 NC)+1 AS (1 NO) | - | 0 | 0
3VL2706-2EJ46-0AA0 |  | 3VL2706-2EJ46-0AA0 | 1 | UN | 1 | 5 | B | D | EAR99 | N | 85362090 | 1 | 4011209638099 | 3.107 | KG | 656.7 | 622.8 | LP20 | LP20 | circuit breaker VL160H high breaking capacity Icu=70kA, 415V AC 4-pole, line protection Electronic Trip Unit TM, LI In=63A, rated current IR=50...63A, overload protection, II=300...600A, short-circuit protection N unprotected with screw terminals without auxiliary release without auxiliary/alarm switch | - | 0 | 0
3VL2706-2EJ46-0AA0-Z | U01 | 3VL2706-2EJ46-0AA0-ZU01 | 1 | UN | 1 | 5 | B | D | EAR99 | N | 85362090 | 1 |  | 3 | KG | 705.1 | 705.1 | LP20 | LP20 | circuit breaker VL160H high breaking capacity Icu=70kA, 415V AC 4-pole, line protection Electronic Trip Unit TM, LI In=63A, rated current IR=50...63A, overload protection, II=300...600A, short-circuit protection N unprotected with screw terminals without auxiliary release without auxiliary/alarm switch with Safety Label for USA | - | 0 | 0
3VL2706-2EM43-0AA0 |  | 3VL2706-2EM43-0AA0 | 1 | UN | 1 | 5 | B | D | EAR99 | N | 85362090 | 1 | 4011209670242 | 3.16 | KG | 691.9 | 631.7 | LP20 | LP20 | circuit breaker VL160H high breaking capacity Icu=70kA, 415V AC 4-pole, line protection Electronic Trip Unit TM, LI In=63A, rated current IR=50...63A, overload protection, II=300...600A, short-circuit protection N protected without auxiliary release without auxiliary/alarm switch | - | 0 | 0
3VL2706-2EM43-0AA0-Z | U01 | 3VL2706-2EM43-0AA0-ZU01 | 1 | UN | 1 | 5 | B | D | EAR99 | N | 85362090 | 1 |  | 3 | KG | 740.3 | 740.3 | LP20 | LP20 | circuit breaker VL160H high breaking capacity Icu=70kA, 415V AC 4-pole, line protection Electronic Trip Unit TM, LI In=63A, rated current IR=50...63A, overload protection, II=300...600A, short-circuit protection N protected without auxiliary release without auxiliary/alarm switch with Safety Label for USA | - | 0 | 0
3VL2706-2EM46-0AA0 |  | 3VL2706-2EM46-0AA0 | 1 | UN | 1 | 5 | B | D | EAR99 | N | 85362090 | 1 | 4011209735309 | 3.075 | KG | 666.6 | 631.7 | LP20 | LP20 | circuit breaker VL160H high breaking capacity Icu=70kA, 415V AC 4-pole, line protection Electronic Trip Unit TM, LI In=63A, rated current IR=50...63A, overload protection, II=300...600A, short-circuit protection N protected with screw terminals without auxiliary release without auxiliary/alarm switch | - | 0 | 0
3VL2706-2EM46-0AA0-Z | U01 | 3VL2706-2EM46-0AA0-ZU01 | 1 | UN | 1 | 5 | B | D | EAR99 | N | 85362090 | 1 |  | 3 | KG | 715 | 715 | LP20 | LP20 | circuit breaker VL160H high breaking capacity Icu=70kA, 415V AC 4-pole, line protection Electronic Trip Unit TM, LI In=63A, rated current IR=50...63A, overload protection, II=300...600A, short-circuit protection N protected with screw terminals without auxiliary release without auxiliary/alarm switch with Safety Label for USA | - | 0 | 0
3VL2706-2LA43-0AA0 |  | 3VL2706-2LA43-0AA0 | 1 | UN | 1 | 5 | B | D | EAR99 | N | 85362010 | 1 | 4011209872912 | 2.447 | KG | 1452 | 1452 | LP20 | LP20 | circuit breaker VL160H high breaking capacity Icu=70kA, 415V AC 4-pole, line protection Electronic Trip Unit ETU10, LI In=63A, rated current IR=25...63A, overload protection, II=1.25 to 11xIN, short-circuit protection N protected without auxiliary release shipbuilding certificate for LRS, DNV and gL without auxiliary/alarm switch | - | 0 | 0
3VL2706-2LA43-0AA0-Z | U01 | 3VL2706-2LA43-0AA0-ZU01 | 1 | UN | 1 | 5 | B | D | EAR99 | N | 85362010 | 1 |  | 3.1 | KG | 1500.4 | 1500.4 | LP20 | LP20 | circuit breaker VL160H high breaking capacity Icu=70kA, 415V AC 4-pole, line protection Electronic Trip Unit ETU10, LI In=63A, rated current IR=25...63A, overload protection, II=1.25 to 11xIN, short-circuit protection N protected without auxiliary release shipbuilding certificate for LRS, DNV and gL without auxiliary/alarm switch with Safety Label for USA | - | 0 | 0
3VL2706-2LA46-0AA0 |  | 3VL2706-2LA46-0AA0 | 1 | UN | 1 | 5 | B | D | EAR99 | N | 85362010 | 1 | 4011209872943 | 2.447 | KG | 1430 | 1430 | LP20 | LP20 | circuit breaker VL160H high breaking capacity Icu=70kA, 415V AC 4-pole, line protection Electronic Trip Unit ETU10, LI In=63A, rated current IR=25...63A, overload protection, II=1.25 to 11xIN, short-circuit protection N protected with screw terminals without auxiliary release shipbuilding certificate for LRS, DNV and gL without auxiliary/alarm switch | - | 0 | 0
3VL2706-2LA46-0AA0-Z | U01 | 3VL2706-2LA46-0AA0-ZU01 | 1 | UN | 1 | 5 | B | D | EAR99 | N | 85362010 | 1 |  | 3.1 | KG | 1478.4 | 1478.4 | LP20 | LP20 | circuit breaker VL160H high breaking capacity Icu=70kA, 415V AC 4-pole, line protection Electronic Trip Unit ETU10, LI In=63A, rated current IR=25...63A, overload protection, II=1.25 to 11xIN, short-circuit protection N protected with screw terminals without auxiliary release shipbuilding certificate for LRS, DNV and gL without auxiliary/alarm switch with Safety Label for USA | - | 0 | 0
3VL2706-2LB33-0AA0 |  | 3VL2706-2LB33-0AA0 | 1 | UN | 1 | 5 | B | D | EAR99 | N | 85362010 | 1 | 4011209872028 | 2.447 | KG | 1061.5 | 1061.5 | LP20 | LP20 | circuit breaker VL160H high breaking capacity Icu=70kA, 415V AC 3-pole, line protection Electronic Trip Unit ETU10, LI In=63A, rated current IR=25...63A, overload protection, II=1.25 to 11xIN, short-circuit protection without auxiliary release shipbuilding certificate for LRS, DNV and gL without auxiliary/alarm switch | - | 0 | 0
3VL2706-2LB33-0AA0-Z | U01 | 3VL2706-2LB33-0AA0-ZU01 | 1 | UN | 1 | 5 | B | D | EAR99 | N | 85362010 | 1 |  | 2.4 | KG | 1109.9 | 1109.9 | LP20 | LP20 | circuit breaker VL160H high breaking capacity Icu=70kA, 415V AC 3-pole, line protection Electronic Trip Unit ETU10, LI In=63A, rated current IR=25...63A, overload protection, II=1.25 to 11xIN, short-circuit protection without auxiliary release shipbuilding certificate for LRS, DNV and gL without auxiliary/alarm switch with Safety Label for USA | - | 0 | 0
3VL2706-2LB36-0AA0 |  | 3VL2706-2LB36-0AA0 | 1 | UN | 1 | 5 | B | D | EAR99 | N | 85362010 | 1 | 4011209872059 | 2.447 | KG | 1041.7 | 1041.7 | LP20 | LP20 | circuit breaker VL160H high breaking capacity Icu=70kA, 415V AC 3-pole, line protection Electronic Trip Unit ETU10, LI In=63A, rated current IR=25...63A, overload protection, II=1.25 to 11xIN, short-circuit protection with screw terminals without auxiliary release shipbuilding certificate for LRS, DNV and gL without auxiliary/alarm switch | - | 0 | 0
3VL2706-2LB36-0AA0-Z | U01 | 3VL2706-2LB36-0AA0-ZU01 | 1 | UN | 1 | 5 | B | D | EAR99 | N | 85362010 | 1 |  | 2.4 | KG | 1090.1 | 1090.1 | LP20 | LP20 | circuit breaker VL160H high breaking capacity Icu=70kA, 415V AC 3-pole, line protection Electronic Trip Unit ETU10, LI In=63A, rated current IR=25...63A, overload protection, II=1.25 to 11xIN, short-circuit protection with screw terminals without auxiliary release shipbuilding certificate for LRS, DNV and gL without auxiliary/alarm switch with Safety Label for USA | - | 0 | 0
3VL2706-2LE33-0AA0 |  | 3VL2706-2LE33-0AA0 | 1 | UN | 1 | 5 | B | D | EAR99 | N | 85362010 | 1 | 4011209872196 | 2.447 | KG | 1122 | 1122 | LP20 | LP20 | circuit breaker VL160H high breaking capacity Icu=70kA, 415V AC 3-pole, line protection Electronic Trip Unit ETU20, LSI In=63A, rated current IR=25...63A, overload protection, ISD=1.5 to 10xIR, II=11xIN short-circuit protection without auxiliary release shipbuilding certificate for LRS, DNV and gL without auxiliary/alarm switch | - | 0 | 0
3VL2706-2LE33-0AA0-Z | U01 | 3VL2706-2LE33-0AA0-ZU01 | 1 | UN | 1 | 5 | B | D | EAR99 | N | 85362010 | 1 |  | 2.4 | KG | 1170.4 | 1170.4 | LP20 | LP20 | circuit breaker VL160H high breaking capacity Icu=70kA, 415V AC 3-pole, line protection Electronic Trip Unit ETU20, LSI In=63A, rated current IR=25...63A, overload protection, ISD=1.5 to 10xIR, II=11xIN short-circuit protection without auxiliary release shipbuilding certificate for LRS, DNV and gL without auxiliary/alarm switch with Safety Label for USA | - | 0 | 0
3VL2706-2LE36-0AA0 |  | 3VL2706-2LE36-0AA0 | 1 | UN | 1 | 5 | B | D | EAR99 | N | 85362010 | 1 | 4011209872226 | 2.447 | KG | 1096.7 | 1096.7 | LP20 | LP20 | circuit breaker VL160H high breaking capacity Icu=70kA, 415V AC 3-pole, line protection Electronic Trip Unit ETU20, LSI In=63A, rated current IR=25...63A, overload protection, ISD=1.5 to 10xIR, II=11xIN short-circuit protection with screw terminals without auxiliary release shipbuilding certificate for LRS, DNV and gL without auxiliary/alarm switch | - | 0 | 0
3VL2706-2LE36-0AA0-Z | U01 | 3VL2706-2LE36-0AA0-ZU01 | 1 | UN | 1 | 5 | B | D | EAR99 | N | 85362010 | 1 |  | 2.4 | KG | 1145.1 | 1145.1 | LP20 | LP20 | circuit breaker VL160H high breaking capacity Icu=70kA, 415V AC 3-pole, line protection Electronic Trip Unit ETU20, LSI In=63A, rated current IR=25...63A, overload protection, ISD=1.5 to 10xIR, II=11xIN short-circuit protection with screw terminals without auxiliary release shipbuilding certificate for LRS, DNV and gL without auxiliary/alarm switch with Safety Label for USA | - | 0 | 0
3VL2706-2LF43-0AA0 |  | 3VL2706-2LF43-0AA0 | 1 | UN | 1 | 5 | B | D | EAR99 | N | 85362010 | 1 | 4011209873087 | 2.447 | KG | 1518 | 1518 | LP20 | LP20 | circuit breaker VL160H high breaking capacity Icu=70kA, 415V AC 4-pole, line protection Electronic Trip Unit ETU20, LSI In=63A, rated current IR=25...63A, overload protection, ISD=1.5 to 10xIR, II=11xIN short-circuit protection N protected without auxiliary release shipbuilding certificate for LRS, DNV and gL without auxiliary/alarm switch | - | 0 | 0
3VL2706-2LF43-0AA0-Z | U01 | 3VL2706-2LF43-0AA0-ZU01 | 1 | UN | 1 | 5 | B | D | EAR99 | N | 85362010 | 1 |  | 3.1 | KG | 1566.4 | 1566.4 | LP20 | LP20 | circuit breaker VL160H high breaking capacity Icu=70kA, 415V AC 4-pole, line protection Electronic Trip Unit ETU20, LSI In=63A, rated current IR=25...63A, overload protection, ISD=1.5 to 10xIR, II=11xIN short-circuit protection N protected without auxiliary release shipbuilding certificate for LRS, DNV and gL without auxiliary/alarm switch with Safety Label for USA | - | 0 | 0
3VL2706-2LF46-0AA0 |  | 3VL2706-2LF46-0AA0 | 1 | UN | 1 | 5 | B | D | EAR99 | N | 85362010 | 1 | 4011209873117 | 2.447 | KG | 1485 | 1485 | LP20 | LP20 | circuit breaker VL160H high breaking capacity Icu=70kA, 415V AC 4-pole, line protection Electronic Trip Unit ETU20, LSI In=63A, rated current IR=25...63A, overload protection, ISD=1.5 to 10xIR, II=11xIN short-circuit protection N protected with screw terminals without auxiliary release shipbuilding certificate for LRS, DNV and gL without auxiliary/alarm switch | - | 0 | 0
3VL2706-2LF46-0AA0-Z | U01 | 3VL2706-2LF46-0AA0-ZU01 | 1 | UN | 1 | 5 | B | D | EAR99 | N | 85362010 | 1 |  | 3.1 | KG | 1533.4 | 1533.4 | LP20 | LP20 | circuit breaker VL160H high breaking capacity Icu=70kA, 415V AC 4-pole, line protection Electronic Trip Unit ETU20, LSI In=63A, rated current IR=25...63A, overload protection, ISD=1.5 to 10xIR, II=11xIN short-circuit protection N protected with screw terminals without auxiliary release shipbuilding certificate for LRS, DNV and gL without auxiliary/alarm switch with Safety Label for USA | - | 0 | 0
3VL2706-2LS33-0AA0 |  | 3VL2706-2LS33-0AA0 | 1 | UN | 1 | 5 | B | D | EAR99 | N | 85362010 | 1 | 4011209872370 | 2.447 | KG | 1029.6 | 1029.6 | LP20 | LP20 | circuit breaker VL160H high breaking capacity Icu=70kA, 415V AC 3-pole, motor protection Electronic Trip Unit ETU30M, LI Ir=25...63A, overload prot., TC=10A...30, II=6/8/11 xIN, short-circuit protection without auxiliary release shipbuilding certificate for LRS, DNV and gL without auxiliary/alarm switch | - | 0 | 0
3VL2706-2LS33-0AA0-Z | U01 | 3VL2706-2LS33-0AA0-ZU01 | 1 | UN | 1 | 5 | B | D | EAR99 | N | 85362010 | 1 |  | 2.4 | KG | 1078 | 1078 | LP20 | LP20 | circuit breaker VL160H high breaking capacity Icu=70kA, 415V AC 3-pole, motor protection Electronic Trip Unit ETU30M, LI Ir=25...63A, overload prot., TC=10A...30, II=6/8/11 xIN, short-circuit protection without auxiliary release shipbuilding certificate for LRS, DNV and gL without auxiliary/alarm switch with Safety Label for USA | - | 0 | 0
3VL2706-2LS36-0AA0 |  | 3VL2706-2LS36-0AA0 | 1 | UN | 1 | 5 | B | D | EAR99 | N | 85362010 | 1 | 4011209872400 | 2.447 | KG | 1010.9 | 1010.9 | LP20 | LP20 | circuit breaker VL160H high breaking capacity Icu=70kA, 415V AC 3-pole, motor protection Electronic Trip Unit ETU30M, LI Ir=25...63A, overload prot., TC=10A...30, II=6/8/11 xIN, short-circuit protection with screw terminals without auxiliary release shipbuilding certificate for LRS, DNV and gL without auxiliary/alarm switch | - | 0 | 0
3VL2706-2LS36-0AA0-Z | U01 | 3VL2706-2LS36-0AA0-ZU01 | 1 | UN | 1 | 5 | B | D | EAR99 | N | 85362010 | 1 |  | 2.4 | KG | 1059.3 | 1059.3 | LP20 | LP20 | circuit breaker VL160H high breaking capacity Icu=70kA, 415V AC 3-pole, motor protection Electronic Trip Unit ETU30M, LI Ir=25...63A, overload prot., TC=10A...30, II=6/8/11 xIN, short-circuit protection with screw terminals without auxiliary release shipbuilding certificate for LRS, DNV and gL without auxiliary/alarm switch with Safety Label for USA | - | 0 | 0
3VL2706-2MB33-0AA0 |  | 3VL2706-2MB33-0AA0 | 1 | UN | 1 | 5 | B | D | EAR99 | N | 85362090 | 1 | 4011209804876 | 2.447 | KG | 1028.5 | 1028.5 | LP20 | LP20 | circuit breaker VL160H high breaking capacity Icu=70kA, 415V AC 3-pole, line protection Electronic Trip Unit ETU10, LI In=63A, rated current IR=25...63A, overload protection, II=1.25 to 11xIN, short-circuit protection without auxiliary release ETU communication-capable without auxiliary/alarm switch | - | 0 | 0
3VL2706-2MB33-0AA0-Z | U01 | 3VL2706-2MB33-0AA0-ZU01 | 1 | UN | 1 | 5 | B | D | EAR99 | N | 85362090 | 1 |  | 2.4 | KG | 1076.9 | 1076.9 | LP20 | LP20 | circuit breaker VL160H high breaking capacity Icu=70kA, 415V AC 3-pole, line protection Electronic Trip Unit ETU10, LI In=63A, rated current IR=25...63A, overload protection, II=1.25 to 11xIN, short-circuit protection without auxiliary release ETU communication-capable without auxiliary/alarm switch with Safety Label for USA | - | 0 | 0
3VL2706-2MB36-0AA0 |  | 3VL2706-2MB36-0AA0 | 1 | UN | 1 | 5 | B | D | EAR99 | N | 85362090 | 1 | 4011209805712 | 2.447 | KG | 1008.7 | 1008.7 | LP20 | LP20 | circuit breaker VL160H high breaking capacity Icu=70kA, 415V AC 3-pole, line protection Electronic Trip Unit ETU10, LI In=63A, rated current IR=25...63A, overload protection, II=1.25 to 11xIN, short-circuit protection with screw terminals without auxiliary release ETU communication-capable without auxiliary/alarm switch | - | 0 | 0
3VL2706-2MB36-0AA0-Z | U01 | 3VL2706-2MB36-0AA0-ZU01 | 1 | UN | 1 | 5 | B | D | EAR99 | N | 85362090 | 1 |  | 2.4 | KG | 1057.1 | 1057.1 | LP20 | LP20 | circuit breaker VL160H high breaking capacity Icu=70kA, 415V AC 3-pole, line protection Electronic Trip Unit ETU10, LI In=63A, rated current IR=25...63A, overload protection, II=1.25 to 11xIN, short-circuit protection with screw terminals without auxiliary release ETU communication-capable without auxiliary/alarm switch with Safety Label for USA | - | 0 | 0
3VL2706-2ME33-0AA0 |  | 3VL2706-2ME33-0AA0 | 1 | UN | 1 | 5 | B | D | EAR99 | N | 85362090 | 1 | 4011209804906 | 2.447 | KG | 1076.9 | 1076.9 | LP20 | LP20 | circuit breaker VL160H high breaking capacity Icu=70kA, 415V AC 3-pole, line protection Electronic Trip Unit ETU20, LSI In=63A, rated current IR=25...63A, overload protection, ISD=1.5 to 10xIR, II=11xIN short-circuit protection without auxiliary release ETU communication-capable without auxiliary/alarm switch | - | 0 | 0
3VL2706-2ME33-0AA0-Z | U01 | 3VL2706-2ME33-0AA0-ZU01 | 1 | UN | 1 | 5 | B | D | EAR99 | N | 85362090 | 1 |  | 2.4 | KG | 1125.3 | 1125.3 | LP20 | LP20 | circuit breaker VL160H high breaking capacity Icu=70kA, 415V AC 3-pole, line protection Electronic Trip Unit ETU20, LSI In=63A, rated current IR=25...63A, overload protection, ISD=1.5 to 10xIR, II=11xIN short-circuit protection without auxiliary release ETU communication-capable without auxiliary/alarm switch with Safety Label for USA | - | 0 | 0
3VL2706-2ME36-0AA0 |  | 3VL2706-2ME36-0AA0 | 1 | UN | 1 | 5 | B | D | EAR99 | N | 85362090 | 1 | 4011209805743 | 2.447 | KG | 1054.9 | 1054.9 | LP20 | LP20 | circuit breaker VL160H high breaking capacity Icu=70kA, 415V AC 3-pole, line protection Electronic Trip Unit ETU20, LSI In=63A, rated current IR=25...63A, overload protection, ISD=1.5 to 10xIR, II=11xIN short-circuit protection with screw terminals without auxiliary release ETU communication-capable without auxiliary/alarm switch | - | 0 | 0
3VL2706-2ME36-0AA0-Z | U01 | 3VL2706-2ME36-0AA0-ZU01 | 1 | UN | 1 | 5 | B | D | EAR99 | N | 85362090 | 1 |  | 2.4 | KG | 1103.3 | 1103.3 | LP20 | LP20 | circuit breaker VL160H high breaking capacity Icu=70kA, 415V AC 3-pole, line protection Electronic Trip Unit ETU20, LSI In=63A, rated current IR=25...63A, overload protection, ISD=1.5 to 10xIR, II=11xIN short-circuit protection with screw terminals without auxiliary release ETU communication-capable without auxiliary/alarm switch with Safety Label for USA | - | 0 | 0
3VL2706-2MF33-0AA0 |  | 3VL2706-2MF33-0AA0 | 1 | UN | 1 | 5 | B | D | EAR99 | N | 85362090 | 1 | 4011209804937 | 2.447 | KG | 1298 | 1298 | LP20 | LP20 | circuit breaker VL160H high breaking capacity Icu=70kA, 415V AC 3-pole, line protection Electronic Trip Unit ETU12, LIGN 3 phases/4 lines In=63A, rated current IR=25...63A, overload protection, II=1.25 to 11xIN, short-circuit protection without auxiliary release ETU communication-capable without auxiliary/alarm switch | - | 0 | 0
3VL2706-2MF33-0AA0-Z | U01 | 3VL2706-2MF33-0AA0-ZU01 | 1 | UN | 1 | 5 | B | D | EAR99 | N | 85362090 | 1 |  | 2.4 | KG | 1346.4 | 1346.4 | LP20 | LP20 | circuit breaker VL160H high breaking capacity Icu=70kA, 415V AC 3-pole, line protection Electronic Trip Unit ETU12, LIGN 3 phases/4 lines In=63A, rated current IR=25...63A, overload protection, II=1.25 to 11xIN, short-circuit protection without auxiliary release ETU communication-capable without auxiliary/alarm switch with Safety Label for USA | - | 0 | 0
3VL2706-2MF36-0AA0 |  | 3VL2706-2MF36-0AA0 | 1 | UN | 1 | 5 | B | D | EAR99 | N | 85362090 | 1 | 4011209805774 | 2.447 | KG | 1287 | 1287 | LP20 | LP20 | circuit breaker VL160H high breaking capacity Icu=70kA, 415V AC 3-pole, line protection Electronic Trip Unit ETU12, LIGN 3 phases/4 lines In=63A, rated current IR=25...63A, overload protection, II=1.25 to 11xIN, short-circuit protection with screw terminals without auxiliary release ETU communication-capable without auxiliary/alarm switch | - | 0 | 0
3VL2706-2MF36-0AA0-Z | U01 | 3VL2706-2MF36-0AA0-ZU01 | 1 | UN | 1 | 5 | B | D | EAR99 | N | 85362090 | 1 |  | 2.4 | KG | 1335.4 | 1335.4 | LP20 | LP20 | circuit breaker VL160H high breaking capacity Icu=70kA, 415V AC 3-pole, line protection Electronic Trip Unit ETU12, LIGN 3 phases/4 lines In=63A, rated current IR=25...63A, overload protection, II=1.25 to 11xIN, short-circuit protection with screw terminals without auxiliary release ETU communication-capable without auxiliary/alarm switch with Safety Label for USA | - | 0 | 0
3VL2706-2MG33-0AA0 |  | 3VL2706-2MG33-0AA0 | 1 | UN | 1 | 5 | B | D | EAR99 | N | 85362090 | 1 | 4011209804968 | 2.447 | KG | 1254 | 1254 | LP20 | LP20 | circuit breaker VL160H high breaking capacity Icu=70kA, 415V AC 3-pole, line protection Electronic Trip Unit ETU22, LSIG 3 phases/3 lines In=63A, rated current, IR=26...63A, overload protection, ISD=1.5 to 10xIR, II=11xIN short-circuit protection without auxiliary release ETU communication-capable without auxiliary/alarm switch | - | 0 | 0
3VL2706-2MG33-0AA0-Z | U01 | 3VL2706-2MG33-0AA0-ZU01 | 1 | UN | 1 | 5 | B | D | EAR99 | N | 85362090 | 1 |  | 2.4 | KG | 1302.4 | 1302.4 | LP20 | LP20 | circuit breaker VL160H high breaking capacity Icu=70kA, 415V AC 3-pole, line protection Electronic Trip Unit ETU22, LSIG 3 phases/3 lines In=63A, rated current, IR=26...63A, overload protection, ISD=1.5 to 10xIR, II=11xIN short-circuit protection without auxiliary release ETU communication-capable without auxiliary/alarm switch with Safety Label for USA | - | 0 | 0
3VL2706-2MG36-0AA0 |  | 3VL2706-2MG36-0AA0 | 1 | UN | 1 | 5 | B | D | EAR99 | N | 85362090 | 1 | 4011209805804 | 2.447 | KG | 1232 | 1232 | LP20 | LP20 | circuit breaker VL160H high breaking capacity Icu=70kA, 415V AC 3-pole, line protection Electronic Trip Unit ETU22, LSIG 3 phases/3 lines In=63A, rated current, IR=26...63A, overload protection, ISD=1.5 to 10xIR, II=11xIN short-circuit protection with screw terminals without auxiliary release ETU communication-capable without auxiliary/alarm switch | - | 0 | 0
3VL2706-2MG36-0AA0-Z | U01 | 3VL2706-2MG36-0AA0-ZU01 | 1 | UN | 1 | 5 | B | D | EAR99 | N | 85362090 | 1 |  | 2.4 | KG | 1280.4 | 1280.4 | LP20 | LP20 | circuit breaker VL160H high breaking capacity Icu=70kA, 415V AC 3-pole, line protection Electronic Trip Unit ETU22, LSIG 3 phases/3 lines In=63A, rated current, IR=26...63A, overload protection, ISD=1.5 to 10xIR, II=11xIN short-circuit protection with screw terminals without auxiliary release ETU communication-capable without auxiliary/alarm switch with Safety Label for USA | - | 0 | 0
3VL2706-2MH33-0AA0 |  | 3VL2706-2MH33-0AA0 | 1 | UN | 1 | 5 | B | D | EAR99 | N | 85362090 | 1 | 4011209804999 | 2.447 | KG | 1254 | 1254 | LP20 | LP20 | circuit breaker VL160H high breaking capacity Icu=70kA, 415V AC 3-pole, line protection Electronic Trip Unit ETU22, LSIG 3 phases/4 lines with connecting cable In=63A, rated current IR=25...63A, overload protection, ISD=1.5 to 10xIR, II=11xIN short-circuit protection without auxiliary release ETU communication-capable without auxiliary/alarm switch | - | 0 | 0
3VL2706-2MH33-0AA0-Z | U01 | 3VL2706-2MH33-0AA0-ZU01 | 1 | UN | 1 | 5 | B | D | EAR99 | N | 85362090 | 1 |  | 2.4 | KG | 1302.4 | 1302.4 | LP20 | LP20 | circuit breaker VL160H high breaking capacity Icu=70kA, 415V AC 3-pole, line protection Electronic Trip Unit ETU22, LSIG 3 phases/4 lines with connecting cable In=63A, rated current IR=25...63A, overload protection, ISD=1.5 to 10xIR, II=11xIN short-circuit protection without auxiliary release ETU communication-capable without auxiliary/alarm switch with Safety Label for USA | - | 0 | 0
3VL2706-2MH36-0AA0 |  | 3VL2706-2MH36-0AA0 | 1 | UN | 1 | 5 | B | D | EAR99 | N | 85362090 | 1 | 4011209805835 | 2.447 | KG | 1232 | 1232 | LP20 | LP20 | circuit breaker VL160H high breaking capacity Icu=70kA, 415V AC 3-pole, line protection Electronic Trip Unit ETU22, LSIG 3 phases/4 lines with connecting cable In=63A, rated current IR=25...63A, overload protection, ISD=1.5 to 10xIR, II=11xIN with screw terminals without auxiliary release ETU communication-capable without auxiliary/alarm switch | - | 0 | 0
3VL2706-2MH36-0AA0-Z | U01 | 3VL2706-2MH36-0AA0-ZU01 | 1 | UN | 1 | 5 | B | D | EAR99 | N | 85362090 | 1 |  | 2.4 | KG | 1280.4 | 1280.4 | LP20 | LP20 | circuit breaker VL160H high breaking capacity Icu=70kA, 415V AC 3-pole, line protection Electronic Trip Unit ETU22, LSIG 3 phases/4 lines with connecting cable In=63A, rated current IR=25...63A, overload protection, ISD=1.5 to 10xIR, II=11xIN with screw terminals without auxiliary release ETU communication-capable without auxiliary/alarm switch with Safety Label for USA | - | 0 | 0
3VL2706-2ML33-0AA0 |  | 3VL2706-2ML33-0AA0 | 1 | UN | 1 | 5 | B | D | EAR99 | N | 85362090 | 1 | 4011209805026 | 2.447 | KG | 1210 | 1210 | LP20 | LP20 | circuit breaker VL160H high breaking capacity Icu=70kA, 415V AC 3-pole, line protection Electronic Trip Unit ETU12, LIG 3 phases/3 lines In=63A, rated current IR=25...63A, overload protection, II=1.25 to 11xIN, short-circuit protection without auxiliary release ETU communication-capable without auxiliary/alarm switch | - | 0 | 0
3VL2706-2ML33-0AA0-Z | U01 | 3VL2706-2ML33-0AA0-ZU01 | 1 | UN | 1 | 5 | B | D | EAR99 | N | 85362090 | 1 |  | 2.4 | KG | 1258.4 | 1258.4 | LP20 | LP20 | circuit breaker VL160H high breaking capacity Icu=70kA, 415V AC 3-pole, line protection Electronic Trip Unit ETU12, LIG 3 phases/3 lines In=63A, rated current IR=25...63A, overload protection, II=1.25 to 11xIN, short-circuit protection without auxiliary release ETU communication-capable without auxiliary/alarm switch with Safety Label for USA | - | 0 | 0
3VL2706-2ML36-0AA0 |  | 3VL2706-2ML36-0AA0 | 1 | UN | 1 | 5 | B | D | EAR99 | N | 85362090 | 1 | 4011209805866 | 2.447 | KG | 1199 | 1199 | LP20 | LP20 | circuit breaker VL160H high breaking capacity Icu=70kA, 415V AC 3-pole, line protection Electronic Trip Unit ETU12, LIG 3 phases/3 lines In=63A, rated current IR=25...63A, overload protection, II=1.25 to 11xIN, short-circuit protection with screw terminals without auxiliary release ETU communication-capable without auxiliary/alarm switch | - | 0 | 0
3VL2706-2ML36-0AA0-Z | U01 | 3VL2706-2ML36-0AA0-ZU01 | 1 | UN | 1 | 5 | B | D | EAR99 | N | 85362090 | 1 |  | 2.4 | KG | 1247.4 | 1247.4 | LP20 | LP20 | circuit breaker VL160H high breaking capacity Icu=70kA, 415V AC 3-pole, line protection Electronic Trip Unit ETU12, LIG 3 phases/3 lines In=63A, rated current IR=25...63A, overload protection, II=1.25 to 11xIN, short-circuit protection with screw terminals without auxiliary release ETU communication-capable without auxiliary/alarm switch with Safety Label for USA | - | 0 | 0
3VL2706-2MP33-0AA0 |  | 3VL2706-2MP33-0AA0 | 1 | UN | 1 | 5 | B | D | EAR99 | N | 85362090 | 1 | 4011209805057 | 2.447 | KG | 940.5 | 940.5 | LP20 | LP20 | circuit breaker VL160H high breaking capacity Icu=70kA, 415V AC 3-pole, motor/generator prot. Electronic Trip Unit ETU10M, LI In=63A, rated current IR=25...63A, overload protection, II=1.25 to 11xIN, short-circuit protection without auxiliary release ETU communication-capable without auxiliary/alarm switch | - | 0 | 0
3VL2706-2MP33-0AA0-Z | U01 | 3VL2706-2MP33-0AA0-ZU01 | 1 | UN | 1 | 5 | B | D | EAR99 | N | 85362090 | 1 |  | 2.4 | KG | 988.9 | 988.9 | LP20 | LP20 | circuit breaker VL160H high breaking capacity Icu=70kA, 415V AC 3-pole, motor/generator prot. Electronic Trip Unit ETU10M, LI In=63A, rated current IR=25...63A, overload protection, II=1.25 to 11xIN, short-circuit protection without auxiliary release ETU communication-capable without auxiliary/alarm switch with Safety Label for USA | - | 0 | 0
3VL2706-2MP36-0AA0 |  | 3VL2706-2MP36-0AA0 | 1 | UN | 1 | 5 | B | D | EAR99 | N | 85362090 | 1 | 4011209805897 | 2.447 | KG | 919.6 | 919.6 | LP20 | LP20 | circuit breaker VL160H high breaking capacity Icu=70kA, 415V AC 3-pole, motor/generator prot. Electronic Trip Unit ETU10M, LI In=63A, rated current IR=25...63A, overload protection, II=1.25 to 11xIN, short-circuit protection with screw terminals without auxiliary release ETU communication-capable without auxiliary/alarm switch | - | 0 | 0
3VL2706-2MP36-0AA0-Z | U01 | 3VL2706-2MP36-0AA0-ZU01 | 1 | UN | 1 | 5 | B | D | EAR99 | N | 85362090 | 1 |  | 2.4 | KG | 968 | 968 | LP20 | LP20 | circuit breaker VL160H high breaking capacity Icu=70kA, 415V AC 3-pole, motor/generator prot. Electronic Trip Unit ETU10M, LI In=63A, rated current IR=25...63A, overload protection, II=1.25 to 11xIN, short-circuit protection with screw terminals without auxiliary release ETU communication-capable without auxiliary/alarm switch with Safety Label for USA | - | 0 | 0
3VL2706-2MS33-0AA0 |  | 3VL2706-2MS33-0AA0 | 1 | UN | 1 | 5 | B | D | EAR99 | N | 85362090 | 1 | 4011209805088 | 2.447 | KG | 1001 | 1001 | LP20 | LP20 | circuit breaker VL160H high breaking capacity Icu=70kA, 415V AC 3-pole, motor protection Electronic Trip Unit ETU30M, LI Ir=25...63A, overload prot., TC=10A...30, II=6/8/11 xIN, short-circuit protection without auxiliary release ETU communication-capable without auxiliary/alarm switch | - | 0 | 0
3VL2706-2MS33-0AA0-Z | U01 | 3VL2706-2MS33-0AA0-ZU01 | 1 | UN | 1 | 5 | B | D | EAR99 | N | 85362090 | 1 |  | 2.4 | KG | 1049.4 | 1049.4 | LP20 | LP20 | circuit breaker VL160H high breaking capacity Icu=70kA, 415V AC 3-pole, motor protection Electronic Trip Unit ETU30M, LI Ir=25...63A, overload prot., TC=10A...30, II=6/8/11 xIN, short-circuit protection without auxiliary release ETU communication-capable without auxiliary/alarm switch with Safety Label for USA | - | 0 | 0
3VL2706-2MS36-0AA0 |  | 3VL2706-2MS36-0AA0 | 1 | UN | 1 | 5 | B | D | EAR99 | N | 85362090 | 1 | 4011209805927 | 2.447 | KG | 981.2 | 981.2 | LP20 | LP20 | circuit breaker VL160H high breaking capacity Icu=70kA, 415V AC 3-pole, motor protection Electronic Trip Unit ETU30M, LI Ir=25...63A, overload prot., TC=10A...30, II=6/8/11 xIN, short-circuit protection with screw terminals without auxiliary release ETU communication-capable without auxiliary/alarm switch | - | 0 | 0
3VL2706-2MS36-0AA0-Z | U01 | 3VL2706-2MS36-0AA0-ZU01 | 1 | UN | 1 | 5 | B | D | EAR99 | N | 85362090 | 1 |  | 2.4 | KG | 1029.6 | 1029.6 | LP20 | LP20 | circuit breaker VL160H high breaking capacity Icu=70kA, 415V AC 3-pole, motor protection Electronic Trip Unit ETU30M, LI Ir=25...63A, overload prot., TC=10A...30, II=6/8/11 xIN, short-circuit protection with screw terminals without auxiliary release ETU communication-capable without auxiliary/alarm switch with Safety Label for USA | - | 0 | 0
3VL2706-2NA43-0AA0 |  | 3VL2706-2NA43-0AA0 | 1 | UN | 1 | 5 | B | D | EAR99 | N | 85362090 | 1 | 4011209805293 | 2.447 | KG | 1353 | 1353 | LP20 | LP20 | circuit breaker VL160H high breaking capacity Icu=70kA, 415V AC 4-pole, line protection Electronic Trip Unit ETU10, LIN In=63A, rated current IR=25...63A, overload protection, II=1.25 to 11xIN, short-circuit protection N protected without auxiliary release ETU communication-capable without auxiliary/alarm switch | - | 0 | 0
3VL2706-2NA43-0AA0-Z | U01 | 3VL2706-2NA43-0AA0-ZU01 | 1 | UN | 1 | 5 | B | D | EAR99 | N | 85362090 | 1 |  | 3.1 | KG | 1401.4 | 1401.4 | LP20 | LP20 | circuit breaker VL160H high breaking capacity Icu=70kA, 415V AC 4-pole, line protection Electronic Trip Unit ETU10, LIN In=63A, rated current IR=25...63A, overload protection, II=1.25 to 11xIN, short-circuit protection N protected without auxiliary release ETU communication-capable without auxiliary/alarm switch with Safety Label for USA | - | 0 | 0
3VL2706-2NA46-0AA0 |  | 3VL2706-2NA46-0AA0 | 1 | UN | 1 | 5 | B | D | EAR99 | N | 85362090 | 1 | 4011209806139 | 2.447 | KG | 1331 | 1331 | LP20 | LP20 | circuit breaker VL160H high breaking capacity Icu=70kA, 415V AC 4-pole, line protection Electronic Trip Unit ETU10, LIN In=63A, rated current IR=25...63A, overload protection, II=1.25 to 11xIN, short-circuit protection N protected with screw terminals without auxiliary release ETU communication-capable without auxiliary/alarm switch | - | 0 | 0
3VL2706-2NA46-0AA0-Z | U01 | 3VL2706-2NA46-0AA0-ZU01 | 1 | UN | 1 | 5 | B | D | EAR99 | N | 85362090 | 1 |  | 3.1 | KG | 1379.4 | 1379.4 | LP20 | LP20 | circuit breaker VL160H high breaking capacity Icu=70kA, 415V AC 4-pole, line protection Electronic Trip Unit ETU10, LIN In=63A, rated current IR=25...63A, overload protection, II=1.25 to 11xIN, short-circuit protection N protected with screw terminals without auxiliary release ETU communication-capable without auxiliary/alarm switch with Safety Label for USA | - | 0 | 0
3VL2706-2NB43-0AA0 |  | 3VL2706-2NB43-0AA0 | 1 | UN | 1 | 5 | B | D | EAR99 | N | 85362090 | 1 | 4011209805323 | 2.447 | KG | 1298 | 1298 | LP20 | LP20 | circuit breaker VL160H high breaking capacity Icu=70kA, 415V AC 4-pole, line protection Electronic Trip Unit ETU10, LI In=63A, rated current IR=25...63A, overload protection, II=1.25 to 11xIN, short-circuit protection without auxiliary release ETU communication-capable without auxiliary/alarm switch | - | 0 | 0
3VL2706-2NB43-0AA0-Z | U01 | 3VL2706-2NB43-0AA0-ZU01 | 1 | UN | 1 | 5 | B | D | EAR99 | N | 85362090 | 1 |  | 3.1 | KG | 1346.4 | 1346.4 | LP20 | LP20 | circuit breaker VL160H high breaking capacity Icu=70kA, 415V AC 4-pole, line protection Electronic Trip Unit ETU10, LI In=63A, rated current IR=25...63A, overload protection, II=1.25 to 11xIN, short-circuit protection without auxiliary release ETU communication-capable without auxiliary/alarm switch with Safety Label for USA | - | 0 | 0
3VL2706-2NB46-0AA0 |  | 3VL2706-2NB46-0AA0 | 1 | UN | 1 | 5 | B | D | EAR99 | N | 85362090 | 1 | 4011209806160 | 2.447 | KG | 1276 | 1276 | LP20 | LP20 | circuit breaker VL160H high breaking capacity Icu=70kA, 415V AC 4-pole, line protection Electronic Trip Unit ETU10, LI In=63A, rated current IR=25...63A, overload protection, II=1.25 to 11xIN, short-circuit protection ETU communication-capable with screw terminals without auxiliary release without auxiliary/alarm switch | - | 0 | 0
3VL2706-2NB46-0AA0-Z | U01 | 3VL2706-2NB46-0AA0-ZU01 | 1 | UN | 1 | 5 | B | D | EAR99 | N | 85362090 | 1 |  | 3.1 | KG | 1324.4 | 1324.4 | LP20 | LP20 | circuit breaker VL160H high breaking capacity Icu=70kA, 415V AC 4-pole, line protection Electronic Trip Unit ETU10, LI In=63A, rated current IR=25...63A, overload protection, II=1.25 to 11xIN, short-circuit protection ETU communication-capable with screw terminals without auxiliary release without auxiliary/alarm switch with Safety Label for USA | - | 0 | 0
3VL2706-2NE43-0AA0 |  | 3VL2706-2NE43-0AA0 | 1 | UN | 1 | 5 | B | D | EAR99 | N | 85362090 | 1 | 4011209805354 | 2.447 | KG | 1353 | 1353 | LP20 | LP20 | circuit breaker VL160H high breaking capacity Icu=70kA, 415V AC 4-pole, line protection Electronic Trip Unit ETU20, LSI In=63A, rated current IR=25...63A, overload protection, ISD=1.5 to 10xIR, II=11xIN short-circuit protection without auxiliary release ETU communication-capable without auxiliary/alarm switch | - | 0 | 0
3VL2706-2NE43-0AA0-Z | U01 | 3VL2706-2NE43-0AA0-ZU01 | 1 | UN | 1 | 5 | B | D | EAR99 | N | 85362090 | 1 |  | 3.1 | KG | 1401.4 | 1401.4 | LP20 | LP20 | circuit breaker VL160H high breaking capacity Icu=70kA, 415V AC 4-pole, line protection Electronic Trip Unit ETU20, LSI In=63A, rated current IR=25...63A, overload protection, ISD=1.5 to 10xIR, II=11xIN short-circuit protection without auxiliary release ETU communication-capable without auxiliary/alarm switch with Safety Label for USA | - | 0 | 0
3VL2706-2NE46-0AA0 |  | 3VL2706-2NE46-0AA0 | 1 | UN | 1 | 5 | B | D | EAR99 | N | 85362090 | 1 | 4011209806191 | 2.447 | KG | 1331 | 1331 | LP20 | LP20 | circuit breaker VL160H high breaking capacity Icu=70kA, 415V AC 4-pole, line protection Electronic Trip Unit ETU20, LSI In=63A, rated current IR=25...63A, overload protection, ISD=1.5 to 10xIR, II=11xIN short-circuit protection with screw terminals without auxiliary release ETU communication-capable without auxiliary/alarm switch | - | 0 | 0
3VL2706-2NE46-0AA0-Z | U01 | 3VL2706-2NE46-0AA0-ZU01 | 1 | UN | 1 | 5 | B | D | EAR99 | N | 85362090 | 1 |  | 3.1 | KG | 1379.4 | 1379.4 | LP20 | LP20 | circuit breaker VL160H high breaking capacity Icu=70kA, 415V AC 4-pole, line protection Electronic Trip Unit ETU20, LSI In=63A, rated current IR=25...63A, overload protection, ISD=1.5 to 10xIR, II=11xIN short-circuit protection with screw terminals without auxiliary release ETU communication-capable without auxiliary/alarm switch with Safety Label for USA | - | 0 | 0
3VL2706-2NF43-0AA0 |  | 3VL2706-2NF43-0AA0 | 1 | UN | 1 | 5 | B | D | EAR99 | N | 85362090 | 1 | 4011209805385 | 2.447 | KG | 1430 | 1430 | LP20 | LP20 | circuit breaker VL160H high breaking capacity Icu=70kA, 415V AC 4-pole, line protection Electronic Trip Unit ETU20, LSI In=63A, rated current IR=25...63A, overload protection, ISD=1.5 to 10xIR, II=11xIN short-circuit protection N protected without auxiliary release ETU communication-capable without auxiliary/alarm switch | - | 0 | 0
3VL2706-2NF43-0AA0-Z | U01 | 3VL2706-2NF43-0AA0-ZU01 | 1 | UN | 1 | 5 | B | D | EAR99 | N | 85362090 | 1 |  | 3.1 | KG | 1478.4 | 1478.4 | LP20 | LP20 | circuit breaker VL160H high breaking capacity Icu=70kA, 415V AC 4-pole, line protection Electronic Trip Unit ETU20, LSI In=63A, rated current IR=25...63A, overload protection, ISD=1.5 to 10xIR, II=11xIN short-circuit protection N protected without auxiliary release ETU communication-capable without auxiliary/alarm switch with Safety Label for USA | - | 0 | 0
3VL2706-2NF46-0AA0 |  | 3VL2706-2NF46-0AA0 | 1 | UN | 1 | 5 | B | D | EAR99 | N | 85362090 | 1 | 4011209806221 | 2.447 | KG | 1419 | 1419 | LP20 | LP20 | circuit breaker VL160H high breaking capacity Icu=70kA, 415V AC 4-pole, line protection Electronic Trip Unit ETU20, LSI In=63A, rated current IR=25...63A, overload protection, ISD=1.5 to 10xIR, II=11xIN short-circuit protection N protected with screw terminals without auxiliary release ETU communication-capable without auxiliary/alarm switch | - | 0 | 0
3VL2706-2NF46-0AA0-Z | U01 | 3VL2706-2NF46-0AA0-ZU01 | 1 | UN | 1 | 5 | B | D | EAR99 | N | 85362090 | 1 |  | 3.1 | KG | 1467.4 | 1467.4 | LP20 | LP20 | circuit breaker VL160H high breaking capacity Icu=70kA, 415V AC 4-pole, line protection Electronic Trip Unit ETU20, LSI In=63A, rated current IR=25...63A, overload protection, ISD=1.5 to 10xIR, II=11xIN short-circuit protection N protected with screw terminals without auxiliary release ETU communication-capable without auxiliary/alarm switch with Safety Label for USA | - | 0 | 0
3VL2706-2NH43-0AA0 |  | 3VL2706-2NH43-0AA0 | 1 | UN | 1 | 5 | B | D | EAR99 | N | 85362090 | 1 | 4011209805415 | 2.447 | KG | 1683 | 1683 | LP20 | LP20 | circuit breaker VL160H high breaking capacity Icu=70kA, 415V AC 4-pole, line protection Electronic Trip Unit ETU22, LSIG In=63A, rated current IR=25...63A, overload protection, ISD=1.5 to 10xIR, II=11xIN short-circuit protection N protected without auxiliary release ETU communication-capable without auxiliary/alarm switch | - | 0 | 0
3VL2706-2NH43-0AA0-Z | U01 | 3VL2706-2NH43-0AA0-ZU01 | 1 | UN | 1 | 5 | B | D | EAR99 | N | 85362090 | 1 |  | 3.1 | KG | 1731.4 | 1731.4 | LP20 | LP20 | circuit breaker VL160H high breaking capacity Icu=70kA, 415V AC 4-pole, line protection Electronic Trip Unit ETU22, LSIG In=63A, rated current IR=25...63A, overload protection, ISD=1.5 to 10xIR, II=11xIN short-circuit protection N protected without auxiliary release ETU communication-capable without auxiliary/alarm switch with Safety Label for USA | - | 0 | 0
3VL2706-2NH46-0AA0 |  | 3VL2706-2NH46-0AA0 | 1 | UN | 1 | 5 | B | D | EAR99 | N | 85362090 | 1 | 4011209806252 | 2.447 | KG | 1650 | 1650 | LP20 | LP20 | circuit breaker VL160H high breaking capacity Icu=70kA, 415V AC 4-pole, line protection Electronic Trip Unit ETU22, LSIG In=63A, rated current IR=25...63A, overload protection, ISD=1.5 to 10xIR, II=11xIN short-circuit protection N protected with screw terminals without auxiliary release ETU communication-capable without auxiliary/alarm switch | - | 0 | 0
3VL2706-2NH46-0AA0-Z | U01 | 3VL2706-2NH46-0AA0-ZU01 | 1 | UN | 1 | 5 | B | D | EAR99 | N | 85362090 | 1 |  | 3.1 | KG | 1698.4 | 1698.4 | LP20 | LP20 | circuit breaker VL160H high breaking capacity Icu=70kA, 415V AC 4-pole, line protection Electronic Trip Unit ETU22, LSIG In=63A, rated current IR=25...63A, overload protection, ISD=1.5 to 10xIR, II=11xIN short-circuit protection N protected with screw terminals without auxiliary release ETU communication-capable without auxiliary/alarm switch with Safety Label for USA | - | 0 | 0
3VL2706-2NN43-0AA0 |  | 3VL2706-2NN43-0AA0 | 1 | UN | 1 | 5 | B | D | EAR99 | N | 85362090 | 1 | 4011209805446 | 2.447 | KG | 1650 | 1650 | LP20 | LP20 | circuit breaker VL160H high breaking capacity Icu=70kA, 415V AC 4-pole, line protection Electronic Trip Unit ETU12, LIG In=63A, rated current IR=25...63A, overload protection, II=1.25 to 11xIN, short-circuit protection N protected without auxiliary release ETU communication-capable without auxiliary/alarm switch | - | 0 | 0
3VL2706-2NN43-0AA0-Z | U01 | 3VL2706-2NN43-0AA0-ZU01 | 1 | UN | 1 | 5 | B | D | EAR99 | N | 85362090 | 1 |  | 3.1 | KG | 1698.4 | 1698.4 | LP20 | LP20 | circuit breaker VL160H high breaking capacity Icu=70kA, 415V AC 4-pole, line protection Electronic Trip Unit ETU12, LIG In=63A, rated current IR=25...63A, overload protection, II=1.25 to 11xIN, short-circuit protection N protected without auxiliary release ETU communication-capable without auxiliary/alarm switch with Safety Label for USA | - | 0 | 0
3VL2706-2NN46-0AA0 |  | 3VL2706-2NN46-0AA0 | 1 | UN | 1 | 5 | B | D | EAR99 | N | 85362090 | 1 | 4011209806283 | 2.447 | KG | 1617 | 1617 | LP20 | LP20 | circuit breaker VL160H high breaking capacity Icu=70kA, 415V AC 4-pole, line protection Electronic Trip Unit ETU12, LIG In=63A, rated current IR=25...63A, overload protection, II=1.25 to 11xIN, short-circuit protection N protected with screw terminals without auxiliary release ETU communication-capable without auxiliary/alarm switch | - | 0 | 0
3VL2706-2NN46-0AA0-Z | U01 | 3VL2706-2NN46-0AA0-ZU01 | 1 | UN | 1 | 5 | B | D | EAR99 | N | 85362090 | 1 |  | 3.1 | KG | 1665.4 | 1665.4 | LP20 | LP20 | circuit breaker VL160H high breaking capacity Icu=70kA, 415V AC 4-pole, line protection Electronic Trip Unit ETU12, LIG In=63A, rated current IR=25...63A, overload protection, II=1.25 to 11xIN, short-circuit protection N protected with screw terminals without auxiliary release ETU communication-capable without auxiliary/alarm switch with Safety Label for USA | - | 0 | 0
3VL2706-2SB33-0AA0 |  | 3VL2706-2SB33-0AA0 | 1 | UN | 1 | 5 | B | D | EAR99 | N | 85362090 | 1 | 4011209804630 | 2.409 | KG | 926.2 | 844.1 | LP20 | LP20 | circuit breaker VL160H high breaking capacity Icu=70kA, 415V AC 3-pole, line protection Electronic Trip Unit ETU10, LI In=63A, rated current IR=25...63A, overload protection, II=1.25 to 11xIN, short-circuit protection without auxiliary release without auxiliary/alarm switch | - | 0 | 0
3VL2706-2SB33-0AA0-Z | U01 | 3VL2706-2SB33-0AA0-ZU01 | 1 | UN | 1 | 5 | B | D | EAR99 | N | 85362090 | 1 |  | 2.4 | KG | 974.6 | 974.6 | LP20 | LP20 | circuit breaker VL160H high breaking capacity Icu=70kA, 415V AC 3-pole, line protection Electronic Trip Unit ETU10, LI In=63A, rated current IR=25...63A, overload protection, II=1.25 to 11xIN, short-circuit protection without auxiliary release without auxiliary/alarm switch with Safety Label for USA | - | 0 | 0
3VL2706-2SB36-0AA0 |  | 3VL2706-2SB36-0AA0 | 1 | UN | 1 | 5 | B | D | EAR99 | N | 85362090 | 1 | 4011209805477 | 2.334 | KG | 905.3 | 844.1 | LP20 | LP20 | circuit breaker VL160H high breaking capacity Icu=70kA, 415V AC 3-pole, line protection Electronic Trip Unit ETU10, LI In=63A, rated current IR=25...63A, overload protection, II=1.25 to 11xIN, short-circuit protection with screw terminals without auxiliary release without auxiliary/alarm switch | - | 0 | 0
3VL2706-2SB36-0AA0-Z | U01 | 3VL2706-2SB36-0AA0-ZU01 | 1 | UN | 1 | 5 | B | D | EAR99 | N | 85362090 | 1 |  | 2.4 | KG | 953.7 | 953.7 | LP20 | LP20 | circuit breaker VL160H high breaking capacity Icu=70kA, 415V AC 3-pole, line protection Electronic Trip Unit ETU10, LI In=63A, rated current IR=25...63A, overload protection, II=1.25 to 11xIN, short-circuit protection with screw terminals without auxiliary release without auxiliary/alarm switch with Safety Label for USA | - | 0 | 0
3VL2706-2SE33-0AA0 |  | 3VL2706-2SE33-0AA0 | 1 | UN | 1 | 5 | B | D | EAR99 | N | 85362090 | 1 | 4011209804661 | 2.413 | KG | 974.6 | 890 | LP20 | LP20 | circuit breaker VL160H high breaking capacity Icu=70kA, 415V AC 3-pole, line protection Electronic Trip Unit ETU20, LSI In=63A, rated current IR=25...63A, overload protection, ISD=1.5 to 10xIR, II=11xIN short-circuit protection without auxiliary release without auxiliary/alarm switch | - | 0 | 0
3VL2706-2SE33-0AA0-Z | U01 | 3VL2706-2SE33-0AA0-ZU01 | 1 | UN | 1 | 5 | B | D | EAR99 | N | 85362090 | 1 |  | 2.4 | KG | 1023 | 1023 | LP20 | LP20 | circuit breaker VL160H high breaking capacity Icu=70kA, 415V AC 3-pole, line protection Electronic Trip Unit ETU20, LSI In=63A, rated current IR=25...63A, overload protection, ISD=1.5 to 10xIR, II=11xIN short-circuit protection without auxiliary release without auxiliary/alarm switch with Safety Label for USA | - | 0 | 0
3VL2706-2SE36-0AA0 |  | 3VL2706-2SE36-0AA0 | 1 | UN | 1 | 5 | B | D | EAR99 | N | 85362090 | 1 | 4011209805507 | 2.332 | KG | 955.9 | 890 | LP20 | LP20 | circuit breaker VL160H high breaking capacity Icu=70kA, 415V AC 3-pole, line protection Electronic Trip Unit ETU20, LSI In=63A, rated current IR=25...63A, overload protection, ISD=1.5 to 10xIR, II=11xIN short-circuit protection with screw terminals without auxiliary release without auxiliary/alarm switch | - | 0 | 0
3VL2706-2SE36-0AA0-Z | U01 | 3VL2706-2SE36-0AA0-ZU01 | 1 | UN | 1 | 5 | B | D | EAR99 | N | 85362090 | 1 |  | 2.4 | KG | 1004.3 | 1004.3 | LP20 | LP20 | circuit breaker VL160H high breaking capacity Icu=70kA, 415V AC 3-pole, line protection Electronic Trip Unit ETU20, LSI In=63A, rated current IR=25...63A, overload protection, ISD=1.5 to 10xIR, II=11xIN short-circuit protection with screw terminals without auxiliary release without auxiliary/alarm switch with Safety Label for USA | - | 0 | 0
3VL2706-2SF33-0AA0 |  | 3VL2706-2SF33-0AA0 | 1 | UN | 1 | 5 | B | D | EAR99 | N | 85362090 | 1 | 4011209804692 | 2.413 | KG | 1199 | 1199 | LP20 | LP20 | circuit breaker VL160H high breaking capacity Icu=70kA, 415V AC 3-pole, line protection Electronic Trip Unit ETU12, LIG 3 phases/4 lines In=63A, rated current IR=25...63A, overload protection, II=1.25 to 11xIN, short-circuit protection without auxiliary release without auxiliary/alarm switch | - | 0 | 0
3VL2706-2SF33-0AA0-Z | U01 | 3VL2706-2SF33-0AA0-ZU01 | 1 | UN | 1 | 5 | B | D | EAR99 | N | 85362090 | 1 |  | 2.4 | KG | 1247.4 | 1247.4 | LP20 | LP20 | circuit breaker VL160H high breaking capacity Icu=70kA, 415V AC 3-pole, line protection Electronic Trip Unit ETU12, LIG 3 phases/4 lines In=63A, rated current IR=25...63A, overload protection, II=1.25 to 11xIN, short-circuit protection without auxiliary release without auxiliary/alarm switch with Safety Label for USA | - | 0 | 0
3VL2706-2SF36-0AA0 |  | 3VL2706-2SF36-0AA0 | 1 | UN | 1 | 5 | B | D | EAR99 | N | 85362090 | 1 | 4011209805538 | 2.413 | KG | 1177 | 1177 | LP20 | LP20 | circuit breaker VL160H high breaking capacity Icu=70kA, 415V AC 3-pole, line protection Electronic Trip Unit ETU12, LIG 3 phases/4 lines In=63A, rated current IR=25...63A, overload protection, II=1.25 to 11xIN, short-circuit protection with screw terminals without auxiliary release without auxiliary/alarm switch | - | 0 | 0
3VL2706-2SF36-0AA0-Z | U01 | 3VL2706-2SF36-0AA0-ZU01 | 1 | UN | 1 | 5 | B | D | EAR99 | N | 85362090 | 1 |  | 2.4 | KG | 1225.4 | 1225.4 | LP20 | LP20 | circuit breaker VL160H high breaking capacity Icu=70kA, 415V AC 3-pole, line protection Electronic Trip Unit ETU12, LIG 3 phases/4 lines In=63A, rated current IR=25...63A, overload protection, II=1.25 to 11xIN, short-circuit protection with screw terminals without auxiliary release without auxiliary/alarm switch with Safety Label for USA | - | 0 | 0
3VL2706-2SG33-0AA0 |  | 3VL2706-2SG33-0AA0 | 1 | UN | 1 | 5 | B | D | EAR99 | N | 85362090 | 1 | 4011209804722 | 2.413 | KG | 1155 | 1155 | LP20 | LP20 | circuit breaker VL160H high breaking capacity Icu=70kA, 415V AC 3-pole, line protection Electronic Trip Unit ETU22, LSIG 3 phases/3 lines In=63A, rated current, IR=26...63A, overload protection, ISD=1.5 to 10xIR, II=11xIN short-circuit protection without auxiliary release without auxiliary/alarm switch | - | 0 | 0
3VL2706-2SG33-0AA0-Z | U01 | 3VL2706-2SG33-0AA0-ZU01 | 1 | UN | 1 | 5 | B | D | EAR99 | N | 85362090 | 1 |  | 2.4 | KG | 1203.4 | 1203.4 | LP20 | LP20 | circuit breaker VL160H high breaking capacity Icu=70kA, 415V AC 3-pole, line protection Electronic Trip Unit ETU22, LSIG 3 phases/3 lines In=63A, rated current, IR=26...63A, overload protection, ISD=1.5 to 10xIR, II=11xIN short-circuit protection without auxiliary release without auxiliary/alarm switch with Safety Label for USA | - | 0 | 0
3VL2706-2SG36-0AA0 |  | 3VL2706-2SG36-0AA0 | 1 | UN | 1 | 5 | B | D | EAR99 | N | 85362090 | 1 | 4011209805569 | 2.413 | KG | 1133 | 1133 | LP20 | LP20 | circuit breaker VL160H high breaking capacity Icu=70kA, 415V AC 3-pole, line protection Electronic Trip Unit ETU22, LSIG 3 phases/3 lines In=63A, rated current, IR=26...63A, overload protection, ISD=1.5 to 10xIR, II=11xIN short-circuit protection with screw terminals without auxiliary release without auxiliary/alarm switch | - | 0 | 0
3VL2706-2SG36-0AA0-Z | U01 | 3VL2706-2SG36-0AA0-ZU01 | 1 | UN | 1 | 5 | B | D | EAR99 | N | 85362090 | 1 |  | 2.4 | KG | 1181.4 | 1181.4 | LP20 | LP20 | circuit breaker VL160H high breaking capacity Icu=70kA, 415V AC 3-pole, line protection Electronic Trip Unit ETU22, LSIG 3 phases/3 lines In=63A, rated current, IR=26...63A, overload protection, ISD=1.5 to 10xIR, II=11xIN short-circuit protection with screw terminals without auxiliary release without auxiliary/alarm switch with Safety Label for USA | - | 0 | 0
3VL2706-2SH33-0AA0 |  | 3VL2706-2SH33-0AA0 | 1 | UN | 1 | 5 | B | D | EAR99 | N | 85362090 | 1 | 4011209804753 | 2.437 | KG | 1155 | 1155 | LP20 | LP20 | circuit breaker VL160H high breaking capacity Icu=70kA, 415V AC 3-pole, line protection Electronic Trip Unit ETU22, LSIG 3 phases/4 lines with connecting cable In=63A, rated current IR=25...63A, overload protection, ISD=1.5 to 10xIR, II=11xIN short-circuit protection without auxiliary release without auxiliary/alarm switch | - | 0 | 0
3VL2706-2SH33-0AA0-Z | U01 | 3VL2706-2SH33-0AA0-ZU01 | 1 | UN | 1 | 5 | B | D | EAR99 | N | 85362090 | 1 |  | 2.4 | KG | 1203.4 | 1203.4 | LP20 | LP20 | circuit breaker VL160H high breaking capacity Icu=70kA, 415V AC 3-pole, line protection Electronic Trip Unit ETU22, LSIG 3 phases/4 lines with connecting cable In=63A, rated current IR=25...63A, overload protection, ISD=1.5 to 10xIR, II=11xIN short-circuit protection without auxiliary release without auxiliary/alarm switch with Safety Label for USA | - | 0 | 0
3VL2706-2SH36-0AA0 |  | 3VL2706-2SH36-0AA0 | 1 | UN | 1 | 5 | B | D | EAR99 | N | 85362090 | 1 | 4011209805590 | 2.437 | KG | 1133 | 1133 | LP20 | LP20 | circuit breaker VL160H high breaking capacity Icu=70kA, 415V AC 3-pole, line protection Electronic Trip Unit ETU22, LSIG 3 phases/4 lines with connecting cable In=63A, rated current IR=25...63A, overload protection, ISD=1.5 to 10xIR, II=11xIN with screw terminals without auxiliary release without auxiliary/alarm switch | - | 0 | 0
3VL2706-2SH36-0AA0-Z | U01 | 3VL2706-2SH36-0AA0-ZU01 | 1 | UN | 1 | 5 | B | D | EAR99 | N | 85362090 | 1 |  | 2.4 | KG | 1181.4 | 1181.4 | LP20 | LP20 | circuit breaker VL160H high breaking capacity Icu=70kA, 415V AC 3-pole, line protection Electronic Trip Unit ETU22, LSIG 3 phases/4 lines with connecting cable In=63A, rated current IR=25...63A, overload protection, ISD=1.5 to 10xIR, II=11xIN with screw terminals without auxiliary release without auxiliary/alarm switch with Safety Label for USA | - | 0 | 0
3VL2706-2SL33-0AA0 |  | 3VL2706-2SL33-0AA0 | 1 | UN | 1 | 5 | B | D | EAR99 | N | 85362090 | 1 | 4011209804784 | 2.437 | KG | 1111 | 1111 | LP20 | LP20 | circuit breaker VL160H high breaking capacity Icu=70kA, 415V AC 3-pole, line protection Electronic Trip Unit ETU12, LIG 3 phases/3 lines In=63A, rated current IR=25...63A, overload protection, II=1.25 to 11xIN, short-circuit protection without auxiliary release without auxiliary/alarm switch | - | 0 | 0
3VL2706-2SL33-0AA0-Z | U01 | 3VL2706-2SL33-0AA0-ZU01 | 1 | UN | 1 | 5 | B | D | EAR99 | N | 85362090 | 1 |  | 2.4 | KG | 1159.4 | 1159.4 | LP20 | LP20 | circuit breaker VL160H high breaking capacity Icu=70kA, 415V AC 3-pole, line protection Electronic Trip Unit ETU12, LIG 3 phases/3 lines In=63A, rated current IR=25...63A, overload protection, II=1.25 to 11xIN, short-circuit protection without auxiliary release without auxiliary/alarm switch with Safety Label for USA | - | 0 | 0
3VL2706-2SL36-0AA0 |  | 3VL2706-2SL36-0AA0 | 1 | UN | 1 | 5 | B | D | EAR99 | N | 85362090 | 1 | 4011209805620 | 2.437 | KG | 1093.4 | 1093.4 | LP20 | LP20 | circuit breaker VL160H high breaking capacity Icu=70kA, 415V AC 3-pole, line protection Electronic Trip Unit ETU12, LIG 3 phases/3 lines In=63A, rated current IR=25...63A, overload protection, II=1.25 to 11xIN, short-circuit protection with screw terminals without auxiliary release without auxiliary/alarm switch | - | 0 | 0
3VL2706-2SL36-0AA0-Z | U01 | 3VL2706-2SL36-0AA0-ZU01 | 1 | UN | 1 | 5 | B | D | EAR99 | N | 85362090 | 1 |  | 2.4 | KG | 1141.8 | 1141.8 | LP20 | LP20 | circuit breaker VL160H high breaking capacity Icu=70kA, 415V AC 3-pole, line protection Electronic Trip Unit ETU12, LIG 3 phases/3 lines In=63A, rated current IR=25...63A, overload protection, II=1.25 to 11xIN, short-circuit protection with screw terminals without auxiliary release without auxiliary/alarm switch with Safety Label for USA | - | 0 | 0
3VL2706-2SP33-0AA0 |  | 3VL2706-2SP33-0AA0 | 1 | UN | 1 | 5 | B | D | EAR99 | N | 85362090 | 1 | 4011209804814 | 2.419 | KG | 837.1 | 763.8 | LP20 | LP20 | circuit breaker VL160H high breaking capacity Icu=70kA, 415V AC 3-pole, motor/generator prot. Electronic Trip Unit ETU10M, LI In=63A, rated current IR=25...63A, overload protection, II=1.25 to 11xIN, short-circuit protection without auxiliary release without auxiliary/alarm switch | - | 0 | 0
3VL2706-2SP33-0AA0-Z | U01 | 3VL2706-2SP33-0AA0-ZU01 | 1 | UN | 1 | 5 | B | D | EAR99 | N | 85362090 | 1 |  | 2.4 | KG | 885.5 | 885.5 | LP20 | LP20 | circuit breaker VL160H high breaking capacity Icu=70kA, 415V AC 3-pole, motor/generator prot. Electronic Trip Unit ETU10M, LI In=63A, rated current IR=25...63A, overload protection, II=1.25 to 11xIN, short-circuit protection without auxiliary release without auxiliary/alarm switch with Safety Label for USA | - | 0 | 0
3VL2706-2SP36-0AA0 |  | 3VL2706-2SP36-0AA0 | 1 | UN | 1 | 5 | B | D | EAR99 | N | 85362090 | 1 | 4011209805651 | 2.437 | KG | 817.3 | 763.8 | LP20 | LP20 | circuit breaker VL160H high breaking capacity Icu=70kA, 415V AC 3-pole, motor/generator prot. Electronic Trip Unit ETU10M, LI In=63A, rated current IR=25...63A, overload protection, II=1.25 to 11xIN, short-circuit protection with screw terminals without auxiliary release without auxiliary/alarm switch | - | 0 | 0
3VL2706-2SP36-0AA0-Z | U01 | 3VL2706-2SP36-0AA0-ZU01 | 1 | UN | 1 | 5 | B | D | EAR99 | N | 85362090 | 1 |  | 2.4 | KG | 865.7 | 865.7 | LP20 | LP20 | circuit breaker VL160H high breaking capacity Icu=70kA, 415V AC 3-pole, motor/generator prot. Electronic Trip Unit ETU10M, LI In=63A, rated current IR=25...63A, overload protection, II=1.25 to 11xIN, short-circuit protection with screw terminals without auxiliary release without auxiliary/alarm switch with Safety Label for USA | - | 0 | 0
3VL2706-2SS33-0AA0 |  | 3VL2706-2SS33-0AA0 | 1 | UN | 1 | 5 | B | D | EAR99 | N | 85362090 | 1 | 4011209804845 | 2.379 | KG | 899.8 | 822.6 | LP20 | LP20 | circuit breaker VL160H high breaking capacity Icu=70kA, 415V AC 3-pole, motor protection Electronic Trip Unit ETU30M, LI Ir=25...63A, overload prot., TC=10A...30, II=6/8/11 xIN, short-circuit protection without auxiliary release without auxiliary/alarm switch | - | 0 | 0
3VL2706-2SS33-0AA0-Z | U01 | 3VL2706-2SS33-0AA0-ZU01 | 1 | UN | 1 | 5 | B | D | EAR99 | N | 85362090 | 1 |  | 2.4 | KG | 948.2 | 948.2 | LP20 | LP20 | circuit breaker VL160H high breaking capacity Icu=70kA, 415V AC 3-pole, motor protection Electronic Trip Unit ETU30M, LI Ir=25...63A, overload prot., TC=10A...30, II=6/8/11 xIN, short-circuit protection without auxiliary release without auxiliary/alarm switch with Safety Label for USA | - | 0 | 0
3VL2706-2SS36-0AA0 |  | 3VL2706-2SS36-0AA0 | 1 | UN | 1 | 5 | B | D | EAR99 | N | 85362010 | 1 | 4011209805682 | 2.5 | KG | 881.1 | 822.6 | LP20 | LP20 | circuit breaker VL160H high breaking capacity Icu=70kA, 415V AC 3-pole, motor protection Electronic Trip Unit ETU30M, LI Ir=25...63A, overload prot., TC=10A...30, II=6/8/11 xIN, short-circuit protection with screw terminals without auxiliary release without auxiliary/alarm switch | - | 0 | 0
3VL2706-2SS36-0AA0-Z | U01 | 3VL2706-2SS36-0AA0-ZU01 | 1 | UN | 1 | 5 | B | D | EAR99 | N | 85362090 | 1 |  | 2.4 | KG | 929.5 | 929.5 | LP20 | LP20 | circuit breaker VL160H high breaking capacity Icu=70kA, 415V AC 3-pole, motor protection Electronic Trip Unit ETU30M, LI Ir=25...63A, overload prot., TC=10A...30, II=6/8/11 xIN, short-circuit protection with screw terminals without auxiliary release without auxiliary/alarm switch with Safety Label for USA | - | 0 | 0
3VL2706-2TA43-0AA0 |  | 3VL2706-2TA43-0AA0 | 1 | UN | 1 | 5 | B | D | EAR99 | N | 85362090 | 1 | 4011209805118 | 2.447 | KG | 1254 | 1254 | LP20 | LP20 | circuit breaker VL160H high breaking capacity Icu=70kA, 415V AC 4-pole, line protection Electronic Trip Unit ETU10, LIN In=63A, rated current IR=25...63A, overload protection, II=1.25 to 11xIN, short-circuit protection N protected without auxiliary release without auxiliary/alarm switch | - | 0 | 0
3VL2706-2TA43-0AA0-Z | U01 | 3VL2706-2TA43-0AA0-ZU01 | 1 | UN | 1 | 5 | B | D | EAR99 | N | 85362090 | 1 |  | 3.1 | KG | 1302.4 | 1302.4 | LP20 | LP20 | circuit breaker VL160H high breaking capacity Icu=70kA, 415V AC 4-pole, line protection Electronic Trip Unit ETU10, LIN In=63A, rated current IR=25...63A, overload protection, II=1.25 to 11xIN, short-circuit protection N protected without auxiliary release without auxiliary/alarm switch with Safety Label for USA | - | 0 | 0
3VL2706-2TA46-0AA0 |  | 3VL2706-2TA46-0AA0 | 1 | UN | 1 | 5 | B | D | EAR99 | N | 85362090 | 1 | 4011209805958 | 2.447 | KG | 1232 | 1232 | LP20 | LP20 | circuit breaker VL160H high breaking capacity Icu=70kA, 415V AC 4-pole, line protection Electronic Trip Unit ETU10, LIN In=63A, rated current IR=25...63A, overload protection, II=1.25 to 11xIN, short-circuit protection N protected with screw terminals without auxiliary release without auxiliary/alarm switch | - | 0 | 0
3VL2706-2TA46-0AA0-Z | U01 | 3VL2706-2TA46-0AA0-ZU01 | 1 | UN | 1 | 5 | B | D | EAR99 | N | 85362090 | 1 |  | 3.1 | KG | 1280.4 | 1280.4 | LP20 | LP20 | circuit breaker VL160H high breaking capacity Icu=70kA, 415V AC 4-pole, line protection Electronic Trip Unit ETU10, LIN In=63A, rated current IR=25...63A, overload protection, II=1.25 to 11xIN, short-circuit protection N protected with screw terminals without auxiliary release without auxiliary/alarm switch with Safety Label for USA | - | 0 | 0
3VL2706-2TB43-0AA0 |  | 3VL2706-2TB43-0AA0 | 1 | UN | 1 | 5 | B | D | EAR99 | N | 85362090 | 1 | 4011209805149 | 2.447 | KG | 1199 | 1199 | LP20 | LP20 | circuit breaker VL160H high breaking capacity Icu=70kA, 415V AC 4-pole, line protection Electronic Trip Unit ETU10, LI In=63A, rated current IR=25...63A, overload protection, II=1.25 to 11xIN, short-circuit protection without auxiliary release without auxiliary/alarm switch | - | 0 | 0
3VL2706-2TB43-0AA0-Z | U01 | 3VL2706-2TB43-0AA0-ZU01 | 1 | UN | 1 | 5 | B | D | EAR99 | N | 85362090 | 1 |  | 3.1 | KG | 1247.4 | 1247.4 | LP20 | LP20 | circuit breaker VL160H high breaking capacity Icu=70kA, 415V AC 4-pole, line protection Electronic Trip Unit ETU10, LI In=63A, rated current IR=25...63A, overload protection, II=1.25 to 11xIN, short-circuit protection without auxiliary release without auxiliary/alarm switch with Safety Label for USA | - | 0 | 0
3VL2706-2TB46-0AA0 |  | 3VL2706-2TB46-0AA0 | 1 | UN | 1 | 5 | B | D | EAR99 | N | 85362090 | 1 | 4011209805989 | 2.447 | KG | 1166 | 1166 | LP20 | LP20 | circuit breaker VL160H high breaking capacity Icu=70kA, 415V AC 4-pole, line protection Electronic Trip Unit ETU10, LI In=63A, rated current IR=25...63A, overload protection, II=1.25 to 11xIN, short-circuit protection with screw terminals without auxiliary release without auxiliary/alarm switch | - | 0 | 0
3VL2706-2TB46-0AA0-Z | U01 | 3VL2706-2TB46-0AA0-ZU01 | 1 | UN | 1 | 5 | B | D | EAR99 | N | 85362090 | 1 |  | 3.1 | KG | 1214.4 | 1214.4 | LP20 | LP20 | circuit breaker VL160H high breaking capacity Icu=70kA, 415V AC 4-pole, line protection Electronic Trip Unit ETU10, LI In=63A, rated current IR=25...63A, overload protection, II=1.25 to 11xIN, short-circuit protection with screw terminals without auxiliary release without auxiliary/alarm switch with Safety Label for USA | - | 0 | 0
3VL2706-2TE43-0AA0 |  | 3VL2706-2TE43-0AA0 | 1 | UN | 1 | 5 | B | D | EAR99 | N | 85362090 | 1 | 4011209805170 | 2.447 | KG | 1254 | 1254 | LP20 | LP20 | circuit breaker VL160H high breaking capacity Icu=70kA, 415V AC 4-pole, line protection Electronic Trip Unit ETU20, LSI In=63A, rated current IR=25...63A, overload protection, ISD=1.5 to 10xIR, II=11xIN short-circuit protection N unprotected without auxiliary release without auxiliary/alarm switch | - | 0 | 0
3VL2706-2TE43-0AA0-Z | U01 | 3VL2706-2TE43-0AA0-ZU01 | 1 | UN | 1 | 5 | B | D | EAR99 | N | 85362090 | 1 |  | 3.1 | KG | 1302.4 | 1302.4 | LP20 | LP20 | circuit breaker VL160H high breaking capacity Icu=70kA, 415V AC 4-pole, line protection Electronic Trip Unit ETU20, LSI In=63A, rated current IR=25...63A, overload protection, ISD=1.5 to 10xIR, II=11xIN short-circuit protection N unprotected without auxiliary release without auxiliary/alarm switch with Safety Label for USA | - | 0 | 0
3VL2706-2TE46-0AA0 |  | 3VL2706-2TE46-0AA0 | 1 | UN | 1 | 5 | B | D | EAR99 | N | 85362090 | 1 | 4011209806016 | 2.447 | KG | 1232 | 1232 | LP20 | LP20 | circuit breaker VL160H high breaking capacity Icu=70kA, 415V AC 4-pole, line protection Electronic Trip Unit ETU20, LSI In=63A, rated current IR=25...63A, overload protection, ISD=1.5 to 10xIR, II=11xIN short-circuit protection N unprotected with screw terminals without auxiliary release without auxiliary/alarm switch | - | 0 | 0
3VL2706-2TE46-0AA0-Z | U01 | 3VL2706-2TE46-0AA0-ZU01 | 1 | UN | 1 | 5 | B | D | EAR99 | N | 85362090 | 1 |  | 3.1 | KG | 1280.4 | 1280.4 | LP20 | LP20 | circuit breaker VL160H high breaking capacity Icu=70kA, 415V AC 4-pole, line protection Electronic Trip Unit ETU20, LSI In=63A, rated current IR=25...63A, overload protection, ISD=1.5 to 10xIR, II=11xIN short-circuit protection N unprotected with screw terminals without auxiliary release without auxiliary/alarm switch with Safety Label for USA | - | 0 | 0
3VL2706-2TF43-0AA0 |  | 3VL2706-2TF43-0AA0 | 1 | UN | 1 | 5 | B | D | EAR99 | N | 85362090 | 1 | 4011209805200 | 2.447 | KG | 1331 | 1217.7 | LP20 | LP20 | circuit breaker VL160H high breaking capacity Icu=70kA, 415V AC 4-pole, line protection Electronic Trip Unit ETU20, LSI In=63A, rated current IR=25...63A, overload protection, ISD=1.5 to 10xIR, II=11xIN short-circuit protection N protected without auxiliary release without auxiliary/alarm switch | - | 0 | 0
3VL2706-2TF43-0AA0-Z | U01 | 3VL2706-2TF43-0AA0-ZU01 | 1 | UN | 1 | 5 | B | D | EAR99 | N | 85362090 | 1 |  | 3.1 | KG | 1379.4 | 1379.4 | LP20 | LP20 | circuit breaker VL160H high breaking capacity Icu=70kA, 415V AC 4-pole, line protection Electronic Trip Unit ETU20, LSI In=63A, rated current IR=25...63A, overload protection, ISD=1.5 to 10xIR, II=11xIN short-circuit protection N protected without auxiliary release without auxiliary/alarm switch with Safety Label for USA | - | 0 | 0
3VL2706-2TF46-0AA0 |  | 3VL2706-2TF46-0AA0 | 1 | UN | 1 | 5 | B | D | EAR99 | N | 85362090 | 1 | 4011209806047 | 2.447 | KG | 1309 | 1217.7 | LP20 | LP20 | circuit breaker VL160H high breaking capacity Icu=70kA, 415V AC 4-pole, line protection Electronic Trip Unit ETU20, LSI In=63A, rated current IR=25...63A, overload protection, ISD=1.5 to 10xIR, II=11xIN short-circuit protection N protected with screw terminals without auxiliary release without auxiliary/alarm switch | - | 0 | 0
3VL2706-2TF46-0AA0-Z | U01 | 3VL2706-2TF46-0AA0-ZU01 | 1 | UN | 1 | 5 | B | D | EAR99 | N | 85362090 | 1 |  | 3.1 | KG | 1357.4 | 1357.4 | LP20 | LP20 | circuit breaker VL160H high breaking capacity Icu=70kA, 415V AC 4-pole, line protection Electronic Trip Unit ETU20, LSI In=63A, rated current IR=25...63A, overload protection, ISD=1.5 to 10xIR, II=11xIN short-circuit protection N protected with screw terminals without auxiliary release without auxiliary/alarm switch with Safety Label for USA | - | 0 | 0
3VL2706-2TH43-0AA0 |  | 3VL2706-2TH43-0AA0 | 1 | UN | 1 | 5 | B | D | EAR99 | N | 85362090 | 1 | 4011209805231 | 2.447 | KG | 1573 | 1573 | LP20 | LP20 | circuit breaker VL160H high breaking capacity Icu=70kA, 415V AC 4-pole, line protection Electronic Trip Unit ETU22, LSIG In=63A, rated current IR=25...63A, overload protection, ISD=1.5 to 10xIR, II=11xIN short-circuit protection N protected without auxiliary release without auxiliary/alarm switch | - | 0 | 0
3VL2706-2TH43-0AA0-Z | U01 | 3VL2706-2TH43-0AA0-ZU01 | 1 | UN | 1 | 5 | B | D | EAR99 | N | 85362090 | 1 |  | 3.1 | KG | 1621.4 | 1621.4 | LP20 | LP20 | circuit breaker VL160H high breaking capacity Icu=70kA, 415V AC 4-pole, line protection Electronic Trip Unit ETU22, LSIG In=63A, rated current IR=25...63A, overload protection, ISD=1.5 to 10xIR, II=11xIN short-circuit protection N protected without auxiliary release without auxiliary/alarm switch with Safety Label for USA | - | 0 | 0
3VL2706-2TH46-0AA0 |  | 3VL2706-2TH46-0AA0 | 1 | UN | 1 | 5 | B | D | EAR99 | N | 85362090 | 1 | 4011209806078 | 2.447 | KG | 1562 | 1562 | LP20 | LP20 | circuit breaker VL160H high breaking capacity Icu=70kA, 415V AC 4-pole, line protection Electronic Trip Unit ETU22, LSIG In=63A, rated current IR=25...63A, overload protection, ISD=1.5 to 10xIR, II=11xIN short-circuit protection N protected with screw terminals without auxiliary release without auxiliary/alarm switch | - | 0 | 0
3VL2706-2TH46-0AA0-Z | U01 | 3VL2706-2TH46-0AA0-ZU01 | 1 | UN | 1 | 5 | B | D | EAR99 | N | 85362090 | 1 |  | 3.1 | KG | 1610.4 | 1610.4 | LP20 | LP20 | circuit breaker VL160H high breaking capacity Icu=70kA, 415V AC 4-pole, line protection Electronic Trip Unit ETU22, LSIG In=63A, rated current IR=25...63A, overload protection, ISD=1.5 to 10xIR, II=11xIN short-circuit protection N protected with screw terminals without auxiliary release without auxiliary/alarm switch with Safety Label for USA | - | 0 | 0
3VL2706-2TN43-0AA0 |  | 3VL2706-2TN43-0AA0 | 1 | UN | 1 | 5 | B | D | EAR99 | N | 85362090 | 1 | 4011209805262 | 2.447 | KG | 1551 | 1551 | LP20 | LP20 | circuit breaker VL160H high breaking capacity Icu=70kA, 415V AC 4-pole, line protection Electronic Trip Unit ETU12, LIG In=63A, rated current IR=25...63A, overload protection, II=1.25 to 11xIN, short-circuit protection N protected without auxiliary release without auxiliary/alarm switch | - | 0 | 0
3VL2706-2TN43-0AA0-Z | U01 | 3VL2706-2TN43-0AA0-ZU01 | 1 | UN | 1 | 5 | B | D | EAR99 | N | 85362090 | 1 |  | 3.1 | KG | 1599.4 | 1599.4 | LP20 | LP20 | circuit breaker VL160H high breaking capacity Icu=70kA, 415V AC 4-pole, line protection Electronic Trip Unit ETU12, LIG In=63A, rated current IR=25...63A, overload protection, II=1.25 to 11xIN, short-circuit protection N protected without auxiliary release without auxiliary/alarm switch with Safety Label for USA | - | 0 | 0
3VL2706-2TN46-0AA0 |  | 3VL2706-2TN46-0AA0 | 1 | UN | 1 | 5 | B | D | EAR99 | N | 85362090 | 1 | 4011209806108 | 2.447 | KG | 1496 | 1496 | LP20 | LP20 | circuit breaker VL160H high breaking capacity Icu=70kA, 415V AC 4-pole, line protection Electronic Trip Unit ETU12, LIG In=63A, rated current IR=25...63A, overload protection, II=1.25 to 11xIN, short-circuit protection N protected with screw terminals without auxiliary release without auxiliary/alarm switch | - | 0 | 0
3VL2706-2TN46-0AA0-Z | U01 | 3VL2706-2TN46-0AA0-ZU01 | 1 | UN | 1 | 5 | B | D | EAR99 | N | 85362090 | 1 |  | 3.1 | KG | 1544.4 | 1544.4 | LP20 | LP20 | circuit breaker VL160H high breaking capacity Icu=70kA, 415V AC 4-pole, line protection Electronic Trip Unit ETU12, LIG In=63A, rated current IR=25...63A, overload protection, II=1.25 to 11xIN, short-circuit protection N protected with screw terminals without auxiliary release without auxiliary/alarm switch with Safety Label for USA | - | 0 | 0
3VL2706-2UH33-0AA0 |  | 3VL2706-2UH33-0AA0 | 1 | UN | 1 | 5 | B | D | EAR99 | N | 85362090 | 1 | 4011209885097 | 2.437 | KG | 2101 | 2101 | LP20 | LP20 | circuit breaker VL160H high breaking capacity Icu=70kA, 415V AC 3-pole, line protection Electronic Trip Unit LCD ETU40, LI/LS/LSI In=63A, rated current IR=25...63A, overload protection, ISD=1.5 to 10xIR, II=11xIN short-circuit protection without auxiliary release without auxiliary/alarm switch | - | 0 | 0
3VL2706-2UH33-0AA0-Z | U01 | 3VL2706-2UH33-0AA0-ZU01 | 1 | UN | 1 | 5 | B | D | EAR99 | N | 85362090 | 1 |  | 2.4 | KG | 2149.4 | 2149.4 | LP20 | LP20 | circuit breaker VL160H high breaking capacity Icu=70kA, 415V AC 3-pole, line protection Electronic Trip Unit LCD ETU40, LI/LS/LSI In=63A, rated current IR=25...63A, overload protection, ISD=1.5 to 10xIR, II=11xIN short-circuit protection without auxiliary release without auxiliary/alarm switch with Safety Label for USA | - | 0 | 0
3VL2706-2UH36-0AA0 |  | 3VL2706-2UH36-0AA0 | 1 | UN | 1 | 5 | B | D | EAR99 | N | 85362090 | 1 | 4011209885127 | 2.437 | KG | 2079 | 2079 | LP20 | LP20 | circuit breaker VL160H high breaking capacity Icu=70kA, 415V AC 3-pole, line protection Electronic Trip Unit LCD ETU40, LI/LS/LSI In=63A, rated current IR=25...63A, overload protection, ISD=1.5 to 10xIR, II=11xIN short-circuit protection with screw terminals without auxiliary release without auxiliary/alarm switch | - | 0 | 0
3VL2706-2UH36-0AA0-Z | U01 | 3VL2706-2UH36-0AA0-ZU01 | 1 | UN | 1 | 5 | B | D | EAR99 | N | 85362090 | 1 |  | 2.4 | KG | 2127.4 | 2127.4 | LP20 | LP20 | circuit breaker VL160H high breaking capacity Icu=70kA, 415V AC 3-pole, line protection Electronic Trip Unit LCD ETU40, LI/LS/LSI In=63A, rated current IR=25...63A, overload protection, ISD=1.5 to 10xIR, II=11xIN short-circuit protection with screw terminals without auxiliary release without auxiliary/alarm switch with Safety Label for USA | - | 0 | 0
3VL2706-2UJ43-0AA0 |  | 3VL2706-2UJ43-0AA0 | 1 | UN | 1 | 5 | B | D | EAR99 | N | 85362090 | 1 | 4011209886124 | 2.447 | KG | 2486 | 2486 | LP20 | LP20 | circuit breaker VL160H high breaking capacity Icu=70kA, 415V AC 4-pole, line protection Electronic Trip Unit LCD ETU40, LI/LS/LSI In=63A, rated current IR=25...63A, overload protection, ISD=1.5 to 10xIR, II=11xIN short-circuit protection N protected without auxiliary release without auxiliary/alarm switch | - | 0 | 0
3VL2706-2UJ43-0AA0-Z | U01 | 3VL2706-2UJ43-0AA0-ZU01 | 1 | UN | 1 | 5 | B | D | EAR99 | N | 85362090 | 1 |  | 3.1 | KG | 2534.4 | 2534.4 | LP20 | LP20 | circuit breaker VL160H high breaking capacity Icu=70kA, 415V AC 4-pole, line protection Electronic Trip Unit LCD ETU40, LI/LS/LSI In=63A, rated current IR=25...63A, overload protection, ISD=1.5 to 10xIR, II=11xIN short-circuit protection N protected without auxiliary release without auxiliary/alarm switch with Safety Label for USA | - | 0 | 0
3VL2706-2UJ46-0AA0 |  | 3VL2706-2UJ46-0AA0 | 1 | UN | 1 | 5 | B | D | EAR99 | N | 85362090 | 1 | 4011209886155 | 2.447 | KG | 2464 | 2464 | LP20 | LP20 | circuit breaker VL160H high breaking capacity Icu=70kA, 415V AC 4-pole, line protection Electronic Trip Unit LCD ETU40, LI/LS/LSI In=63A, rated current IR=25...63A, overload protection, ISD=1.5 to 10xIR, II=11xIN short-circuit protection N protected with screw terminals without auxiliary release without auxiliary/alarm switch | - | 0 | 0
3VL2706-2UJ46-0AA0-Z | U01 | 3VL2706-2UJ46-0AA0-ZU01 | 1 | UN | 1 | 5 | B | D | EAR99 | N | 85362090 | 1 |  | 3.1 | KG | 2512.4 | 2512.4 | LP20 | LP20 | circuit breaker VL160H high breaking capacity Icu=70kA, 415V AC 4-pole, line protection Electronic Trip Unit LCD ETU40, LI/LS/LSI In=63A, rated current IR=25...63A, overload protection, ISD=1.5 to 10xIR, II=11xIN short-circuit protection N protected with screw terminals without auxiliary release without auxiliary/alarm switch with Safety Label for USA | - | 0 | 0
3VL2706-2UL33-0AA0 |  | 3VL2706-2UL33-0AA0 | 1 | UN | 1 | 5 | B | D | EAR99 | N | 85362090 | 1 | 4011209885271 | 2.437 | KG | 2332 | 2332 | LP20 | LP20 | circuit breaker VL160H high breaking capacity Icu=70kA, 415V AC 3-pole, line protection Electronic Trip Unit LCD ETU42, LSIG 3 phases/3 lines In=63A, rated current IR=25...63A, overload protection, ISD=1.5 to 10xIR, II=11xIN short-circuit protection without auxiliary release without auxiliary/alarm switch | - | 0 | 0
3VL2706-2UL33-0AA0-Z | U01 | 3VL2706-2UL33-0AA0-ZU01 | 1 | UN | 1 | 5 | B | D | EAR99 | N | 85362090 | 1 |  | 2.4 | KG | 2380.4 | 2380.4 | LP20 | LP20 | circuit breaker VL160H high breaking capacity Icu=70kA, 415V AC 3-pole, line protection Electronic Trip Unit LCD ETU42, LSIG 3 phases/3 lines In=63A, rated current IR=25...63A, overload protection, ISD=1.5 to 10xIR, II=11xIN short-circuit protection without auxiliary release without auxiliary/alarm switch with Safety Label for USA | - | 0 | 0
3VL2706-2UL36-0AA0 |  | 3VL2706-2UL36-0AA0 | 1 | UN | 1 | 5 | B | D | EAR99 | N | 85362090 | 1 | 4011209885301 | 2.437 | KG | 2310 | 2310 | LP20 | LP20 | circuit breaker VL160H high breaking capacity Icu=70kA, 415V AC 3-pole, line protection Electronic Trip Unit LCD ETU42, LSIG 3 phases/3 lines In=63A, rated current IR=25...63A, overload protection, ISD=1.5 to 10xIR, II=11xIN short-circuit protection with screw terminals without auxiliary release without auxiliary/alarm switch | - | 0 | 0
3VL2706-2UL36-0AA0-Z | U01 | 3VL2706-2UL36-0AA0-ZU01 | 1 | UN | 1 | 5 | B | D | EAR99 | N | 85362090 | 1 |  | 2.4 | KG | 2358.4 | 2358.4 | LP20 | LP20 | circuit breaker VL160H high breaking capacity Icu=70kA, 415V AC 3-pole, line protection Electronic Trip Unit LCD ETU42, LSIG 3 phases/3 lines In=63A, rated current IR=25...63A, overload protection, ISD=1.5 to 10xIR, II=11xIN short-circuit protection with screw terminals without auxiliary release without auxiliary/alarm switch with Safety Label for USA | - | 0 | 0
3VL2706-2UM33-0AA0 |  | 3VL2706-2UM33-0AA0 | 1 | UN | 1 | 5 | B | D | EAR99 | N | 85362090 | 1 | 4011209885455 | 2.437 | KG | 2332 | 2332 | LP20 | LP20 | circuit breaker VL160H high breaking capacity Icu=70kA, 415V AC 3-pole, line protection Electronic Trip Unit LCD ETU42, LSIG 3 phases/4 lines with connecting cable In=63A, rated current IR=26...63A, overload protection, ISD=1.5 to 10xIR, II=11xIN short-circuit protection without auxiliary release without auxiliary/alarm switch | - | 0 | 0
3VL2706-2UM33-0AA0-Z | U01 | 3VL2706-2UM33-0AA0-ZU01 | 1 | UN | 1 | 5 | B | D | EAR99 | N | 85362090 | 1 |  | 2.4 | KG | 2380.4 | 2380.4 | LP20 | LP20 | circuit breaker VL160H high breaking capacity Icu=70kA, 415V AC 3-pole, line protection Electronic Trip Unit LCD ETU42, LSIG 3 phases/4 lines with connecting cable In=63A, rated current IR=26...63A, overload protection, ISD=1.5 to 10xIR, II=11xIN short-circuit protection without auxiliary release without auxiliary/alarm switch with Safety Label for USA | - | 0 | 0
3VL2706-2UM36-0AA0 |  | 3VL2706-2UM36-0AA0 | 1 | UN | 1 | 5 | B | D | EAR99 | N | 85362090 | 1 | 4011209885486 | 2.437 | KG | 2310 | 2310 | LP20 | LP20 | circuit breaker VL160H high breaking capacity Icu=70kA, 415V AC 3-pole, line protection Electronic Trip Unit LCD ETU42, LSIG 3 phases/4 lines with connecting cable In=63A, rated current IR=26...63A, overload protection, ISD=1.5 to 10xIR, II=11xIN with screw terminals without auxiliary release without auxiliary/alarm switch | - | 0 | 0
3VL2706-2UM36-0AA0-Z | U01 | 3VL2706-2UM36-0AA0-ZU01 | 1 | UN | 1 | 5 | B | D | EAR99 | N | 85362090 | 1 |  | 2.4 | KG | 2358.4 | 2358.4 | LP20 | LP20 | circuit breaker VL160H high breaking capacity Icu=70kA, 415V AC 3-pole, line protection Electronic Trip Unit LCD ETU42, LSIG 3 phases/4 lines with connecting cable In=63A, rated current IR=26...63A, overload protection, ISD=1.5 to 10xIR, II=11xIN with screw terminals without auxiliary release without auxiliary/alarm switch with Safety Label for USA | - | 0 | 0
3VL2706-2UN43-0AA0 |  | 3VL2706-2UN43-0AA0 | 1 | UN | 1 | 5 | B | D | EAR99 | N | 85362090 | 1 | 4011209886308 | 2.447 | KG | 2486 | 2486 | LP20 | LP20 | circuit breaker VL160H high breaking capacity Icu=70kA, 415V AC 4-pole, line protection Electronic Trip Unit LCD ETU42, LSIG In=63A, rated current IR=25...63A, overload protection, ISD=1.5 to 10xIR, II=11xIN short-circuit protection N protected with ground-fault protection without auxiliary release without auxiliary/alarm switch | - | 0 | 0
3VL2706-2UN43-0AA0-Z | U01 | 3VL2706-2UN43-0AA0-ZU01 | 1 | UN | 1 | 5 | B | D | EAR99 | N | 85362090 | 1 |  | 3.1 | KG | 2534.4 | 2534.4 | LP20 | LP20 | circuit breaker VL160H high breaking capacity Icu=70kA, 415V AC 4-pole, line protection Electronic Trip Unit LCD ETU42, LSIG In=63A, rated current IR=25...63A, overload protection, ISD=1.5 to 10xIR, II=11xIN short-circuit protection N protected with ground-fault protection without auxiliary release without auxiliary/alarm switch with Safety Label for USA | - | 0 | 0
3VL2706-2UN46-0AA0 |  | 3VL2706-2UN46-0AA0 | 1 | UN | 1 | 5 | B | D | EAR99 | N | 85362090 | 1 | 4011209886339 | 2.447 | KG | 2464 | 2464 | LP20 | LP20 | circuit breaker VL160H high breaking capacity Icu=70kA, 415V AC 4-pole, line protection Electronic Trip Unit LCD ETU42, LSIG In=63A, rated current IR=25...63A, overload protection, ISD=1.5 to 10xIR, II=11xIN short-circuit protection N protected with screw terminals without auxiliary release without auxiliary/alarm switch | - | 0 | 0
3VL2706-2UN46-0AA0-Z | U01 | 3VL2706-2UN46-0AA0-ZU01 | 1 | UN | 1 | 5 | B | D | EAR99 | N | 85362090 | 1 |  | 3.1 | KG | 2512.4 | 2512.4 | LP20 | LP20 | circuit breaker VL160H high breaking capacity Icu=70kA, 415V AC 4-pole, line protection Electronic Trip Unit LCD ETU42, LSIG In=63A, rated current IR=25...63A, overload protection, ISD=1.5 to 10xIR, II=11xIN short-circuit protection N protected with screw terminals without auxiliary release without auxiliary/alarm switch with Safety Label for USA | - | 0 | 0
3VL2706-2UP33-0AA0 |  | 3VL2706-2UP33-0AA0 | 1 | UN | 1 | 5 | B | D | EAR99 | N | 85362090 | 1 | 4011209884922 | 2.437 | KG | 2101 | 2101 | LP20 | LP20 | circuit breaker VL160H high breaking capacity Icu=70kA, 415V AC 3-pole, motor/generator prot. Electronic Trip Unit LCD ETU40M, LI In=63A, rated current IR=25...63A, overload protection, II=1.25 to 11xIN, short-circuit protection without auxiliary release without auxiliary/alarm switch | - | 0 | 0
3VL2706-2UP33-0AA0-Z | U01 | 3VL2706-2UP33-0AA0-ZU01 | 1 | UN | 1 | 5 | B | D | EAR99 | N | 85362090 | 1 |  | 2.4 | KG | 2149.4 | 2149.4 | LP20 | LP20 | circuit breaker VL160H high breaking capacity Icu=70kA, 415V AC 3-pole, motor/generator prot. Electronic Trip Unit LCD ETU40M, LI In=63A, rated current IR=25...63A, overload protection, II=1.25 to 11xIN, short-circuit protection without auxiliary release without auxiliary/alarm switch with Safety Label for USA | - | 0 | 0
3VL2706-2UP36-0AA0 |  | 3VL2706-2UP36-0AA0 | 1 | UN | 1 | 5 | B | D | EAR99 | N | 85362090 | 1 | 4011209884953 | 2.437 | KG | 2079 | 2079 | LP20 | LP20 | circuit breaker VL160H high breaking capacity Icu=70kA, 415V AC 3-pole, motor/generator prot. Electronic Trip Unit LCD ETU40M, LI In=63A, rated current IR=25...63A, overload protection, II=1.25 to 11xIN, short-circuit protection with screw terminals without auxiliary release without auxiliary/alarm switch | - | 0 | 0
3VL2706-2UP36-0AA0-Z | U01 | 3VL2706-2UP36-0AA0-ZU01 | 1 | UN | 1 | 5 | B | D | EAR99 | N | 85362090 | 1 |  | 2.4 | KG | 2127.4 | 2127.4 | LP20 | LP20 | circuit breaker VL160H high breaking capacity Icu=70kA, 415V AC 3-pole, motor/generator prot. Electronic Trip Unit LCD ETU40M, LI In=63A, rated current IR=25...63A, overload protection, II=1.25 to 11xIN, short-circuit protection with screw terminals without auxiliary release without auxiliary/alarm switch with Safety Label for USA | - | 0 | 0
3VL2706-3CH33-0AA0-Z | U01 | 3VL2706-3CH33-0AA0-ZU01 | 1 | UN | 1 | 30 | D | D | EAR99 | N | 85362090 | 1 |  | 2.4 | KG | 3722.4 | 3722.4 | LP20 | LP20 | circuit breaker VL160L very high breaking capacity Icu=100kA, 415V AC 3-pole, line protection Electronic Trip Unit LCD ETU40, LI/LS/LSI In=63A, rated current IR=25...63A, overload protection, ISD=1.5 to 10xIR, II=11xIN short-circuit protection without auxiliary release without auxiliary/alarm switch with Safety Label for USA | - | 0 | 0
3VL2706-3CH36-0AA0-Z | U01 | 3VL2706-3CH36-0AA0-ZU01 | 1 | UN | 1 | 30 | D | D | EAR99 | N | 85362090 | 1 |  | 2.4 | KG | 3722.4 | 3722.4 | LP20 | LP20 | circuit breaker VL160L very high breaking capacity Icu=100kA, 415V AC 3-pole, line protection Electronic Trip Unit LCD ETU40, LI/LS/LSI In=63A, rated current IR=25...63A, overload protection, ISD=1.5 to 10xIR, II=11xIN short-circuit protection with screw terminals without auxiliary release without auxiliary/alarm switch with Safety Label for USA | - | 0 | 0
3VL2706-3CJ43-0AA0-Z | U01 | 3VL2706-3CJ43-0AA0-ZU01 | 1 | UN | 1 | 30 | D | D | EAR99 | N | 85362090 | 1 |  | 3.1 | KG | 4382.4 | 4382.4 | LP20 | LP20 | circuit breaker VL160L very high breaking capacity Icu=100kA, 415V AC 4-pole, line protection Electronic Trip Unit LCD ETU40, LI/LS/LSI In=63A, rated current IR=25...63A, overload protection, ISD=1.5 to 10xIR, II=11xIN short-circuit protection N protected without auxiliary release without auxiliary/alarm switch with Safety Label for USA | - | 0 | 0
3VL2706-3CJ46-0AA0-Z | U01 | 3VL2706-3CJ46-0AA0-ZU01 | 1 | UN | 1 | 30 | D | D | EAR99 | N | 85362090 | 1 |  | 3.1 | KG | 4382.4 | 4382.4 | LP20 | LP20 | circuit breaker VL160L very high breaking capacity Icu=100kA, 415V AC 4-pole, line protection Electronic Trip Unit LCD ETU40, LI/LS/LSI In=63A, rated current IR=25...63A, overload protection, ISD=1.5 to 10xIR, II=11xIN short-circuit protection N protected with screw terminals without auxiliary release without auxiliary/alarm switch with Safety Label for USA | - | 0 | 0
3VL2706-3CL33-0AA0-Z | U01 | 3VL2706-3CL33-0AA0-ZU01 | 1 | UN | 1 | 30 | D | D | EAR99 | N | 85362090 | 1 |  | 2.4 | KG | 4118.4 | 4118.4 | LP20 | LP20 | circuit breaker VL160L very high breaking capacity Icu=100kA, 415V AC 3-pole, line protection Electronic Trip Unit LCD ETU42, LSIG 3 phases/3 lines In=63A, rated current IR=25...63A, overload protection, ISD=1.5 to 10xIR, II=11xIN short-circuit protection without auxiliary release without auxiliary/alarm switch with Safety Label for USA | - | 0 | 0
3VL2706-3CL36-0AA0-Z | U01 | 3VL2706-3CL36-0AA0-ZU01 | 1 | UN | 1 | 30 | D | D | EAR99 | N | 85362090 | 1 |  | 2.4 | KG | 4118.4 | 4118.4 | LP20 | LP20 | circuit breaker VL160L very high breaking capacity Icu=100kA, 415V AC 3-pole, line protection Electronic Trip Unit LCD ETU42, LSIG 3 phases/3 lines In=63A, rated current IR=25...63A, overload protection, ISD=1.5 to 10xIR, II=11xIN short-circuit protection with screw terminals without auxiliary release without auxiliary/alarm switch with Safety Label for USA | - | 0 | 0
3VL2706-3CM33-0AA0-Z | U01 | 3VL2706-3CM33-0AA0-ZU01 | 1 | UN | 1 | 30 | D | D | EAR99 | N | 85362090 | 1 |  | 2.4 | KG | 4118.4 | 4118.4 | LP20 | LP20 | circuit breaker VL160L very high breaking capacity Icu=100kA, 415V AC 3-pole, line protection Electronic Trip Unit LCD ETU42, LSIG 3 phases/4 lines with connecting cable In=63A, rated current IR=26...63A, overload protection, ISD=1.5 to 10xIR, II=11xIN short-circuit protection without auxiliary release without auxiliary/alarm switch with Safety Label for USA | - | 0 | 0
3VL2706-3CM36-0AA0-Z | U01 | 3VL2706-3CM36-0AA0-ZU01 | 1 | UN | 1 | 30 | D | D | EAR99 | N | 85362090 | 1 |  | 2.4 | KG | 4118.4 | 4118.4 | LP20 | LP20 | circuit breaker VL160L very high breaking capacity Icu=100kA, 415V AC 3-pole, line protection Electronic Trip Unit LCD ETU42, LSIG 3 phases/4 lines with connecting cable In=63A, rated current IR=26...63A, overload protection, ISD=1.5 to 10xIR, II=11xIN with screw terminals without auxiliary release without auxiliary/alarm switch with Safety Label for USA | - | 0 | 0
3VL2706-3CN43-0AA0-Z | U01 | 3VL2706-3CN43-0AA0-ZU01 | 1 | UN | 1 | 30 | D | D | EAR99 | N | 85362090 | 1 |  | 3.1 | KG | 4382.4 | 4382.4 | LP20 | LP20 | circuit breaker VL160L very high breaking capacity Icu=100kA, 415V AC 4-pole, line protection Electronic Trip Unit LCD ETU42, LSIG In=63A, rated current IR=25...63A, overload protection, ISD=1.5 to 10xIR, II=11xIN short-circuit protection N protected with ground-fault protection without auxiliary release without auxiliary/alarm switch with Safety Label for USA | - | 0 | 0
3VL2706-3CN46-0AA0-Z | U01 | 3VL2706-3CN46-0AA0-ZU01 | 1 | UN | 1 | 30 | D | D | EAR99 | N | 85362090 | 1 |  | 3.1 | KG | 4382.4 | 4382.4 | LP20 | LP20 | circuit breaker VL160L very high breaking capacity Icu=100kA, 415V AC 4-pole, line protection Electronic Trip Unit LCD ETU42, LSIG In=63A, rated current IR=25...63A, overload protection, ISD=1.5 to 10xIR, II=11xIN short-circuit protection N protected with screw terminals without auxiliary release without auxiliary/alarm switch with Safety Label for USA | - | 0 | 0
3VL2706-3CP33-0AA0-Z | U01 | 3VL2706-3CP33-0AA0-ZU01 | 1 | UN | 1 | 30 | D | D | EAR99 | N | 85362090 | 1 |  | 2.4 | KG | 3722.4 | 3722.4 | LP20 | LP20 | circuit breaker VL160L very high breaking capacity Icu=100kA, 415V AC 3-pole, motor/generator prot. Electronic Trip Unit LCD ETU40M, LI In=63A, rated current IR=25...63A, overload protection, II=1.25 to 11xIN, short-circuit protection without auxiliary release without auxiliary/alarm switch with Safety Label for USA | - | 0 | 0
3VL2706-3CP36-0AA0-Z | U01 | 3VL2706-3CP36-0AA0-ZU01 | 1 | UN | 1 | 30 | D | D | EAR99 | N | 85362090 | 1 |  | 2.4 | KG | 3722.4 | 3722.4 | LP20 | LP20 | circuit breaker VL160L very high breaking capacity Icu=100kA, 415V AC 3-pole, motor/generator prot. Electronic Trip Unit LCD ETU40M, LI In=63A, rated current IR=25...63A, overload protection, II=1.25 to 11xIN, short-circuit protection with screw terminals without auxiliary release without auxiliary/alarm switch with Safety Label for USA | - | 0 | 0
3VL2706-3DC33-0AA0 |  | 3VL2706-3DC33-0AA0 | 1 | UN | 1 | 5 | B | D | EAR99 | N | 85362010 | 1 | 4011209479869 | 2.51 | KG | 734.8 | 672.3 | LP20 | LP20 | circuit breaker VL160L very high breaking capacity Icu=100kA, 415V AC 3-pole, line protection Electronic Trip Unit TM, LI In=63A, rated current IR=50...63A, overload protection, II=300...600A, short-circuit protection without auxiliary release without auxiliary/alarm switch | - | 0 | 0
3VL2706-3DC33-0AA0-Z | U01 | 3VL2706-3DC33-0AA0-ZU01 | 1 | UN | 1 | 5 | B | D | EAR99 | N | 85362010 | 1 |  | 2.2 | KG | 783.2 | 783.2 | LP20 | LP20 | circuit breaker VL160L very high breaking capacity Icu=100kA, 415V AC 3-pole, line protection Electronic Trip Unit TM, LI In=63A, rated current IR=50...63A, overload protection, II=300...600A, short-circuit protection without auxiliary release without auxiliary/alarm switch with Safety Label for USA | - | 0 | 0
3VL2706-3DC33-0AD1 |  | 3VL2706-3DC33-0AD1 | 1 | UN | 1 | 5 | B | D | EAR99 | N | 85362010 | 1 | 4011209752603 | 2.56 | KG | 831.05 | 831.05 | LP20 | LP20 | circuit breaker VL160L very high breaking capacity Icu=100kA, 415V AC 3-pole, line protection Electronic Trip Unit TM, LI In=63A, rated current IR=50...63A, overload protection, II=300...600A, short-circuit protection without auxiliary release Auxiliary/alarm switch mounting kit 2 AUX (1 NO+1 NC)+1 AS (1 NO) | - | 0 | 0
3VL2706-3DC33-8TD1 |  | 3VL2706-3DC33-8TD1 | 1 | UN | 1 | 5 | B | D | EAR99 | N | 85362010 | 1 | 4011209752610 | 2.52 | KG | 976.25 | 976.25 | LP20 | LP20 | circuit breaker VL160L very high breaking capacity Icu=100kA, 415V AC 3-pole, line protection Electronic Trip Unit TM, LI In=63A, rated current IR=50...63A, overload protection, II=300...600A, short-circuit protection Shunt release 208...277 V AC Auxiliary/alarm switch mounting kit 2 AUX (1 NO+1 NC)+1 AS (1 NO) | - | 0 | 0
3VL2706-3DC36-0AA0 |  | 3VL2706-3DC36-0AA0 | 1 | UN | 1 | 5 | B | D | EAR99 | N | 85362090 | 1 | 4011209688537 | 2.359 | KG | 717.2 | 672.3 | LP20 | LP20 | circuit breaker VL160L very high breaking capacity Icu=100kA, 415V AC 3-pole, line protection Electronic Trip Unit TM, LI In=63A, rated current IR=50...63A, overload protection, II=300...600A, short-circuit protection with screw terminals without auxiliary release without auxiliary/alarm switch | - | 0 | 0
3VL2706-3DC36-0AA0-Z | U01 | 3VL2706-3DC36-0AA0-ZU01 | 1 | UN | 1 | 5 | B | D | EAR99 | N | 85362090 | 1 |  | 2.2 | KG | 765.6 | 765.6 | LP20 | LP20 | circuit breaker VL160L very high breaking capacity Icu=100kA, 415V AC 3-pole, line protection Electronic Trip Unit TM, LI In=63A, rated current IR=50...63A, overload protection, II=300...600A, short-circuit protection with screw terminals without auxiliary release without auxiliary/alarm switch with Safety Label for USA | - | 0 | 0
3VL2706-3DK33-0AA0 |  | 3VL2706-3DK33-0AA0 | 1 | UN | 1 | 5 | B | D | EAR99 | N | 85362010 | 1 | 4011209479876 | 2.512 | KG | 716.1 | 654.4 | LP20 | LP20 | circuit breaker VL160L very high breaking capacity Icu=100kA, 415V AC 3-pole, starter combination Electronic Trip Unit magnetic In=63A, rated current II=450...900A, short-circuit protection without auxiliary release without auxiliary/alarm switch | - | 0 | 0
3VL2706-3DK33-0AA0-Z | U01 | 3VL2706-3DK33-0AA0-ZU01 | 1 | UN | 1 | 5 | B | D | EAR99 | N | 85362010 | 1 |  | 2.2 | KG | 764.5 | 764.5 | LP20 | LP20 | circuit breaker VL160L very high breaking capacity Icu=100kA, 415V AC 3-pole, starter combination Electronic Trip Unit magnetic In=63A, rated current II=450...900A, short-circuit protection without auxiliary release without auxiliary/alarm switch with Safety Label for USA | - | 0 | 0
3VL2706-3DK33-0AD1 |  | 3VL2706-3DK33-0AD1 | 1 | UN | 1 | 5 | B | D | EAR99 | N | 85362010 | 1 | 4011209752627 | 2.589 | KG | 812.35 | 812.35 | LP20 | LP20 | circuit breaker VL160L very high breaking capacity Icu=100kA, 415V AC 3-pole, starter combination Electronic Trip Unit magnetic In=63A, rated current II=450...900A, short-circuit protection without auxiliary release Auxiliary/alarm switch mounting kit 2 AUX (1 NO+1 NC)+1 AS (1 NO) | - | 0 | 0
3VL2706-3DK36-0AA0 |  | 3VL2706-3DK36-0AA0 | 1 | UN | 1 | 5 | B | D | EAR99 | N | 85362090 | 1 | 4011209735361 | 2.2 | KG | 697.4 | 654.4 | LP20 | LP20 | circuit breaker VL160L very high breaking capacity Icu=100kA, 415V AC 3-pole, starter combination Electronic Trip Unit magnetic In=63A, rated current II=450...900A, short-circuit protection with screw terminals without auxiliary release without auxiliary/alarm switch | - | 0 | 0
3VL2706-3DK36-0AA0-Z | U01 | 3VL2706-3DK36-0AA0-ZU01 | 1 | UN | 1 | 5 | B | D | EAR99 | N | 85362090 | 1 |  | 2.2 | KG | 745.8 | 745.8 | LP20 | LP20 | circuit breaker VL160L very high breaking capacity Icu=100kA, 415V AC 3-pole, starter combination Electronic Trip Unit magnetic In=63A, rated current II=450...900A, short-circuit protection with screw terminals without auxiliary release without auxiliary/alarm switch with Safety Label for USA | - | 0 | 0
3VL2706-3EJ43-0AA0 |  | 3VL2706-3EJ43-0AA0 | 1 | UN | 1 | 5 | B | D | EAR99 | N | 85362090 | 1 | 4011209479890 | 3.26 | KG | 965.8 | 881.4 | LP20 | LP20 | circuit breaker VL160L very high breaking capacity Icu=100kA, 415V AC 4-pole, line protection Electronic Trip Unit TM, LI In=63A, rated current IR=50...63A, overload protection, II=300...600A, short-circuit protection N unprotected without auxiliary release without auxiliary/alarm switch | - | 0 | 0
3VL2706-3EJ43-0AA0-Z | U01 | 3VL2706-3EJ43-0AA0-ZU01 | 1 | UN | 1 | 5 | B | D | EAR99 | N | 85362090 | 1 |  | 3 | KG | 1014.2 | 1014.2 | LP20 | LP20 | circuit breaker VL160L very high breaking capacity Icu=100kA, 415V AC 4-pole, line protection Electronic Trip Unit TM, LI In=63A, rated current IR=50...63A, overload protection, II=300...600A, short-circuit protection N unprotected without auxiliary release without auxiliary/alarm switch with Safety Label for USA | - | 0 | 0
3VL2706-3EJ46-0AA0 |  | 3VL2706-3EJ46-0AA0 | 1 | UN | 1 | 5 | B | D | EAR99 | N | 85362090 | 1 | 4011209852952 | 3.107 | KG | 940.5 | 881.4 | LP20 | LP20 | circuit breaker VL160L very high breaking capacity Icu=100kA, 415V AC 4-pole, line protection Electronic Trip Unit TM, LI In=63A, rated current IR=50...63A, overload protection, II=300...600A, short-circuit protection N unprotected with screw terminals without auxiliary release without auxiliary/alarm switch | - | 0 | 0
3VL2706-3EJ46-0AA0-Z | U01 | 3VL2706-3EJ46-0AA0-ZU01 | 1 | UN | 1 | 5 | B | D | EAR99 | N | 85362090 | 1 |  | 3 | KG | 988.9 | 988.9 | LP20 | LP20 | circuit breaker VL160L very high breaking capacity Icu=100kA, 415V AC 4-pole, line protection Electronic Trip Unit TM, LI In=63A, rated current IR=50...63A, overload protection, II=300...600A, short-circuit protection N unprotected with screw terminals without auxiliary release without auxiliary/alarm switch with Safety Label for USA | - | 0 | 0
3VL2706-3EM43-0AA0 |  | 3VL2706-3EM43-0AA0 | 1 | UN | 1 | 5 | B | D | EAR99 | N | 85362090 | 1 | 4011209735378 | 3.122 | KG | 971.3 | 887.8 | LP20 | LP20 | circuit breaker VL160L very high breaking capacity Icu=100kA, 415V AC 4-pole, line protection Electronic Trip Unit TM, LI In=63A, rated current IR=50...63A, overload protection, II=300...600A, short-circuit protection N protected without auxiliary release without auxiliary/alarm switch | - | 0 | 0
3VL2706-3EM43-0AA0-Z | U01 | 3VL2706-3EM43-0AA0-ZU01 | 1 | UN | 1 | 5 | B | D | EAR99 | N | 85362090 | 1 |  | 3 | KG | 1019.7 | 1019.7 | LP20 | LP20 | circuit breaker VL160L very high breaking capacity Icu=100kA, 415V AC 4-pole, line protection Electronic Trip Unit TM, LI In=63A, rated current IR=50...63A, overload protection, II=300...600A, short-circuit protection N protected without auxiliary release without auxiliary/alarm switch with Safety Label for USA | - | 0 | 0
3VL2706-3EM46-0AA0 |  | 3VL2706-3EM46-0AA0 | 1 | UN | 1 | 5 | B | D | EAR99 | N | 85362090 | 1 | 4011209949096 | 3.107 | KG | 946 | 887.8 | LP20 | LP20 | circuit breaker VL160L very high breaking capacity Icu=100kA, 415V AC 4-pole, line protection Electronic Trip Unit TM, LI In=63A, rated current IR=50...63A, overload protection, II=300...600A, short-circuit protection N protected with screw terminals without auxiliary release without auxiliary/alarm switch | - | 0 | 0
3VL2706-3EM46-0AA0-Z | U01 | 3VL2706-3EM46-0AA0-ZU01 | 1 | UN | 1 | 5 | B | D | EAR99 | N | 85362090 | 1 |  | 3 | KG | 994.4 | 994.4 | LP20 | LP20 | circuit breaker VL160L very high breaking capacity Icu=100kA, 415V AC 4-pole, line protection Electronic Trip Unit TM, LI In=63A, rated current IR=50...63A, overload protection, II=300...600A, short-circuit protection N protected with screw terminals without auxiliary release without auxiliary/alarm switch with Safety Label for USA | - | 0 | 0
3VL2706-3LA43-0AA0 |  | 3VL2706-3LA43-0AA0 | 1 | UN | 1 | 5 | B | D | EAR99 | N | 85362010 | 1 | 4011209872929 | 2.447 | KG | 1782 | 1782 | LP20 | LP20 | circuit breaker VL160L very high breaking capacity Icu=100kA, 415V AC 4-pole, line protection Electronic Trip Unit ETU10, LI In=63A, rated current IR=25...63A, overload protection, II=1.25 to 11xIN, short-circuit protection N protected without auxiliary release shipbuilding certificate for LRS, DNV and gL without auxiliary/alarm switch | - | 0 | 0
3VL2706-3LA43-0AA0-Z | U01 | 3VL2706-3LA43-0AA0-ZU01 | 1 | UN | 1 | 5 | B | D | EAR99 | N | 85362010 | 1 |  | 3.1 | KG | 1830.4 | 1830.4 | LP20 | LP20 | circuit breaker VL160L very high breaking capacity Icu=100kA, 415V AC 4-pole, line protection Electronic Trip Unit ETU10, LI In=63A, rated current IR=25...63A, overload protection, II=1.25 to 11xIN, short-circuit protection N protected without auxiliary release shipbuilding certificate for LRS, DNV and gL without auxiliary/alarm switch with Safety Label for USA | - | 0 | 0
3VL2706-3LA46-0AA0 |  | 3VL2706-3LA46-0AA0 | 1 | UN | 1 | 5 | B | D | EAR99 | N | 85362010 | 1 | 4011209872950 | 2.447 | KG | 1760 | 1760 | LP20 | LP20 | circuit breaker VL160L very high breaking capacity Icu=100kA, 415V AC 4-pole, line protection Electronic Trip Unit ETU10, LI In=63A, rated current IR=25...63A, overload protection, II=1.25 to 11xIN, short-circuit protection N protected with screw terminals without auxiliary release shipbuilding certificate for LRS, DNV and gL without auxiliary/alarm switch | - | 0 | 0
3VL2706-3LA46-0AA0-Z | U01 | 3VL2706-3LA46-0AA0-ZU01 | 1 | UN | 1 | 5 | B | D | EAR99 | N | 85362010 | 1 |  | 3.1 | KG | 1808.4 | 1808.4 | LP20 | LP20 | circuit breaker VL160L very high breaking capacity Icu=100kA, 415V AC 4-pole, line protection Electronic Trip Unit ETU10, LI In=63A, rated current IR=25...63A, overload protection, II=1.25 to 11xIN, short-circuit protection N protected with screw terminals without auxiliary release shipbuilding certificate for LRS, DNV and gL without auxiliary/alarm switch with Safety Label for USA | - | 0 | 0
3VL2706-3LB33-0AA0 |  | 3VL2706-3LB33-0AA0 | 1 | UN | 1 | 5 | B | D | EAR99 | N | 85362010 | 1 | 4011209872035 | 2.447 | KG | 1320 | 1320 | LP20 | LP20 | circuit breaker VL160L very high breaking capacity Icu=100kA, 415V AC 3-pole, line protection Electronic Trip Unit ETU10, LI In=63A, rated current IR=25...63A, overload protection, II=1.25 to 11xIN, short-circuit protection without auxiliary release shipbuilding certificate for LRS, DNV and gL without auxiliary/alarm switch | - | 0 | 0
3VL2706-3LB33-0AA0-Z | U01 | 3VL2706-3LB33-0AA0-ZU01 | 1 | UN | 1 | 5 | B | D | EAR99 | N | 85362010 | 1 |  | 2.4 | KG | 1368.4 | 1368.4 | LP20 | LP20 | circuit breaker VL160L very high breaking capacity Icu=100kA, 415V AC 3-pole, line protection Electronic Trip Unit ETU10, LI In=63A, rated current IR=25...63A, overload protection, II=1.25 to 11xIN, short-circuit protection without auxiliary release shipbuilding certificate for LRS, DNV and gL without auxiliary/alarm switch with Safety Label for USA | - | 0 | 0
3VL2706-3LB36-0AA0 |  | 3VL2706-3LB36-0AA0 | 1 | UN | 1 | 5 | B | D | EAR99 | N | 85362010 | 1 | 4011209872066 | 2.447 | KG | 1309 | 1309 | LP20 | LP20 | circuit breaker VL160L very high breaking capacity Icu=100kA, 415V AC 3-pole, line protection Electronic Trip Unit ETU10, LI In=63A, rated current IR=25...63A, overload protection, II=1.25 to 11xIN, short-circuit protection with screw terminals without auxiliary release shipbuilding certificate for LRS, DNV and gL without auxiliary/alarm switch | - | 0 | 0
3VL2706-3LB36-0AA0-Z | U01 | 3VL2706-3LB36-0AA0-ZU01 | 1 | UN | 1 | 5 | B | D | EAR99 | N | 85362010 | 1 |  | 2.4 | KG | 1357.4 | 1357.4 | LP20 | LP20 | circuit breaker VL160L very high breaking capacity Icu=100kA, 415V AC 3-pole, line protection Electronic Trip Unit ETU10, LI In=63A, rated current IR=25...63A, overload protection, II=1.25 to 11xIN, short-circuit protection with screw terminals without auxiliary release shipbuilding certificate for LRS, DNV and gL without auxiliary/alarm switch with Safety Label for USA | - | 0 | 0
3VL2706-3LE33-0AA0 |  | 3VL2706-3LE33-0AA0 | 1 | UN | 1 | 5 | B | D | EAR99 | N | 85362010 | 1 | 4011209872202 | 2.437 | KG | 1375 | 1375 | LP20 | LP20 | circuit breaker VL160L very high breaking capacity Icu=100kA, 415V AC 3-pole, line protection Electronic Trip Unit ETU20, LSI In=63A, rated current IR=25...63A, overload protection, ISD=1.5 to 10xIR, II=11xIN short-circuit protection without auxiliary release shipbuilding certificate for LRS, DNV and gL without auxiliary/alarm switch | - | 0 | 0
3VL2706-3LE33-0AA0-Z | U01 | 3VL2706-3LE33-0AA0-ZU01 | 1 | UN | 1 | 5 | B | D | EAR99 | N | 85362010 | 1 |  | 2.4 | KG | 1423.4 | 1423.4 | LP20 | LP20 | circuit breaker VL160L very high breaking capacity Icu=100kA, 415V AC 3-pole, line protection Electronic Trip Unit ETU20, LSI In=63A, rated current IR=25...63A, overload protection, ISD=1.5 to 10xIR, II=11xIN short-circuit protection without auxiliary release shipbuilding certificate for LRS, DNV and gL without auxiliary/alarm switch with Safety Label for USA | - | 0 | 0
3VL2706-3LE36-0AA0 |  | 3VL2706-3LE36-0AA0 | 1 | UN | 1 | 5 | B | D | EAR99 | N | 85362010 | 1 | 4011209872233 | 2.437 | KG | 1364 | 1364 | LP20 | LP20 | circuit breaker VL160L very high breaking capacity Icu=100kA, 415V AC 3-pole, line protection Electronic Trip Unit ETU20, LSI In=63A, rated current IR=25...63A, overload protection, ISD=1.5 to 10xIR, II=11xIN short-circuit protection with screw terminals without auxiliary release shipbuilding certificate for LRS, DNV and gL without auxiliary/alarm switch | - | 0 | 0
3VL2706-3LE36-0AA0-Z | U01 | 3VL2706-3LE36-0AA0-ZU01 | 1 | UN | 1 | 5 | B | D | EAR99 | N | 85362010 | 1 |  | 2.4 | KG | 1412.4 | 1412.4 | LP20 | LP20 | circuit breaker VL160L very high breaking capacity Icu=100kA, 415V AC 3-pole, line protection Electronic Trip Unit ETU20, LSI In=63A, rated current IR=25...63A, overload protection, ISD=1.5 to 10xIR, II=11xIN short-circuit protection with screw terminals without auxiliary release shipbuilding certificate for LRS, DNV and gL without auxiliary/alarm switch with Safety Label for USA | - | 0 | 0
3VL2706-3LF43-0AA0 |  | 3VL2706-3LF43-0AA0 | 1 | UN | 1 | 5 | B | D | EAR99 | N | 85362010 | 1 | 4011209873094 | 2.447 | KG | 1859 | 1859 | LP20 | LP20 | circuit breaker VL160L very high breaking capacity Icu=100kA, 415V AC 4-pole, line protection Electronic Trip Unit ETU20, LSI In=63A, rated current IR=25...63A, overload protection, ISD=1.5 to 10xIR, II=11xIN short-circuit protection N protected without auxiliary release shipbuilding certificate for LRS, DNV and gL without auxiliary/alarm switch | - | 0 | 0
3VL2706-3LF43-0AA0-Z | U01 | 3VL2706-3LF43-0AA0-ZU01 | 1 | UN | 1 | 5 | B | D | EAR99 | N | 85362010 | 1 |  | 3.1 | KG | 1907.4 | 1907.4 | LP20 | LP20 | circuit breaker VL160L very high breaking capacity Icu=100kA, 415V AC 4-pole, line protection Electronic Trip Unit ETU20, LSI In=63A, rated current IR=25...63A, overload protection, ISD=1.5 to 10xIR, II=11xIN short-circuit protection N protected without auxiliary release shipbuilding certificate for LRS, DNV and gL without auxiliary/alarm switch with Safety Label for USA | - | 0 | 0
3VL2706-3LF46-0AA0 |  | 3VL2706-3LF46-0AA0 | 1 | UN | 1 | 5 | B | D | EAR99 | N | 85362010 | 1 | 4011209873124 | 2.447 | KG | 1837 | 1837 | LP20 | LP20 | circuit breaker VL160L very high breaking capacity Icu=100kA, 415V AC 4-pole, line protection Electronic Trip Unit ETU20, LSI In=63A, rated current IR=25...63A, overload protection, ISD=1.5 to 10xIR, II=11xIN short-circuit protection N protected with screw terminals without auxiliary release shipbuilding certificate for LRS, DNV and gL without auxiliary/alarm switch | - | 0 | 0
3VL2706-3LF46-0AA0-Z | U01 | 3VL2706-3LF46-0AA0-ZU01 | 1 | UN | 1 | 5 | B | D | EAR99 | N | 85362010 | 1 |  | 3.1 | KG | 1885.4 | 1885.4 | LP20 | LP20 | circuit breaker VL160L very high breaking capacity Icu=100kA, 415V AC 4-pole, line protection Electronic Trip Unit ETU20, LSI In=63A, rated current IR=25...63A, overload protection, ISD=1.5 to 10xIR, II=11xIN short-circuit protection N protected with screw terminals without auxiliary release shipbuilding certificate for LRS, DNV and gL without auxiliary/alarm switch with Safety Label for USA | - | 0 | 0
3VL2706-3LS33-0AA0 |  | 3VL2706-3LS33-0AA0 | 1 | UN | 1 | 5 | B | D | EAR99 | N | 85362010 | 1 | 4011209872387 | 2.437 | KG | 1309 | 1309 | LP20 | LP20 | circuit breaker VL160L very high breaking capacity Icu=100kA, 415V AC 3-pole, motor protection Electronic Trip Unit ETU30M, LI Ir=25...63A, overload prot., TC=10A...30, II=6/8/11 xIN, short-circuit protection without auxiliary release shipbuilding certificate for LRS, DNV and gL without auxiliary/alarm switch | - | 0 | 0
3VL2706-3LS33-0AA0-Z | U01 | 3VL2706-3LS33-0AA0-ZU01 | 1 | UN | 1 | 5 | B | D | EAR99 | N | 85362010 | 1 |  | 2.4 | KG | 1357.4 | 1357.4 | LP20 | LP20 | circuit breaker VL160L very high breaking capacity Icu=100kA, 415V AC 3-pole, motor protection Electronic Trip Unit ETU30M, LI Ir=25...63A, overload prot., TC=10A...30, II=6/8/11 xIN, short-circuit protection without auxiliary release shipbuilding certificate for LRS, DNV and gL without auxiliary/alarm switch with Safety Label for USA | - | 0 | 0
3VL2706-3LS36-0AA0 |  | 3VL2706-3LS36-0AA0 | 1 | UN | 1 | 5 | B | D | EAR99 | N | 85362010 | 1 | 4011209872417 | 2.437 | KG | 1287 | 1287 | LP20 | LP20 | circuit breaker VL160L very high breaking capacity Icu=100kA, 415V AC 3-pole, motor protection Electronic Trip Unit ETU30M, LI Ir=25...63A, overload prot., TC=10A...30, II=6/8/11 xIN, short-circuit protection with screw terminals without auxiliary release shipbuilding certificate for LRS, DNV and gL without auxiliary/alarm switch | - | 0 | 0
3VL2706-3LS36-0AA0-Z | U01 | 3VL2706-3LS36-0AA0-ZU01 | 1 | UN | 1 | 5 | B | D | EAR99 | N | 85362010 | 1 |  | 2.4 | KG | 1335.4 | 1335.4 | LP20 | LP20 | circuit breaker VL160L very high breaking capacity Icu=100kA, 415V AC 3-pole, motor protection Electronic Trip Unit ETU30M, LI Ir=25...63A, overload prot., TC=10A...30, II=6/8/11 xIN, short-circuit protection with screw terminals without auxiliary release shipbuilding certificate for LRS, DNV and gL without auxiliary/alarm switch with Safety Label for USA | - | 0 | 0
3VL2706-3MB33-0AA0 |  | 3VL2706-3MB33-0AA0 | 1 | UN | 1 | 5 | B | D | EAR99 | N | 85362090 | 1 | 4011209806559 | 2.437 | KG | 1254 | 1254 | LP20 | LP20 | circuit breaker VL160L very high breaking capacity Icu=100kA, 415V AC 3-pole, line protection Electronic Trip Unit ETU10, LI In=63A, rated current IR=25...63A, overload protection, II=1.25 to 11xIN, short-circuit protection without auxiliary release ETU communication-capable without auxiliary/alarm switch | - | 0 | 0
3VL2706-3MB33-0AA0-Z | U01 | 3VL2706-3MB33-0AA0-ZU01 | 1 | UN | 1 | 5 | B | D | EAR99 | N | 85362090 | 1 |  | 2.4 | KG | 1302.4 | 1302.4 | LP20 | LP20 | circuit breaker VL160L very high breaking capacity Icu=100kA, 415V AC 3-pole, line protection Electronic Trip Unit ETU10, LI In=63A, rated current IR=25...63A, overload protection, II=1.25 to 11xIN, short-circuit protection without auxiliary release ETU communication-capable without auxiliary/alarm switch with Safety Label for USA | - | 0 | 0
3VL2706-3MB36-0AA0 |  | 3VL2706-3MB36-0AA0 | 1 | UN | 1 | 5 | B | D | EAR99 | N | 85362090 | 1 | 4011209807365 | 2.437 | KG | 1232 | 1232 | LP20 | LP20 | circuit breaker VL160L very high breaking capacity Icu=100kA, 415V AC 3-pole, line protection Electronic Trip Unit ETU10, LI In=63A, rated current IR=25...63A, overload protection, II=1.25 to 11xIN, short-circuit protection with screw terminals without auxiliary release ETU communication-capable without auxiliary/alarm switch | - | 0 | 0
3VL2706-3MB36-0AA0-Z | U01 | 3VL2706-3MB36-0AA0-ZU01 | 1 | UN | 1 | 5 | B | D | EAR99 | N | 85362090 | 1 |  | 2.4 | KG | 1280.4 | 1280.4 | LP20 | LP20 | circuit breaker VL160L very high breaking capacity Icu=100kA, 415V AC 3-pole, line protection Electronic Trip Unit ETU10, LI In=63A, rated current IR=25...63A, overload protection, II=1.25 to 11xIN, short-circuit protection with screw terminals without auxiliary release ETU communication-capable without auxiliary/alarm switch with Safety Label for USA | - | 0 | 0
3VL2706-3ME33-0AA0 |  | 3VL2706-3ME33-0AA0 | 1 | UN | 1 | 5 | B | D | EAR99 | N | 85362090 | 1 | 4011209806580 | 2.437 | KG | 1309 | 1309 | LP20 | LP20 | circuit breaker VL160L very high breaking capacity Icu=100kA, 415V AC 3-pole, line protection Electronic Trip Unit ETU20, LSI In=63A, rated current IR=25...63A, overload protection, ISD=1.5 to 10xIR, II=11xIN short-circuit protection without auxiliary release ETU communication-capable without auxiliary/alarm switch | - | 0 | 0
3VL2706-3ME33-0AA0-Z | U01 | 3VL2706-3ME33-0AA0-ZU01 | 1 | UN | 1 | 5 | B | D | EAR99 | N | 85362090 | 1 |  | 2.4 | KG | 1357.4 | 1357.4 | LP20 | LP20 | circuit breaker VL160L very high breaking capacity Icu=100kA, 415V AC 3-pole, line protection Electronic Trip Unit ETU20, LSI In=63A, rated current IR=25...63A, overload protection, ISD=1.5 to 10xIR, II=11xIN short-circuit protection without auxiliary release ETU communication-capable without auxiliary/alarm switch with Safety Label for USA | - | 0 | 0
3VL2706-3ME36-0AA0 |  | 3VL2706-3ME36-0AA0 | 1 | UN | 1 | 5 | B | D | EAR99 | N | 85362090 | 1 | 4011209807396 | 2.437 | KG | 1298 | 1298 | LP20 | LP20 | circuit breaker VL160L very high breaking capacity Icu=100kA, 415V AC 3-pole, line protection Electronic Trip Unit ETU20, LSI In=63A, rated current IR=25...63A, overload protection, ISD=1.5 to 10xIR, II=11xIN short-circuit protection with screw terminals without auxiliary release ETU communication-capable without auxiliary/alarm switch | - | 0 | 0
3VL2706-3ME36-0AA0-Z | U01 | 3VL2706-3ME36-0AA0-ZU01 | 1 | UN | 1 | 5 | B | D | EAR99 | N | 85362090 | 1 |  | 2.4 | KG | 1346.4 | 1346.4 | LP20 | LP20 | circuit breaker VL160L very high breaking capacity Icu=100kA, 415V AC 3-pole, line protection Electronic Trip Unit ETU20, LSI In=63A, rated current IR=25...63A, overload protection, ISD=1.5 to 10xIR, II=11xIN short-circuit protection with screw terminals without auxiliary release ETU communication-capable without auxiliary/alarm switch with Safety Label for USA | - | 0 | 0
3VL2706-3MF33-0AA0 |  | 3VL2706-3MF33-0AA0 | 1 | UN | 1 | 5 | B | D | EAR99 | N | 85362090 | 1 | 4011209806610 | 2.437 | KG | 1551 | 1551 | LP20 | LP20 | circuit breaker VL160L very high breaking capacity Icu=100kA, 415V AC 3-pole, line protection Electronic Trip Unit ETU12, LIGN 3 phases/4 lines In=63A, rated current IR=25...63A, overload protection, II=1.25 to 11xIN, short-circuit protection without auxiliary release ETU communication-capable without auxiliary/alarm switch | - | 0 | 0
3VL2706-3MF33-0AA0-Z | U01 | 3VL2706-3MF33-0AA0-ZU01 | 1 | UN | 1 | 5 | B | D | EAR99 | N | 85362090 | 1 |  | 2.4 | KG | 1599.4 | 1599.4 | LP20 | LP20 | circuit breaker VL160L very high breaking capacity Icu=100kA, 415V AC 3-pole, line protection Electronic Trip Unit ETU12, LIGN 3 phases/4 lines In=63A, rated current IR=25...63A, overload protection, II=1.25 to 11xIN, short-circuit protection without auxiliary release ETU communication-capable without auxiliary/alarm switch with Safety Label for USA | - | 0 | 0
3VL2706-3MF36-0AA0 |  | 3VL2706-3MF36-0AA0 | 1 | UN | 1 | 5 | B | D | EAR99 | N | 85362090 | 1 | 4011209807426 | 2.437 | KG | 1496 | 1496 | LP20 | LP20 | circuit breaker VL160L very high breaking capacity Icu=100kA, 415V AC 3-pole, line protection Electronic Trip Unit ETU12, LIGN 3 phases/4 lines In=63A, rated current IR=25...63A, overload protection, II=1.25 to 11xIN, short-circuit protection with screw terminals without auxiliary release ETU communication-capable without auxiliary/alarm switch | - | 0 | 0
3VL2706-3MF36-0AA0-Z | U01 | 3VL2706-3MF36-0AA0-ZU01 | 1 | UN | 1 | 5 | B | D | EAR99 | N | 85362090 | 1 |  | 2.4 | KG | 1544.4 | 1544.4 | LP20 | LP20 | circuit breaker VL160L very high breaking capacity Icu=100kA, 415V AC 3-pole, line protection Electronic Trip Unit ETU12, LIGN 3 phases/4 lines In=63A, rated current IR=25...63A, overload protection, II=1.25 to 11xIN, short-circuit protection with screw terminals without auxiliary release ETU communication-capable without auxiliary/alarm switch with Safety Label for USA | - | 0 | 0
3VL2706-3MG33-0AA0 |  | 3VL2706-3MG33-0AA0 | 1 | UN | 1 | 5 | B | D | EAR99 | N | 85362090 | 1 | 4011209806641 | 2.437 | KG | 1474 | 1474 | LP20 | LP20 | circuit breaker VL160L very high breaking capacity Icu=100kA, 415V AC 3-pole, line protection Electronic Trip Unit ETU22, LSIG 3 phases/3 lines In=63A, rated current IR=26...63A, overload protection, ISD=1.5 to 10xIR, II=11xIN short-circuit protection without auxiliary release ETU communication-capable without auxiliary/alarm switch | - | 0 | 0
3VL2706-3MG33-0AA0-Z | U01 | 3VL2706-3MG33-0AA0-ZU01 | 1 | UN | 1 | 5 | B | D | EAR99 | N | 85362090 | 1 |  | 2.4 | KG | 1522.4 | 1522.4 | LP20 | LP20 | circuit breaker VL160L very high breaking capacity Icu=100kA, 415V AC 3-pole, line protection Electronic Trip Unit ETU22, LSIG 3 phases/3 lines In=63A, rated current IR=26...63A, overload protection, ISD=1.5 to 10xIR, II=11xIN short-circuit protection without auxiliary release ETU communication-capable without auxiliary/alarm switch with Safety Label for USA | - | 0 | 0
3VL2706-3MG36-0AA0 |  | 3VL2706-3MG36-0AA0 | 1 | UN | 1 | 5 | B | D | EAR99 | N | 85362090 | 1 | 4011209807457 | 2.437 | KG | 1463 | 1463 | LP20 | LP20 | circuit breaker VL160L very high breaking capacity Icu=100kA, 415V AC 3-pole, line protection Electronic Trip Unit ETU22, LSIG 3 phases/3 lines In=63A, rated current IR=26...63A, overload protection, ISD=1.5 to 10xIR, II=11xIN short-circuit protection with screw terminals without auxiliary release ETU communication-capable without auxiliary/alarm switch | - | 0 | 0
3VL2706-3MG36-0AA0-Z | U01 | 3VL2706-3MG36-0AA0-ZU01 | 1 | UN | 1 | 5 | B | D | EAR99 | N | 85362090 | 1 |  | 2.4 | KG | 1511.4 | 1511.4 | LP20 | LP20 | circuit breaker VL160L very high breaking capacity Icu=100kA, 415V AC 3-pole, line protection Electronic Trip Unit ETU22, LSIG 3 phases/3 lines In=63A, rated current IR=26...63A, overload protection, ISD=1.5 to 10xIR, II=11xIN short-circuit protection with screw terminals without auxiliary release ETU communication-capable without auxiliary/alarm switch with Safety Label for USA | - | 0 | 0
3VL2706-3MH33-0AA0 |  | 3VL2706-3MH33-0AA0 | 1 | UN | 1 | 5 | B | D | EAR99 | N | 85362090 | 1 | 4011209806665 | 2.437 | KG | 1474 | 1474 | LP20 | LP20 | circuit breaker VL160L very high breaking capacity Icu=100kA, 415V AC 3-pole, line protection Electronic Trip Unit ETU22, LSIG 3 phases/4 lines with connecting cable In=63A, rated current IR=25...63A, overload protection, ISD=1.5 to 10xIR, II=11xIN short-circuit protection without auxiliary release ETU communication-capable without auxiliary/alarm switch | - | 0 | 0
3VL2706-3MH33-0AA0-Z | U01 | 3VL2706-3MH33-0AA0-ZU01 | 1 | UN | 1 | 5 | B | D | EAR99 | N | 85362090 | 1 |  | 2.4 | KG | 1522.4 | 1522.4 | LP20 | LP20 | circuit breaker VL160L very high breaking capacity Icu=100kA, 415V AC 3-pole, line protection Electronic Trip Unit ETU22, LSIG 3 phases/4 lines with connecting cable In=63A, rated current IR=25...63A, overload protection, ISD=1.5 to 10xIR, II=11xIN short-circuit protection without auxiliary release ETU communication-capable without auxiliary/alarm switch with Safety Label for USA | - | 0 | 0
3VL2706-3MH36-0AA0 |  | 3VL2706-3MH36-0AA0 | 1 | UN | 1 | 5 | B | D | EAR99 | N | 85362090 | 1 | 4011209807488 | 2.437 | KG | 1463 | 1463 | LP20 | LP20 | circuit breaker VL160L very high breaking capacity Icu=100kA, 415V AC 3-pole, line protection Electronic Trip Unit ETU22, LSIG 3 phases/4 lines with connecting cable In=63A, rated current IR=25...63A, overload protection, ISD=1.5 to 10xIR, II=11xIN with screw terminals without auxiliary release ETU communication-capable without auxiliary/alarm switch | - | 0 | 0
3VL2706-3MH36-0AA0-Z | U01 | 3VL2706-3MH36-0AA0-ZU01 | 1 | UN | 1 | 5 | B | D | EAR99 | N | 85362090 | 1 |  | 2.4 | KG | 1511.4 | 1511.4 | LP20 | LP20 | circuit breaker VL160L very high breaking capacity Icu=100kA, 415V AC 3-pole, line protection Electronic Trip Unit ETU22, LSIG 3 phases/4 lines with connecting cable In=63A, rated current IR=25...63A, overload protection, ISD=1.5 to 10xIR, II=11xIN with screw terminals without auxiliary release ETU communication-capable without auxiliary/alarm switch with Safety Label for USA | - | 0 | 0
3VL2706-3ML33-0AA0 |  | 3VL2706-3ML33-0AA0 | 1 | UN | 1 | 5 | B | D | EAR99 | N | 85362090 | 1 | 4011209806696 | 2.437 | KG | 1452 | 1452 | LP20 | LP20 | circuit breaker VL160L very high breaking capacity Icu=100kA, 415V AC 3-pole, line protection Electronic Trip Unit ETU12, LIG 3 phases/3 lines In=63A, rated current IR=25...63A, overload protection, II=1.25 to 11xIN, short-circuit protection without auxiliary release ETU communication-capable without auxiliary/alarm switch | - | 0 | 0
3VL2706-3ML33-0AA0-Z | U01 | 3VL2706-3ML33-0AA0-ZU01 | 1 | UN | 1 | 5 | B | D | EAR99 | N | 85362090 | 1 |  | 2.4 | KG | 1500.4 | 1500.4 | LP20 | LP20 | circuit breaker VL160L very high breaking capacity Icu=100kA, 415V AC 3-pole, line protection Electronic Trip Unit ETU12, LIG 3 phases/3 lines In=63A, rated current IR=25...63A, overload protection, II=1.25 to 11xIN, short-circuit protection without auxiliary release ETU communication-capable without auxiliary/alarm switch with Safety Label for USA | - | 0 | 0
3VL2706-3ML36-0AA0 |  | 3VL2706-3ML36-0AA0 | 1 | UN | 1 | 5 | B | D | EAR99 | N | 85362090 | 1 | 4011209807518 | 2.437 | KG | 1430 | 1430 | LP20 | LP20 | circuit breaker VL160L very high breaking capacity Icu=100kA, 415V AC 3-pole, line protection Electronic Trip Unit ETU12, LIG 3 phases/3 lines In=63A, rated current IR=25...63A, overload protection, II=1.25 to 11xIN, short-circuit protection with screw terminals without auxiliary release ETU communication-capable without auxiliary/alarm switch | - | 0 | 0
3VL2706-3ML36-0AA0-Z | U01 | 3VL2706-3ML36-0AA0-ZU01 | 1 | UN | 1 | 5 | B | D | EAR99 | N | 85362090 | 1 |  | 2.4 | KG | 1478.4 | 1478.4 | LP20 | LP20 | circuit breaker VL160L very high breaking capacity Icu=100kA, 415V AC 3-pole, line protection Electronic Trip Unit ETU12, LIG 3 phases/3 lines In=63A, rated current IR=25...63A, overload protection, II=1.25 to 11xIN, short-circuit protection with screw terminals without auxiliary release ETU communication-capable without auxiliary/alarm switch with Safety Label for USA | - | 0 | 0
3VL2706-3MP33-0AA0 |  | 3VL2706-3MP33-0AA0 | 1 | UN | 1 | 5 | B | D | EAR99 | N | 85362090 | 1 | 4011209806726 | 2.437 | KG | 1166 | 1166 | LP20 | LP20 | circuit breaker VL160L very high breaking capacity Icu=100kA, 415V AC 3-pole, motor/generator prot. Electronic Trip Unit ETU10M, LI In=63A, rated current IR=25...63A, overload protection, II=1.25 to 11xIN, short-circuit protection without auxiliary release ETU communication-capable without auxiliary/alarm switch | - | 0 | 0
3VL2706-3MP33-0AA0-Z | U01 | 3VL2706-3MP33-0AA0-ZU01 | 1 | UN | 1 | 5 | B | D | EAR99 | N | 85362090 | 1 |  | 2.4 | KG | 1214.4 | 1214.4 | LP20 | LP20 | circuit breaker VL160L very high breaking capacity Icu=100kA, 415V AC 3-pole, motor/generator prot. Electronic Trip Unit ETU10M, LI In=63A, rated current IR=25...63A, overload protection, II=1.25 to 11xIN, short-circuit protection without auxiliary release ETU communication-capable without auxiliary/alarm switch with Safety Label for USA | - | 0 | 0
3VL2706-3MP36-0AA0 |  | 3VL2706-3MP36-0AA0 | 1 | UN | 1 | 5 | B | D | EAR99 | N | 85362090 | 1 | 4011209807549 | 2.437 | KG | 1144 | 1144 | LP20 | LP20 | circuit breaker VL160L very high breaking capacity Icu=100kA, 415V AC 3-pole, motor/generator prot. Electronic Trip Unit ETU10M, LI In=63A, rated current IR=25...63A, overload protection, II=1.25 to 11xIN, short-circuit protection with screw terminals without auxiliary release ETU communication-capable without auxiliary/alarm switch | - | 0 | 0
3VL2706-3MP36-0AA0-Z | U01 | 3VL2706-3MP36-0AA0-ZU01 | 1 | UN | 1 | 5 | B | D | EAR99 | N | 85362090 | 1 |  | 2.4 | KG | 1192.4 | 1192.4 | LP20 | LP20 | circuit breaker VL160L very high breaking capacity Icu=100kA, 415V AC 3-pole, motor/generator prot. Electronic Trip Unit ETU10M, LI In=63A, rated current IR=25...63A, overload protection, II=1.25 to 11xIN, short-circuit protection with screw terminals without auxiliary release ETU communication-capable without auxiliary/alarm switch with Safety Label for USA | - | 0 | 0
3VL2706-3MS33-0AA0 |  | 3VL2706-3MS33-0AA0 | 1 | UN | 1 | 5 | B | D | EAR99 | N | 85362090 | 1 | 4011209806757 | 2.437 | KG | 1232 | 1232 | LP20 | LP20 | circuit breaker VL160L very high breaking capacity Icu=100kA, 415V AC 3-pole, motor protection Electronic Trip Unit ETU30M, LI Ir=25...63A, overload prot., TC=10A...30, II=6/8/11 xIN, short-circuit protection without auxiliary release ETU communication-capable without auxiliary/alarm switch | - | 0 | 0
3VL2706-3MS33-0AA0-Z | U01 | 3VL2706-3MS33-0AA0-ZU01 | 1 | UN | 1 | 5 | B | D | EAR99 | N | 85362090 | 1 |  | 2.4 | KG | 1280.4 | 1280.4 | LP20 | LP20 | circuit breaker VL160L very high breaking capacity Icu=100kA, 415V AC 3-pole, motor protection Electronic Trip Unit ETU30M, LI Ir=25...63A, overload prot., TC=10A...30, II=6/8/11 xIN, short-circuit protection without auxiliary release ETU communication-capable without auxiliary/alarm switch with Safety Label for USA | - | 0 | 0
3VL2706-3MS36-0AA0 |  | 3VL2706-3MS36-0AA0 | 1 | UN | 1 | 5 | B | D | EAR99 | N | 85362090 | 1 | 4011209807570 | 2.437 | KG | 1210 | 1210 | LP20 | LP20 | circuit breaker VL160L very high breaking capacity Icu=100kA, 415V AC 3-pole, motor protection Electronic Trip Unit ETU30M, LI Ir=25...63A, overload prot., TC=10A...30, II=6/8/11 xIN, short-circuit protection with screw terminals without auxiliary release ETU communication-capable without auxiliary/alarm switch | - | 0 | 0
3VL2706-3MS36-0AA0-Z | U01 | 3VL2706-3MS36-0AA0-ZU01 | 1 | UN | 1 | 5 | B | D | EAR99 | N | 85362090 | 1 |  | 2.4 | KG | 1258.4 | 1258.4 | LP20 | LP20 | circuit breaker VL160L very high breaking capacity Icu=100kA, 415V AC 3-pole, motor protection Electronic Trip Unit ETU30M, LI Ir=25...63A, overload prot., TC=10A...30, II=6/8/11 xIN, short-circuit protection with screw terminals without auxiliary release ETU communication-capable without auxiliary/alarm switch with Safety Label for USA | - | 0 | 0
3VL2706-3NA43-0AA0 |  | 3VL2706-3NA43-0AA0 | 1 | UN | 1 | 5 | B | D | EAR99 | N | 85362090 | 1 | 4011209806962 | 2.447 | KG | 1672 | 1672 | LP20 | LP20 | circuit breaker VL160L very high breaking capacity Icu=100kA, 415V AC 4-pole, line protection Electronic Trip Unit ETU10, LIN In=63A, rated current IR=25...63A, overload protection, II=1.25 to 11xIN, short-circuit protection N protected without auxiliary release ETU communication-capable without auxiliary/alarm switch | - | 0 | 0
3VL2706-3NA43-0AA0-Z | U01 | 3VL2706-3NA43-0AA0-ZU01 | 1 | UN | 1 | 5 | B | D | EAR99 | N | 85362090 | 1 |  | 3.1 | KG | 1720.4 | 1720.4 | LP20 | LP20 | circuit breaker VL160L very high breaking capacity Icu=100kA, 415V AC 4-pole, line protection Electronic Trip Unit ETU10, LIN In=63A, rated current IR=25...63A, overload protection, II=1.25 to 11xIN, short-circuit protection N protected without auxiliary release ETU communication-capable without auxiliary/alarm switch with Safety Label for USA | - | 0 | 0
3VL2706-3NA46-0AA0 |  | 3VL2706-3NA46-0AA0 | 1 | UN | 1 | 5 | B | D | EAR99 | N | 85362090 | 1 | 4011209807785 | 2.447 | KG | 1639 | 1639 | LP20 | LP20 | circuit breaker VL160L very high breaking capacity Icu=100kA, 415V AC 4-pole, line protection Electronic Trip Unit ETU10, LIN In=63A, rated current IR=25...63A, overload protection, II=1.25 to 11xIN, short-circuit protection N protected with screw terminals without auxiliary release ETU communication-capable without auxiliary/alarm switch | - | 0 | 0
3VL2706-3NA46-0AA0-Z | U01 | 3VL2706-3NA46-0AA0-ZU01 | 1 | UN | 1 | 5 | B | D | EAR99 | N | 85362090 | 1 |  | 3.1 | KG | 1687.4 | 1687.4 | LP20 | LP20 | circuit breaker VL160L very high breaking capacity Icu=100kA, 415V AC 4-pole, line protection Electronic Trip Unit ETU10, LIN In=63A, rated current IR=25...63A, overload protection, II=1.25 to 11xIN, short-circuit protection N protected with screw terminals without auxiliary release ETU communication-capable without auxiliary/alarm switch with Safety Label for USA | - | 0 | 0
3VL2706-3NB43-0AA0 |  | 3VL2706-3NB43-0AA0 | 1 | UN | 1 | 5 | B | D | EAR99 | N | 85362090 | 1 | 4011209806993 | 2.447 | KG | 1595 | 1595 | LP20 | LP20 | circuit breaker VL160L very high breaking capacity Icu=100kA, 415V AC 4-pole, line protection Electronic Trip Unit ETU10, LI In=63A, rated current IR=25...63A, overload protection, II=1.25 to 11xIN, short-circuit protection without auxiliary release ETU communication-capable without auxiliary/alarm switch | - | 0 | 0
3VL2706-3NB43-0AA0-Z | U01 | 3VL2706-3NB43-0AA0-ZU01 | 1 | UN | 1 | 5 | B | D | EAR99 | N | 85362090 | 1 |  | 3.1 | KG | 1643.4 | 1643.4 | LP20 | LP20 | circuit breaker VL160L very high breaking capacity Icu=100kA, 415V AC 4-pole, line protection Electronic Trip Unit ETU10, LI In=63A, rated current IR=25...63A, overload protection, II=1.25 to 11xIN, short-circuit protection without auxiliary release ETU communication-capable without auxiliary/alarm switch with Safety Label for USA | - | 0 | 0
3VL2706-3NB46-0AA0 |  | 3VL2706-3NB46-0AA0 | 1 | UN | 1 | 5 | B | D | EAR99 | N | 85362090 | 1 | 4011209807815 | 2.447 | KG | 1573 | 1573 | LP20 | LP20 | circuit breaker VL160L very high breaking capacity Icu=100kA, 415V AC 4-pole, line protection Electronic Trip Unit ETU10, LI In=63A, rated current IR=25...63A, overload protection, II=1.25 to 11xIN, short-circuit protection with screw terminals without auxiliary release ETU communication-capable without auxiliary/alarm switch | - | 0 | 0
3VL2706-3NB46-0AA0-Z | U01 | 3VL2706-3NB46-0AA0-ZU01 | 1 | UN | 1 | 5 | B | D | EAR99 | N | 85362090 | 1 |  | 3.1 | KG | 1621.4 | 1621.4 | LP20 | LP20 | circuit breaker VL160L very high breaking capacity Icu=100kA, 415V AC 4-pole, line protection Electronic Trip Unit ETU10, LI In=63A, rated current IR=25...63A, overload protection, II=1.25 to 11xIN, short-circuit protection with screw terminals without auxiliary release ETU communication-capable without auxiliary/alarm switch with Safety Label for USA | - | 0 | 0
3VL2706-3NE43-0AA0 |  | 3VL2706-3NE43-0AA0 | 1 | UN | 1 | 5 | B | D | EAR99 | N | 85362090 | 1 | 4011209807020 | 2.447 | KG | 1683 | 1683 | LP20 | LP20 | circuit breaker VL160L very high breaking capacity Icu=100kA, 415V AC 4-pole, line protection Electronic Trip Unit ETU20, LSI In=63A, rated current IR=25...63A, overload protection, ISD=1.5 to 10xIR, II=11xIN short-circuit protection without auxiliary release ETU communication-capable without auxiliary/alarm switch | - | 0 | 0
3VL2706-3NE43-0AA0-Z | U01 | 3VL2706-3NE43-0AA0-ZU01 | 1 | UN | 1 | 5 | B | D | EAR99 | N | 85362090 | 1 |  | 3.1 | KG | 1731.4 | 1731.4 | LP20 | LP20 | circuit breaker VL160L very high breaking capacity Icu=100kA, 415V AC 4-pole, line protection Electronic Trip Unit ETU20, LSI In=63A, rated current IR=25...63A, overload protection, ISD=1.5 to 10xIR, II=11xIN short-circuit protection without auxiliary release ETU communication-capable without auxiliary/alarm switch with Safety Label for USA | - | 0 | 0
3VL2706-3NE46-0AA0 |  | 3VL2706-3NE46-0AA0 | 1 | UN | 1 | 5 | B | D | EAR99 | N | 85362090 | 1 | 4011209807846 | 2.447 | KG | 1650 | 1650 | LP20 | LP20 | circuit breaker VL160L very high breaking capacity Icu=100kA, 415V AC 4-pole, line protection Electronic Trip Unit ETU20, LSI In=63A, rated current IR=25...63A, overload protection, ISD=1.5 to 10xIR, II=11xIN short-circuit protection with screw terminals without auxiliary release ETU communication-capable without auxiliary/alarm switch | - | 0 | 0
3VL2706-3NE46-0AA0-Z | U01 | 3VL2706-3NE46-0AA0-ZU01 | 1 | UN | 1 | 5 | B | D | EAR99 | N | 85362090 | 1 |  | 3.1 | KG | 1698.4 | 1698.4 | LP20 | LP20 | circuit breaker VL160L very high breaking capacity Icu=100kA, 415V AC 4-pole, line protection Electronic Trip Unit ETU20, LSI In=63A, rated current IR=25...63A, overload protection, ISD=1.5 to 10xIR, II=11xIN short-circuit protection with screw terminals without auxiliary release ETU communication-capable without auxiliary/alarm switch with Safety Label for USA | - | 0 | 0
3VL2706-3NF43-0AA0 |  | 3VL2706-3NF43-0AA0 | 1 | UN | 1 | 5 | B | D | EAR99 | N | 85362090 | 1 | 4011209807051 | 2.447 | KG | 1727 | 1727 | LP20 | LP20 | circuit breaker VL160L very high breaking capacity Icu=100kA, 415V AC 4-pole, line protection Electronic Trip Unit ETU20, LSI In=63A, rated current IR=25...63A, overload protection, ISD=1.5 to 10xIR, II=11xIN short-circuit protection N protected without auxiliary release ETU communication-capable without auxiliary/alarm switch | - | 0 | 0
3VL2706-3NF43-0AA0-Z | U01 | 3VL2706-3NF43-0AA0-ZU01 | 1 | UN | 1 | 5 | B | D | EAR99 | N | 85362090 | 1 |  | 3.1 | KG | 1775.4 | 1775.4 | LP20 | LP20 | circuit breaker VL160L very high breaking capacity Icu=100kA, 415V AC 4-pole, line protection Electronic Trip Unit ETU20, LSI In=63A, rated current IR=25...63A, overload protection, ISD=1.5 to 10xIR, II=11xIN short-circuit protection N protected without auxiliary release ETU communication-capable without auxiliary/alarm switch with Safety Label for USA | - | 0 | 0
3VL2706-3NF46-0AA0 |  | 3VL2706-3NF46-0AA0 | 1 | UN | 1 | 5 | B | D | EAR99 | N | 85362090 | 1 | 4011209807877 | 2.447 | KG | 1716 | 1716 | LP20 | LP20 | circuit breaker VL160L very high breaking capacity Icu=100kA, 415V AC 4-pole, line protection Electronic Trip Unit ETU20, LSI In=63A, rated current IR=25...63A, overload protection, ISD=1.5 to 10xIR, II=11xIN short-circuit protection N protected with screw terminals without auxiliary release ETU communication-capable without auxiliary/alarm switch | - | 0 | 0
3VL2706-3NF46-0AA0-Z | U01 | 3VL2706-3NF46-0AA0-ZU01 | 1 | UN | 1 | 5 | B | D | EAR99 | N | 85362090 | 1 |  | 3.1 | KG | 1764.4 | 1764.4 | LP20 | LP20 | circuit breaker VL160L very high breaking capacity Icu=100kA, 415V AC 4-pole, line protection Electronic Trip Unit ETU20, LSI In=63A, rated current IR=25...63A, overload protection, ISD=1.5 to 10xIR, II=11xIN short-circuit protection N protected with screw terminals without auxiliary release ETU communication-capable without auxiliary/alarm switch with Safety Label for USA | - | 0 | 0
3VL2706-3NH43-0AA0 |  | 3VL2706-3NH43-0AA0 | 1 | UN | 1 | 5 | B | D | EAR99 | N | 85362090 | 1 | 4011209800410 | 2.447 | KG | 1969 | 1969 | LP20 | LP20 | circuit breaker VL160L very high breaking capacity Icu=100kA, 415V AC 4-pole, line protection Electronic Trip Unit ETU22, LSIG In=63A, rated current IR=25...63A, overload protection, ISD=1.5 to 10xIR, II=11xIN short-circuit protection N protected without auxiliary release ETU communication-capable without auxiliary/alarm switch | - | 0 | 0
3VL2706-3NH43-0AA0-Z | U01 | 3VL2706-3NH43-0AA0-ZU01 | 1 | UN | 1 | 5 | B | D | EAR99 | N | 85362090 | 1 |  | 3.1 | KG | 2017.4 | 2017.4 | LP20 | LP20 | circuit breaker VL160L very high breaking capacity Icu=100kA, 415V AC 4-pole, line protection Electronic Trip Unit ETU22, LSIG In=63A, rated current IR=25...63A, overload protection, ISD=1.5 to 10xIR, II=11xIN short-circuit protection N protected without auxiliary release ETU communication-capable without auxiliary/alarm switch with Safety Label for USA | - | 0 | 0
3VL2706-3NH46-0AA0 |  | 3VL2706-3NH46-0AA0 | 1 | UN | 1 | 5 | B | D | EAR99 | N | 85362090 | 1 | 4011209807907 | 2.447 | KG | 1947 | 1947 | LP20 | LP20 | circuit breaker VL160L very high breaking capacity Icu=100kA, 415V AC 4-pole, line protection Electronic Trip Unit ETU22, LSIG In=63A, rated current IR=25...63A, overload protection, ISD=1.5 to 10xIR, II=11xIN short-circuit protection N protected with screw terminals without auxiliary release ETU communication-capable without auxiliary/alarm switch | - | 0 | 0
3VL2706-3NH46-0AA0-Z | U01 | 3VL2706-3NH46-0AA0-ZU01 | 1 | UN | 1 | 5 | B | D | EAR99 | N | 85362090 | 1 |  | 3.1 | KG | 1995.4 | 1995.4 | LP20 | LP20 | circuit breaker VL160L very high breaking capacity Icu=100kA, 415V AC 4-pole, line protection Electronic Trip Unit ETU22, LSIG In=63A, rated current IR=25...63A, overload protection, ISD=1.5 to 10xIR, II=11xIN short-circuit protection N protected with screw terminals without auxiliary release ETU communication-capable without auxiliary/alarm switch with Safety Label for USA | - | 0 | 0
3VL2706-3NN43-0AA0 |  | 3VL2706-3NN43-0AA0 | 1 | UN | 1 | 5 | B | D | EAR99 | N | 85362090 | 1 | 4011209807099 | 2.447 | KG | 1947 | 1947 | LP20 | LP20 | circuit breaker VL160L very high breaking capacity Icu=100kA, 415V AC 4-pole, line protection Electronic Trip Unit ETU12, LIG In=63A, rated current IR=25...63A, overload protection, II=1.25 to 11xIN, short-circuit protection N protected without auxiliary release ETU communication-capable without auxiliary/alarm switch | - | 0 | 0
3VL2706-3NN43-0AA0-Z | U01 | 3VL2706-3NN43-0AA0-ZU01 | 1 | UN | 1 | 5 | B | D | EAR99 | N | 85362090 | 1 |  | 3.1 | KG | 1995.4 | 1995.4 | LP20 | LP20 | circuit breaker VL160L very high breaking capacity Icu=100kA, 415V AC 4-pole, line protection Electronic Trip Unit ETU12, LIG In=63A, rated current IR=25...63A, overload protection, II=1.25 to 11xIN, short-circuit protection N protected without auxiliary release ETU communication-capable without auxiliary/alarm switch with Safety Label for USA | - | 0 | 0
3VL2706-3NN46-0AA0 |  | 3VL2706-3NN46-0AA0 | 1 | UN | 1 | 5 | B | D | EAR99 | N | 85362090 | 1 | 4011209807938 | 2.447 | KG | 1914 | 1914 | LP20 | LP20 | circuit breaker VL160L very high breaking capacity Icu=100kA, 415V AC 4-pole, line protection Electronic Trip Unit ETU12, LIG In=63A, rated current IR=25...63A, overload protection, II=1.25 to 11xIN, short-circuit protection N protected with screw terminals without auxiliary release ETU communication-capable without auxiliary/alarm switch | - | 0 | 0
3VL2706-3NN46-0AA0-Z | U01 | 3VL2706-3NN46-0AA0-ZU01 | 1 | UN | 1 | 5 | B | D | EAR99 | N | 85362090 | 1 |  | 3.1 | KG | 1962.4 | 1962.4 | LP20 | LP20 | circuit breaker VL160L very high breaking capacity Icu=100kA, 415V AC 4-pole, line protection Electronic Trip Unit ETU12, LIG In=63A, rated current IR=25...63A, overload protection, II=1.25 to 11xIN, short-circuit protection N protected with screw terminals without auxiliary release ETU communication-capable without auxiliary/alarm switch with Safety Label for USA | - | 0 | 0
3VL2706-3SB33-0AA0 |  | 3VL2706-3SB33-0AA0 | 1 | UN | 1 | 5 | B | D | EAR99 | N | 85362090 | 1 | 4011209806313 | 2.447 | KG | 1155 | 1057.1 | LP20 | LP20 | circuit breaker VL160L very high breaking capacity Icu=100kA, 415V AC 3-pole, line protection Electronic Trip Unit ETU10, LI In=63A, rated current IR=25...63A, overload protection, II=1.25 to 11xIN, short-circuit protection without auxiliary release without auxiliary/alarm switch | - | 0 | 0
3VL2706-3SB33-0AA0-Z | U01 | 3VL2706-3SB33-0AA0-ZU01 | 1 | UN | 1 | 5 | B | D | EAR99 | N | 85362090 | 1 |  | 2.4 | KG | 1203.4 | 1203.4 | LP20 | LP20 | circuit breaker VL160L very high breaking capacity Icu=100kA, 415V AC 3-pole, line protection Electronic Trip Unit ETU10, LI In=63A, rated current IR=25...63A, overload protection, II=1.25 to 11xIN, short-circuit protection without auxiliary release without auxiliary/alarm switch with Safety Label for USA | - | 0 | 0
3VL2706-3SB36-0AA0 |  | 3VL2706-3SB36-0AA0 | 1 | UN | 1 | 5 | B | D | EAR99 | N | 85362090 | 1 | 4011209807129 | 2.437 | KG | 1133 | 1057.1 | LP20 | LP20 | circuit breaker VL160L very high breaking capacity Icu=100kA, 415V AC 3-pole, line protection Electronic Trip Unit ETU10, LI In=63A, rated current IR=25...63A, overload protection, II=1.25 to 11xIN, short-circuit protection with screw terminals without auxiliary release without auxiliary/alarm switch | - | 0 | 0
3VL2706-3SB36-0AA0-Z | U01 | 3VL2706-3SB36-0AA0-ZU01 | 1 | UN | 1 | 5 | B | D | EAR99 | N | 85362090 | 1 |  | 2.4 | KG | 1181.4 | 1181.4 | LP20 | LP20 | circuit breaker VL160L very high breaking capacity Icu=100kA, 415V AC 3-pole, line protection Electronic Trip Unit ETU10, LI In=63A, rated current IR=25...63A, overload protection, II=1.25 to 11xIN, short-circuit protection with screw terminals without auxiliary release without auxiliary/alarm switch with Safety Label for USA | - | 0 | 0
3VL2706-3SE33-0AA0 |  | 3VL2706-3SE33-0AA0 | 1 | UN | 1 | 5 | B | D | EAR99 | N | 85362090 | 1 | 4011209806344 | 2.413 | KG | 1210 | 1105.4 | LP20 | LP20 | circuit breaker VL160L very high breaking capacity Icu=100kA, 415V AC 3-pole, line protection Electronic Trip Unit ETU20, LSI In=63A, rated current IR=25...63A, overload protection, ISD=1.5 to 10xIR, II=11xIN short-circuit protection without auxiliary release without auxiliary/alarm switch | - | 0 | 0
3VL2706-3SE33-0AA0-Z | U01 | 3VL2706-3SE33-0AA0-ZU01 | 1 | UN | 1 | 5 | B | D | EAR99 | N | 85362090 | 1 |  | 2.4 | KG | 1258.4 | 1258.4 | LP20 | LP20 | circuit breaker VL160L very high breaking capacity Icu=100kA, 415V AC 3-pole, line protection Electronic Trip Unit ETU20, LSI In=63A, rated current IR=25...63A, overload protection, ISD=1.5 to 10xIR, II=11xIN short-circuit protection without auxiliary release without auxiliary/alarm switch with Safety Label for USA | - | 0 | 0
3VL2706-3SE36-0AA0 |  | 3VL2706-3SE36-0AA0 | 1 | UN | 1 | 5 | B | D | EAR99 | N | 85362090 | 1 | 4011209807150 | 2.4 | KG | 1188 | 1105.4 | LP20 | LP20 | circuit breaker VL160L very high breaking capacity Icu=100kA, 415V AC 3-pole, line protection Electronic Trip Unit ETU20, LSI In=63A, rated current IR=25...63A, overload protection, ISD=1.5 to 10xIR, II=11xIN short-circuit protection with screw terminals without auxiliary release without auxiliary/alarm switch | - | 0 | 0
3VL2706-3SE36-0AA0-Z | U01 | 3VL2706-3SE36-0AA0-ZU01 | 1 | UN | 1 | 5 | B | D | EAR99 | N | 85362090 | 1 |  | 2.4 | KG | 1236.4 | 1236.4 | LP20 | LP20 | circuit breaker VL160L very high breaking capacity Icu=100kA, 415V AC 3-pole, line protection Electronic Trip Unit ETU20, LSI In=63A, rated current IR=25...63A, overload protection, ISD=1.5 to 10xIR, II=11xIN short-circuit protection with screw terminals without auxiliary release without auxiliary/alarm switch with Safety Label for USA | - | 0 | 0
3VL2706-3SF33-0AA0 |  | 3VL2706-3SF33-0AA0 | 1 | UN | 1 | 5 | B | D | EAR99 | N | 85362090 | 1 | 4011209806375 | 2.4 | KG | 1430 | 1430 | LP20 | LP20 | circuit breaker VL160L very high breaking capacity Icu=100kA, 415V AC 3-pole, line protection Electronic Trip Unit ETU12, LIG 3 phases/4 lines In=63A, rated current IR=25...63A, overload protection, II=1.25 to 11xIN, short-circuit protection without auxiliary release without auxiliary/alarm switch | - | 0 | 0
3VL2706-3SF33-0AA0-Z | U01 | 3VL2706-3SF33-0AA0-ZU01 | 1 | UN | 1 | 5 | B | D | EAR99 | N | 85362090 | 1 |  | 2.4 | KG | 1478.4 | 1478.4 | LP20 | LP20 | circuit breaker VL160L very high breaking capacity Icu=100kA, 415V AC 3-pole, line protection Electronic Trip Unit ETU12, LIG 3 phases/4 lines In=63A, rated current IR=25...63A, overload protection, II=1.25 to 11xIN, short-circuit protection without auxiliary release without auxiliary/alarm switch with Safety Label for USA | - | 0 | 0
3VL2706-3SF36-0AA0 |  | 3VL2706-3SF36-0AA0 | 1 | UN | 1 | 5 | B | D | EAR99 | N | 85362090 | 1 | 4011209807181 | 2.4 | KG | 1419 | 1419 | LP20 | LP20 | circuit breaker VL160L very high breaking capacity Icu=100kA, 415V AC 3-pole, line protection Electronic Trip Unit ETU12, LIG 3 phases/4 lines In=63A, rated current IR=25...63A, overload protection, II=1.25 to 11xIN, short-circuit protection with screw terminals without auxiliary release without auxiliary/alarm switch | - | 0 | 0
3VL2706-3SF36-0AA0-Z | U01 | 3VL2706-3SF36-0AA0-ZU01 | 1 | UN | 1 | 5 | B | D | EAR99 | N | 85362090 | 1 |  | 2.4 | KG | 1467.4 | 1467.4 | LP20 | LP20 | circuit breaker VL160L very high breaking capacity Icu=100kA, 415V AC 3-pole, line protection Electronic Trip Unit ETU12, LIG 3 phases/4 lines In=63A, rated current IR=25...63A, overload protection, II=1.25 to 11xIN, short-circuit protection with screw terminals without auxiliary release without auxiliary/alarm switch with Safety Label for USA | - | 0 | 0
3VL2706-3SG33-0AA0 |  | 3VL2706-3SG33-0AA0 | 1 | UN | 1 | 5 | B | D | EAR99 | N | 85362090 | 1 | 4011209806405 | 2.4 | KG | 1375 | 1375 | LP20 | LP20 | circuit breaker VL160L very high breaking capacity Icu=100kA, 415V AC 3-pole, line protection Electronic Trip Unit ETU22, LSIG 3 phases/3 lines In=63A, rated current IR=26...63A, overload protection, ISD=1.5 to 10xIR, II=11xIN short-circuit protection without auxiliary release without auxiliary/alarm switch | - | 0 | 0
3VL2706-3SG33-0AA0-Z | U01 | 3VL2706-3SG33-0AA0-ZU01 | 1 | UN | 1 | 5 | B | D | EAR99 | N | 85362090 | 1 |  | 2.4 | KG | 1423.4 | 1423.4 | LP20 | LP20 | circuit breaker VL160L very high breaking capacity Icu=100kA, 415V AC 3-pole, line protection Electronic Trip Unit ETU22, LSIG 3 phases/3 lines In=63A, rated current IR=26...63A, overload protection, ISD=1.5 to 10xIR, II=11xIN short-circuit protection without auxiliary release without auxiliary/alarm switch with Safety Label for USA | - | 0 | 0
3VL2706-3SG36-0AA0 |  | 3VL2706-3SG36-0AA0 | 1 | UN | 1 | 5 | B | D | EAR99 | N | 85362090 | 1 | 4011209807211 | 2.4 | KG | 1353 | 1353 | LP20 | LP20 | circuit breaker VL160L very high breaking capacity Icu=100kA, 415V AC 3-pole, line protection Electronic Trip Unit ETU22, LSIG 3 phases/3 lines In=63A, rated current IR=26...63A, overload protection, ISD=1.5 to 10xIR, II=11xIN short-circuit protection with screw terminals without auxiliary release without auxiliary/alarm switch | - | 0 | 0
3VL2706-3SG36-0AA0-Z | U01 | 3VL2706-3SG36-0AA0-ZU01 | 1 | UN | 1 | 5 | B | D | EAR99 | N | 85362090 | 1 |  | 2.4 | KG | 1401.4 | 1401.4 | LP20 | LP20 | circuit breaker VL160L very high breaking capacity Icu=100kA, 415V AC 3-pole, line protection Electronic Trip Unit ETU22, LSIG 3 phases/3 lines In=63A, rated current IR=26...63A, overload protection, ISD=1.5 to 10xIR, II=11xIN short-circuit protection with screw terminals without auxiliary release without auxiliary/alarm switch with Safety Label for USA | - | 0 | 0
3VL2706-3SH33-0AA0 |  | 3VL2706-3SH33-0AA0 | 1 | UN | 1 | 5 | B | D | EAR99 | N | 85362090 | 1 | 4011209806436 | 2.4 | KG | 1375 | 1375 | LP20 | LP20 | circuit breaker VL160L very high breaking capacity Icu=100kA, 415V AC 3-pole, line protection Electronic Trip Unit ETU22, LSIG 3 phases/4 lines with connecting cable In=63A, rated current IR=25...63A, overload protection, ISD=1.5 to 10xIR, II=11xIN short-circuit protection without auxiliary release without auxiliary/alarm switch | - | 0 | 0
3VL2706-3SH33-0AA0-Z | U01 | 3VL2706-3SH33-0AA0-ZU01 | 1 | UN | 1 | 5 | B | D | EAR99 | N | 85362090 | 1 |  | 2.4 | KG | 1423.4 | 1423.4 | LP20 | LP20 | circuit breaker VL160L very high breaking capacity Icu=100kA, 415V AC 3-pole, line protection Electronic Trip Unit ETU22, LSIG 3 phases/4 lines with connecting cable In=63A, rated current IR=25...63A, overload protection, ISD=1.5 to 10xIR, II=11xIN short-circuit protection without auxiliary release without auxiliary/alarm switch with Safety Label for USA | - | 0 | 0
3VL2706-3SH36-0AA0 |  | 3VL2706-3SH36-0AA0 | 1 | UN | 1 | 5 | B | D | EAR99 | N | 85362090 | 1 | 4011209807242 | 2.4 | KG | 1353 | 1353 | LP20 | LP20 | circuit breaker VL160L very high breaking capacity Icu=100kA, 415V AC 3-pole, line protection Electronic Trip Unit ETU22, LSIG 3 phases/4 lines with connecting cable In=63A, rated current IR=25...63A, overload protection, ISD=1.5 to 10xIR, II=11xIN with screw terminals without auxiliary release without auxiliary/alarm switch | - | 0 | 0
3VL2706-3SH36-0AA0-Z | U01 | 3VL2706-3SH36-0AA0-ZU01 | 1 | UN | 1 | 5 | B | D | EAR99 | N | 85362090 | 1 |  | 2.4 | KG | 1401.4 | 1401.4 | LP20 | LP20 | circuit breaker VL160L very high breaking capacity Icu=100kA, 415V AC 3-pole, line protection Electronic Trip Unit ETU22, LSIG 3 phases/4 lines with connecting cable In=63A, rated current IR=25...63A, overload protection, ISD=1.5 to 10xIR, II=11xIN with screw terminals without auxiliary release without auxiliary/alarm switch with Safety Label for USA | - | 0 | 0
3VL2706-3SL33-0AA0 |  | 3VL2706-3SL33-0AA0 | 1 | UN | 1 | 5 | B | D | EAR99 | N | 85362090 | 1 | 4011209806467 | 2.4 | KG | 1342 | 1342 | LP20 | LP20 | circuit breaker VL160L very high breaking capacity Icu=100kA, 415V AC 3-pole, line protection Electronic Trip Unit ETU12, LIG 3 phases/3 lines In=63A, rated current IR=25...63A, overload protection, II=1.25 to 11xIN, short-circuit protection without auxiliary release without auxiliary/alarm switch | - | 0 | 0
3VL2706-3SL33-0AA0-Z | U01 | 3VL2706-3SL33-0AA0-ZU01 | 1 | UN | 1 | 5 | B | D | EAR99 | N | 85362090 | 1 |  | 2.4 | KG | 1390.4 | 1390.4 | LP20 | LP20 | circuit breaker VL160L very high breaking capacity Icu=100kA, 415V AC 3-pole, line protection Electronic Trip Unit ETU12, LIG 3 phases/3 lines In=63A, rated current IR=25...63A, overload protection, II=1.25 to 11xIN, short-circuit protection without auxiliary release without auxiliary/alarm switch with Safety Label for USA | - | 0 | 0
3VL2706-3SL36-0AA0 |  | 3VL2706-3SL36-0AA0 | 1 | UN | 1 | 5 | B | D | EAR99 | N | 85362090 | 1 | 4011209807273 | 2.4 | KG | 1331 | 1331 | LP20 | LP20 | circuit breaker VL160L very high breaking capacity Icu=100kA, 415V AC 3-pole, line protection Electronic Trip Unit ETU12, LIG 3 phases/3 lines In=63A, rated current IR=25...63A, overload protection, II=1.25 to 11xIN, short-circuit protection with screw terminals without auxiliary release without auxiliary/alarm switch | - | 0 | 0
3VL2706-3SL36-0AA0-Z | U01 | 3VL2706-3SL36-0AA0-ZU01 | 1 | UN | 1 | 5 | B | D | EAR99 | N | 85362090 | 1 |  | 2.4 | KG | 1379.4 | 1379.4 | LP20 | LP20 | circuit breaker VL160L very high breaking capacity Icu=100kA, 415V AC 3-pole, line protection Electronic Trip Unit ETU12, LIG 3 phases/3 lines In=63A, rated current IR=25...63A, overload protection, II=1.25 to 11xIN, short-circuit protection with screw terminals without auxiliary release without auxiliary/alarm switch with Safety Label for USA | - | 0 | 0
3VL2706-3SP33-0AA0 |  | 3VL2706-3SP33-0AA0 | 1 | UN | 1 | 5 | B | D | EAR99 | N | 85362090 | 1 | 4011209806498 | 2.395 | KG | 1064.8 | 972.8 | LP20 | LP20 | circuit breaker VL160L very high breaking capacity Icu=100kA, 415V AC 3-pole, motor/generator prot. Electronic Trip Unit ETU10M, LI In=63A, rated current IR=25...63A, overload protection, II=1.25 to 11xIN, short-circuit protection without auxiliary release without auxiliary/alarm switch | - | 0 | 0
3VL2706-3SP33-0AA0-Z | U01 | 3VL2706-3SP33-0AA0-ZU01 | 1 | UN | 1 | 5 | B | D | EAR99 | N | 85362090 | 1 |  | 2.4 | KG | 1113.2 | 1113.2 | LP20 | LP20 | circuit breaker VL160L very high breaking capacity Icu=100kA, 415V AC 3-pole, motor/generator prot. Electronic Trip Unit ETU10M, LI In=63A, rated current IR=25...63A, overload protection, II=1.25 to 11xIN, short-circuit protection without auxiliary release without auxiliary/alarm switch with Safety Label for USA | - | 0 | 0
3VL2706-3SP36-0AA0 |  | 3VL2706-3SP36-0AA0 | 1 | UN | 1 | 5 | B | D | EAR99 | N | 85362090 | 1 | 4011209807303 | 2.346 | KG | 1047.2 | 972.8 | LP20 | LP20 | circuit breaker VL160L very high breaking capacity Icu=100kA, 415V AC 3-pole, motor/generator prot. Electronic Trip Unit ETU10M, LI In=63A, rated current IR=25...63A, overload protection, II=1.25 to 11xIN, short-circuit protection with screw terminals without auxiliary release without auxiliary/alarm switch | - | 0 | 0
3VL2706-3SP36-0AA0-Z | U01 | 3VL2706-3SP36-0AA0-ZU01 | 1 | UN | 1 | 5 | B | D | EAR99 | N | 85362090 | 1 |  | 2.4 | KG | 1095.6 | 1095.6 | LP20 | LP20 | circuit breaker VL160L very high breaking capacity Icu=100kA, 415V AC 3-pole, motor/generator prot. Electronic Trip Unit ETU10M, LI In=63A, rated current IR=25...63A, overload protection, II=1.25 to 11xIN, short-circuit protection with screw terminals without auxiliary release without auxiliary/alarm switch with Safety Label for USA | - | 0 | 0
3VL2706-3SP36-2HB1-Z | U01 | 3VL2706-3SP36-2HB1-ZU01 | 1 | UN | 1 | 5 | B | D | EAR99 | N | 85362090 | 1 |  | 2.4 | KG | 1362.68 | 1362.68 | LP20 | LP20 | circuit breaker VL160L very high breaking capacity Icu=100kA, 415V AC 3-pole, motor/generator prot. Electronic Trip Unit ETU10M, LI In=63A, rated current IR=25...63A, overload protection, II=1.25 to 11xIN, short-circuit protection with screw terminals Undervoltage release 220...250 V AC Auxiliary switch mounting kit 2 AUX (1 NO + 1 NC) with Safety Label for USA | - | 0 | 0
3VL2706-3SS33-0AA0 |  | 3VL2706-3SS33-0AA0 | 1 | UN | 1 | 5 | B | D | EAR99 | N | 85362090 | 1 | 4011209806528 | 2.346 | KG | 1133 | 1035.2 | LP20 | LP20 | circuit breaker VL160L very high breaking capacity Icu=100kA, 415V AC 3-pole, motor protection Electronic Trip Unit ETU30M, LI Ir=25...63A, overload prot., TC=10A...30, II=6/8/11 xIN, short-circuit protection without auxiliary release without auxiliary/alarm switch | - | 0 | 0
3VL2706-3SS33-0AA0-Z | U01 | 3VL2706-3SS33-0AA0-ZU01 | 1 | UN | 1 | 5 | B | D | EAR99 | N | 85362090 | 1 |  | 2.4 | KG | 1181.4 | 1181.4 | LP20 | LP20 | circuit breaker VL160L very high breaking capacity Icu=100kA, 415V AC 3-pole, motor protection Electronic Trip Unit ETU30M, LI Ir=25...63A, overload prot., TC=10A...30, II=6/8/11 xIN, short-circuit protection without auxiliary release without auxiliary/alarm switch with Safety Label for USA | - | 0 | 0
3VL2706-3SS36-0AA0 |  | 3VL2706-3SS36-0AA0 | 1 | UN | 1 | 5 | B | D | EAR99 | N | 85362090 | 1 | 4011209807334 | 2.346 | KG | 1111 | 1035.2 | LP20 | LP20 | circuit breaker VL160L very high breaking capacity Icu=100kA, 415V AC 3-pole, motor protection Electronic Trip Unit ETU30M, LI Ir=25...63A, overload prot., TC=10A...30, II=6/8/11 xIN, short-circuit protection with screw terminals without auxiliary release without auxiliary/alarm switch | - | 0 | 0
3VL2706-3SS36-0AA0-Z | U01 | 3VL2706-3SS36-0AA0-ZU01 | 1 | UN | 1 | 5 | B | D | EAR99 | N | 85362090 | 1 |  | 2.4 | KG | 1159.4 | 1159.4 | LP20 | LP20 | circuit breaker VL160L very high breaking capacity Icu=100kA, 415V AC 3-pole, motor protection Electronic Trip Unit ETU30M, LI Ir=25...63A, overload prot., TC=10A...30, II=6/8/11 xIN, short-circuit protection with screw terminals without auxiliary release without auxiliary/alarm switch with Safety Label for USA | - | 0 | 0
3VL2706-3TA43-0AA0 |  | 3VL2706-3TA43-0AA0 | 1 | UN | 1 | 5 | B | D | EAR99 | N | 85362090 | 1 | 4011209806788 | 2.447 | KG | 1562 | 1562 | LP20 | LP20 | circuit breaker VL160L very high breaking capacity Icu=100kA, 415V AC 4-pole, line protection Electronic Trip Unit ETU10, LIN In=63A, rated current IR=25...63A, overload protection, II=1.25 to 11xIN, short-circuit protection N protected without auxiliary release without auxiliary/alarm switch | - | 0 | 0
3VL2706-3TA43-0AA0-Z | U01 | 3VL2706-3TA43-0AA0-ZU01 | 1 | UN | 1 | 5 | B | D | EAR99 | N | 85362090 | 1 |  | 3.1 | KG | 1610.4 | 1610.4 | LP20 | LP20 | circuit breaker VL160L very high breaking capacity Icu=100kA, 415V AC 4-pole, line protection Electronic Trip Unit ETU10, LIN In=63A, rated current IR=25...63A, overload protection, II=1.25 to 11xIN, short-circuit protection N protected without auxiliary release without auxiliary/alarm switch with Safety Label for USA | - | 0 | 0
3VL2706-3TA46-0AA0 |  | 3VL2706-3TA46-0AA0 | 1 | UN | 1 | 5 | B | D | EAR99 | N | 85362090 | 1 | 4011209807600 | 2.447 | KG | 1551 | 1551 | LP20 | LP20 | circuit breaker VL160L very high breaking capacity Icu=100kA, 415V AC 4-pole, line protection Electronic Trip Unit ETU10, LIN In=63A, rated current IR=25...63A, overload protection, II=1.25 to 11xIN, short-circuit protection N protected with screw terminals without auxiliary release without auxiliary/alarm switch | - | 0 | 0
3VL2706-3TA46-0AA0-Z | U01 | 3VL2706-3TA46-0AA0-ZU01 | 1 | UN | 1 | 5 | B | D | EAR99 | N | 85362090 | 1 |  | 3.1 | KG | 1599.4 | 1599.4 | LP20 | LP20 | circuit breaker VL160L very high breaking capacity Icu=100kA, 415V AC 4-pole, line protection Electronic Trip Unit ETU10, LIN In=63A, rated current IR=25...63A, overload protection, II=1.25 to 11xIN, short-circuit protection N protected with screw terminals without auxiliary release without auxiliary/alarm switch with Safety Label for USA | - | 0 | 0
3VL2706-3TB43-0AA0 |  | 3VL2706-3TB43-0AA0 | 1 | UN | 1 | 5 | B | D | EAR99 | N | 85362090 | 1 | 4011209806818 | 2.447 | KG | 1485 | 1485 | LP20 | LP20 | circuit breaker VL160L very high breaking capacity Icu=100kA, 415V AC 4-pole, line protection Electronic Trip Unit ETU10, LI In=63A, rated current IR=25...63A, overload protection, II=1.25 to 11xIN, short-circuit protection without auxiliary release without auxiliary/alarm switch | - | 0 | 0
3VL2706-3TB43-0AA0-Z | U01 | 3VL2706-3TB43-0AA0-ZU01 | 1 | UN | 1 | 5 | B | D | EAR99 | N | 85362090 | 1 |  | 3.1 | KG | 1533.4 | 1533.4 | LP20 | LP20 | circuit breaker VL160L very high breaking capacity Icu=100kA, 415V AC 4-pole, line protection Electronic Trip Unit ETU10, LI In=63A, rated current IR=25...63A, overload protection, II=1.25 to 11xIN, short-circuit protection without auxiliary release without auxiliary/alarm switch with Safety Label for USA | - | 0 | 0
3VL2706-3TB46-0AA0 |  | 3VL2706-3TB46-0AA0 | 1 | UN | 1 | 5 | B | D | EAR99 | N | 85362090 | 1 | 4011209807631 | 2.447 | KG | 1463 | 1463 | LP20 | LP20 | circuit breaker VL160L very high breaking capacity Icu=100kA, 415V AC 4-pole, line protection Electronic Trip Unit ETU10, LI In=63A, rated current IR=25...63A, overload protection, II=1.25 to 11xIN, short-circuit protection with screw terminals without auxiliary release without auxiliary/alarm switch | - | 0 | 0
3VL2706-3TB46-0AA0-Z | U01 | 3VL2706-3TB46-0AA0-ZU01 | 1 | UN | 1 | 5 | B | D | EAR99 | N | 85362090 | 1 |  | 3.1 | KG | 1511.4 | 1511.4 | LP20 | LP20 | circuit breaker VL160L very high breaking capacity Icu=100kA, 415V AC 4-pole, line protection Electronic Trip Unit ETU10, LI In=63A, rated current IR=25...63A, overload protection, II=1.25 to 11xIN, short-circuit protection with screw terminals without auxiliary release without auxiliary/alarm switch with Safety Label for USA | - | 0 | 0
3VL2706-3TE43-0AA0 |  | 3VL2706-3TE43-0AA0 | 1 | UN | 1 | 5 | B | D | EAR99 | N | 85362090 | 1 | 4011209806849 | 2.447 | KG | 1573 | 1573 | LP20 | LP20 | circuit breaker VL160L very high breaking capacity Icu=100kA, 415V AC 4-pole, line protection Electronic Trip Unit ETU20, LSI In=63A, rated current IR=25...63A, overload protection, ISD=1.5 to 10xIR, II=11xIN short-circuit protection N unprotected without auxiliary release without auxiliary/alarm switch | - | 0 | 0
3VL2706-3TE43-0AA0-Z | U01 | 3VL2706-3TE43-0AA0-ZU01 | 1 | UN | 1 | 5 | B | D | EAR99 | N | 85362090 | 1 |  | 3.1 | KG | 1621.4 | 1621.4 | LP20 | LP20 | circuit breaker VL160L very high breaking capacity Icu=100kA, 415V AC 4-pole, line protection Electronic Trip Unit ETU20, LSI In=63A, rated current IR=25...63A, overload protection, ISD=1.5 to 10xIR, II=11xIN short-circuit protection N unprotected without auxiliary release without auxiliary/alarm switch with Safety Label for USA | - | 0 | 0
3VL2706-3TE46-0AA0 |  | 3VL2706-3TE46-0AA0 | 1 | UN | 1 | 5 | B | D | EAR99 | N | 85362090 | 1 | 4011209807662 | 2.447 | KG | 1551 | 1551 | LP20 | LP20 | circuit breaker VL160L very high breaking capacity Icu=100kA, 415V AC 4-pole, line protection Electronic Trip Unit ETU20, LSI In=63A, rated current IR=25...63A, overload protection, ISD=1.5 to 10xIR, II=11xIN short-circuit protection N unprotected with screw terminals without auxiliary release without auxiliary/alarm switch | - | 0 | 0
3VL2706-3TE46-0AA0-Z | U01 | 3VL2706-3TE46-0AA0-ZU01 | 1 | UN | 1 | 5 | B | D | EAR99 | N | 85362090 | 1 |  | 3.1 | KG | 1599.4 | 1599.4 | LP20 | LP20 | circuit breaker VL160L very high breaking capacity Icu=100kA, 415V AC 4-pole, line protection Electronic Trip Unit ETU20, LSI In=63A, rated current IR=25...63A, overload protection, ISD=1.5 to 10xIR, II=11xIN short-circuit protection N unprotected with screw terminals without auxiliary release without auxiliary/alarm switch with Safety Label for USA | - | 0 | 0
3VL2706-3TF43-0AA0 |  | 3VL2706-3TF43-0AA0 | 1 | UN | 1 | 5 | B | D | EAR99 | N | 85362090 | 1 | 4011209806870 | 2.447 | KG | 1639 | 1490.9 | LP20 | LP20 | circuit breaker VL160L very high breaking capacity Icu=100kA, 415V AC 4-pole, line protection Electronic Trip Unit ETU20, LSI In=63A, rated current IR=25...63A, overload protection, ISD=1.5 to 10xIR, II=11xIN short-circuit protection N protected without auxiliary release without auxiliary/alarm switch | - | 0 | 0
3VL2706-3TF43-0AA0-Z | U01 | 3VL2706-3TF43-0AA0-ZU01 | 1 | UN | 1 | 5 | B | D | EAR99 | N | 85362090 | 1 |  | 3.1 | KG | 1687.4 | 1687.4 | LP20 | LP20 | circuit breaker VL160L very high breaking capacity Icu=100kA, 415V AC 4-pole, line protection Electronic Trip Unit ETU20, LSI In=63A, rated current IR=25...63A, overload protection, ISD=1.5 to 10xIR, II=11xIN short-circuit protection N protected without auxiliary release without auxiliary/alarm switch with Safety Label for USA | - | 0 | 0
3VL2706-3TF46-0AA0 |  | 3VL2706-3TF46-0AA0 | 1 | UN | 1 | 5 | B | D | EAR99 | N | 85362090 | 1 | 4011209807693 | 2.447 | KG | 1617 | 1490.9 | LP20 | LP20 | circuit breaker VL160L very high breaking capacity Icu=100kA, 415V AC 4-pole, line protection Electronic Trip Unit ETU20, LSI In=63A, rated current IR=25...63A, overload protection, ISD=1.5 to 10xIR, II=11xIN short-circuit protection N protected with screw terminals without auxiliary release without auxiliary/alarm switch | - | 0 | 0
3VL2706-3TF46-0AA0-Z | U01 | 3VL2706-3TF46-0AA0-ZU01 | 1 | UN | 1 | 5 | B | D | EAR99 | N | 85362090 | 1 |  | 3.1 | KG | 1665.4 | 1665.4 | LP20 | LP20 | circuit breaker VL160L very high breaking capacity Icu=100kA, 415V AC 4-pole, line protection Electronic Trip Unit ETU20, LSI In=63A, rated current IR=25...63A, overload protection, ISD=1.5 to 10xIR, II=11xIN short-circuit protection N protected with screw terminals without auxiliary release without auxiliary/alarm switch with Safety Label for USA | - | 0 | 0
3VL2706-3TH43-0AA0 |  | 3VL2706-3TH43-0AA0 | 1 | UN | 1 | 5 | B | D | EAR99 | N | 85362090 | 1 | 4011209806900 | 2.447 | KG | 1859 | 1859 | LP20 | LP20 | circuit breaker VL160L very high breaking capacity Icu=100kA, 415V AC 4-pole, line protection Electronic Trip Unit ETU22, LSIG In=63A, rated current IR=25...63A, overload protection, ISD=1.5 to 10xIR, II=11xIN short-circuit protection N protected without auxiliary release without auxiliary/alarm switch | - | 0 | 0
3VL2706-3TH43-0AA0-Z | U01 | 3VL2706-3TH43-0AA0-ZU01 | 1 | UN | 1 | 5 | B | D | EAR99 | N | 85362090 | 1 |  | 3.1 | KG | 1907.4 | 1907.4 | LP20 | LP20 | circuit breaker VL160L very high breaking capacity Icu=100kA, 415V AC 4-pole, line protection Electronic Trip Unit ETU22, LSIG In=63A, rated current IR=25...63A, overload protection, ISD=1.5 to 10xIR, II=11xIN short-circuit protection N protected without auxiliary release without auxiliary/alarm switch with Safety Label for USA | - | 0 | 0
3VL2706-3TH46-0AA0 |  | 3VL2706-3TH46-0AA0 | 1 | UN | 1 | 5 | B | D | EAR99 | N | 85362090 | 1 | 4011209807723 | 2.447 | KG | 1837 | 1837 | LP20 | LP20 | circuit breaker VL160L very high breaking capacity Icu=100kA, 415V AC 4-pole, line protection Electronic Trip Unit ETU22, LSIG In=63A, rated current IR=25...63A, overload protection, ISD=1.5 to 10xIR, II=11xIN short-circuit protection N protected with screw terminals without auxiliary release without auxiliary/alarm switch | - | 0 | 0
3VL2706-3TH46-0AA0-Z | U01 | 3VL2706-3TH46-0AA0-ZU01 | 1 | UN | 1 | 5 | B | D | EAR99 | N | 85362090 | 1 |  | 3.1 | KG | 1885.4 | 1885.4 | LP20 | LP20 | circuit breaker VL160L very high breaking capacity Icu=100kA, 415V AC 4-pole, line protection Electronic Trip Unit ETU22, LSIG In=63A, rated current IR=25...63A, overload protection, ISD=1.5 to 10xIR, II=11xIN short-circuit protection N protected with screw terminals without auxiliary release without auxiliary/alarm switch with Safety Label for USA | - | 0 | 0
3VL2706-3TN43-0AA0 |  | 3VL2706-3TN43-0AA0 | 1 | UN | 1 | 5 | B | D | EAR99 | N | 85362090 | 1 | 4011209806931 | 2.447 | KG | 1837 | 1837 | LP20 | LP20 | circuit breaker VL160L very high breaking capacity Icu=100kA, 415V AC 4-pole, line protection Electronic Trip Unit ETU12, LIG In=63A, rated current IR=25...63A, overload protection, II=1.25 to 11xIN, short-circuit protection N protected without auxiliary release without auxiliary/alarm switch | - | 0 | 0
3VL2706-3TN43-0AA0-Z | U01 | 3VL2706-3TN43-0AA0-ZU01 | 1 | UN | 1 | 5 | B | D | EAR99 | N | 85362090 | 1 |  | 3.1 | KG | 1885.4 | 1885.4 | LP20 | LP20 | circuit breaker VL160L very high breaking capacity Icu=100kA, 415V AC 4-pole, line protection Electronic Trip Unit ETU12, LIG In=63A, rated current IR=25...63A, overload protection, II=1.25 to 11xIN, short-circuit protection N protected without auxiliary release without auxiliary/alarm switch with Safety Label for USA | - | 0 | 0
3VL2706-3TN46-0AA0 |  | 3VL2706-3TN46-0AA0 | 1 | UN | 1 | 5 | B | D | EAR99 | N | 85362090 | 1 | 4011209807754 | 2.447 | KG | 1804 | 1804 | LP20 | LP20 | circuit breaker VL160L very high breaking capacity Icu=100kA, 415V AC 4-pole, line protection Electronic Trip Unit ETU12, LIG In=63A, rated current IR=25...63A, overload protection, II=1.25 to 11xIN, short-circuit protection N protected with screw terminals without auxiliary release without auxiliary/alarm switch | - | 0 | 0
3VL2706-3TN46-0AA0-Z | U01 | 3VL2706-3TN46-0AA0-ZU01 | 1 | UN | 1 | 5 | B | D | EAR99 | N | 85362090 | 1 |  | 3.1 | KG | 1852.4 | 1852.4 | LP20 | LP20 | circuit breaker VL160L very high breaking capacity Icu=100kA, 415V AC 4-pole, line protection Electronic Trip Unit ETU12, LIG In=63A, rated current IR=25...63A, overload protection, II=1.25 to 11xIN, short-circuit protection N protected with screw terminals without auxiliary release without auxiliary/alarm switch with Safety Label for USA | - | 0 | 0
3VL2706-3UH33-0AA0 |  | 3VL2706-3UH33-0AA0 | 1 | UN | 1 | 5 | B | D | EAR99 | N | 85362090 | 1 | 4011209885103 | 2.346 | KG | 2365 | 2365 | LP20 | LP20 | circuit breaker VL160L very high breaking capacity Icu=100kA, 415V AC 3-pole, line protection Electronic Trip Unit LCD ETU40, LI/LS/LSI In=63A, rated current IR=25...63A, overload protection, ISD=1.5 to 10xIR, II=11xIN short-circuit protection without auxiliary release without auxiliary/alarm switch | - | 0 | 0
3VL2706-3UH33-0AA0-Z | U01 | 3VL2706-3UH33-0AA0-ZU01 | 1 | UN | 1 | 5 | B | D | EAR99 | N | 85362090 | 1 |  | 2.4 | KG | 2413.4 | 2413.4 | LP20 | LP20 | circuit breaker VL160L very high breaking capacity Icu=100kA, 415V AC 3-pole, line protection Electronic Trip Unit LCD ETU40, LI/LS/LSI In=63A, rated current IR=25...63A, overload protection, ISD=1.5 to 10xIR, II=11xIN short-circuit protection without auxiliary release without auxiliary/alarm switch with Safety Label for USA | - | 0 | 0
3VL2706-3UH36-0AA0 |  | 3VL2706-3UH36-0AA0 | 1 | UN | 1 | 5 | B | D | EAR99 | N | 85362090 | 1 | 4011209885134 | 2.346 | KG | 2343 | 2343 | LP20 | LP20 | circuit breaker VL160L very high breaking capacity Icu=100kA, 415V AC 3-pole, line protection Electronic Trip Unit LCD ETU40, LI/LS/LSI In=63A, rated current IR=25...63A, overload protection, ISD=1.5 to 10xIR, II=11xIN short-circuit protection with screw terminals without auxiliary release without auxiliary/alarm switch | - | 0 | 0
3VL2706-3UH36-0AA0-Z | U01 | 3VL2706-3UH36-0AA0-ZU01 | 1 | UN | 1 | 5 | B | D | EAR99 | N | 85362090 | 1 |  | 2.4 | KG | 2391.4 | 2391.4 | LP20 | LP20 | circuit breaker VL160L very high breaking capacity Icu=100kA, 415V AC 3-pole, line protection Electronic Trip Unit LCD ETU40, LI/LS/LSI In=63A, rated current IR=25...63A, overload protection, ISD=1.5 to 10xIR, II=11xIN short-circuit protection with screw terminals without auxiliary release without auxiliary/alarm switch with Safety Label for USA | - | 0 | 0
3VL2706-3UJ43-0AA0 |  | 3VL2706-3UJ43-0AA0 | 1 | UN | 1 | 5 | B | D | EAR99 | N | 85362090 | 1 | 4011209886131 | 2.447 | KG | 2772 | 2772 | LP20 | LP20 | circuit breaker VL160L very high breaking capacity Icu=100kA, 415V AC 4-pole, line protection Electronic Trip Unit LCD ETU40, LI/LS/LSI In=63A, rated current IR=25...63A, overload protection, ISD=1.5 to 10xIR, II=11xIN short-circuit protection N protected without auxiliary release without auxiliary/alarm switch | - | 0 | 0
3VL2706-3UJ43-0AA0-Z | U01 | 3VL2706-3UJ43-0AA0-ZU01 | 1 | UN | 1 | 5 | B | D | EAR99 | N | 85362090 | 1 |  | 3.1 | KG | 2820.4 | 2820.4 | LP20 | LP20 | circuit breaker VL160L very high breaking capacity Icu=100kA, 415V AC 4-pole, line protection Electronic Trip Unit LCD ETU40, LI/LS/LSI In=63A, rated current IR=25...63A, overload protection, ISD=1.5 to 10xIR, II=11xIN short-circuit protection N protected without auxiliary release without auxiliary/alarm switch with Safety Label for USA | - | 0 | 0
3VL2706-3UJ46-0AA0 |  | 3VL2706-3UJ46-0AA0 | 1 | UN | 1 | 5 | B | D | EAR99 | N | 85362090 | 1 | 4011209886162 | 2.447 | KG | 2750 | 2750 | LP20 | LP20 | circuit breaker VL160L very high breaking capacity Icu=100kA, 415V AC 4-pole, line protection Electronic Trip Unit LCD ETU40, LI/LS/LSI In=63A, rated current IR=25...63A, overload protection, ISD=1.5 to 10xIR, II=11xIN short-circuit protection N protected with screw terminals without auxiliary release without auxiliary/alarm switch | - | 0 | 0
3VL2706-3UJ46-0AA0-Z | U01 | 3VL2706-3UJ46-0AA0-ZU01 | 1 | UN | 1 | 5 | B | D | EAR99 | N | 85362090 | 1 |  | 3.1 | KG | 2798.4 | 2798.4 | LP20 | LP20 | circuit breaker VL160L very high breaking capacity Icu=100kA, 415V AC 4-pole, line protection Electronic Trip Unit LCD ETU40, LI/LS/LSI In=63A, rated current IR=25...63A, overload protection, ISD=1.5 to 10xIR, II=11xIN short-circuit protection N protected with screw terminals without auxiliary release without auxiliary/alarm switch with Safety Label for USA | - | 0 | 0
3VL2706-3UL33-0AA0 |  | 3VL2706-3UL33-0AA0 | 1 | UN | 1 | 5 | B | D | EAR99 | N | 85362090 | 1 | 4011209885288 | 2.346 | KG | 2574 | 2574 | LP20 | LP20 | circuit breaker VL160L very high breaking capacity Icu=100kA, 415V AC 3-pole, line protection Electronic Trip Unit LCD ETU42, LSIG 3 phases/3 lines In=63A, rated current IR=25...63A, overload protection, ISD=1.5 to 10xIR, II=11xIN short-circuit protection without auxiliary release without auxiliary/alarm switch | - | 0 | 0
3VL2706-3UL33-0AA0-Z | U01 | 3VL2706-3UL33-0AA0-ZU01 | 1 | UN | 1 | 5 | B | D | EAR99 | N | 85362090 | 1 |  | 2.4 | KG | 2622.4 | 2622.4 | LP20 | LP20 | circuit breaker VL160L very high breaking capacity Icu=100kA, 415V AC 3-pole, line protection Electronic Trip Unit LCD ETU42, LSIG 3 phases/3 lines In=63A, rated current IR=25...63A, overload protection, ISD=1.5 to 10xIR, II=11xIN short-circuit protection without auxiliary release without auxiliary/alarm switch with Safety Label for USA | - | 0 | 0
3VL2706-3UL36-0AA0 |  | 3VL2706-3UL36-0AA0 | 1 | UN | 1 | 5 | B | D | EAR99 | N | 85362090 | 1 | 4011209885318 | 2.346 | KG | 2541 | 2541 | LP20 | LP20 | circuit breaker VL160L very high breaking capacity Icu=100kA, 415V AC 3-pole, line protection Electronic Trip Unit LCD ETU42, LSIG 3 phases/3 lines In=63A, rated current IR=25...63A, overload protection, ISD=1.5 to 10xIR, II=11xIN short-circuit protection with screw terminals without auxiliary release without auxiliary/alarm switch | - | 0 | 0
3VL2706-3UL36-0AA0-Z | U01 | 3VL2706-3UL36-0AA0-ZU01 | 1 | UN | 1 | 5 | B | D | EAR99 | N | 85362090 | 1 |  | 2.4 | KG | 2589.4 | 2589.4 | LP20 | LP20 | circuit breaker VL160L very high breaking capacity Icu=100kA, 415V AC 3-pole, line protection Electronic Trip Unit LCD ETU42, LSIG 3 phases/3 lines In=63A, rated current IR=25...63A, overload protection, ISD=1.5 to 10xIR, II=11xIN short-circuit protection with screw terminals without auxiliary release without auxiliary/alarm switch with Safety Label for USA | - | 0 | 0
3VL2706-3UM33-0AA0 |  | 3VL2706-3UM33-0AA0 | 1 | UN | 1 | 5 | B | D | EAR99 | N | 85362090 | 1 | 4011209885462 | 2.346 | KG | 2574 | 2574 | LP20 | LP20 | circuit breaker VL160L very high breaking capacity Icu=100kA, 415V AC 3-pole, line protection Electronic Trip Unit LCD ETU42, LSIG 3 phases/4 lines with connecting cable In=63A, rated current IR=26...63A, overload protection, ISD=1.5 to 10xIR, II=11xIN short-circuit protection without auxiliary release without auxiliary/alarm switch | - | 0 | 0
3VL2706-3UM33-0AA0-Z | U01 | 3VL2706-3UM33-0AA0-ZU01 | 1 | UN | 1 | 5 | B | D | EAR99 | N | 85362090 | 1 |  | 2.4 | KG | 2622.4 | 2622.4 | LP20 | LP20 | circuit breaker VL160L very high breaking capacity Icu=100kA, 415V AC 3-pole, line protection Electronic Trip Unit LCD ETU42, LSIG 3 phases/4 lines with connecting cable In=63A, rated current IR=26...63A, overload protection, ISD=1.5 to 10xIR, II=11xIN short-circuit protection without auxiliary release without auxiliary/alarm switch with Safety Label for USA | - | 0 | 0
3VL2706-3UM36-0AA0 |  | 3VL2706-3UM36-0AA0 | 1 | UN | 1 | 5 | B | D | EAR99 | N | 85362090 | 1 | 4011209885493 | 2.346 | KG | 2541 | 2541 | LP20 | LP20 | circuit breaker VL160L very high breaking capacity Icu=100kA, 415V AC 3-pole, line protection Electronic Trip Unit LCD ETU42, LSIG 3 phases/4 lines with connecting cable In=63A, rated current IR=26...63A, overload protection, ISD=1.5 to 10xIR, II=11xIN with screw terminals without auxiliary release without auxiliary/alarm switch | - | 0 | 0
3VL2706-3UM36-0AA0-Z | U01 | 3VL2706-3UM36-0AA0-ZU01 | 1 | UN | 1 | 5 | B | D | EAR99 | N | 85362090 | 1 |  | 2.4 | KG | 2589.4 | 2589.4 | LP20 | LP20 | circuit breaker VL160L very high breaking capacity Icu=100kA, 415V AC 3-pole, line protection Electronic Trip Unit LCD ETU42, LSIG 3 phases/4 lines with connecting cable In=63A, rated current IR=26...63A, overload protection, ISD=1.5 to 10xIR, II=11xIN with screw terminals without auxiliary release without auxiliary/alarm switch with Safety Label for USA | - | 0 | 0
3VL2706-3UN43-0AA0 |  | 3VL2706-3UN43-0AA0 | 1 | UN | 1 | 5 | B | D | EAR99 | N | 85362090 | 1 | 4011209886315 | 2.447 | KG | 2772 | 2772 | LP20 | LP20 | circuit breaker VL160L very high breaking capacity Icu=100kA, 415V AC 4-pole, line protection Electronic Trip Unit LCD ETU42, LSIG In=63A, rated current IR=25...63A, overload protection, ISD=1.5 to 10xIR, II=11xIN short-circuit protection N protected with ground-fault protection without auxiliary release without auxiliary/alarm switch | - | 0 | 0
3VL2706-3UN43-0AA0-Z | U01 | 3VL2706-3UN43-0AA0-ZU01 | 1 | UN | 1 | 5 | B | D | EAR99 | N | 85362090 | 1 |  | 3.1 | KG | 2820.4 | 2820.4 | LP20 | LP20 | circuit breaker VL160L very high breaking capacity Icu=100kA, 415V AC 4-pole, line protection Electronic Trip Unit LCD ETU42, LSIG In=63A, rated current IR=25...63A, overload protection, ISD=1.5 to 10xIR, II=11xIN short-circuit protection N protected with ground-fault protection without auxiliary release without auxiliary/alarm switch with Safety Label for USA | - | 0 | 0
3VL2706-3UN46-0AA0 |  | 3VL2706-3UN46-0AA0 | 1 | UN | 1 | 5 | B | D | EAR99 | N | 85362090 | 1 | 4011209886346 | 2.447 | KG | 2750 | 2750 | LP20 | LP20 | circuit breaker VL160L very high breaking capacity Icu=100kA, 415V AC 4-pole, line protection Electronic Trip Unit LCD ETU42, LSIG In=63A, rated current IR=25...63A, overload protection, ISD=1.5 to 10xIR, II=11xIN short-circuit protection N protected with screw terminals without auxiliary release without auxiliary/alarm switch | - | 0 | 0
3VL2706-3UN46-0AA0-Z | U01 | 3VL2706-3UN46-0AA0-ZU01 | 1 | UN | 1 | 5 | B | D | EAR99 | N | 85362090 | 1 |  | 3.1 | KG | 2798.4 | 2798.4 | LP20 | LP20 | circuit breaker VL160L very high breaking capacity Icu=100kA, 415V AC 4-pole, line protection Electronic Trip Unit LCD ETU42, LSIG In=63A, rated current IR=25...63A, overload protection, ISD=1.5 to 10xIR, II=11xIN short-circuit protection N protected with screw terminals without auxiliary release without auxiliary/alarm switch with Safety Label for USA | - | 0 | 0
3VL2706-3UP33-0AA0 |  | 3VL2706-3UP33-0AA0 | 1 | UN | 1 | 5 | B | D | EAR99 | N | 85362090 | 1 | 4011209884939 | 2.346 | KG | 2365 | 2365 | LP20 | LP20 | circuit breaker VL160L very high breaking capacity Icu=100kA, 415V AC 3-pole, motor/generator prot. Electronic Trip Unit LCD ETU40M, LI In=63A, rated current IR=25...63A, overload protection, II=1.25 to 11xIN, short-circuit protection without auxiliary release without auxiliary/alarm switch | - | 0 | 0
3VL2706-3UP33-0AA0-Z | U01 | 3VL2706-3UP33-0AA0-ZU01 | 1 | UN | 1 | 5 | B | D | EAR99 | N | 85362090 | 1 |  | 2.4 | KG | 2413.4 | 2413.4 | LP20 | LP20 | circuit breaker VL160L very high breaking capacity Icu=100kA, 415V AC 3-pole, motor/generator prot. Electronic Trip Unit LCD ETU40M, LI In=63A, rated current IR=25...63A, overload protection, II=1.25 to 11xIN, short-circuit protection without auxiliary release without auxiliary/alarm switch with Safety Label for USA | - | 0 | 0
3VL2706-3UP36-0AA0 |  | 3VL2706-3UP36-0AA0 | 1 | UN | 1 | 5 | B | D | EAR99 | N | 85362090 | 1 | 4011209884960 | 2.346 | KG | 2343 | 2343 | LP20 | LP20 | circuit breaker VL160L very high breaking capacity Icu=100kA, 415V AC 3-pole, motor/generator prot. Electronic Trip Unit LCD ETU40M, LI In=63A, rated current IR=25...63A, overload protection, II=1.25 to 11xIN, short-circuit protection with screw terminals without auxiliary release without auxiliary/alarm switch | - | 0 | 0
3VL2706-3UP36-0AA0-Z | U01 | 3VL2706-3UP36-0AA0-ZU01 | 1 | UN | 1 | 5 | B | D | EAR99 | N | 85362090 | 1 |  | 2.4 | KG | 2391.4 | 2391.4 | LP20 | LP20 | circuit breaker VL160L very high breaking capacity Icu=100kA, 415V AC 3-pole, motor/generator prot. Electronic Trip Unit LCD ETU40M, LI In=63A, rated current IR=25...63A, overload protection, II=1.25 to 11xIN, short-circuit protection with screw terminals without auxiliary release without auxiliary/alarm switch with Safety Label for USA | - | 0 | 0
3VL2708-1DC33-0AA0 |  | 3VL2708-1DC33-0AA0 | 1 | UN | 1 | 5 | B | D | EAR99 | N | 85362090 | 1 | 4011209480131 | 2.48 | KG | 448.8 | 409.8 | LP20 | LP20 | circuit breaker VL160N standard breaking capacity Icu=55kA, 415V AC 3-pole, line protection Electronic Trip Unit TM, LI In=80A, rated current IR=63...80A, overload protection, II=400...800A, short-circuit protection without auxiliary release without auxiliary/alarm switch | - | 0 | 0
3VL2708-1DC33-0AA0-Z | U01 | 3VL2708-1DC33-0AA0-ZU01 | 1 | UN | 1 | 5 | B | D | EAR99 | N | 85362090 | 1 |  | 2.2 | KG | 497.2 | 497.2 | LP20 | LP20 | circuit breaker VL160N standard breaking capacity Icu=55kA, 415V AC 3-pole, line protection Electronic Trip Unit TM, LI In=80A, rated current IR=63...80A, overload protection, II=400...800A, short-circuit protection without auxiliary release without auxiliary/alarm switch with Safety Label for USA | - | 0 | 0
3VL2708-1DC33-0AB1 |  | 3VL2708-1DC33-0AB1 | 1 | UN | 1 | 5 | B | D | EAR99 | N | 85362090 | 1 | 4011209752634 | 2.445 | KG | 524.48 | 524.48 | LP20 | LP20 | circuit breaker VL160N standard breaking capacity Icu=55kA, 415V AC 3-pole, line protection Electronic Trip Unit TM, LI In=80A, rated current IR=63...80A, overload protection, II=400...800A, short-circuit protection without auxiliary release Auxiliary switch mounting kit 2 AUX (1 NO + 1 NC) | - | 0 | 0
3VL2708-1DC33-0AB1-Z | U01 | 3VL2708-1DC33-0AB1-ZU01 | 1 | UN | 1 | 5 | B | D | EAR99 | N | 85362090 | 1 |  | 2.2 | KG | 572.88 | 572.88 | LP20 | LP20 | circuit breaker VL160N standard breaking capacity Icu=55kA, 415V AC 3-pole, line protection Electronic Trip Unit TM, LI In=80A, rated current IR=63...80A, overload protection, II=400...800A, short-circuit protection without auxiliary release Auxiliary switch mounting kit 2 AUX (1 NO + 1 NC) with Safety Label for USA | - | 0 | 0
3VL2708-1DC33-0AD1 |  | 3VL2708-1DC33-0AD1 | 1 | UN | 1 | 5 | B | D | EAR99 | N | 85362090 | 1 | 4011209752641 | 2.475 | KG | 545.05 | 545.05 | LP20 | LP20 | circuit breaker VL160N standard breaking capacity Icu=55kA, 415V AC 3-pole, line protection Electronic Trip Unit TM, LI In=80A, rated current IR=63...80A, overload protection, II=400...800A, short-circuit protection without auxiliary release Auxiliary/alarm switch mounting kit 2 AUX (1 NO+1 NC)+1 AS (1 NO) | - | 0 | 0
3VL2708-1DC33-2PD1 |  | 3VL2708-1DC33-2PD1 | 1 | UN | 1 | 5 | B | D | EAR99 | N | 85362090 | 1 | 4011209752658 | 2.563 | KG | 736.45 | 736.45 | LP20 | LP20 | circuit breaker VL160N standard breaking capacity Icu=55kA, 415V AC 3-pole, line protection Electronic Trip Unit TM, LI In=80A, rated current IR=63...80A, overload protection, II=400...800A, short-circuit protection Undervoltage release 24 V DC Auxiliary/alarm switch mounting kit 2 AUX (1 NO+1 NC)+1 AS (1 NO) | - | 0 | 0
3VL2708-1DC36-0AA0 |  | 3VL2708-1DC36-0AA0 | 1 | UN | 1 | 5 | B | D | EAR99 | N | 85362090 | 1 | 4011209735385 | 2.36 | KG | 430.1 | 409.8 | LP20 | LP20 | circuit breaker VL160N standard breaking capacity Icu=55kA, 415V AC 3-pole, line protection Electronic Trip Unit TM, LI In=80A, rated current IR=63...80A, overload protection, II=400...800A, short-circuit protection with screw terminals without auxiliary release without auxiliary/alarm switch | - | 0 | 0
3VL2708-1DC36-0AA0-Z | U01 | 3VL2708-1DC36-0AA0-ZU01 | 1 | UN | 1 | 5 | B | D | EAR99 | N | 85362090 | 1 |  | 2.2 | KG | 478.5 | 478.5 | LP20 | LP20 | circuit breaker VL160N standard breaking capacity Icu=55kA, 415V AC 3-pole, line protection Electronic Trip Unit TM, LI In=80A, rated current IR=63...80A, overload protection, II=400...800A, short-circuit protection with screw terminals without auxiliary release without auxiliary/alarm switch with Safety Label for USA | - | 0 | 0
3VL2708-1EJ43-0AA0 |  | 3VL2708-1EJ43-0AA0 | 1 | UN | 1 | 5 | B | D | EAR99 | N | 85362090 | 1 | 4011209480155 | 3.115 | KG | 588.5 | 510.5 | LP20 | LP20 | circuit breaker VL160N standard breaking capacity Icu=55kA, 415V AC 4-pole, line protection Electronic Trip Unit TM, LI In=80A, rated current IR=63...80A, overload protection, II=400...800A, short-circuit protection N unprotected without auxiliary release without auxiliary/alarm switch | - | 0 | 0
3VL2708-1EJ43-0AA0-Z | U01 | 3VL2708-1EJ43-0AA0-ZU01 | 1 | UN | 1 | 5 | B | D | EAR99 | N | 85362090 | 1 |  | 3 | KG | 636.9 | 636.9 | LP20 | LP20 | circuit breaker VL160N standard breaking capacity Icu=55kA, 415V AC 4-pole, line protection Electronic Trip Unit TM, LI In=80A, rated current IR=63...80A, overload protection, II=400...800A, short-circuit protection N unprotected without auxiliary release without auxiliary/alarm switch with Safety Label for USA | - | 0 | 0
3VL2708-1EJ43-0AB1 |  | 3VL2708-1EJ43-0AB1 | 1 | UN | 1 | 5 | B | D | EAR99 | N | 85362090 | 1 | 4011209752665 | 3.294 | KG | 664.18 | 664.18 | LP20 | LP20 | circuit breaker VL160N standard breaking capacity Icu=55kA, 415V AC 4-pole, line protection Electronic Trip Unit TM, LI In=80A, rated current IR=63...80A, overload protection, II=400...800A, short-circuit protection N unprotected without auxiliary release Auxiliary switch mounting kit 2 AUX (1 NO + 1 NC) | - | 0 | 0
3VL2708-1EJ43-0AB1-Z | U01 | 3VL2708-1EJ43-0AB1-ZU01 | 1 | UN | 1 | 5 | B | D | EAR99 | N | 85362090 | 1 |  | 3 | KG | 712.58 | 712.58 | LP20 | LP20 | circuit breaker VL160N standard breaking capacity Icu=55kA, 415V AC 4-pole, line protection Electronic Trip Unit TM, LI In=80A, rated current IR=63...80A, overload protection, II=400...800A, short-circuit protection N unprotected without auxiliary release Auxiliary switch mounting kit 2 AUX (1 NO + 1 NC) with Safety Label for USA | - | 0 | 0
3VL2708-1EJ43-0AD1 |  | 3VL2708-1EJ43-0AD1 | 1 | UN | 1 | 5 | B | D | EAR99 | N | 85362090 | 1 | 4011209752672 | 3.187 | KG | 684.75 | 684.75 | LP20 | LP20 | circuit breaker VL160N standard breaking capacity Icu=55kA, 415V AC 4-pole, line protection Electronic Trip Unit TM, LI In=80A, rated current IR=63...80A, overload protection, II=400...800A, short-circuit protection N unprotected without auxiliary release Auxiliary/alarm switch mounting kit 2 AUX (1 NO+1 NC)+1 AS (1 NO) | - | 0 | 0
3VL2708-1EJ43-8TA0 |  | 3VL2708-1EJ43-8TA0 | 1 | UN | 1 | 5 | B | D | EAR99 | N | 85362090 | 1 | 4011209752689 | 3.213 | KG | 733.7 | 733.7 | LP20 | LP20 | circuit breaker VL160N standard breaking capacity Icu=55kA, 415V AC 4-pole, line protection Electronic Trip Unit TM, LI In=80A, rated current IR=63...80A, overload protection, II=400...800A, short-circuit protection N unprotected Shunt release 208...277 V AC without auxiliary/alarm switch | - | 0 | 0
3VL2708-1EJ46-0AA0 |  | 3VL2708-1EJ46-0AA0 | 1 | UN | 1 | 5 | B | D | EAR99 | N | 85362090 | 1 | 4011209735392 | 3 | KG | 564.3 | 510.5 | LP20 | LP20 | circuit breaker VL160N standard breaking capacity Icu=55kA, 415V AC 4-pole, line protection Electronic Trip Unit TM, LI In=80A, rated current IR=63...80A, overload protection, II=400...800A, short-circuit protection N unprotected with screw terminals without auxiliary release without auxiliary/alarm switch | - | 0 | 0
3VL2708-1EJ46-0AA0-Z | U01 | 3VL2708-1EJ46-0AA0-ZU01 | 1 | UN | 1 | 5 | B | D | EAR99 | N | 85362090 | 1 |  | 3 | KG | 612.7 | 612.7 | LP20 | LP20 | circuit breaker VL160N standard breaking capacity Icu=55kA, 415V AC 4-pole, line protection Electronic Trip Unit TM, LI In=80A, rated current IR=63...80A, overload protection, II=400...800A, short-circuit protection N unprotected with screw terminals without auxiliary release without auxiliary/alarm switch with Safety Label for USA | - | 0 | 0
3VL2708-1EM43-0AA0 |  | 3VL2708-1EM43-0AA0 | 1 | UN | 1 | 5 | B | D | EAR99 | N | 85362090 | 1 | 4011209700512 | 3.14 | KG | 606.1 | 552.8 | LP20 | LP20 | circuit breaker VL160N standard breaking capacity Icu=55kA, 415V AC 4-pole, line protection Electronic Trip Unit TM, LI In=80A, rated current IR=63...80A, overload protection, II=400...800A, short-circuit protection N protected without auxiliary release without auxiliary/alarm switch | - | 0 | 0
3VL2708-1EM43-0AA0-Z | U01 | 3VL2708-1EM43-0AA0-ZU01 | 1 | UN | 1 | 5 | B | D | EAR99 | N | 85362090 | 1 |  | 3 | KG | 654.5 | 654.5 | LP20 | LP20 | circuit breaker VL160N standard breaking capacity Icu=55kA, 415V AC 4-pole, line protection Electronic Trip Unit TM, LI In=80A, rated current IR=63...80A, overload protection, II=400...800A, short-circuit protection N protected without auxiliary release without auxiliary/alarm switch with Safety Label for USA | - | 0 | 0
3VL2708-1EM46-0AA0 |  | 3VL2708-1EM46-0AA0 | 1 | UN | 1 | 5 | B | D | EAR99 | N | 85362090 | 1 | 4011209735408 | 3.105 | KG | 580.8 | 552.8 | LP20 | LP20 | circuit breaker VL160N standard breaking capacity Icu=55kA, 415V AC 4-pole, line protection Electronic Trip Unit TM, LI In=80A, rated current IR=63...80A, overload protection, II=400...800A, short-circuit protection N protected with screw terminals without auxiliary release without auxiliary/alarm switch | - | 0 | 0
3VL2708-1EM46-0AA0-Z | U01 | 3VL2708-1EM46-0AA0-ZU01 | 1 | UN | 1 | 5 | B | D | EAR99 | N | 85362090 | 1 |  | 3 | KG | 629.2 | 629.2 | LP20 | LP20 | circuit breaker VL160N standard breaking capacity Icu=55kA, 415V AC 4-pole, line protection Electronic Trip Unit TM, LI In=80A, rated current IR=63...80A, overload protection, II=400...800A, short-circuit protection N protected with screw terminals without auxiliary release without auxiliary/alarm switch with Safety Label for USA | - | 0 | 0
3VL2708-2DC33-0AA0 |  | 3VL2708-2DC33-0AA0 | 1 | UN | 1 | 5 | B | D | EAR99 | N | 85362090 | 1 | 4011209480391 | 2.39 | KG | 545.6 | 497.6 | LP20 | LP20 | circuit breaker VL160H high breaking capacity Icu=70kA, 415V AC 3-pole, line protection Electronic Trip Unit TM, LI In=80A, rated current IR=63...80A, overload protection, II=400...800A, short-circuit protection without auxiliary release without auxiliary/alarm switch | - | 0 | 0
3VL2708-2DC33-0AA0-Z | U01 | 3VL2708-2DC33-0AA0-ZU01 | 1 | UN | 1 | 5 | B | D | EAR99 | N | 85362090 | 1 |  | 2.2 | KG | 594 | 594 | LP20 | LP20 | circuit breaker VL160H high breaking capacity Icu=70kA, 415V AC 3-pole, line protection Electronic Trip Unit TM, LI In=80A, rated current IR=63...80A, overload protection, II=400...800A, short-circuit protection without auxiliary release without auxiliary/alarm switch with Safety Label for USA | - | 0 | 0
3VL2708-2DC33-0AB1 |  | 3VL2708-2DC33-0AB1 | 1 | UN | 1 | 5 | B | D | EAR99 | N | 85362090 | 1 | 4011209752696 | 2.474 | KG | 621.28 | 621.28 | LP20 | LP20 | circuit breaker VL160H high breaking capacity Icu=70kA, 415V AC 3-pole, line protection Electronic Trip Unit TM, LI In=80A, rated current IR=63...80A, overload protection, II=400...800A, short-circuit protection without auxiliary release Auxiliary switch mounting kit 2 AUX (1 NO + 1 NC) | - | 0 | 0
3VL2708-2DC33-0AB1-Z | U01 | 3VL2708-2DC33-0AB1-ZU01 | 1 | UN | 1 | 5 | B | D | EAR99 | N | 85362090 | 1 |  | 2.2 | KG | 669.68 | 669.68 | LP20 | LP20 | circuit breaker VL160H high breaking capacity Icu=70kA, 415V AC 3-pole, line protection Electronic Trip Unit TM, LI In=80A, rated current IR=63...80A, overload protection, II=400...800A, short-circuit protection without auxiliary release Auxiliary switch mounting kit 2 AUX (1 NO + 1 NC) with Safety Label for USA | - | 0 | 0
3VL2708-2DC33-0AD1 |  | 3VL2708-2DC33-0AD1 | 1 | UN | 1 | 5 | B | D | EAR99 | N | 85362090 | 1 | 4011209752702 | 2.38 | KG | 641.85 | 641.85 | LP20 | LP20 | circuit breaker VL160H high breaking capacity Icu=70kA, 415V AC 3-pole, line protection Electronic Trip Unit TM, LI In=80A, rated current IR=63...80A, overload protection, II=400...800A, short-circuit protection without auxiliary release Auxiliary/alarm switch mounting kit 2 AUX (1 NO+1 NC)+1 AS (1 NO) | - | 0 | 0
3VL2708-2DC33-0AD1-Z | U01 | 3VL2708-2DC33-0AD1-ZU01 | 1 | UN | 1 | 5 | B | D | EAR99 | N | 85362090 | 1 |  | 2.2 | KG | 690.25 | 690.25 | LP20 | LP20 | circuit breaker VL160H high breaking capacity Icu=70kA, 415V AC 3-pole, line protection Electronic Trip Unit TM, LI In=80A, rated current IR=63...80A, overload protection, II=400...800A, short-circuit protection without auxiliary release Auxiliary/alarm switch mounting kit 2 AUX (1 NO+1 NC)+1 AS (1 NO) with Safety Label for USA | - | 0 | 0
3VL2708-2DC33-2HD1-Z | U01 | 3VL2708-2DC33-2HD1-ZU01 | 1 | UN | 1 | 5 | B | D | EAR99 | N | 85362090 | 1 |  | 2.2 | KG | 881.65 | 881.65 | LP20 | LP20 | circuit breaker VL160H high breaking capacity Icu=70kA, 415V AC 3-pole, line protection Electronic Trip Unit TM, LI In=80A, rated current IR=63...80A, overload protection, II=400...800A, short-circuit protection Undervoltage release 220...250 V AC Auxiliary/alarm switch mounting kit 2 AUX (1 NO+1 NC)+1 AS (1 NO) with Safety Label for USA | - | 0 | 0
3VL2708-2DC33-8TB1 |  | 3VL2708-2DC33-8TB1 | 1 | UN | 1 | 5 | B | D | EAR99 | N | 85362090 | 1 | 4011209752719 | 2.609 | KG | 766.48 | 766.48 | LP20 | LP20 | circuit breaker VL160H high breaking capacity Icu=70kA, 415V AC 3-pole, line protection Electronic Trip Unit TM, LI In=80A, rated current IR=63...80A, overload protection, II=400...800A, short-circuit protection Shunt release 208...277 V AC Auxiliary switch mounting kit 2 AUX (1 NO + 1 NC) | - | 0 | 0
3VL2708-2DC36-0AA0 |  | 3VL2708-2DC36-0AA0 | 1 | UN | 1 | 5 | B | D | EAR99 | N | 85362090 | 1 | 4011209735422 | 2.2 | KG | 528 | 497.6 | LP20 | LP20 | circuit breaker VL160H high breaking capacity Icu=70kA, 415V AC 3-pole, line protection Electronic Trip Unit TM, LI In=80A, rated current IR=63...80A, overload protection, II=400...800A, short-circuit protection with screw terminals without auxiliary release without auxiliary/alarm switch | - | 0 | 0
3VL2708-2DC36-0AA0-Z | U01 | 3VL2708-2DC36-0AA0-ZU01 | 1 | UN | 1 | 5 | B | D | EAR99 | N | 85362090 | 1 |  | 2.2 | KG | 576.4 | 576.4 | LP20 | LP20 | circuit breaker VL160H high breaking capacity Icu=70kA, 415V AC 3-pole, line protection Electronic Trip Unit TM, LI In=80A, rated current IR=63...80A, overload protection, II=400...800A, short-circuit protection with screw terminals without auxiliary release without auxiliary/alarm switch with Safety Label for USA | - | 0 | 0
3VL2708-2EJ43-0AA0 |  | 3VL2708-2EJ43-0AA0 | 1 | UN | 1 | 5 | B | D | EAR99 | N | 85362090 | 1 | 4011209480414 | 3.24 | KG | 715 | 653.4 | LP20 | LP20 | circuit breaker VL160H high breaking capacity Icu=70kA, 415V AC 4-pole, line protection Electronic Trip Unit TM, LI In=80A, rated current IR=63...80A, overload protection, II=400...800A, short-circuit protection N unprotected without auxiliary release without auxiliary/alarm switch | - | 0 | 0
3VL2708-2EJ43-0AA0-Z | U01 | 3VL2708-2EJ43-0AA0-ZU01 | 1 | UN | 1 | 5 | B | D | EAR99 | N | 85362090 | 1 |  | 3 | KG | 763.4 | 763.4 | LP20 | LP20 | circuit breaker VL160H high breaking capacity Icu=70kA, 415V AC 4-pole, line protection Electronic Trip Unit TM, LI In=80A, rated current IR=63...80A, overload protection, II=400...800A, short-circuit protection N unprotected without auxiliary release without auxiliary/alarm switch with Safety Label for USA | - | 0 | 0
3VL2708-2EJ43-0AB1 |  | 3VL2708-2EJ43-0AB1 | 1 | UN | 1 | 5 | B | D | EAR99 | N | 85362090 | 1 | 4011209752726 | 3.179 | KG | 790.68 | 790.68 | LP20 | LP20 | circuit breaker VL160H high breaking capacity Icu=70kA, 415V AC 4-pole, line protection Electronic Trip Unit TM, LI In=80A, rated current IR=63...80A, overload protection, II=400...800A, short-circuit protection N unprotected without auxiliary release Auxiliary switch mounting kit 2 AUX (1 NO + 1 NC) | - | 0 | 0
3VL2708-2EJ43-0AD1 |  | 3VL2708-2EJ43-0AD1 | 1 | UN | 1 | 5 | B | D | EAR99 | N | 85362090 | 1 | 4011209752733 | 3.191 | KG | 811.25 | 811.25 | LP20 | LP20 | circuit breaker VL160H high breaking capacity Icu=70kA, 415V AC 4-pole, line protection Electronic Trip Unit TM, LI In=80A, rated current IR=63...80A, overload protection, II=400...800A, short-circuit protection N unprotected without auxiliary release Auxiliary/alarm switch mounting kit 2 AUX (1 NO+1 NC)+1 AS (1 NO) | - | 0 | 0
3VL2708-2EJ43-8TD1 |  | 3VL2708-2EJ43-8TD1 | 1 | UN | 1 | 5 | B | D | EAR99 | N | 85362090 | 1 | 4011209752740 | 3.238 | KG | 956.45 | 956.45 | LP20 | LP20 | circuit breaker VL160H high breaking capacity Icu=70kA, 415V AC 4-pole, line protection Electronic Trip Unit TM, LI In=80A, rated current IR=63...80A, overload protection, II=400...800A, short-circuit protection N unprotected Shunt release 208...277 V AC Auxiliary/alarm switch mounting kit 2 AUX (1 NO+1 NC)+1 AS (1 NO) | - | 0 | 0
3VL2708-2EJ46-0AA0 |  | 3VL2708-2EJ46-0AA0 | 1 | UN | 1 | 5 | B | D | EAR99 | N | 85362090 | 1 | 4011209612556 | 3.025 | KG | 690.8 | 653.4 | LP20 | LP20 | circuit breaker VL160H high breaking capacity Icu=70kA, 415V AC 4-pole, line protection Electronic Trip Unit TM, LI In=80A, rated current IR=63...80A, overload protection, II=400...800A, short-circuit protection N unprotected with screw terminals without auxiliary release without auxiliary/alarm switch | - | 0 | 0
3VL2708-2EJ46-0AA0-Z | U01 | 3VL2708-2EJ46-0AA0-ZU01 | 1 | UN | 1 | 5 | B | D | EAR99 | N | 85362090 | 1 |  | 3 | KG | 739.2 | 739.2 | LP20 | LP20 | circuit breaker VL160H high breaking capacity Icu=70kA, 415V AC 4-pole, line protection Electronic Trip Unit TM, LI In=80A, rated current IR=63...80A, overload protection, II=400...800A, short-circuit protection N unprotected with screw terminals without auxiliary release without auxiliary/alarm switch with Safety Label for USA | - | 0 | 0
3VL2708-2EM43-0AA0 |  | 3VL2708-2EM43-0AA0 | 1 | UN | 1 | 5 | B | D | EAR99 | N | 85362090 | 1 | 4011209735439 | 3.178 | KG | 728.2 | 664.8 | LP20 | LP20 | circuit breaker VL160H high breaking capacity Icu=70kA, 415V AC 4-pole, line protection Electronic Trip Unit TM, LI In=80A, rated current IR=63...80A, overload protection, II=400...800A, short-circuit protection N protected without auxiliary release without auxiliary/alarm switch | - | 0 | 0
3VL2708-2EM43-0AA0-Z | U01 | 3VL2708-2EM43-0AA0-ZU01 | 1 | UN | 1 | 5 | B | D | EAR99 | N | 85362090 | 1 |  | 3 | KG | 776.6 | 776.6 | LP20 | LP20 | circuit breaker VL160H high breaking capacity Icu=70kA, 415V AC 4-pole, line protection Electronic Trip Unit TM, LI In=80A, rated current IR=63...80A, overload protection, II=400...800A, short-circuit protection N protected without auxiliary release without auxiliary/alarm switch with Safety Label for USA | - | 0 | 0
3VL2708-2EM46-0AA0 |  | 3VL2708-2EM46-0AA0 | 1 | UN | 1 | 5 | B | D | EAR99 | N | 85362090 | 1 | 4011209735446 | 3.089 | KG | 704 | 664.8 | LP20 | LP20 | circuit breaker VL160H high breaking capacity Icu=70kA, 415V AC 4-pole, line protection Electronic Trip Unit TM, LI In=80A, rated current IR=63...80A, overload protection, II=400...800A, short-circuit protection N protected with screw terminals without auxiliary release without auxiliary/alarm switch | - | 0 | 0
3VL2708-2EM46-0AA0-Z | U01 | 3VL2708-2EM46-0AA0-ZU01 | 1 | UN | 1 | 5 | B | D | EAR99 | N | 85362090 | 1 |  | 3 | KG | 752.4 | 752.4 | LP20 | LP20 | circuit breaker VL160H high breaking capacity Icu=70kA, 415V AC 4-pole, line protection Electronic Trip Unit TM, LI In=80A, rated current IR=63...80A, overload protection, II=400...800A, short-circuit protection N protected with screw terminals without auxiliary release without auxiliary/alarm switch with Safety Label for USA | - | 0 | 0
3VL2708-3DC33-0AA0 |  | 3VL2708-3DC33-0AA0 | 1 | UN | 1 | 5 | B | D | EAR99 | N | 85362090 | 1 | 4011209480650 | 2.525 | KG | 763.4 | 699.1 | LP20 | LP20 | circuit breaker VL160L very high breaking capacity Icu=100kA, 415V AC 3-pole, line protection Electronic Trip Unit TM, LI In=80A, rated current IR=63...80A, overload protection, II=400...800A, short-circuit protection without auxiliary release without auxiliary/alarm switch | - | 0 | 0
3VL2708-3DC33-0AA0-Z | U01 | 3VL2708-3DC33-0AA0-ZU01 | 1 | UN | 1 | 5 | B | D | EAR99 | N | 85362090 | 1 |  | 2.2 | KG | 811.8 | 811.8 | LP20 | LP20 | circuit breaker VL160L very high breaking capacity Icu=100kA, 415V AC 3-pole, line protection Electronic Trip Unit TM, LI In=80A, rated current IR=63...80A, overload protection, II=400...800A, short-circuit protection without auxiliary release without auxiliary/alarm switch with Safety Label for USA | - | 0 | 0
3VL2708-3DC33-0AB1 |  | 3VL2708-3DC33-0AB1 | 1 | UN | 1 | 5 | B | D | EAR99 | N | 85362090 | 1 | 4011209752757 | 2.47 | KG | 839.08 | 839.08 | LP20 | LP20 | circuit breaker VL160L very high breaking capacity Icu=100kA, 415V AC 3-pole, line protection Electronic Trip Unit TM, LI In=80A, rated current IR=63...80A, overload protection, II=400...800A, short-circuit protection without auxiliary release Auxiliary switch mounting kit 2 AUX (1 NO + 1 NC) | - | 0 | 0
3VL2708-3DC33-0AD1 |  | 3VL2708-3DC33-0AD1 | 1 | UN | 1 | 5 | B | D | EAR99 | N | 85362090 | 1 | 4011209752764 | 2.48 | KG | 859.65 | 859.65 | LP20 | LP20 | circuit breaker VL160L very high breaking capacity Icu=100kA, 415V AC 3-pole, line protection Electronic Trip Unit TM, LI In=80A, rated current IR=63...80A, overload protection, II=400...800A, short-circuit protection without auxiliary release Auxiliary/alarm switch mounting kit 2 AUX (1 NO+1 NC)+1 AS (1 NO) | - | 0 | 0
3VL2708-3DC33-2HD1 |  | 3VL2708-3DC33-2HD1 | 1 | UN | 1 | 5 | B | D | EAR99 | N | 85362090 | 1 | 4011209752771 | 2.55 | KG | 1051.05 | 1051.05 | LP20 | LP20 | circuit breaker VL160L very high breaking capacity Icu=100kA, 415V AC 3-pole, line protection Electronic Trip Unit TM, LI In=80A, rated current IR=63...80A, overload protection, II=400...800A, short-circuit protection Undervoltage release 220...250 V AC Auxiliary/alarm switch mounting kit 2 AUX (1 NO+1 NC)+1 AS (1 NO) | - | 0 | 0
3VL2708-3DC36-0AA0 |  | 3VL2708-3DC36-0AA0 | 1 | UN | 1 | 5 | B | D | EAR99 | N | 85362090 | 1 | 4011209607347 | 2.2 | KG | 745.8 | 699.1 | LP20 | LP20 | circuit breaker VL160L very high breaking capacity Icu=100kA, 415V AC 3-pole, line protection Electronic Trip Unit TM, LI In=80A, rated current IR=63...80A, overload protection, II=400...800A, short-circuit protection with screw terminals without auxiliary release without auxiliary/alarm switch | - | 0 | 0
3VL2708-3DC36-0AA0-Z | U01 | 3VL2708-3DC36-0AA0-ZU01 | 1 | UN | 1 | 5 | B | D | EAR99 | N | 85362090 | 1 |  | 2.2 | KG | 794.2 | 794.2 | LP20 | LP20 | circuit breaker VL160L very high breaking capacity Icu=100kA, 415V AC 3-pole, line protection Electronic Trip Unit TM, LI In=80A, rated current IR=63...80A, overload protection, II=400...800A, short-circuit protection with screw terminals without auxiliary release without auxiliary/alarm switch with Safety Label for USA | - | 0 | 0
3VL2708-3EJ43-0AA0 |  | 3VL2708-3EJ43-0AA0 | 1 | UN | 1 | 5 | B | D | EAR99 | N | 85362090 | 1 | 4011209480674 | 3.15 | KG | 994.4 | 908.1 | LP20 | LP20 | circuit breaker VL160L very high breaking capacity Icu=100kA, 415V AC 4-pole, line protection Electronic Trip Unit TM, LI In=80A, rated current IR=63...80A, overload protection, II=400...800A, short-circuit protection N unprotected without auxiliary release without auxiliary/alarm switch | - | 0 | 0
3VL2708-3EJ43-0AA0-Z | U01 | 3VL2708-3EJ43-0AA0-ZU01 | 1 | UN | 1 | 5 | B | D | EAR99 | N | 85362090 | 1 |  | 3 | KG | 1042.8 | 1042.8 | LP20 | LP20 | circuit breaker VL160L very high breaking capacity Icu=100kA, 415V AC 4-pole, line protection Electronic Trip Unit TM, LI In=80A, rated current IR=63...80A, overload protection, II=400...800A, short-circuit protection N unprotected without auxiliary release without auxiliary/alarm switch with Safety Label for USA | - | 0 | 0
3VL2708-3EJ46-0AA0 |  | 3VL2708-3EJ46-0AA0 | 1 | UN | 1 | 5 | B | D | EAR99 | N | 85362090 | 1 | 4011209949102 | 3.143 | KG | 970.2 | 908.1 | LP20 | LP20 | circuit breaker VL160L very high breaking capacity Icu=100kA, 415V AC 4-pole, line protection Electronic Trip Unit TM, LI In=80A, rated current IR=63...80A, overload protection, II=400...800A, short-circuit protection N unprotected with screw terminals without auxiliary release without auxiliary/alarm switch | - | 0 | 0
3VL2708-3EJ46-0AA0-Z | U01 | 3VL2708-3EJ46-0AA0-ZU01 | 1 | UN | 1 | 5 | B | D | EAR99 | N | 85362090 | 1 |  | 3 | KG | 1018.6 | 1018.6 | LP20 | LP20 | circuit breaker VL160L very high breaking capacity Icu=100kA, 415V AC 4-pole, line protection Electronic Trip Unit TM, LI In=80A, rated current IR=63...80A, overload protection, II=400...800A, short-circuit protection N unprotected with screw terminals without auxiliary release without auxiliary/alarm switch with Safety Label for USA | - | 0 | 0
3VL2708-3EM43-0AA0 |  | 3VL2708-3EM43-0AA0 | 1 | UN | 1 | 5 | B | D | EAR99 | N | 85362090 | 1 | 4011209735453 | 3.143 | KG | 1013.1 | 924.7 | LP20 | LP20 | circuit breaker VL160L very high breaking capacity Icu=100kA, 415V AC 4-pole, line protection Electronic Trip Unit TM, LI In=80A, rated current IR=63...80A, overload protection, II=400...800A, short-circuit protection N protected without auxiliary release without auxiliary/alarm switch | - | 0 | 0
3VL2708-3EM43-0AA0-Z | U01 | 3VL2708-3EM43-0AA0-ZU01 | 1 | UN | 1 | 5 | B | D | EAR99 | N | 85362090 | 1 |  | 3 | KG | 1061.5 | 1061.5 | LP20 | LP20 | circuit breaker VL160L very high breaking capacity Icu=100kA, 415V AC 4-pole, line protection Electronic Trip Unit TM, LI In=80A, rated current IR=63...80A, overload protection, II=400...800A, short-circuit protection N protected without auxiliary release without auxiliary/alarm switch with Safety Label for USA | - | 0 | 0
3VL2708-3EM46-0AA0 |  | 3VL2708-3EM46-0AA0 | 1 | UN | 1 | 5 | B | D | EAR99 | N | 85362090 | 1 | 4011209915947 | 3.143 | KG | 987.8 | 924.7 | LP20 | LP20 | circuit breaker VL160L very high breaking capacity Icu=100kA, 415V AC 4-pole, line protection Electronic Trip Unit TM, LI In=80A, rated current IR=63...80A, overload protection, II=400...800A, short-circuit protection N protected with screw terminals without auxiliary release without auxiliary/alarm switch | - | 0 | 0
3VL2708-3EM46-0AA0-Z | U01 | 3VL2708-3EM46-0AA0-ZU01 | 1 | UN | 1 | 5 | B | D | EAR99 | N | 85362090 | 1 |  | 3 | KG | 1036.2 | 1036.2 | LP20 | LP20 | circuit breaker VL160L very high breaking capacity Icu=100kA, 415V AC 4-pole, line protection Electronic Trip Unit TM, LI In=80A, rated current IR=63...80A, overload protection, II=400...800A, short-circuit protection N protected with screw terminals without auxiliary release without auxiliary/alarm switch with Safety Label for USA | - | 0 | 0
3VL2710-1CH33-0AA0 |  | 3VL2710-1CH33-0AA0 | 1 | UN | 1 | 30 | D | D | EAR99 | N | 85362090 | 1 | 4011209480858 | 2.4 | KG | 3113 | 3113 | LP20 | LP20 | circuit breaker VL160N standard breaking capacity Icu=55kA, 415V AC 3-pole, line protection Electronic Trip Unit LCD ETU40, LI/LS/LSI In=100A, rated current IR=40...100A, overload protection, ISD=1.5 to 10xIR, II=11xIN short-circuit protection without auxiliary release without auxiliary/alarm switch | - | 0 | 0
3VL2710-1CH33-0AA0-Z | U01 | 3VL2710-1CH33-0AA0-ZU01 | 1 | UN | 1 | 30 | D | D | EAR99 | N | 85362090 | 1 |  | 2.4 | KG | 3161.4 | 3161.4 | LP20 | LP20 | circuit breaker VL160N standard breaking capacity Icu=55kA, 415V AC 3-pole, line protection Electronic Trip Unit LCD ETU40, LI/LS/LSI In=100A, rated current IR=40...100A, overload protection, ISD=1.5 to 10xIR, II=11xIN short-circuit protection without auxiliary release without auxiliary/alarm switch with Safety Label for USA | - | 0 | 0
3VL2710-1CH33-8TA0 |  | 3VL2710-1CH33-8TA0 | 1 | UN | 1 | 30 | D | D | EAR99 | N | 85362090 | 1 | 4011209752900 | 2.4 | KG | 3258.2 | 3258.2 | LP20 | LP20 | circuit breaker VL160N standard breaking capacity Icu=55kA, 415V AC 3-pole, line protection Electronic Trip Unit LCD ETU40, LI/LS/LSI In=100A, rated current IR=40...100A, overload protection, ISD=1.5 to 10xIR, II=11xIN short-circuit protection Shunt release 208...277 V AC without auxiliary/alarm switch | - | 0 | 0
3VL2710-1CH36-0AA0-Z | U01 | 3VL2710-1CH36-0AA0-ZU01 | 1 | UN | 1 | 30 | D | D | EAR99 | N | 85362090 | 1 |  | 2.4 | KG | 3161.4 | 3161.4 | LP20 | LP20 | circuit breaker VL160N standard breaking capacity Icu=55kA, 415V AC 3-pole, line protection Electronic Trip Unit LCD ETU40, LI/LS/LSI In=100A, rated current IR=40...100A, overload protection, ISD=1.5 to 10xIR, II=11xIN short-circuit protection with screw terminals without auxiliary release without auxiliary/alarm switch with Safety Label for USA | - | 0 | 0
3VL2710-1CJ43-0AA0 |  | 3VL2710-1CJ43-0AA0 | 1 | UN | 1 | 30 | D | D | EAR99 | N | 85362090 | 1 | 4011209480865 | 3.1 | KG | 3608 | 3608 | LP20 | LP20 | circuit breaker VL160N standard breaking capacity Icu=55kA, 415V AC 4-pole, line protection Electronic Trip Unit LCD ETU40, LI/LS/LSI In=100A, rated current IR=40...100A, overload protection, ISD=1.5 to 10xIR, II=11xIN short-circuit protection N protected without auxiliary release without auxiliary/alarm switch | - | 0 | 0
3VL2710-1CJ43-0AA0-Z | U01 | 3VL2710-1CJ43-0AA0-ZU01 | 1 | UN | 1 | 30 | D | D | EAR99 | N | 85362090 | 1 |  | 3.1 | KG | 3656.4 | 3656.4 | LP20 | LP20 | circuit breaker VL160N standard breaking capacity Icu=55kA, 415V AC 4-pole, line protection Electronic Trip Unit LCD ETU40, LI/LS/LSI In=100A, rated current IR=40...100A, overload protection, ISD=1.5 to 10xIR, II=11xIN short-circuit protection N protected without auxiliary release without auxiliary/alarm switch with Safety Label for USA | - | 0 | 0
3VL2710-1CJ43-8CB1 |  | 3VL2710-1CJ43-8CB1 | 1 | UN | 1 | 30 | D | D | EAR99 | N | 85362090 | 1 | 4011209752917 | 3.5 | KG | 3828.88 | 3828.88 | LP20 | LP20 | circuit breaker VL160N standard breaking capacity Icu=55kA, 415V AC 4-pole, line protection Electronic Trip Unit LCD ETU40, LI/LS/LSI In=100A, rated current IR=40...100A, overload protection, ISD=1.5 to 10xIR, II=11xIN short-circuit protection N protected Shunt release 24 V AC/DC Auxiliary switch mounting kit 2 AUX (1 NO + 1 NC) | - | 0 | 0
3VL2710-1CJ46-0AA0-Z | U01 | 3VL2710-1CJ46-0AA0-ZU01 | 1 | UN | 1 | 30 | D | D | EAR99 | N | 85362090 | 1 |  | 3.1 | KG | 3656.4 | 3656.4 | LP20 | LP20 | circuit breaker VL160N standard breaking capacity Icu=55kA, 415V AC 4-pole, line protection Electronic Trip Unit LCD ETU40, LI/LS/LSI In=100A, rated current IR=40...100A, overload protection, ISD=1.5 to 10xIR, II=11xIN short-circuit protection N protected with screw terminals without auxiliary release without auxiliary/alarm switch with Safety Label for USA | - | 0 | 0
3VL2710-1CL33-0AA0-Z | U01 | 3VL2710-1CL33-0AA0-ZU01 | 1 | UN | 1 | 30 | D | D | EAR99 | N | 85362090 | 1 |  | 2.4 | KG | 3546.4 | 3546.4 | LP20 | LP20 | circuit breaker VL160N standard breaking capacity Icu=55kA, 415V AC 3-pole, line protection Electronic Trip Unit LCD ETU42, LSIG 3 phases/3 lines In=100A, rated current IR=40...100A, overload protection, ISD=1.5 to 10xIR, II=11xIN short-circuit protection without auxiliary release without auxiliary/alarm switch with Safety Label for USA | - | 0 | 0
3VL2710-1CL36-0AA0-Z | U01 | 3VL2710-1CL36-0AA0-ZU01 | 1 | UN | 1 | 30 | D | D | EAR99 | N | 85362090 | 1 |  | 2.4 | KG | 3546.4 | 3546.4 | LP20 | LP20 | circuit breaker VL160N standard breaking capacity Icu=55kA, 415V AC 3-pole, line protection Electronic Trip Unit LCD ETU42, LSIG 3 phases/3 lines In=100A, rated current IR=40...100A, overload protection, ISD=1.5 to 10xIR, II=11xIN short-circuit protection with screw terminals without auxiliary release without auxiliary/alarm switch with Safety Label for USA | - | 0 | 0
3VL2710-1CM33-0AA0-Z | U01 | 3VL2710-1CM33-0AA0-ZU01 | 1 | UN | 1 | 30 | D | D | EAR99 | N | 85362090 | 1 |  | 2.4 | KG | 3546.4 | 3546.4 | LP20 | LP20 | circuit breaker VL160N standard breaking capacity Icu=55kA, 415V AC 3-pole, line protection Electronic Trip Unit LCD ETU42, LSIG 3 phases/4 lines with connecting cable In=100A, rated current IR=40...100A, overload protection, ISD=1.5 to 10xIR, II=11xIN short-circuit protection without auxiliary release without auxiliary/alarm switch with Safety Label for USA | - | 0 | 0
3VL2710-1CM36-0AA0-Z | U01 | 3VL2710-1CM36-0AA0-ZU01 | 1 | UN | 1 | 30 | D | D | EAR99 | N | 85362090 | 1 |  | 2.4 | KG | 3546.4 | 3546.4 | LP20 | LP20 | circuit breaker VL160N standard breaking capacity Icu=55kA, 415V AC 3-pole, line protection Electronic Trip Unit LCD ETU42, LSIG 3 phases/4 lines with connecting cable In=100A, rated current IR=40...100A, overload protection, ISD=1.5 to 10xIR, II=11xIN with screw terminals without auxiliary release without auxiliary/alarm switch with Safety Label for USA | - | 0 | 0
3VL2710-1CN43-0AA0-Z | U01 | 3VL2710-1CN43-0AA0-ZU01 | 1 | UN | 1 | 30 | D | D | EAR99 | N | 85362090 | 1 |  | 3.1 | KG | 3656.4 | 3656.4 | LP20 | LP20 | circuit breaker VL160N standard breaking capacity Icu=55kA, 415V AC 4-pole, line protection Electronic Trip Unit LCD ETU42, LSIG In=100A, rated current IR=40...100A, overload protection, ISD=1.5 to 10xIR, II=11xIN short-circuit protection N protected with ground-fault protection without auxiliary release without auxiliary/alarm switch with Safety Label for USA | - | 0 | 0
3VL2710-1CN46-0AA0-Z | U01 | 3VL2710-1CN46-0AA0-ZU01 | 1 | UN | 1 | 30 | D | D | EAR99 | N | 85362090 | 1 |  | 3.1 | KG | 3656.4 | 3656.4 | LP20 | LP20 | circuit breaker VL160N standard breaking capacity Icu=55kA, 415V AC 4-pole, line protection Electronic Trip Unit LCD ETU42, LSIG In=100A, rated current IR=40...100A, overload protection, ISD=1.5 to 10xIR, II=11xIN short-circuit protection N protected with screw terminals without auxiliary release without auxiliary/alarm switch with Safety Label for USA | - | 0 | 0
3VL2710-1CP33-0AA0 |  | 3VL2710-1CP33-0AA0 | 1 | UN | 1 | 30 | D | D | EAR99 | N | 85362090 | 1 | 4011209480902 | 2.4 | KG | 3113 | 3113 | LP20 | LP20 | circuit breaker VL160N standard breaking capacity Icu=55kA, 415V AC 3-pole, motor/generator prot. Electronic Trip Unit LCD ETU40M, LI In=100A, rated current IR=40...100A, overload protection, II=1.25 to 11xIN, short-circuit protection without auxiliary release without auxiliary/alarm switch | - | 0 | 0
3VL2710-1CP33-0AB1 |  | 3VL2710-1CP33-0AB1 | 1 | UN | 1 | 30 | D | D | EAR99 | N | 85362090 | 1 | 4011209752924 | 2.4 | KG | 3188.68 | 3188.68 | LP20 | LP20 | circuit breaker VL160N standard breaking capacity Icu=55kA, 415V AC 3-pole, motor/generator prot. Electronic Trip Unit LCD ETU40M, LI In=100A, rated current IR=40...100A, overload protection, II=1.25 to 11xIN, short-circuit protection without auxiliary release Auxiliary switch mounting kit 2 AUX (1 NO + 1 NC) | - | 0 | 0
3VL2710-1CP36-0AA0-Z | U01 | 3VL2710-1CP36-0AA0-ZU01 | 1 | UN | 1 | 30 | D | D | EAR99 | N | 85362090 | 1 |  | 2.4 | KG | 3161.4 | 3161.4 | LP20 | LP20 | circuit breaker VL160N standard breaking capacity Icu=55kA, 415V AC 3-pole, motor/generator prot. Electronic Trip Unit LCD ETU40M, LI In=100A, rated current IR=40...100A, overload protection, II=1.25 to 11xIN, short-circuit protection with screw terminals without auxiliary release without auxiliary/alarm switch with Safety Label for USA | - | 0 | 0
3VL2710-1DC33-0AA0 |  | 3VL2710-1DC33-0AA0 | 1 | UN | 1 | 5 | B | D | EAR99 | N | 85362090 | 1 | 4011209480919 | 2.42 | KG | 529.1 | 482.4 | LP20 | LP20 | circuit breaker VL160N standard breaking capacity Icu=55kA, 415V AC 3-pole, line protection Electronic Trip Unit TM, LI In=100A, rated current IR=80...100A, overload protection, II=500...1000A, short-circuit protection without auxiliary release without auxiliary/alarm switch | - | 0 | 0
3VL2710-1DC33-0AA0-Z | U01 | 3VL2710-1DC33-0AA0-ZU01 | 1 | UN | 1 | 5 | B | D | EAR99 | N | 85362090 | 1 |  | 2.2 | KG | 577.5 | 577.5 | LP20 | LP20 | circuit breaker VL160N standard breaking capacity Icu=55kA, 415V AC 3-pole, line protection Electronic Trip Unit TM, LI In=100A, rated current IR=80...100A, overload protection, II=500...1000A, short-circuit protection without auxiliary release without auxiliary/alarm switch with Safety Label for USA | - | 0 | 0
3VL2710-1DC33-0AB1 |  | 3VL2710-1DC33-0AB1 | 1 | UN | 1 | 5 | B | D | EAR99 | N | 85362090 | 1 | 4011209752931 | 2.45 | KG | 604.78 | 604.78 | LP20 | LP20 | circuit breaker VL160N standard breaking capacity Icu=55kA, 415V AC 3-pole, line protection Electronic Trip Unit TM, LI In=100A, rated current IR=80...100A, overload protection, II=500...1000A, short-circuit protection without auxiliary release Auxiliary switch mounting kit 2 AUX (1 NO + 1 NC) | - | 0 | 0
3VL2710-1DC33-0AB1-Z | U01 | 3VL2710-1DC33-0AB1-ZU01 | 1 | UN | 1 | 5 | B | D | EAR99 | N | 85362090 | 1 |  | 2.2 | KG | 653.18 | 653.18 | LP20 | LP20 | circuit breaker VL160N standard breaking capacity Icu=55kA, 415V AC 3-pole, line protection Electronic Trip Unit TM, LI In=100A, rated current IR=80...100A, overload protection, II=500...1000A, short-circuit protection without auxiliary release Auxiliary switch mounting kit 2 AUX (1 NO + 1 NC) with Safety Label for USA | - | 0 | 0
3VL2710-1DC33-0AD1 |  | 3VL2710-1DC33-0AD1 | 1 | UN | 1 | 5 | B | D | EAR99 | N | 85362090 | 1 | 4011209752948 | 2.46 | KG | 625.35 | 625.35 | LP20 | LP20 | circuit breaker VL160N standard breaking capacity Icu=55kA, 415V AC 3-pole, line protection Electronic Trip Unit TM, LI In=100A, rated current IR=80...100A, overload protection, II=500...1000A, short-circuit protection without auxiliary release Auxiliary/alarm switch mounting kit 2 AUX (1 NO+1 NC)+1 AS (1 NO) | - | 0 | 0
3VL2710-1DC33-2HA0 |  | 3VL2710-1DC33-2HA0 | 1 | UN | 1 | 5 | B | D | EAR99 | N | 85362090 | 1 | 4011209752955 | 2.505 | KG | 720.5 | 720.5 | LP20 | LP20 | circuit breaker VL160N standard breaking capacity Icu=55kA, 415V AC 3-pole, line protection Electronic Trip Unit TM, LI In=100A, rated current IR=80...100A, overload protection, II=500...1000A, short-circuit protection Undervoltage release 220...250 V AC without auxiliary/alarm switch | - | 0 | 0
3VL2710-1DC33-2HD1 |  | 3VL2710-1DC33-2HD1 | 1 | UN | 1 | 5 | B | D | EAR99 | N | 85362090 | 1 | 4011209752962 | 2.545 | KG | 816.75 | 816.75 | LP20 | LP20 | circuit breaker VL160N standard breaking capacity Icu=55kA, 415V AC 3-pole, line protection Electronic Trip Unit TM, LI In=100A, rated current IR=80...100A, overload protection, II=500...1000A, short-circuit protection Undervoltage release 220...250 V AC Auxiliary/alarm switch mounting kit 2 AUX (1 NO+1 NC)+1 AS (1 NO) | - | 0 | 0
3VL2710-1DC33-2PB1 |  | 3VL2710-1DC33-2PB1 | 1 | UN | 1 | 5 | B | D | EAR99 | N | 85362090 | 1 | 4011209752979 | 2.534 | KG | 796.18 | 796.18 | LP20 | LP20 | circuit breaker VL160N standard breaking capacity Icu=55kA, 415V AC 3-pole, line protection Electronic Trip Unit TM, LI In=100A, rated current IR=80...100A, overload protection, II=500...1000A, short-circuit protection Undervoltage release 24 V DC Auxiliary switch mounting kit 2 AUX (1 NO + 1 NC) | - | 0 | 0
3VL2710-1DC33-2PD1 |  | 3VL2710-1DC33-2PD1 | 1 | UN | 1 | 5 | B | D | EAR99 | N | 85362090 | 1 | 4011209752986 | 2.537 | KG | 816.75 | 816.75 | LP20 | LP20 | circuit breaker VL160N standard breaking capacity Icu=55kA, 415V AC 3-pole, line protection Electronic Trip Unit TM, LI In=100A, rated current IR=80...100A, overload protection, II=500...1000A, short-circuit protection Undervoltage release 24 V DC Auxiliary/alarm switch mounting kit 2 AUX (1 NO+1 NC)+1 AS (1 NO) | - | 0 | 0
3VL2710-1DC33-8CD1 |  | 3VL2710-1DC33-8CD1 | 1 | UN | 1 | 5 | B | D | EAR99 | N | 85362090 | 1 | 4011209752993 | 2.549 | KG | 770.55 | 770.55 | LP20 | LP20 | circuit breaker VL160N standard breaking capacity Icu=55kA, 415V AC 3-pole, line protection Electronic Trip Unit TM, LI In=100A, rated current IR=80...100A, overload protection, II=500...1000A, short-circuit protection Shunt release 24 V AC/DC Auxiliary/alarm switch mounting kit 2 AUX (1 NO+1 NC)+1 AS (1 NO) | - | 0 | 0
3VL2710-1DC33-8RD1 |  | 3VL2710-1DC33-8RD1 | 1 | UN | 1 | 5 | B | D | EAR99 | N | 85362090 | 1 | 4011209753006 | 2.568 | KG | 770.55 | 770.55 | LP20 | LP20 | circuit breaker VL160N standard breaking capacity Icu=55kA, 415V AC 3-pole, line protection Electronic Trip Unit TM, LI In=100A, rated current IR=80...100A, overload protection, II=500...1000A, short-circuit protection Shunt release 110...127 V AC Auxiliary/alarm switch mounting kit 2 AUX (1 NO+1 NC)+1 AS (1 NO) | - | 0 | 0
3VL2710-1DC33-8TA0 |  | 3VL2710-1DC33-8TA0 | 1 | UN | 1 | 5 | B | D | EAR99 | N | 85362090 | 1 | 4011209753013 | 2.52 | KG | 674.3 | 674.3 | LP20 | LP20 | circuit breaker VL160N standard breaking capacity Icu=55kA, 415V AC 3-pole, line protection Electronic Trip Unit TM, LI In=100A, rated current IR=80...100A, overload protection, II=500...1000A, short-circuit protection Shunt release 208...277 V AC without auxiliary/alarm switch | - | 0 | 0
3VL2710-1DC33-8TB1 |  | 3VL2710-1DC33-8TB1 | 1 | UN | 1 | 5 | B | D | EAR99 | N | 85362090 | 1 | 4011209753020 | 2.525 | KG | 749.98 | 749.98 | LP20 | LP20 | circuit breaker VL160N standard breaking capacity Icu=55kA, 415V AC 3-pole, line protection Electronic Trip Unit TM, LI In=100A, rated current IR=80...100A, overload protection, II=500...1000A, short-circuit protection Shunt release 208...277 V AC Auxiliary switch mounting kit 2 AUX (1 NO + 1 NC) | - | 0 | 0
3VL2710-1DC33-8TD1 |  | 3VL2710-1DC33-8TD1 | 1 | UN | 1 | 5 | B | D | EAR99 | N | 85362090 | 1 | 4011209753037 | 2.547 | KG | 770.55 | 770.55 | LP20 | LP20 | circuit breaker VL160N standard breaking capacity Icu=55kA, 415V AC 3-pole, line protection Electronic Trip Unit TM, LI In=100A, rated current IR=80...100A, overload protection, II=500...1000A, short-circuit protection Shunt release 208...277 V AC Auxiliary/alarm switch mounting kit 2 AUX (1 NO+1 NC)+1 AS (1 NO) | - | 0 | 0
3VL2710-1DC36-0AA0 |  | 3VL2710-1DC36-0AA0 | 1 | UN | 1 | 5 | B | D | EAR99 | N | 85362090 | 1 | 4011209609426 | 2.2 | KG | 510.4 | 482.4 | LP20 | LP20 | circuit breaker VL160N standard breaking capacity Icu=55kA, 415V AC 3-pole, line protection Electronic Trip Unit TM, LI In=100A, rated current IR=80...100A, overload protection, II=500...1000A, short-circuit protection with screw terminals without auxiliary release without auxiliary/alarm switch | - | 0 | 0
3VL2710-1DC36-0AA0-Z | U01 | 3VL2710-1DC36-0AA0-ZU01 | 1 | UN | 1 | 5 | B | D | EAR99 | N | 85362090 | 1 |  | 2.2 | KG | 558.8 | 558.8 | LP20 | LP20 | circuit breaker VL160N standard breaking capacity Icu=55kA, 415V AC 3-pole, line protection Electronic Trip Unit TM, LI In=100A, rated current IR=80...100A, overload protection, II=500...1000A, short-circuit protection with screw terminals without auxiliary release without auxiliary/alarm switch with Safety Label for USA | - | 0 | 0
3VL2710-1DC36-0AD1 |  | 3VL2710-1DC36-0AD1 | 1 | UN | 1 | 5 | B | D | EAR99 | N | 85362090 | 1 | 4011209753044 | 2.2 | KG | 606.65 | 606.65 | LP20 | LP20 | circuit breaker VL160N standard breaking capacity Icu=55kA, 415V AC 3-pole, line protection Electronic Trip Unit TM, LI In=100A, rated current IR=80...100A, overload protection, II=500...1000A, short-circuit protection with screw terminals without auxiliary release Auxiliary/alarm switch mounting kit 2 AUX (1 NO+1 NC)+1 AS (1 NO) | - | 0 | 0
3VL2710-1DC36-8TD1 |  | 3VL2710-1DC36-8TD1 | 1 | UN | 1 | 5 | B | D | EAR99 | N | 85362090 | 1 | 4011209753051 | 2.499 | KG | 751.85 | 751.85 | LP20 | LP20 | circuit breaker VL160N standard breaking capacity Icu=55kA, 415V AC 3-pole, line protection Electronic Trip Unit TM, LI In=100A, rated current IR=80...100A, overload protection, II=500...1000A, short-circuit protection with screw terminals Shunt release 208...277 V AC Auxiliary/alarm switch mounting kit 2 AUX (1 NO+1 NC)+1 AS (1 NO) | - | 0 | 0
3VL2710-1DE33-0AA0 |  | 3VL2710-1DE33-0AA0 | 1 | UN | 1 | 5 | B | D | EAR99 | N | 85362090 | 1 | 4011209474291 | 2.455 | KG | 397.1 | 362.8 | LP20 | LP20 | circuit breaker VL160N standard breaking capacity Icu=55kA, 415V AC 3-pole, non-auto. air circ. br. Electronic Trip Unit magnetic In=100A, rated current II=2500A, short-circuit protection without auxiliary release without auxiliary/alarm switch | - | 0 | 0
3VL2710-1DE33-0AA0-Z | U01 | 3VL2710-1DE33-0AA0-ZU01 | 1 | UN | 1 | 5 | B | D | EAR99 | N | 85362090 | 1 |  | 2.2 | KG | 445.5 | 445.5 | LP20 | LP20 | circuit breaker VL160N standard breaking capacity Icu=55kA, 415V AC 3-pole, non-auto. air circ. br. Electronic Trip Unit magnetic In=100A, rated current II=2500A, short-circuit protection without auxiliary release without auxiliary/alarm switch with Safety Label for USA | - | 0 | 0
3VL2710-1DE33-0AB1 |  | 3VL2710-1DE33-0AB1 | 1 | UN | 1 | 5 | B | D | EAR99 | N | 85362090 | 1 | 4011209753068 | 2.34 | KG | 472.78 | 472.78 | LP20 | LP20 | circuit breaker VL160N standard breaking capacity Icu=55kA, 415V AC 3-pole, non-auto. air circ. br. Electronic Trip Unit magnetic In=100A, rated current II=2500A, short-circuit protection without auxiliary release Auxiliary switch mounting kit 2 AUX (1 NO + 1 NC) | - | 0 | 0
3VL2710-1DE33-0AD1 |  | 3VL2710-1DE33-0AD1 | 1 | UN | 1 | 5 | B | D | EAR99 | N | 85362090 | 1 | 4011209753075 | 2.444 | KG | 493.35 | 493.35 | LP20 | LP20 | circuit breaker VL160N standard breaking capacity Icu=55kA, 415V AC 3-pole, non-auto. air circ. br. Electronic Trip Unit magnetic In=100A, rated current II=2500A, short-circuit protection without auxiliary release Auxiliary/alarm switch mounting kit 2 AUX (1 NO+1 NC)+1 AS (1 NO) | - | 0 | 0
3VL2710-1DE36-0AA0 |  | 3VL2710-1DE36-0AA0 | 1 | UN | 1 | 5 | B | D | EAR99 | N | 85362090 | 1 | 4011209735491 | 2.354 | KG | 377.3 | 362.8 | LP20 | LP20 | circuit breaker VL160N standard breaking capacity Icu=55kA, 415V AC 3-pole, non-auto. air circ. br. Electronic Trip Unit magnetic In=100A, rated current II=2500A, short-circuit protection with screw terminals without auxiliary release without auxiliary/alarm switch | - | 0 | 0
3VL2710-1DE36-0AA0-Z | U01 | 3VL2710-1DE36-0AA0-ZU01 | 1 | UN | 1 | 5 | B | D | EAR99 | N | 85362090 | 1 |  | 2.2 | KG | 425.7 | 425.7 | LP20 | LP20 | circuit breaker VL160N standard breaking capacity Icu=55kA, 415V AC 3-pole, non-auto. air circ. br. Electronic Trip Unit magnetic In=100A, rated current II=2500A, short-circuit protection with screw terminals without auxiliary release without auxiliary/alarm switch with Safety Label for USA | - | 0 | 0
3VL2710-1DK33-0AA0 |  | 3VL2710-1DK33-0AA0 | 1 | UN | 1 | 5 | B | D | EAR99 | N | 85362090 | 1 | 4011209480926 | 2.404 | KG | 491.7 | 448 | LP20 | LP20 | circuit breaker VL160N standard breaking capacity Icu=55kA, 415V AC 3-pole, starter combination Electronic Trip Unit magnetic In=100A, rated current II=750...1500A, short-circuit protection without auxiliary release without auxiliary/alarm switch | - | 0 | 0
3VL2710-1DK33-0AA0-Z | U01 | 3VL2710-1DK33-0AA0-ZU01 | 1 | UN | 1 | 5 | B | D | EAR99 | N | 85362090 | 1 |  | 2.2 | KG | 540.1 | 540.1 | LP20 | LP20 | circuit breaker VL160N standard breaking capacity Icu=55kA, 415V AC 3-pole, starter combination Electronic Trip Unit magnetic In=100A, rated current II=750...1500A, short-circuit protection without auxiliary release without auxiliary/alarm switch with Safety Label for USA | - | 0 | 0
3VL2710-1DK33-0AB1 |  | 3VL2710-1DK33-0AB1 | 1 | UN | 1 | 5 | B | D | EAR99 | N | 85362090 | 1 | 4011209753082 | 2.404 | KG | 567.38 | 567.38 | LP20 | LP20 | circuit breaker VL160N standard breaking capacity Icu=55kA, 415V AC 3-pole, starter combination Electronic Trip Unit magnetic In=100A, rated current II=750...1500A, short-circuit protection without auxiliary release Auxiliary switch mounting kit 2 AUX (1 NO + 1 NC) | - | 0 | 0
3VL2710-1DK33-0AD1 |  | 3VL2710-1DK33-0AD1 | 1 | UN | 1 | 5 | B | D | EAR99 | N | 85362090 | 1 | 4011209753099 | 2.451 | KG | 587.95 | 587.95 | LP20 | LP20 | circuit breaker VL160N standard breaking capacity Icu=55kA, 415V AC 3-pole, starter combination Electronic Trip Unit magnetic In=100A, rated current II=750...1500A, short-circuit protection without auxiliary release Auxiliary/alarm switch mounting kit 2 AUX (1 NO+1 NC)+1 AS (1 NO) | - | 0 | 0
3VL2710-1DK33-8RD1 |  | 3VL2710-1DK33-8RD1 | 1 | UN | 1 | 5 | B | D | EAR99 | N | 85362090 | 1 | 4011209753105 | 2.545 | KG | 733.15 | 733.15 | LP20 | LP20 | circuit breaker VL160N standard breaking capacity Icu=55kA, 415V AC 3-pole, starter combination Electronic Trip Unit magnetic In=100A, rated current II=750...1500A, short-circuit protection Shunt release 110...127 V AC Auxiliary/alarm switch mounting kit 2 AUX (1 NO+1 NC)+1 AS (1 NO) | - | 0 | 0
3VL2710-1DK36-0AA0 |  | 3VL2710-1DK36-0AA0 | 1 | UN | 1 | 5 | B | D | EAR99 | N | 85362010 | 1 | 4011209607125 | 2.362 | KG | 473 | 448 | LP20 | LP20 | circuit breaker VL160N standard breaking capacity Icu=55kA, 415V AC 3-pole, starter combination Electronic Trip Unit magnetic In=100A, rated current II=750...1500A, short-circuit protection with screw terminals without auxiliary release without auxiliary/alarm switch | - | 0 | 0
3VL2710-1DK36-0AA0-Z | U01 | 3VL2710-1DK36-0AA0-ZU01 | 1 | UN | 1 | 5 | B | D | EAR99 | N | 85362010 | 1 |  | 2.2 | KG | 521.4 | 521.4 | LP20 | LP20 | circuit breaker VL160N standard breaking capacity Icu=55kA, 415V AC 3-pole, starter combination Electronic Trip Unit magnetic In=100A, rated current II=750...1500A, short-circuit protection with screw terminals without auxiliary release without auxiliary/alarm switch with Safety Label for USA | - | 0 | 0
3VL2710-1EE43-0AA0 |  | 3VL2710-1EE43-0AA0 | 1 | UN | 1 | 5 | B | D | EAR99 | N | 85362090 | 1 | 4011209474284 | 3.207 | KG | 518.1 | 472.6 | LP20 | LP20 | circuit breaker VL160N standard breaking capacity Icu=55kA, 415V AC 4-pole, non-auto. air circ. br. Electronic Trip Unit magnetic In=100A, rated current II=2500A, short-circuit protection without auxiliary release without auxiliary/alarm switch | - | 0 | 0
3VL2710-1EE43-0AA0-Z | U01 | 3VL2710-1EE43-0AA0-ZU01 | 1 | UN | 1 | 5 | B | D | EAR99 | N | 85362090 | 1 |  | 3 | KG | 566.5 | 566.5 | LP20 | LP20 | circuit breaker VL160N standard breaking capacity Icu=55kA, 415V AC 4-pole, non-auto. air circ. br. Electronic Trip Unit magnetic In=100A, rated current II=2500A, short-circuit protection without auxiliary release without auxiliary/alarm switch with Safety Label for USA | - | 0 | 0
3VL2710-1EE43-0AB1 |  | 3VL2710-1EE43-0AB1 | 1 | UN | 1 | 5 | B | D | EAR99 | N | 85362090 | 1 | 4011209753112 | 3.148 | KG | 593.78 | 593.78 | LP20 | LP20 | circuit breaker VL160N standard breaking capacity Icu=55kA, 415V AC 4-pole, non-auto. air circ. br. Electronic Trip Unit magnetic In=100A, rated current II=2500A, short-circuit protection without auxiliary release Auxiliary switch mounting kit 2 AUX (1 NO + 1 NC) | - | 0 | 0
3VL2710-1EE46-0AA0 |  | 3VL2710-1EE46-0AA0 | 1 | UN | 1 | 5 | B | D | EAR99 | N | 85362090 | 1 | 4011209735507 | 3.048 | KG | 492.8 | 472.6 | LP20 | LP20 | circuit breaker VL160N standard breaking capacity Icu=55kA, 415V AC 4-pole, non-auto. air circ. br. Electronic Trip Unit magnetic In=100A, rated current II=2500A, short-circuit protection with screw terminals without auxiliary release without auxiliary/alarm switch | - | 0 | 0
3VL2710-1EE46-0AA0-Z | U01 | 3VL2710-1EE46-0AA0-ZU01 | 1 | UN | 1 | 5 | B | D | EAR99 | N | 85362090 | 1 |  | 3 | KG | 541.2 | 541.2 | LP20 | LP20 | circuit breaker VL160N standard breaking capacity Icu=55kA, 415V AC 4-pole, non-auto. air circ. br. Electronic Trip Unit magnetic In=100A, rated current II=2500A, short-circuit protection with screw terminals without auxiliary release without auxiliary/alarm switch with Safety Label for USA | - | 0 | 0
3VL2710-1EJ43-0AA0 |  | 3VL2710-1EJ43-0AA0 | 1 | UN | 1 | 5 | B | D | EAR99 | N | 85362090 | 1 | 4011209480940 | 3.148 | KG | 687.5 | 635.9 | LP20 | LP20 | circuit breaker VL160N standard breaking capacity Icu=55kA, 415V AC 4-pole, line protection Electronic Trip Unit TM, LI In=100A, rated current IR=80...100A, overload protection, II=500...1000A, short-circuit protection N unprotected without auxiliary release without auxiliary/alarm switch | - | 0 | 0
3VL2710-1EJ43-0AA0-Z | U01 | 3VL2710-1EJ43-0AA0-ZU01 | 1 | UN | 1 | 5 | B | D | EAR99 | N | 85362090 | 1 |  | 3 | KG | 735.9 | 735.9 | LP20 | LP20 | circuit breaker VL160N standard breaking capacity Icu=55kA, 415V AC 4-pole, line protection Electronic Trip Unit TM, LI In=100A, rated current IR=80...100A, overload protection, II=500...1000A, short-circuit protection N unprotected without auxiliary release without auxiliary/alarm switch with Safety Label for USA | - | 0 | 0
3VL2710-1EJ43-0AB1 |  | 3VL2710-1EJ43-0AB1 | 1 | UN | 1 | 5 | B | D | EAR99 | N | 85362090 | 1 | 4011209753129 | 3.161 | KG | 763.18 | 763.18 | LP20 | LP20 | circuit breaker VL160N standard breaking capacity Icu=55kA, 415V AC 4-pole, line protection Electronic Trip Unit TM, LI In=100A, rated current IR=80...100A, overload protection, II=500...1000A, short-circuit protection N unprotected without auxiliary release Auxiliary switch mounting kit 2 AUX (1 NO + 1 NC) | - | 0 | 0
3VL2710-1EJ43-0AD1 |  | 3VL2710-1EJ43-0AD1 | 1 | UN | 1 | 5 | B | D | EAR99 | N | 85362090 | 1 | 4011209753136 | 3.178 | KG | 783.75 | 783.75 | LP20 | LP20 | circuit breaker VL160N standard breaking capacity Icu=55kA, 415V AC 4-pole, line protection Electronic Trip Unit TM, LI In=100A, rated current IR=80...100A, overload protection, II=500...1000A, short-circuit protection N unprotected without auxiliary release Auxiliary/alarm switch mounting kit 2 AUX (1 NO+1 NC)+1 AS (1 NO) | - | 0 | 0
3VL2710-1EJ43-8KD1 |  | 3VL2710-1EJ43-8KD1 | 1 | UN | 1 | 5 | B | D | EAR99 | N | 85362090 | 1 | 4011209753143 | 3.232 | KG | 928.95 | 928.95 | LP20 | LP20 | circuit breaker VL160N standard breaking capacity Icu=55kA, 415V AC 4-pole, line protection Electronic Trip Unit TM, LI In=100A, rated current IR=80...100A, overload protection, II=500...1000A, short-circuit protection N unprotected Shunt release 110...127 V DC Auxiliary/alarm switch mounting kit 2 AUX (1 NO+1 NC)+1 AS (1 NO) | - | 0 | 0
3VL2710-1EJ43-8TA0 |  | 3VL2710-1EJ43-8TA0 | 1 | UN | 1 | 5 | B | D | EAR99 | N | 85362090 | 1 | 4011209753150 | 3.257 | KG | 832.7 | 832.7 | LP20 | LP20 | circuit breaker VL160N standard breaking capacity Icu=55kA, 415V AC 4-pole, line protection Electronic Trip Unit TM, LI In=100A, rated current IR=80...100A, overload protection, II=500...1000A, short-circuit protection N unprotected Shunt release 208...277 V AC without auxiliary/alarm switch | - | 0 | 0
3VL2710-1EJ46-0AA0 |  | 3VL2710-1EJ46-0AA0 | 1 | UN | 1 | 5 | B | D | EAR99 | N | 85362090 | 1 | 4011209677630 | 3.143 | KG | 664.4 | 635.9 | LP20 | LP20 | circuit breaker VL160N standard breaking capacity Icu=55kA, 415V AC 4-pole, line protection Electronic Trip Unit TM, LI In=100A, rated current IR=80...100A, overload protection, II=500...1000A, short-circuit protection N unprotected with screw terminals without auxiliary release without auxiliary/alarm switch | - | 0 | 0
3VL2710-1EJ46-0AA0-Z | U01 | 3VL2710-1EJ46-0AA0-ZU01 | 1 | UN | 1 | 5 | B | D | EAR99 | N | 85362090 | 1 |  | 3 | KG | 712.8 | 712.8 | LP20 | LP20 | circuit breaker VL160N standard breaking capacity Icu=55kA, 415V AC 4-pole, line protection Electronic Trip Unit TM, LI In=100A, rated current IR=80...100A, overload protection, II=500...1000A, short-circuit protection N unprotected with screw terminals without auxiliary release without auxiliary/alarm switch with Safety Label for USA | - | 0 | 0
3VL2710-1EM43-0AA0 |  | 3VL2710-1EM43-0AA0 | 1 | UN | 1 | 5 | B | D | EAR99 | N | 85362090 | 1 | 4011209700529 | 3.14 | KG | 720.5 | 657.3 | LP20 | LP20 | circuit breaker VL160N standard breaking capacity Icu=55kA, 415V AC 4-pole, line protection Electronic Trip Unit TM, LI In=100A, rated current IR=80...100A, overload protection, II=500...1000A, short-circuit protection N protected without auxiliary release without auxiliary/alarm switch | - | 0 | 0
3VL2710-1EM43-0AA0-Z | U01 | 3VL2710-1EM43-0AA0-ZU01 | 1 | UN | 1 | 5 | B | D | EAR99 | N | 85362090 | 1 |  | 3 | KG | 768.9 | 768.9 | LP20 | LP20 | circuit breaker VL160N standard breaking capacity Icu=55kA, 415V AC 4-pole, line protection Electronic Trip Unit TM, LI In=100A, rated current IR=80...100A, overload protection, II=500...1000A, short-circuit protection N protected without auxiliary release without auxiliary/alarm switch with Safety Label for USA | - | 0 | 0
3VL2710-1EM46-0AA0 |  | 3VL2710-1EM46-0AA0 | 1 | UN | 1 | 5 | B | D | EAR99 | N | 85362090 | 1 | 4011209735514 | 3.078 | KG | 694.1 | 657.3 | LP20 | LP20 | circuit breaker VL160N standard breaking capacity Icu=55kA, 415V AC 4-pole, line protection Electronic Trip Unit TM, LI In=100A, rated current IR=80...100A, overload protection, II=500...1000A, short-circuit protection N protected with screw terminals without auxiliary release without auxiliary/alarm switch | - | 0 | 0
3VL2710-1EM46-0AA0-Z | U01 | 3VL2710-1EM46-0AA0-ZU01 | 1 | UN | 1 | 5 | B | D | EAR99 | N | 85362090 | 1 |  | 3 | KG | 742.5 | 742.5 | LP20 | LP20 | circuit breaker VL160N standard breaking capacity Icu=55kA, 415V AC 4-pole, line protection Electronic Trip Unit TM, LI In=100A, rated current IR=80...100A, overload protection, II=500...1000A, short-circuit protection N protected with screw terminals without auxiliary release without auxiliary/alarm switch with Safety Label for USA | - | 0 | 0
3VL2710-1EM46-0AB1-Z | U01 | 3VL2710-1EM46-0AB1-ZU01 | 1 | UN | 1 | 5 | B | D | EAR99 | N | 85362090 | 1 |  | 3 | KG | 818.18 | 818.18 | LP20 | LP20 | circuit breaker VL160N standard breaking capacity Icu=55kA, 415V AC 4-pole, line protection Electronic Trip Unit TM, LI In=100A, rated current IR=80...100A, overload protection, II=500...1000A, short-circuit protection N protected with screw terminals without auxiliary release Auxiliary switch mounting kit 2 AUX (1 NO + 1 NC) with Safety Label for USA | - | 0 | 0
3VL2710-1LA43-0AA0 |  | 3VL2710-1LA43-0AA0 | 1 | UN | 1 | 5 | B | D | EAR99 | N | 85362090 | 1 | 4011209872967 | 2.447 | KG | 1287 | 1287 | LP20 | LP20 | circuit breaker VL160N standard breaking capacity Icu=55kA, 415V AC 4-pole, line protection Electronic Trip Unit ETU10, LI In=100A, rated current IR=40...100A, overload protection, II=1.25 to 11xIN, short-circuit protection N protected without auxiliary release shipbuilding certificate for LRS, DNV and gL without auxiliary/alarm switch | - | 0 | 0
3VL2710-1LA43-0AA0-Z | U01 | 3VL2710-1LA43-0AA0-ZU01 | 1 | UN | 1 | 5 | B | D | EAR99 | N | 85362090 | 1 |  | 3.1 | KG | 1335.4 | 1335.4 | LP20 | LP20 | circuit breaker VL160N standard breaking capacity Icu=55kA, 415V AC 4-pole, line protection Electronic Trip Unit ETU10, LI In=100A, rated current IR=40...100A, overload protection, II=1.25 to 11xIN, short-circuit protection N protected without auxiliary release shipbuilding certificate for LRS, DNV and gL without auxiliary/alarm switch with Safety Label for USA | - | 0 | 0
3VL2710-1LA46-0AA0 |  | 3VL2710-1LA46-0AA0 | 1 | UN | 1 | 5 | B | D | EAR99 | N | 85362090 | 1 | 4011209872998 | 2.447 | KG | 1254 | 1254 | LP20 | LP20 | circuit breaker VL160N standard breaking capacity Icu=55kA, 415V AC 4-pole, line protection Electronic Trip Unit ETU10, LI In=100A, rated current IR=40...100A, overload protection, II=1.25 to 11xIN, short-circuit protection N protected with screw terminals without auxiliary release shipbuilding certificate for LRS, DNV and gL without auxiliary/alarm switch | - | 0 | 0
3VL2710-1LA46-0AA0-Z | U01 | 3VL2710-1LA46-0AA0-ZU01 | 1 | UN | 1 | 5 | B | D | EAR99 | N | 85362090 | 1 |  | 3.1 | KG | 1302.4 | 1302.4 | LP20 | LP20 | circuit breaker VL160N standard breaking capacity Icu=55kA, 415V AC 4-pole, line protection Electronic Trip Unit ETU10, LI In=100A, rated current IR=40...100A, overload protection, II=1.25 to 11xIN, short-circuit protection N protected with screw terminals without auxiliary release shipbuilding certificate for LRS, DNV and gL without auxiliary/alarm switch with Safety Label for USA | - | 0 | 0
3VL2710-1LB33-0AA0 |  | 3VL2710-1LB33-0AA0 | 1 | UN | 1 | 5 | B | D | EAR99 | N | 85362090 | 1 | 4011209872073 | 2.447 | KG | 942.7 | 942.7 | LP20 | LP20 | circuit breaker VL160N standard breaking capacity Icu=55kA, 415V AC 3-pole, line protection Electronic Trip Unit ETU10, LI In=100A, rated current IR=40...100A, overload protection, II=1.25 to 11xIN, short-circuit protection without auxiliary release shipbuilding certificate for LRS, DNV and gL without auxiliary/alarm switch | - | 0 | 0
3VL2710-1LB33-0AA0-Z | U01 | 3VL2710-1LB33-0AA0-ZU01 | 1 | UN | 1 | 5 | B | D | EAR99 | N | 85362090 | 1 |  | 2.4 | KG | 991.1 | 991.1 | LP20 | LP20 | circuit breaker VL160N standard breaking capacity Icu=55kA, 415V AC 3-pole, line protection Electronic Trip Unit ETU10, LI In=100A, rated current IR=40...100A, overload protection, II=1.25 to 11xIN, short-circuit protection without auxiliary release shipbuilding certificate for LRS, DNV and gL without auxiliary/alarm switch with Safety Label for USA | - | 0 | 0
3VL2710-1LB36-0AA0 |  | 3VL2710-1LB36-0AA0 | 1 | UN | 1 | 5 | B | D | EAR99 | N | 85362090 | 1 | 4011209872103 | 2.447 | KG | 921.8 | 921.8 | LP20 | LP20 | circuit breaker VL160N standard breaking capacity Icu=55kA, 415V AC 3-pole, line protection Electronic Trip Unit ETU10, LI In=100A, rated current IR=40...100A, overload protection, II=1.25 to 11xIN, short-circuit protection with screw terminals without auxiliary release shipbuilding certificate for LRS, DNV and gL without auxiliary/alarm switch | - | 0 | 0
3VL2710-1LB36-0AA0-Z | U01 | 3VL2710-1LB36-0AA0-ZU01 | 1 | UN | 1 | 5 | B | D | EAR99 | N | 85362090 | 1 |  | 2.4 | KG | 970.2 | 970.2 | LP20 | LP20 | circuit breaker VL160N standard breaking capacity Icu=55kA, 415V AC 3-pole, line protection Electronic Trip Unit ETU10, LI In=100A, rated current IR=40...100A, overload protection, II=1.25 to 11xIN, short-circuit protection with screw terminals without auxiliary release shipbuilding certificate for LRS, DNV and gL without auxiliary/alarm switch with Safety Label for USA | - | 0 | 0
3VL2710-1LE33-0AA0 |  | 3VL2710-1LE33-0AA0 | 1 | UN | 1 | 5 | B | D | EAR99 | N | 85362090 | 1 | 4011209872240 | 2.425 | KG | 996.6 | 996.6 | LP20 | LP20 | circuit breaker VL160N standard breaking capacity Icu=55kA, 415V AC 3-pole, line protection Electronic Trip Unit ETU20, LSI In=100A, rated current IR=40...100A, overload protection, ISD=1.5 to 10xIR, II=11xIN short-circuit protection without auxiliary release shipbuilding certificate for LRS, DNV and gL without auxiliary/alarm switch | - | 0 | 0
3VL2710-1LE33-0AA0-Z | U01 | 3VL2710-1LE33-0AA0-ZU01 | 1 | UN | 1 | 5 | B | D | EAR99 | N | 85362090 | 1 |  | 2.4 | KG | 1045 | 1045 | LP20 | LP20 | circuit breaker VL160N standard breaking capacity Icu=55kA, 415V AC 3-pole, line protection Electronic Trip Unit ETU20, LSI In=100A, rated current IR=40...100A, overload protection, ISD=1.5 to 10xIR, II=11xIN short-circuit protection without auxiliary release shipbuilding certificate for LRS, DNV and gL without auxiliary/alarm switch with Safety Label for USA | - | 0 | 0
3VL2710-1LE36-0AA0 |  | 3VL2710-1LE36-0AA0 | 1 | UN | 1 | 5 | B | D | EAR99 | N | 85362090 | 1 | 4011209872271 | 2.425 | KG | 976.8 | 976.8 | LP20 | LP20 | circuit breaker VL160N standard breaking capacity Icu=55kA, 415V AC 3-pole, line protection Electronic Trip Unit ETU20, LSI In=100A, rated current IR=40...100A, overload protection, ISD=1.5 to 10xIR, II=11xIN short-circuit protection with screw terminals without auxiliary release shipbuilding certificate for LRS, DNV and gL without auxiliary/alarm switch | - | 0 | 0
3VL2710-1LE36-0AA0-Z | U01 | 3VL2710-1LE36-0AA0-ZU01 | 1 | UN | 1 | 5 | B | D | EAR99 | N | 85362090 | 1 |  | 2.4 | KG | 1025.2 | 1025.2 | LP20 | LP20 | circuit breaker VL160N standard breaking capacity Icu=55kA, 415V AC 3-pole, line protection Electronic Trip Unit ETU20, LSI In=100A, rated current IR=40...100A, overload protection, ISD=1.5 to 10xIR, II=11xIN short-circuit protection with screw terminals without auxiliary release shipbuilding certificate for LRS, DNV and gL without auxiliary/alarm switch with Safety Label for USA | - | 0 | 0
3VL2710-1LF43-0AA0 |  | 3VL2710-1LF43-0AA0 | 1 | UN | 1 | 5 | B | D | EAR99 | N | 85362090 | 1 | 4011209873131 | 3.078 | KG | 1364 | 1364 | LP20 | LP20 | circuit breaker VL160N standard breaking capacity Icu=55kA, 415V AC 4-pole, line protection Electronic Trip Unit ETU20, LSI In=100A, rated current IR=40...100A, overload protection, ISD=1.5 to 10xIR, II=11xIN short-circuit protection N protected without auxiliary release shipbuilding certificate for LRS, DNV and gL without auxiliary/alarm switch | - | 0 | 0
3VL2710-1LF43-0AA0-Z | U01 | 3VL2710-1LF43-0AA0-ZU01 | 1 | UN | 1 | 5 | B | D | EAR99 | N | 85362090 | 1 |  | 3.1 | KG | 1412.4 | 1412.4 | LP20 | LP20 | circuit breaker VL160N standard breaking capacity Icu=55kA, 415V AC 4-pole, line protection Electronic Trip Unit ETU20, LSI In=100A, rated current IR=40...100A, overload protection, ISD=1.5 to 10xIR, II=11xIN short-circuit protection N protected without auxiliary release shipbuilding certificate for LRS, DNV and gL without auxiliary/alarm switch with Safety Label for USA | - | 0 | 0
3VL2710-1LF46-0AA0 |  | 3VL2710-1LF46-0AA0 | 1 | UN | 1 | 5 | B | D | EAR99 | N | 85362090 | 1 | 4011209873162 | 3.078 | KG | 1342 | 1342 | LP20 | LP20 | circuit breaker VL160N standard breaking capacity Icu=55kA, 415V AC 4-pole, line protection Electronic Trip Unit ETU20, LSI In=100A, rated current IR=40...100A, overload protection, ISD=1.5 to 10xIR, II=11xIN short-circuit protection N protected with screw terminals without auxiliary release shipbuilding certificate for LRS, DNV and gL without auxiliary/alarm switch | - | 0 | 0
3VL2710-1LF46-0AA0-Z | U01 | 3VL2710-1LF46-0AA0-ZU01 | 1 | UN | 1 | 5 | B | D | EAR99 | N | 85362090 | 1 |  | 3.1 | KG | 1390.4 | 1390.4 | LP20 | LP20 | circuit breaker VL160N standard breaking capacity Icu=55kA, 415V AC 4-pole, line protection Electronic Trip Unit ETU20, LSI In=100A, rated current IR=40...100A, overload protection, ISD=1.5 to 10xIR, II=11xIN short-circuit protection N protected with screw terminals without auxiliary release shipbuilding certificate for LRS, DNV and gL without auxiliary/alarm switch with Safety Label for USA | - | 0 | 0
3VL2710-1LS33-0AA0 |  | 3VL2710-1LS33-0AA0 | 1 | UN | 1 | 5 | B | D | EAR99 | N | 85362090 | 1 | 4011209872424 | 2.425 | KG | 1155 | 1155 | LP20 | LP20 | circuit breaker VL160N standard breaking capacity Icu=55kA, 415V AC 3-pole, motor protection Electronic Trip Unit ETU30M, LI IR=40...100A, overload prot., TC=10A...30, II=6/8/11 xIN, short-circuit protection without auxiliary release shipbuilding certificate for LRS, DNV and gL without auxiliary/alarm switch | - | 0 | 0
3VL2710-1LS33-0AA0-Z | U01 | 3VL2710-1LS33-0AA0-ZU01 | 1 | UN | 1 | 5 | B | D | EAR99 | N | 85362090 | 1 |  | 2.4 | KG | 1203.4 | 1203.4 | LP20 | LP20 | circuit breaker VL160N standard breaking capacity Icu=55kA, 415V AC 3-pole, motor protection Electronic Trip Unit ETU30M, LI IR=40...100A, overload prot., TC=10A...30, II=6/8/11 xIN, short-circuit protection without auxiliary release shipbuilding certificate for LRS, DNV and gL without auxiliary/alarm switch with Safety Label for USA | - | 0 | 0
3VL2710-1LS36-0AA0 |  | 3VL2710-1LS36-0AA0 | 1 | UN | 1 | 5 | B | D | EAR99 | N | 85362090 | 1 | 4011209872455 | 2.425 | KG | 1133 | 1133 | LP20 | LP20 | circuit breaker VL160N standard breaking capacity Icu=55kA, 415V AC 3-pole, motor protection Electronic Trip Unit ETU30M, LI IR=40...100A, overload prot., TC=10A...30, II=6/8/11 xIN, short-circuit protection with screw terminals without auxiliary release shipbuilding certificate for LRS, DNV and gL without auxiliary/alarm switch | - | 0 | 0
3VL2710-1LS36-0AA0-Z | U01 | 3VL2710-1LS36-0AA0-ZU01 | 1 | UN | 1 | 5 | B | D | EAR99 | N | 85362090 | 1 |  | 2.4 | KG | 1181.4 | 1181.4 | LP20 | LP20 | circuit breaker VL160N standard breaking capacity Icu=55kA, 415V AC 3-pole, motor protection Electronic Trip Unit ETU30M, LI IR=40...100A, overload prot., TC=10A...30, II=6/8/11 xIN, short-circuit protection with screw terminals without auxiliary release shipbuilding certificate for LRS, DNV and gL without auxiliary/alarm switch with Safety Label for USA | - | 0 | 0
3VL2710-1MB33-0AA0 |  | 3VL2710-1MB33-0AA0 | 1 | UN | 1 | 5 | B | D | EAR99 | N | 85362090 | 1 | 4011209803206 | 2.425 | KG | 920.7 | 920.7 | LP20 | LP20 | circuit breaker VL160N standard breaking capacity Icu=55kA, 415V AC 3-pole, line protection Electronic Trip Unit ETU10, LI In=100A, rated current IR=40...100A, overload protection, II=1.25 to 11xIN, short-circuit protection without auxiliary release ETU communication-capable without auxiliary/alarm switch | - | 0 | 0
3VL2710-1MB33-0AA0-Z | U01 | 3VL2710-1MB33-0AA0-ZU01 | 1 | UN | 1 | 5 | B | D | EAR99 | N | 85362090 | 1 |  | 2.4 | KG | 969.1 | 969.1 | LP20 | LP20 | circuit breaker VL160N standard breaking capacity Icu=55kA, 415V AC 3-pole, line protection Electronic Trip Unit ETU10, LI In=100A, rated current IR=40...100A, overload protection, II=1.25 to 11xIN, short-circuit protection without auxiliary release ETU communication-capable without auxiliary/alarm switch with Safety Label for USA | - | 0 | 0
3VL2710-1MB36-0AA0 |  | 3VL2710-1MB36-0AA0 | 1 | UN | 1 | 5 | B | D | EAR99 | N | 85362090 | 1 | 4011209804043 | 2.425 | KG | 903.1 | 903.1 | LP20 | LP20 | circuit breaker VL160N standard breaking capacity Icu=55kA, 415V AC 3-pole, line protection Electronic Trip Unit ETU10, LI In=100A, rated current IR=40...100A, overload protection, II=1.25 to 11xIN, short-circuit protection with screw terminals without auxiliary release ETU communication-capable without auxiliary/alarm switch | - | 0 | 0
3VL2710-1MB36-0AA0-Z | U01 | 3VL2710-1MB36-0AA0-ZU01 | 1 | UN | 1 | 5 | B | D | EAR99 | N | 85362090 | 1 |  | 2.4 | KG | 951.5 | 951.5 | LP20 | LP20 | circuit breaker VL160N standard breaking capacity Icu=55kA, 415V AC 3-pole, line protection Electronic Trip Unit ETU10, LI In=100A, rated current IR=40...100A, overload protection, II=1.25 to 11xIN, short-circuit protection with screw terminals without auxiliary release ETU communication-capable without auxiliary/alarm switch with Safety Label for USA | - | 0 | 0
3VL2710-1ME33-0AA0 |  | 3VL2710-1ME33-0AA0 | 1 | UN | 1 | 5 | B | D | EAR99 | N | 85362090 | 1 | 4011209803237 | 2.425 | KG | 971.3 | 971.3 | LP20 | LP20 | circuit breaker VL160N standard breaking capacity Icu=55kA, 415V AC 3-pole, line protection Electronic Trip Unit ETU20, LSI In=100A, rated current IR=40...100A, overload protection, ISD=1.5 to 10xIR, II=11xIN short-circuit protection without auxiliary release ETU communication-capable without auxiliary/alarm switch | - | 0 | 0
3VL2710-1ME33-0AA0-Z | U01 | 3VL2710-1ME33-0AA0-ZU01 | 1 | UN | 1 | 5 | B | D | EAR99 | N | 85362090 | 1 |  | 2.4 | KG | 1019.7 | 1019.7 | LP20 | LP20 | circuit breaker VL160N standard breaking capacity Icu=55kA, 415V AC 3-pole, line protection Electronic Trip Unit ETU20, LSI In=100A, rated current IR=40...100A, overload protection, ISD=1.5 to 10xIR, II=11xIN short-circuit protection without auxiliary release ETU communication-capable without auxiliary/alarm switch with Safety Label for USA | - | 0 | 0
3VL2710-1ME36-0AA0 |  | 3VL2710-1ME36-0AA0 | 1 | UN | 1 | 5 | B | D | EAR99 | N | 85362090 | 1 | 4011209804074 | 2.425 | KG | 952.6 | 952.6 | LP20 | LP20 | circuit breaker VL160N standard breaking capacity Icu=55kA, 415V AC 3-pole, line protection Electronic Trip Unit ETU20, LSI In=100A, rated current IR=40...100A, overload protection, ISD=1.5 to 10xIR, II=11xIN short-circuit protection with screw terminals without auxiliary release ETU communication-capable without auxiliary/alarm switch | - | 0 | 0
3VL2710-1ME36-0AA0-Z | U01 | 3VL2710-1ME36-0AA0-ZU01 | 1 | UN | 1 | 5 | B | D | EAR99 | N | 85362090 | 1 |  | 2.4 | KG | 1001 | 1001 | LP20 | LP20 | circuit breaker VL160N standard breaking capacity Icu=55kA, 415V AC 3-pole, line protection Electronic Trip Unit ETU20, LSI In=100A, rated current IR=40...100A, overload protection, ISD=1.5 to 10xIR, II=11xIN short-circuit protection with screw terminals without auxiliary release ETU communication-capable without auxiliary/alarm switch with Safety Label for USA | - | 0 | 0
3VL2710-1MF33-0AA0 |  | 3VL2710-1MF33-0AA0 | 1 | UN | 1 | 5 | B | D | EAR99 | N | 85362090 | 1 | 4011209803268 | 2.425 | KG | 1210 | 1210 | LP20 | LP20 | circuit breaker VL160N standard breaking capacity Icu=55kA, 415V AC 3-pole, line protection Electronic Trip Unit ETU12, LIGN 3 phases/4 lines In=100A, rated current IR=40...100A, overload protection, II=1.25 to 11xIN, short-circuit protection without auxiliary release ETU communication-capable without auxiliary/alarm switch | - | 0 | 0
3VL2710-1MF33-0AA0-Z | U01 | 3VL2710-1MF33-0AA0-ZU01 | 1 | UN | 1 | 5 | B | D | EAR99 | N | 85362090 | 1 |  | 2.4 | KG | 1258.4 | 1258.4 | LP20 | LP20 | circuit breaker VL160N standard breaking capacity Icu=55kA, 415V AC 3-pole, line protection Electronic Trip Unit ETU12, LIGN 3 phases/4 lines In=100A, rated current IR=40...100A, overload protection, II=1.25 to 11xIN, short-circuit protection without auxiliary release ETU communication-capable without auxiliary/alarm switch with Safety Label for USA | - | 0 | 0
3VL2710-1MF36-0AA0 |  | 3VL2710-1MF36-0AA0 | 1 | UN | 1 | 5 | B | D | EAR99 | N | 85362090 | 1 | 4011209804104 | 2.425 | KG | 1188 | 1188 | LP20 | LP20 | circuit breaker VL160N standard breaking capacity Icu=55kA, 415V AC 3-pole, line protection Electronic Trip Unit ETU12, LIGN 3 phases/4 lines In=100A, rated current IR=40...100A, overload protection, II=1.25 to 11xIN, short-circuit protection with screw terminals without auxiliary release ETU communication-capable without auxiliary/alarm switch | - | 0 | 0
3VL2710-1MF36-0AA0-Z | U01 | 3VL2710-1MF36-0AA0-ZU01 | 1 | UN | 1 | 5 | B | D | EAR99 | N | 85362090 | 1 |  | 2.4 | KG | 1236.4 | 1236.4 | LP20 | LP20 | circuit breaker VL160N standard breaking capacity Icu=55kA, 415V AC 3-pole, line protection Electronic Trip Unit ETU12, LIGN 3 phases/4 lines In=100A, rated current IR=40...100A, overload protection, II=1.25 to 11xIN, short-circuit protection with screw terminals without auxiliary release ETU communication-capable without auxiliary/alarm switch with Safety Label for USA | - | 0 | 0
3VL2710-1MG33-0AA0 |  | 3VL2710-1MG33-0AA0 | 1 | UN | 1 | 5 | B | D | EAR99 | N | 85362090 | 1 | 4011209803299 | 2.425 | KG | 1144 | 1144 | LP20 | LP20 | circuit breaker VL160N standard breaking capacity Icu=55kA, 415V AC 3-pole, line protection Electronic Trip Unit ETU22, LSIG 3 phases/3 lines In=100A, rated current IR=40...100A, overload protection, ISD=1.5 to 10xIR, II=11xIN short-circuit protection without auxiliary release ETU communication-capable without auxiliary/alarm switch | - | 0 | 0
3VL2710-1MG33-0AA0-Z | U01 | 3VL2710-1MG33-0AA0-ZU01 | 1 | UN | 1 | 5 | B | D | EAR99 | N | 85362090 | 1 |  | 2.4 | KG | 1192.4 | 1192.4 | LP20 | LP20 | circuit breaker VL160N standard breaking capacity Icu=55kA, 415V AC 3-pole, line protection Electronic Trip Unit ETU22, LSIG 3 phases/3 lines In=100A, rated current IR=40...100A, overload protection, ISD=1.5 to 10xIR, II=11xIN short-circuit protection without auxiliary release ETU communication-capable without auxiliary/alarm switch with Safety Label for USA | - | 0 | 0
3VL2710-1MG36-0AA0 |  | 3VL2710-1MG36-0AA0 | 1 | UN | 1 | 5 | B | D | EAR99 | N | 85362090 | 1 | 4011209804135 | 2.425 | KG | 1122 | 1122 | LP20 | LP20 | circuit breaker VL160N standard breaking capacity Icu=55kA, 415V AC 3-pole, line protection Electronic Trip Unit ETU22, LSIG 3 phases/3 lines In=100A, rated current IR=40...100A, overload protection, ISD=1.5 to 10xIR, II=11xIN short-circuit protection with screw terminals without auxiliary release ETU communication-capable without auxiliary/alarm switch | - | 0 | 0
3VL2710-1MG36-0AA0-Z | U01 | 3VL2710-1MG36-0AA0-ZU01 | 1 | UN | 1 | 5 | B | D | EAR99 | N | 85362090 | 1 |  | 2.4 | KG | 1170.4 | 1170.4 | LP20 | LP20 | circuit breaker VL160N standard breaking capacity Icu=55kA, 415V AC 3-pole, line protection Electronic Trip Unit ETU22, LSIG 3 phases/3 lines In=100A, rated current IR=40...100A, overload protection, ISD=1.5 to 10xIR, II=11xIN short-circuit protection with screw terminals without auxiliary release ETU communication-capable without auxiliary/alarm switch with Safety Label for USA | - | 0 | 0
3VL2710-1MH33-0AA0 |  | 3VL2710-1MH33-0AA0 | 1 | UN | 1 | 5 | B | D | EAR99 | N | 85362090 | 1 | 4011209803329 | 2.425 | KG | 1144 | 1144 | LP20 | LP20 | circuit breaker VL160N standard breaking capacity Icu=55kA, 415V AC 3-pole, line protection Electronic Trip Unit ETU22, LSIG 3 phases/4 lines with connecting cable In=100A, rated current IR=40...100A, overload protection, ISD=1.5 to 10xIR, II=11xIN short-circuit protection without auxiliary release ETU communication-capable without auxiliary/alarm switch | - | 0 | 0
3VL2710-1MH33-0AA0-Z | U01 | 3VL2710-1MH33-0AA0-ZU01 | 1 | UN | 1 | 5 | B | D | EAR99 | N | 85362090 | 1 |  | 2.4 | KG | 1192.4 | 1192.4 | LP20 | LP20 | circuit breaker VL160N standard breaking capacity Icu=55kA, 415V AC 3-pole, line protection Electronic Trip Unit ETU22, LSIG 3 phases/4 lines with connecting cable In=100A, rated current IR=40...100A, overload protection, ISD=1.5 to 10xIR, II=11xIN short-circuit protection without auxiliary release ETU communication-capable without auxiliary/alarm switch with Safety Label for USA | - | 0 | 0
3VL2710-1MH36-0AA0 |  | 3VL2710-1MH36-0AA0 | 1 | UN | 1 | 5 | B | D | EAR99 | N | 85362090 | 1 | 4011209804166 | 2.425 | KG | 1122 | 1122 | LP20 | LP20 | circuit breaker VL160N standard breaking capacity Icu=55kA, 415V AC 3-pole, line protection Electronic Trip Unit ETU22, LSIG 3 phases/4 lines with connecting cable In=100A, rated current IR=40...100A, overload protection, ISD=1.5 to 10xIR, II=11xIN with screw terminals without auxiliary release ETU communication-capable without auxiliary/alarm switch | - | 0 | 0
3VL2710-1MH36-0AA0-Z | U01 | 3VL2710-1MH36-0AA0-ZU01 | 1 | UN | 1 | 5 | B | D | EAR99 | N | 85362090 | 1 |  | 2.4 | KG | 1170.4 | 1170.4 | LP20 | LP20 | circuit breaker VL160N standard breaking capacity Icu=55kA, 415V AC 3-pole, line protection Electronic Trip Unit ETU22, LSIG 3 phases/4 lines with connecting cable In=100A, rated current IR=40...100A, overload protection, ISD=1.5 to 10xIR, II=11xIN with screw terminals without auxiliary release ETU communication-capable without auxiliary/alarm switch with Safety Label for USA | - | 0 | 0
3VL2710-1ML33-0AA0 |  | 3VL2710-1ML33-0AA0 | 1 | UN | 1 | 5 | B | D | EAR99 | N | 85362090 | 1 | 4011209803350 | 2.425 | KG | 1111 | 1111 | LP20 | LP20 | circuit breaker VL160N standard breaking capacity Icu=55kA, 415V AC 3-pole, line protection Electronic Trip Unit ETU12, LIG 3 phases/3 lines In=100A, rated current IR=40...100A, overload protection, II=1.25 to 11xIN, short-circuit protection without auxiliary release ETU communication-capable without auxiliary/alarm switch | - | 0 | 0
3VL2710-1ML33-0AA0-Z | U01 | 3VL2710-1ML33-0AA0-ZU01 | 1 | UN | 1 | 5 | B | D | EAR99 | N | 85362090 | 1 |  | 2.4 | KG | 1159.4 | 1159.4 | LP20 | LP20 | circuit breaker VL160N standard breaking capacity Icu=55kA, 415V AC 3-pole, line protection Electronic Trip Unit ETU12, LIG 3 phases/3 lines In=100A, rated current IR=40...100A, overload protection, II=1.25 to 11xIN, short-circuit protection without auxiliary release ETU communication-capable without auxiliary/alarm switch with Safety Label for USA | - | 0 | 0
3VL2710-1ML36-0AA0 |  | 3VL2710-1ML36-0AA0 | 1 | UN | 1 | 5 | B | D | EAR99 | N | 85362090 | 1 | 4011209804197 | 2.425 | KG | 1095.6 | 1095.6 | LP20 | LP20 | circuit breaker VL160N standard breaking capacity Icu=55kA, 415V AC 3-pole, line protection Electronic Trip Unit ETU12, LIG 3 phases/3 lines In=100A, rated current IR=40...100A, overload protection, II=1.25 to 11xIN, short-circuit protection with screw terminals without auxiliary release ETU communication-capable without auxiliary/alarm switch | - | 0 | 0
3VL2710-1ML36-0AA0-Z | U01 | 3VL2710-1ML36-0AA0-ZU01 | 1 | UN | 1 | 5 | B | D | EAR99 | N | 85362090 | 1 |  | 2.4 | KG | 1144 | 1144 | LP20 | LP20 | circuit breaker VL160N standard breaking capacity Icu=55kA, 415V AC 3-pole, line protection Electronic Trip Unit ETU12, LIG 3 phases/3 lines In=100A, rated current IR=40...100A, overload protection, II=1.25 to 11xIN, short-circuit protection with screw terminals without auxiliary release ETU communication-capable without auxiliary/alarm switch with Safety Label for USA | - | 0 | 0
3VL2710-1MP33-0AA0 |  | 3VL2710-1MP33-0AA0 | 1 | UN | 1 | 5 | B | D | EAR99 | N | 85362090 | 1 | 4011209803381 | 2.425 | KG | 1020.8 | 1020.8 | LP20 | LP20 | circuit breaker VL160N standard breaking capacity Icu=55kA, 415V AC 3-pole, motor/generator prot. Electronic Trip Unit ETU10M, LI In=100A, rated current IR=40...100A, overload protection, II=1.25 to 11xIN, short-circuit protection without auxiliary release ETU communication-capable without auxiliary/alarm switch | - | 0 | 0
3VL2710-1MP33-0AA0-Z | U01 | 3VL2710-1MP33-0AA0-ZU01 | 1 | UN | 1 | 5 | B | D | EAR99 | N | 85362090 | 1 |  | 2.4 | KG | 1069.2 | 1069.2 | LP20 | LP20 | circuit breaker VL160N standard breaking capacity Icu=55kA, 415V AC 3-pole, motor/generator prot. Electronic Trip Unit ETU10M, LI In=100A, rated current IR=40...100A, overload protection, II=1.25 to 11xIN, short-circuit protection without auxiliary release ETU communication-capable without auxiliary/alarm switch with Safety Label for USA | - | 0 | 0
3VL2710-1MP36-0AA0 |  | 3VL2710-1MP36-0AA0 | 1 | UN | 1 | 5 | B | D | EAR99 | N | 85362090 | 1 | 4011209804227 | 2.425 | KG | 1001 | 1001 | LP20 | LP20 | circuit breaker VL160N standard breaking capacity Icu=55kA, 415V AC 3-pole, motor/generator prot. Electronic Trip Unit ETU10M, LI In=100A, rated current IR=40...100A, overload protection, II=1.25 to 11xIN, short-circuit protection with screw terminals without auxiliary release ETU communication-capable without auxiliary/alarm switch | - | 0 | 0
3VL2710-1MP36-0AA0-Z | U01 | 3VL2710-1MP36-0AA0-ZU01 | 1 | UN | 1 | 5 | B | D | EAR99 | N | 85362090 | 1 |  | 2.4 | KG | 1049.4 | 1049.4 | LP20 | LP20 | circuit breaker VL160N standard breaking capacity Icu=55kA, 415V AC 3-pole, motor/generator prot. Electronic Trip Unit ETU10M, LI In=100A, rated current IR=40...100A, overload protection, II=1.25 to 11xIN, short-circuit protection with screw terminals without auxiliary release ETU communication-capable without auxiliary/alarm switch with Safety Label for USA | - | 0 | 0
3VL2710-1MS33-0AA0 |  | 3VL2710-1MS33-0AA0 | 1 | UN | 1 | 5 | B | D | EAR99 | N | 85362090 | 1 | 4011209803411 | 2.425 | KG | 1100 | 1100 | LP20 | LP20 | circuit breaker VL160N standard breaking capacity Icu=55kA, 415V AC 3-pole, motor protection Electronic Trip Unit ETU30M, LI IR=40...100A, overload prot., TC=10A...30, II=6/8/11 xIN, short-circuit protection without auxiliary release ETU communication-capable without auxiliary/alarm switch | - | 0 | 0
3VL2710-1MS33-0AA0-Z | U01 | 3VL2710-1MS33-0AA0-ZU01 | 1 | UN | 1 | 5 | B | D | EAR99 | N | 85362090 | 1 |  | 2.4 | KG | 1148.4 | 1148.4 | LP20 | LP20 | circuit breaker VL160N standard breaking capacity Icu=55kA, 415V AC 3-pole, motor protection Electronic Trip Unit ETU30M, LI IR=40...100A, overload prot., TC=10A...30, II=6/8/11 xIN, short-circuit protection without auxiliary release ETU communication-capable without auxiliary/alarm switch with Safety Label for USA | - | 0 | 0
3VL2710-1MS36-0AA0 |  | 3VL2710-1MS36-0AA0 | 1 | UN | 1 | 5 | B | D | EAR99 | N | 85362090 | 1 | 4011209804258 | 2.425 | KG | 1085.7 | 1085.7 | LP20 | LP20 | circuit breaker VL160N standard breaking capacity Icu=55kA, 415V AC 3-pole, motor protection Electronic Trip Unit ETU30M, LI IR=40...100A, overload prot., TC=10A...30, II=6/8/11 xIN, short-circuit protection with screw terminals without auxiliary release ETU communication-capable without auxiliary/alarm switch | - | 0 | 0
3VL2710-1MS36-0AA0-Z | U01 | 3VL2710-1MS36-0AA0-ZU01 | 1 | UN | 1 | 5 | B | D | EAR99 | N | 85362090 | 1 |  | 2.4 | KG | 1134.1 | 1134.1 | LP20 | LP20 | circuit breaker VL160N standard breaking capacity Icu=55kA, 415V AC 3-pole, motor protection Electronic Trip Unit ETU30M, LI IR=40...100A, overload prot., TC=10A...30, II=6/8/11 xIN, short-circuit protection with screw terminals without auxiliary release ETU communication-capable without auxiliary/alarm switch with Safety Label for USA | - | 0 | 0
3VL2710-1NA43-0AA0 |  | 3VL2710-1NA43-0AA0 | 1 | UN | 1 | 5 | B | D | EAR99 | N | 85362090 | 1 | 4011209803626 | 3.078 | KG | 1221 | 1221 | LP20 | LP20 | circuit breaker VL160N standard breaking capacity Icu=55kA, 415V AC 4-pole, line protection Electronic Trip Unit ETU10, LIN In=100A, rated current IR=40...100A, overload protection, II=1.25 to 11xIN, short-circuit protection N protected without auxiliary release ETU communication-capable without auxiliary/alarm switch | - | 0 | 0
3VL2710-1NA43-0AA0-Z | U01 | 3VL2710-1NA43-0AA0-ZU01 | 1 | UN | 1 | 5 | B | D | EAR99 | N | 85362090 | 1 |  | 3.1 | KG | 1269.4 | 1269.4 | LP20 | LP20 | circuit breaker VL160N standard breaking capacity Icu=55kA, 415V AC 4-pole, line protection Electronic Trip Unit ETU10, LIN In=100A, rated current IR=40...100A, overload protection, II=1.25 to 11xIN, short-circuit protection N protected without auxiliary release ETU communication-capable without auxiliary/alarm switch with Safety Label for USA | - | 0 | 0
3VL2710-1NA46-0AA0 |  | 3VL2710-1NA46-0AA0 | 1 | UN | 1 | 5 | B | D | EAR99 | N | 85362090 | 1 | 4011209804463 | 3.078 | KG | 1199 | 1199 | LP20 | LP20 | circuit breaker VL160N standard breaking capacity Icu=55kA, 415V AC 4-pole, line protection Electronic Trip Unit ETU10, LIN In=100A, rated current IR=40...100A, overload protection, II=1.25 to 11xIN, short-circuit protection N protected with screw terminals without auxiliary release ETU communication-capable without auxiliary/alarm switch | - | 0 | 0
3VL2710-1NA46-0AA0-Z | U01 | 3VL2710-1NA46-0AA0-ZU01 | 1 | UN | 1 | 5 | B | D | EAR99 | N | 85362090 | 1 |  | 3.1 | KG | 1247.4 | 1247.4 | LP20 | LP20 | circuit breaker VL160N standard breaking capacity Icu=55kA, 415V AC 4-pole, line protection Electronic Trip Unit ETU10, LIN In=100A, rated current IR=40...100A, overload protection, II=1.25 to 11xIN, short-circuit protection N protected with screw terminals without auxiliary release ETU communication-capable without auxiliary/alarm switch with Safety Label for USA | - | 0 | 0
3VL2710-1NB43-0AA0 |  | 3VL2710-1NB43-0AA0 | 1 | UN | 1 | 5 | B | D | EAR99 | N | 85362090 | 1 | 4011209803657 | 3.078 | KG | 1166 | 1166 | LP20 | LP20 | circuit breaker VL160N standard breaking capacity Icu=55kA, 415V AC 4-pole, line protection Electronic Trip Unit ETU10, LI In=100A, rated current IR=40...100A, overload protection, II=1.25 to 11xIN, short-circuit protection without auxiliary release ETU communication-capable without auxiliary/alarm switch | - | 0 | 0
3VL2710-1NB43-0AA0-Z | U01 | 3VL2710-1NB43-0AA0-ZU01 | 1 | UN | 1 | 5 | B | D | EAR99 | N | 85362090 | 1 |  | 3.1 | KG | 1214.4 | 1214.4 | LP20 | LP20 | circuit breaker VL160N standard breaking capacity Icu=55kA, 415V AC 4-pole, line protection Electronic Trip Unit ETU10, LI In=100A, rated current IR=40...100A, overload protection, II=1.25 to 11xIN, short-circuit protection without auxiliary release ETU communication-capable without auxiliary/alarm switch with Safety Label for USA | - | 0 | 0
3VL2710-1NB46-0AA0 |  | 3VL2710-1NB46-0AA0 | 1 | UN | 1 | 5 | B | D | EAR99 | N | 85362090 | 1 | 4011209804494 | 3.078 | KG | 1133 | 1133 | LP20 | LP20 | circuit breaker VL160N standard breaking capacity Icu=55kA, 415V AC 4-pole, line protection Electronic Trip Unit ETU10, LI In=100A, rated current IR=40...100A, overload protection, II=1.25 to 11xIN, short-circuit protection with screw terminals without auxiliary release ETU communication-capable without auxiliary/alarm switch | - | 0 | 0
3VL2710-1NB46-0AA0-Z | U01 | 3VL2710-1NB46-0AA0-ZU01 | 1 | UN | 1 | 5 | B | D | EAR99 | N | 85362090 | 1 |  | 3.1 | KG | 1181.4 | 1181.4 | LP20 | LP20 | circuit breaker VL160N standard breaking capacity Icu=55kA, 415V AC 4-pole, line protection Electronic Trip Unit ETU10, LI In=100A, rated current IR=40...100A, overload protection, II=1.25 to 11xIN, short-circuit protection with screw terminals without auxiliary release ETU communication-capable without auxiliary/alarm switch with Safety Label for USA | - | 0 | 0
3VL2710-1NE43-0AA0 |  | 3VL2710-1NE43-0AA0 | 1 | UN | 1 | 5 | B | D | EAR99 | N | 85362090 | 1 | 4011209803688 | 3.078 | KG | 1221 | 1221 | LP20 | LP20 | circuit breaker VL160N standard breaking capacity Icu=55kA, 415V AC 4-pole, line protection Electronic Trip Unit ETU20, LSI In=100A, rated current IR=40...100A, overload protection, ISD=1.5 to 10xIR, II=11xIN short-circuit protection without auxiliary release ETU communication-capable without auxiliary/alarm switch | - | 0 | 0
3VL2710-1NE43-0AA0-Z | U01 | 3VL2710-1NE43-0AA0-ZU01 | 1 | UN | 1 | 5 | B | D | EAR99 | N | 85362090 | 1 |  | 3.1 | KG | 1269.4 | 1269.4 | LP20 | LP20 | circuit breaker VL160N standard breaking capacity Icu=55kA, 415V AC 4-pole, line protection Electronic Trip Unit ETU20, LSI In=100A, rated current IR=40...100A, overload protection, ISD=1.5 to 10xIR, II=11xIN short-circuit protection without auxiliary release ETU communication-capable without auxiliary/alarm switch with Safety Label for USA | - | 0 | 0
3VL2710-1NE46-0AA0 |  | 3VL2710-1NE46-0AA0 | 1 | UN | 1 | 5 | B | D | EAR99 | N | 85362090 | 1 | 4011209804524 | 3.078 | KG | 1199 | 1199 | LP20 | LP20 | circuit breaker VL160N standard breaking capacity Icu=55kA, 415V AC 4-pole, line protection Electronic Trip Unit ETU20, LSI In=100A, rated current IR=40...100A, overload protection, ISD=1.5 to 10xIR, II=11xIN short-circuit protection with screw terminals without auxiliary release ETU communication-capable without auxiliary/alarm switch | - | 0 | 0
3VL2710-1NE46-0AA0-Z | U01 | 3VL2710-1NE46-0AA0-ZU01 | 1 | UN | 1 | 5 | B | D | EAR99 | N | 85362090 | 1 |  | 3.1 | KG | 1247.4 | 1247.4 | LP20 | LP20 | circuit breaker VL160N standard breaking capacity Icu=55kA, 415V AC 4-pole, line protection Electronic Trip Unit ETU20, LSI In=100A, rated current IR=40...100A, overload protection, ISD=1.5 to 10xIR, II=11xIN short-circuit protection with screw terminals without auxiliary release ETU communication-capable without auxiliary/alarm switch with Safety Label for USA | - | 0 | 0
3VL2710-1NF43-0AA0 |  | 3VL2710-1NF43-0AA0 | 1 | UN | 1 | 5 | B | D | EAR99 | N | 85362090 | 1 | 4011209803718 | 3.078 | KG | 1298 | 1298 | LP20 | LP20 | circuit breaker VL160N standard breaking capacity Icu=55kA, 415V AC 4-pole, line protection Electronic Trip Unit ETU20, LSI In=100A, rated current IR=40...100A, overload protection, ISD=1.5 to 10xIR, II=11xIN short-circuit protection N protected without auxiliary release ETU communication-capable without auxiliary/alarm switch | - | 0 | 0
3VL2710-1NF43-0AA0-Z | U01 | 3VL2710-1NF43-0AA0-ZU01 | 1 | UN | 1 | 5 | B | D | EAR99 | N | 85362090 | 1 |  | 3.1 | KG | 1346.4 | 1346.4 | LP20 | LP20 | circuit breaker VL160N standard breaking capacity Icu=55kA, 415V AC 4-pole, line protection Electronic Trip Unit ETU20, LSI In=100A, rated current IR=40...100A, overload protection, ISD=1.5 to 10xIR, II=11xIN short-circuit protection N protected without auxiliary release ETU communication-capable without auxiliary/alarm switch with Safety Label for USA | - | 0 | 0
3VL2710-1NF46-0AA0 |  | 3VL2710-1NF46-0AA0 | 1 | UN | 1 | 5 | B | D | EAR99 | N | 85362090 | 1 | 4011209804555 | 3.078 | KG | 1276 | 1276 | LP20 | LP20 | circuit breaker VL160N standard breaking capacity Icu=55kA, 415V AC 4-pole, line protection Electronic Trip Unit ETU20, LSI In=100A, rated current IR=40...100A, overload protection, ISD=1.5 to 10xIR, II=11xIN short-circuit protection N protected with screw terminals without auxiliary release ETU communication-capable without auxiliary/alarm switch | - | 0 | 0
3VL2710-1NF46-0AA0-Z | U01 | 3VL2710-1NF46-0AA0-ZU01 | 1 | UN | 1 | 5 | B | D | EAR99 | N | 85362090 | 1 |  | 3.1 | KG | 1324.4 | 1324.4 | LP20 | LP20 | circuit breaker VL160N standard breaking capacity Icu=55kA, 415V AC 4-pole, line protection Electronic Trip Unit ETU20, LSI In=100A, rated current IR=40...100A, overload protection, ISD=1.5 to 10xIR, II=11xIN short-circuit protection N protected with screw terminals without auxiliary release ETU communication-capable without auxiliary/alarm switch with Safety Label for USA | - | 0 | 0
3VL2710-1NH43-0AA0 |  | 3VL2710-1NH43-0AA0 | 1 | UN | 1 | 5 | B | D | EAR99 | N | 85362090 | 1 | 4011209803749 | 3.078 | KG | 1551 | 1551 | LP20 | LP20 | circuit breaker VL160N standard breaking capacity Icu=55kA, 415V AC 4-pole, line protection Electronic Trip Unit ETU22, LSIG In=100A, rated current IR=40...100A, overload protection, ISD=1.5 to 10xIR, II=11xIN short-circuit protection N protected without auxiliary release ETU communication-capable without auxiliary/alarm switch | - | 0 | 0
3VL2710-1NH43-0AA0-Z | U01 | 3VL2710-1NH43-0AA0-ZU01 | 1 | UN | 1 | 5 | B | D | EAR99 | N | 85362090 | 1 |  | 3.1 | KG | 1599.4 | 1599.4 | LP20 | LP20 | circuit breaker VL160N standard breaking capacity Icu=55kA, 415V AC 4-pole, line protection Electronic Trip Unit ETU22, LSIG In=100A, rated current IR=40...100A, overload protection, ISD=1.5 to 10xIR, II=11xIN short-circuit protection N protected without auxiliary release ETU communication-capable without auxiliary/alarm switch with Safety Label for USA | - | 0 | 0
3VL2710-1NH46-0AA0 |  | 3VL2710-1NH46-0AA0 | 1 | UN | 1 | 5 | B | D | EAR99 | N | 85362090 | 1 | 4011209804586 | 3.078 | KG | 1496 | 1496 | LP20 | LP20 | circuit breaker VL160N standard breaking capacity Icu=55kA, 415V AC 4-pole, line protection Electronic Trip Unit ETU22, LSIG In=100A, rated current IR=40...100A, overload protection, ISD=1.5 to 10xIR, II=11xIN short-circuit protection N protected with screw terminals without auxiliary release ETU communication-capable without auxiliary/alarm switch | - | 0 | 0
3VL2710-1NH46-0AA0-Z | U01 | 3VL2710-1NH46-0AA0-ZU01 | 1 | UN | 1 | 5 | B | D | EAR99 | N | 85362090 | 1 |  | 3.1 | KG | 1544.4 | 1544.4 | LP20 | LP20 | circuit breaker VL160N standard breaking capacity Icu=55kA, 415V AC 4-pole, line protection Electronic Trip Unit ETU22, LSIG In=100A, rated current IR=40...100A, overload protection, ISD=1.5 to 10xIR, II=11xIN short-circuit protection N protected with screw terminals without auxiliary release ETU communication-capable without auxiliary/alarm switch with Safety Label for USA | - | 0 | 0
3VL2710-1NN43-0AA0 |  | 3VL2710-1NN43-0AA0 | 1 | UN | 1 | 5 | B | D | EAR99 | N | 85362090 | 1 | 4011209803770 | 3.078 | KG | 1485 | 1485 | LP20 | LP20 | circuit breaker VL160N standard breaking capacity Icu=55kA, 415V AC 4-pole, line protection Electronic Trip Unit ETU12, LIG In=100A, rated current IR=40...100A, overload protection, II=1.25 to 11xIN, short-circuit protection N protected without auxiliary release ETU communication-capable without auxiliary/alarm switch | - | 0 | 0
3VL2710-1NN43-0AA0-Z | U01 | 3VL2710-1NN43-0AA0-ZU01 | 1 | UN | 1 | 5 | B | D | EAR99 | N | 85362090 | 1 |  | 3.1 | KG | 1533.4 | 1533.4 | LP20 | LP20 | circuit breaker VL160N standard breaking capacity Icu=55kA, 415V AC 4-pole, line protection Electronic Trip Unit ETU12, LIG In=100A, rated current IR=40...100A, overload protection, II=1.25 to 11xIN, short-circuit protection N protected without auxiliary release ETU communication-capable without auxiliary/alarm switch with Safety Label for USA | - | 0 | 0
3VL2710-1NN46-0AA0 |  | 3VL2710-1NN46-0AA0 | 1 | UN | 1 | 5 | B | D | EAR99 | N | 85362090 | 1 | 4011209804616 | 3.078 | KG | 1474 | 1474 | LP20 | LP20 | circuit breaker VL160N standard breaking capacity Icu=55kA, 415V AC 4-pole, line protection Electronic Trip Unit ETU12, LIG In=100A, rated current IR=40...100A, overload protection, II=1.25 to 11xIN, short-circuit protection N protected with screw terminals without auxiliary release ETU communication-capable without auxiliary/alarm switch | - | 0 | 0
3VL2710-1NN46-0AA0-Z | U01 | 3VL2710-1NN46-0AA0-ZU01 | 1 | UN | 1 | 5 | B | D | EAR99 | N | 85362090 | 1 |  | 3.1 | KG | 1522.4 | 1522.4 | LP20 | LP20 | circuit breaker VL160N standard breaking capacity Icu=55kA, 415V AC 4-pole, line protection Electronic Trip Unit ETU12, LIG In=100A, rated current IR=40...100A, overload protection, II=1.25 to 11xIN, short-circuit protection N protected with screw terminals without auxiliary release ETU communication-capable without auxiliary/alarm switch with Safety Label for USA | - | 0 | 0
3VL2710-1SB33-0AA0 |  | 3VL2710-1SB33-0AA0 | 1 | UN | 1 | 5 | B | D | EAR99 | N | 85362090 | 1 | 4011209802964 | 2.425 | KG | 821.7 | 751.3 | LP20 | LP20 | circuit breaker VL160N standard breaking capacity Icu=55kA, 415V AC 3-pole, line protection Electronic Trip Unit ETU10, LI In=100A, rated current IR=40...100A, overload protection, II=1.25 to 11xIN, short-circuit protection without auxiliary release without auxiliary/alarm switch | - | 0 | 0
3VL2710-1SB33-0AA0-Z | U01 | 3VL2710-1SB33-0AA0-ZU01 | 1 | UN | 1 | 5 | B | D | EAR99 | N | 85362090 | 1 |  | 2.4 | KG | 870.1 | 870.1 | LP20 | LP20 | circuit breaker VL160N standard breaking capacity Icu=55kA, 415V AC 3-pole, line protection Electronic Trip Unit ETU10, LI In=100A, rated current IR=40...100A, overload protection, II=1.25 to 11xIN, short-circuit protection without auxiliary release without auxiliary/alarm switch with Safety Label for USA | - | 0 | 0
3VL2710-1SB36-0AA0 |  | 3VL2710-1SB36-0AA0 | 1 | UN | 1 | 5 | B | D | EAR99 | N | 85362090 | 1 | 4011209803800 | 2.4 | KG | 801.9 | 751.3 | LP20 | LP20 | circuit breaker VL160N standard breaking capacity Icu=55kA, 415V AC 3-pole, line protection Electronic Trip Unit ETU10, LI In=100A, rated current IR=40...100A, overload protection, II=1.25 to 11xIN, short-circuit protection with screw terminals without auxiliary release without auxiliary/alarm switch | - | 0 | 0
3VL2710-1SB36-0AA0-Z | U01 | 3VL2710-1SB36-0AA0-ZU01 | 1 | UN | 1 | 5 | B | D | EAR99 | N | 85362090 | 1 |  | 2.4 | KG | 850.3 | 850.3 | LP20 | LP20 | circuit breaker VL160N standard breaking capacity Icu=55kA, 415V AC 3-pole, line protection Electronic Trip Unit ETU10, LI In=100A, rated current IR=40...100A, overload protection, II=1.25 to 11xIN, short-circuit protection with screw terminals without auxiliary release without auxiliary/alarm switch with Safety Label for USA | - | 0 | 0
3VL2710-1SE33-0AA0 |  | 3VL2710-1SE33-0AA0 | 1 | UN | 1 | 5 | B | D | EAR99 | N | 85362090 | 1 | 4011209802995 | 2.42 | KG | 869 | 793.2 | LP20 | LP20 | circuit breaker VL160N standard breaking capacity Icu=55kA, 415V AC 3-pole, line protection Electronic Trip Unit ETU20, LSI In=100A, rated current IR=40...100A, overload protection, ISD=1.5 to 10xIR, II=11xIN short-circuit protection without auxiliary release without auxiliary/alarm switch | - | 0 | 0
3VL2710-1SE33-0AA0-Z | U01 | 3VL2710-1SE33-0AA0-ZU01 | 1 | UN | 1 | 5 | B | D | EAR99 | N | 85362090 | 1 |  | 2.4 | KG | 917.4 | 917.4 | LP20 | LP20 | circuit breaker VL160N standard breaking capacity Icu=55kA, 415V AC 3-pole, line protection Electronic Trip Unit ETU20, LSI In=100A, rated current IR=40...100A, overload protection, ISD=1.5 to 10xIR, II=11xIN short-circuit protection without auxiliary release without auxiliary/alarm switch with Safety Label for USA | - | 0 | 0
3VL2710-1SE36-0AA0 |  | 3VL2710-1SE36-0AA0 | 1 | UN | 1 | 5 | B | D | EAR99 | N | 85362090 | 1 | 4011209803831 | 2.348 | KG | 849.2 | 793.2 | LP20 | LP20 | circuit breaker VL160N standard breaking capacity Icu=55kA, 415V AC 3-pole, line protection Electronic Trip Unit ETU20, LSI In=100A, rated current IR=40...100A, overload protection, ISD=1.5 to 10xIR, II=11xIN short-circuit protection with screw terminals without auxiliary release without auxiliary/alarm switch | - | 0 | 0
3VL2710-1SE36-0AA0-Z | U01 | 3VL2710-1SE36-0AA0-ZU01 | 1 | UN | 1 | 5 | B | D | EAR99 | N | 85362090 | 1 |  | 2.4 | KG | 897.6 | 897.6 | LP20 | LP20 | circuit breaker VL160N standard breaking capacity Icu=55kA, 415V AC 3-pole, line protection Electronic Trip Unit ETU20, LSI In=100A, rated current IR=40...100A, overload protection, ISD=1.5 to 10xIR, II=11xIN short-circuit protection with screw terminals without auxiliary release without auxiliary/alarm switch with Safety Label for USA | - | 0 | 0
3VL2710-1SE36-0AB1-Z | U01 | 3VL2710-1SE36-0AB1-ZU01 | 1 | UN | 1 | 5 | B | D | EAR99 | N | 85362090 | 1 |  | 2.4 | KG | 973.28 | 973.28 | LP20 | LP20 | circuit breaker VL160N standard breaking capacity Icu=55kA, 415V AC 3-pole, line protection Electronic Trip Unit ETU20, LSI In=100A, rated current IR=40...100A, overload protection, ISD=1.5 to 10xIR, II=11xIN short-circuit protection with screw terminals without auxiliary release Auxiliary switch mounting kit 2 AUX (1 NO + 1 NC) with Safety Label for USA | - | 0 | 0
3VL2710-1SF33-0AA0 |  | 3VL2710-1SF33-0AA0 | 1 | UN | 1 | 5 | B | D | EAR99 | N | 85362090 | 1 | 4011209803022 | 2.348 | KG | 1100 | 1100 | LP20 | LP20 | circuit breaker VL160N standard breaking capacity Icu=55kA, 415V AC 3-pole, line protection Electronic Trip Unit ETU12, LIG 3 phases/4 lines In=100A, rated current IR=40...100A, overload protection, II=1.25 to 11xIN, short-circuit protection without auxiliary release without auxiliary/alarm switch | - | 0 | 0
3VL2710-1SF33-0AA0-Z | U01 | 3VL2710-1SF33-0AA0-ZU01 | 1 | UN | 1 | 5 | B | D | EAR99 | N | 85362090 | 1 |  | 2.4 | KG | 1148.4 | 1148.4 | LP20 | LP20 | circuit breaker VL160N standard breaking capacity Icu=55kA, 415V AC 3-pole, line protection Electronic Trip Unit ETU12, LIG 3 phases/4 lines In=100A, rated current IR=40...100A, overload protection, II=1.25 to 11xIN, short-circuit protection without auxiliary release without auxiliary/alarm switch with Safety Label for USA | - | 0 | 0
3VL2710-1SF36-0AA0 |  | 3VL2710-1SF36-0AA0 | 1 | UN | 1 | 5 | B | D | EAR99 | N | 85362090 | 1 | 4011209803862 | 2.348 | KG | 1081.3 | 1081.3 | LP20 | LP20 | circuit breaker VL160N standard breaking capacity Icu=55kA, 415V AC 3-pole, line protection Electronic Trip Unit ETU12, LIG 3 phases/4 lines In=100A, rated current IR=40...100A, overload protection, II=1.25 to 11xIN, short-circuit protection with screw terminals without auxiliary release without auxiliary/alarm switch | - | 0 | 0
3VL2710-1SF36-0AA0-Z | U01 | 3VL2710-1SF36-0AA0-ZU01 | 1 | UN | 1 | 5 | B | D | EAR99 | N | 85362090 | 1 |  | 2.4 | KG | 1129.7 | 1129.7 | LP20 | LP20 | circuit breaker VL160N standard breaking capacity Icu=55kA, 415V AC 3-pole, line protection Electronic Trip Unit ETU12, LIG 3 phases/4 lines In=100A, rated current IR=40...100A, overload protection, II=1.25 to 11xIN, short-circuit protection with screw terminals without auxiliary release without auxiliary/alarm switch with Safety Label for USA | - | 0 | 0
3VL2710-1SG33-0AA0 |  | 3VL2710-1SG33-0AA0 | 1 | UN | 1 | 5 | B | D | EAR99 | N | 85362090 | 1 | 4011209803053 | 2.426 | KG | 1042.8 | 1042.8 | LP20 | LP20 | circuit breaker VL160N standard breaking capacity Icu=55kA, 415V AC 3-pole, line protection Electronic Trip Unit ETU22, LSIG 3 phases/3 lines In=100A, rated current IR=40...100A, overload protection, ISD=1.5 to 10xIR, II=11xIN short-circuit protection without auxiliary release without auxiliary/alarm switch | - | 0 | 0
3VL2710-1SG33-0AA0-Z | U01 | 3VL2710-1SG33-0AA0-ZU01 | 1 | UN | 1 | 5 | B | D | EAR99 | N | 85362090 | 1 |  | 2.4 | KG | 1091.2 | 1091.2 | LP20 | LP20 | circuit breaker VL160N standard breaking capacity Icu=55kA, 415V AC 3-pole, line protection Electronic Trip Unit ETU22, LSIG 3 phases/3 lines In=100A, rated current IR=40...100A, overload protection, ISD=1.5 to 10xIR, II=11xIN short-circuit protection without auxiliary release without auxiliary/alarm switch with Safety Label for USA | - | 0 | 0
3VL2710-1SG36-0AA0 |  | 3VL2710-1SG36-0AA0 | 1 | UN | 1 | 5 | B | D | EAR99 | N | 85362090 | 1 | 4011209803893 | 2.426 | KG | 1024.1 | 1024.1 | LP20 | LP20 | circuit breaker VL160N standard breaking capacity Icu=55kA, 415V AC 3-pole, line protection Electronic Trip Unit ETU22, LSIG 3 phases/3 lines In=100A, rated current IR=40...100A, overload protection, ISD=1.5 to 10xIR, II=11xIN short-circuit protection with screw terminals without auxiliary release without auxiliary/alarm switch | - | 0 | 0
3VL2710-1SG36-0AA0-Z | U01 | 3VL2710-1SG36-0AA0-ZU01 | 1 | UN | 1 | 5 | B | D | EAR99 | N | 85362090 | 1 |  | 2.4 | KG | 1072.5 | 1072.5 | LP20 | LP20 | circuit breaker VL160N standard breaking capacity Icu=55kA, 415V AC 3-pole, line protection Electronic Trip Unit ETU22, LSIG 3 phases/3 lines In=100A, rated current IR=40...100A, overload protection, ISD=1.5 to 10xIR, II=11xIN short-circuit protection with screw terminals without auxiliary release without auxiliary/alarm switch with Safety Label for USA | - | 0 | 0
3VL2710-1SH33-0AA0 |  | 3VL2710-1SH33-0AA0 | 1 | UN | 1 | 5 | B | D | EAR99 | N | 85362090 | 1 | 4011209803084 | 2.426 | KG | 1042.8 | 1042.8 | LP20 | LP20 | circuit breaker VL160N standard breaking capacity Icu=55kA, 415V AC 3-pole, line protection Electronic Trip Unit ETU22, LSIG 3 phases/4 lines with connecting cable In=100A, rated current IR=40...100A, overload protection, ISD=1.5 to 10xIR, II=11xIN short-circuit protection without auxiliary release without auxiliary/alarm switch | - | 0 | 0
3VL2710-1SH33-0AA0-Z | U01 | 3VL2710-1SH33-0AA0-ZU01 | 1 | UN | 1 | 5 | B | D | EAR99 | N | 85362090 | 1 |  | 2.4 | KG | 1091.2 | 1091.2 | LP20 | LP20 | circuit breaker VL160N standard breaking capacity Icu=55kA, 415V AC 3-pole, line protection Electronic Trip Unit ETU22, LSIG 3 phases/4 lines with connecting cable In=100A, rated current IR=40...100A, overload protection, ISD=1.5 to 10xIR, II=11xIN short-circuit protection without auxiliary release without auxiliary/alarm switch with Safety Label for USA | - | 0 | 0
3VL2710-1SH36-0AA0 |  | 3VL2710-1SH36-0AA0 | 1 | UN | 1 | 5 | B | D | EAR99 | N | 85362090 | 1 | 4011209803923 | 2.426 | KG | 1024.1 | 1024.1 | LP20 | LP20 | circuit breaker VL160N standard breaking capacity Icu=55kA, 415V AC 3-pole, line protection Electronic Trip Unit ETU22, LSIG 3 phases/4 lines with connecting cable In=100A, rated current IR=40...100A, overload protection, ISD=1.5 to 10xIR, II=11xIN with screw terminals without auxiliary release without auxiliary/alarm switch | - | 0 | 0
3VL2710-1SH36-0AA0-Z | U01 | 3VL2710-1SH36-0AA0-ZU01 | 1 | UN | 1 | 5 | B | D | EAR99 | N | 85362090 | 1 |  | 2.4 | KG | 1072.5 | 1072.5 | LP20 | LP20 | circuit breaker VL160N standard breaking capacity Icu=55kA, 415V AC 3-pole, line protection Electronic Trip Unit ETU22, LSIG 3 phases/4 lines with connecting cable In=100A, rated current IR=40...100A, overload protection, ISD=1.5 to 10xIR, II=11xIN with screw terminals without auxiliary release without auxiliary/alarm switch with Safety Label for USA | - | 0 | 0
3VL2710-1SL33-0AA0 |  | 3VL2710-1SL33-0AA0 | 1 | UN | 1 | 5 | B | D | EAR99 | N | 85362090 | 1 | 4011209803114 | 2.426 | KG | 1015.3 | 1015.3 | LP20 | LP20 | circuit breaker VL160N standard breaking capacity Icu=55kA, 415V AC 3-pole, line protection Electronic Trip Unit ETU12, LIG 3 phases/3 lines In=100A, rated current IR=40...100A, overload protection, II=1.25 to 11xIN, short-circuit protection without auxiliary release without auxiliary/alarm switch | - | 0 | 0
3VL2710-1SL33-0AA0-Z | U01 | 3VL2710-1SL33-0AA0-ZU01 | 1 | UN | 1 | 5 | B | D | EAR99 | N | 85362090 | 1 |  | 2.4 | KG | 1063.7 | 1063.7 | LP20 | LP20 | circuit breaker VL160N standard breaking capacity Icu=55kA, 415V AC 3-pole, line protection Electronic Trip Unit ETU12, LIG 3 phases/3 lines In=100A, rated current IR=40...100A, overload protection, II=1.25 to 11xIN, short-circuit protection without auxiliary release without auxiliary/alarm switch with Safety Label for USA | - | 0 | 0
3VL2710-1SL33-0AB1-Z | U01 | 3VL2710-1SL33-0AB1-ZU01 | 1 | UN | 1 | 5 | B | D | EAR99 | N | 85362090 | 1 |  | 2.4 | KG | 1139.38 | 1139.38 | LP20 | LP20 | circuit breaker VL160N standard breaking capacity Icu=55kA, 415V AC 3-pole, line protection Electronic Trip Unit ETU12, LIG 3 phases/3 lines In=100A, rated current IR=40...100A, overload protection, II=1.25 to 11xIN, short-circuit protection without auxiliary release Auxiliary switch mounting kit 2 AUX (1 NO + 1 NC) with Safety Label for USA | - | 0 | 0
3VL2710-1SL36-0AA0 |  | 3VL2710-1SL36-0AA0 | 1 | UN | 1 | 5 | B | D | EAR99 | N | 85362090 | 1 | 4011209803954 | 2.426 | KG | 996.6 | 996.6 | LP20 | LP20 | circuit breaker VL160N standard breaking capacity Icu=55kA, 415V AC 3-pole, line protection Electronic Trip Unit ETU12, LIG 3 phases/3 lines In=100A, rated current IR=40...100A, overload protection, II=1.25 to 11xIN, short-circuit protection with screw terminals without auxiliary release without auxiliary/alarm switch | - | 0 | 0
3VL2710-1SL36-0AA0-Z | U01 | 3VL2710-1SL36-0AA0-ZU01 | 1 | UN | 1 | 5 | B | D | EAR99 | N | 85362090 | 1 |  | 2.4 | KG | 1045 | 1045 | LP20 | LP20 | circuit breaker VL160N standard breaking capacity Icu=55kA, 415V AC 3-pole, line protection Electronic Trip Unit ETU12, LIG 3 phases/3 lines In=100A, rated current IR=40...100A, overload protection, II=1.25 to 11xIN, short-circuit protection with screw terminals without auxiliary release without auxiliary/alarm switch with Safety Label for USA | - | 0 | 0
3VL2710-1SP33-0AA0 |  | 3VL2710-1SP33-0AA0 | 1 | UN | 1 | 5 | B | D | EAR99 | N | 85362090 | 1 | 4011209803145 | 2.398 | KG | 918.5 | 839.1 | LP20 | LP20 | circuit breaker VL160N standard breaking capacity Icu=55kA, 415V AC 3-pole, motor/generator prot. Electronic Trip Unit ETU10M, LI In=100A, rated current IR=40...100A, overload protection, II=1.25 to 11xIN, short-circuit protection without auxiliary release without auxiliary/alarm switch | - | 0 | 0
3VL2710-1SP33-0AA0-Z | U01 | 3VL2710-1SP33-0AA0-ZU01 | 1 | UN | 1 | 5 | B | D | EAR99 | N | 85362090 | 1 |  | 2.4 | KG | 966.9 | 966.9 | LP20 | LP20 | circuit breaker VL160N standard breaking capacity Icu=55kA, 415V AC 3-pole, motor/generator prot. Electronic Trip Unit ETU10M, LI In=100A, rated current IR=40...100A, overload protection, II=1.25 to 11xIN, short-circuit protection without auxiliary release without auxiliary/alarm switch with Safety Label for USA | - | 0 | 0
3VL2710-1SP36-0AA0 |  | 3VL2710-1SP36-0AA0 | 1 | UN | 1 | 5 | B | D | EAR99 | N | 85362090 | 1 | 4011209803985 | 2.339 | KG | 899.8 | 839.1 | LP20 | LP20 | circuit breaker VL160N standard breaking capacity Icu=55kA, 415V AC 3-pole, motor/generator prot. Electronic Trip Unit ETU10M, LI In=100A, rated current IR=40...100A, overload protection, II=1.25 to 11xIN, short-circuit protection with screw terminals without auxiliary release without auxiliary/alarm switch | - | 0 | 0
3VL2710-1SP36-0AA0-Z | U01 | 3VL2710-1SP36-0AA0-ZU01 | 1 | UN | 1 | 5 | B | D | EAR99 | N | 85362090 | 1 |  | 2.4 | KG | 948.2 | 948.2 | LP20 | LP20 | circuit breaker VL160N standard breaking capacity Icu=55kA, 415V AC 3-pole, motor/generator prot. Electronic Trip Unit ETU10M, LI In=100A, rated current IR=40...100A, overload protection, II=1.25 to 11xIN, short-circuit protection with screw terminals without auxiliary release without auxiliary/alarm switch with Safety Label for USA | - | 0 | 0
3VL2710-1SS33-0AA0 |  | 3VL2710-1SS33-0AA0 | 1 | UN | 1 | 5 | B | D | EAR99 | N | 85362090 | 1 | 4011209803176 | 2.418 | KG | 1003.2 | 916.7 | LP20 | LP20 | circuit breaker VL160N standard breaking capacity Icu=55kA, 415V AC 3-pole, motor protection Electronic Trip Unit ETU30M, LI IR=40...100A, overload prot., TC=10A...30, II=6/8/11 xIN, short-circuit protection without auxiliary release without auxiliary/alarm switch | - | 0 | 0
3VL2710-1SS33-0AA0-Z | U01 | 3VL2710-1SS33-0AA0-ZU01 | 1 | UN | 1 | 5 | B | D | EAR99 | N | 85362090 | 1 |  | 2.4 | KG | 1051.6 | 1051.6 | LP20 | LP20 | circuit breaker VL160N standard breaking capacity Icu=55kA, 415V AC 3-pole, motor protection Electronic Trip Unit ETU30M, LI IR=40...100A, overload prot., TC=10A...30, II=6/8/11 xIN, short-circuit protection without auxiliary release without auxiliary/alarm switch with Safety Label for USA | - | 0 | 0
3VL2710-1SS33-0AB1-Z | U01 | 3VL2710-1SS33-0AB1-ZU01 | 1 | UN | 1 | 5 | B | D | EAR99 | N | 85362090 | 1 |  | 2.4 | KG | 1127.28 | 1127.28 | LP20 | LP20 | circuit breaker VL160N standard breaking capacity Icu=55kA, 415V AC 3-pole, motor protection Electronic Trip Unit ETU30M, LI IR=40...100A, overload prot., TC=10A...30, II=6/8/11 xIN, short-circuit protection without auxiliary release Auxiliary switch mounting kit 2 AUX (1 NO + 1 NC) with Safety Label for USA | - | 0 | 0
3VL2710-1SS36-0AA0 |  | 3VL2710-1SS36-0AA0 | 1 | UN | 1 | 5 | B | D | EAR99 | N | 85362090 | 1 | 4011209804012 | 2.418 | KG | 984.5 | 916.7 | LP20 | LP20 | circuit breaker VL160N standard breaking capacity Icu=55kA, 415V AC 3-pole, motor protection Electronic Trip Unit ETU30M, LI IR=40...100A, overload prot., TC=10A...30, II=6/8/11 xIN, short-circuit protection with screw terminals without auxiliary release without auxiliary/alarm switch | - | 0 | 0
3VL2710-1SS36-0AA0-Z | U01 | 3VL2710-1SS36-0AA0-ZU01 | 1 | UN | 1 | 5 | B | D | EAR99 | N | 85362090 | 1 |  | 2.4 | KG | 1032.9 | 1032.9 | LP20 | LP20 | circuit breaker VL160N standard breaking capacity Icu=55kA, 415V AC 3-pole, motor protection Electronic Trip Unit ETU30M, LI IR=40...100A, overload prot., TC=10A...30, II=6/8/11 xIN, short-circuit protection with screw terminals without auxiliary release without auxiliary/alarm switch with Safety Label for USA | - | 0 | 0
3VL2710-1TA43-0AA0 |  | 3VL2710-1TA43-0AA0 | 1 | UN | 1 | 5 | B | D | EAR99 | N | 85362090 | 1 | 4011209803442 | 3.095 | KG | 1122 | 1122 | LP20 | LP20 | circuit breaker VL160N standard breaking capacity Icu=55kA, 415V AC 4-pole, line protection Electronic Trip Unit ETU10, LIN In=100A, rated current IR=40...100A, overload protection, II=1.25 to 11xIN, short-circuit protection N protected without auxiliary release without auxiliary/alarm switch | - | 0 | 0
3VL2710-1TA43-0AA0-Z | U01 | 3VL2710-1TA43-0AA0-ZU01 | 1 | UN | 1 | 5 | B | D | EAR99 | N | 85362090 | 1 |  | 3.1 | KG | 1170.4 | 1170.4 | LP20 | LP20 | circuit breaker VL160N standard breaking capacity Icu=55kA, 415V AC 4-pole, line protection Electronic Trip Unit ETU10, LIN In=100A, rated current IR=40...100A, overload protection, II=1.25 to 11xIN, short-circuit protection N protected without auxiliary release without auxiliary/alarm switch with Safety Label for USA | - | 0 | 0
3VL2710-1TA46-0AA0 |  | 3VL2710-1TA46-0AA0 | 1 | UN | 1 | 5 | B | D | EAR99 | N | 85362090 | 1 | 4011209804289 | 3.095 | KG | 1093.4 | 1093.4 | LP20 | LP20 | circuit breaker VL160N standard breaking capacity Icu=55kA, 415V AC 4-pole, line protection Electronic Trip Unit ETU10, LIN In=100A, rated current IR=40...100A, overload protection, II=1.25 to 11xIN, short-circuit protection N protected with screw terminals without auxiliary release without auxiliary/alarm switch | - | 0 | 0
3VL2710-1TA46-0AA0-Z | U01 | 3VL2710-1TA46-0AA0-ZU01 | 1 | UN | 1 | 5 | B | D | EAR99 | N | 85362090 | 1 |  | 3.1 | KG | 1141.8 | 1141.8 | LP20 | LP20 | circuit breaker VL160N standard breaking capacity Icu=55kA, 415V AC 4-pole, line protection Electronic Trip Unit ETU10, LIN In=100A, rated current IR=40...100A, overload protection, II=1.25 to 11xIN, short-circuit protection N protected with screw terminals without auxiliary release without auxiliary/alarm switch with Safety Label for USA | - | 0 | 0
3VL2710-1TB43-0AA0 |  | 3VL2710-1TB43-0AA0 | 1 | UN | 1 | 5 | B | D | EAR99 | N | 85362090 | 1 | 4011209803473 | 3.095 | KG | 1060.4 | 1060.4 | LP20 | LP20 | circuit breaker VL160N standard breaking capacity Icu=55kA, 415V AC 4-pole, line protection Electronic Trip Unit ETU10, LI In=100A, rated current IR=40...100A, overload protection, II=1.25 to 11xIN, short-circuit protection without auxiliary release without auxiliary/alarm switch | - | 0 | 0
3VL2710-1TB43-0AA0-Z | U01 | 3VL2710-1TB43-0AA0-ZU01 | 1 | UN | 1 | 5 | B | D | EAR99 | N | 85362090 | 1 |  | 3.1 | KG | 1108.8 | 1108.8 | LP20 | LP20 | circuit breaker VL160N standard breaking capacity Icu=55kA, 415V AC 4-pole, line protection Electronic Trip Unit ETU10, LI In=100A, rated current IR=40...100A, overload protection, II=1.25 to 11xIN, short-circuit protection without auxiliary release without auxiliary/alarm switch with Safety Label for USA | - | 0 | 0
3VL2710-1TB46-0AA0 |  | 3VL2710-1TB46-0AA0 | 1 | UN | 1 | 5 | B | D | EAR99 | N | 85362090 | 1 | 4011209804319 | 3.095 | KG | 1032.9 | 1032.9 | LP20 | LP20 | circuit breaker VL160N standard breaking capacity Icu=55kA, 415V AC 4-pole, line protection Electronic Trip Unit ETU10, LI In=100A, rated current IR=40...100A, overload protection, II=1.25 to 11xIN, short-circuit protection with screw terminals without auxiliary release without auxiliary/alarm switch | - | 0 | 0
3VL2710-1TB46-0AA0-Z | U01 | 3VL2710-1TB46-0AA0-ZU01 | 1 | UN | 1 | 5 | B | D | EAR99 | N | 85362090 | 1 |  | 3.1 | KG | 1081.3 | 1081.3 | LP20 | LP20 | circuit breaker VL160N standard breaking capacity Icu=55kA, 415V AC 4-pole, line protection Electronic Trip Unit ETU10, LI In=100A, rated current IR=40...100A, overload protection, II=1.25 to 11xIN, short-circuit protection with screw terminals without auxiliary release without auxiliary/alarm switch with Safety Label for USA | - | 0 | 0
3VL2710-1TE43-0AA0 |  | 3VL2710-1TE43-0AA0 | 1 | UN | 1 | 5 | B | D | EAR99 | N | 85362090 | 1 | 4011209803503 | 3.095 | KG | 1122 | 1122 | LP20 | LP20 | circuit breaker VL160N standard breaking capacity Icu=55kA, 415V AC 4-pole, line protection Electronic Trip Unit ETU20, LSI In=100A, rated current IR=40...100A, overload protection, ISD=1.5 to 10xIR, II=11xIN short-circuit protection N unprotected without auxiliary release without auxiliary/alarm switch | - | 0 | 0
3VL2710-1TE43-0AA0-Z | U01 | 3VL2710-1TE43-0AA0-ZU01 | 1 | UN | 1 | 5 | B | D | EAR99 | N | 85362090 | 1 |  | 3.1 | KG | 1170.4 | 1170.4 | LP20 | LP20 | circuit breaker VL160N standard breaking capacity Icu=55kA, 415V AC 4-pole, line protection Electronic Trip Unit ETU20, LSI In=100A, rated current IR=40...100A, overload protection, ISD=1.5 to 10xIR, II=11xIN short-circuit protection N unprotected without auxiliary release without auxiliary/alarm switch with Safety Label for USA | - | 0 | 0
3VL2710-1TE46-0AA0 |  | 3VL2710-1TE46-0AA0 | 1 | UN | 1 | 5 | B | D | EAR99 | N | 85362090 | 1 | 4011209804340 | 3.095 | KG | 1098.9 | 1098.9 | LP20 | LP20 | circuit breaker VL160N standard breaking capacity Icu=55kA, 415V AC 4-pole, line protection Electronic Trip Unit ETU20, LSI In=100A, rated current IR=40...100A, overload protection, ISD=1.5 to 10xIR, II=11xIN short-circuit protection N unprotected with screw terminals without auxiliary release without auxiliary/alarm switch | - | 0 | 0
3VL2710-1TE46-0AA0-Z | U01 | 3VL2710-1TE46-0AA0-ZU01 | 1 | UN | 1 | 5 | B | D | EAR99 | N | 85362090 | 1 |  | 3.1 | KG | 1147.3 | 1147.3 | LP20 | LP20 | circuit breaker VL160N standard breaking capacity Icu=55kA, 415V AC 4-pole, line protection Electronic Trip Unit ETU20, LSI In=100A, rated current IR=40...100A, overload protection, ISD=1.5 to 10xIR, II=11xIN short-circuit protection N unprotected with screw terminals without auxiliary release without auxiliary/alarm switch with Safety Label for USA | - | 0 | 0
3VL2710-1TF43-0AA0 |  | 3VL2710-1TF43-0AA0 | 1 | UN | 1 | 5 | B | D | EAR99 | N | 85362090 | 1 | 4011209803534 | 3.1 | KG | 1199 | 1091.8 | LP20 | LP20 | circuit breaker VL160N standard breaking capacity Icu=55kA, 415V AC 4-pole, line protection Electronic Trip Unit ETU20, LSI In=100A, rated current IR=40...100A, overload protection, ISD=1.5 to 10xIR, II=11xIN short-circuit protection N protected without auxiliary release without auxiliary/alarm switch | - | 0 | 0
3VL2710-1TF43-0AA0-Z | U01 | 3VL2710-1TF43-0AA0-ZU01 | 1 | UN | 1 | 5 | B | D | EAR99 | N | 85362090 | 1 |  | 3.1 | KG | 1247.4 | 1247.4 | LP20 | LP20 | circuit breaker VL160N standard breaking capacity Icu=55kA, 415V AC 4-pole, line protection Electronic Trip Unit ETU20, LSI In=100A, rated current IR=40...100A, overload protection, ISD=1.5 to 10xIR, II=11xIN short-circuit protection N protected without auxiliary release without auxiliary/alarm switch with Safety Label for USA | - | 0 | 0
3VL2710-1TF46-0AA0 |  | 3VL2710-1TF46-0AA0 | 1 | UN | 1 | 5 | B | D | EAR99 | N | 85362090 | 1 | 4011209804371 | 3.1 | KG | 1166 | 1091.8 | LP20 | LP20 | circuit breaker VL160N standard breaking capacity Icu=55kA, 415V AC 4-pole, line protection Electronic Trip Unit ETU20, LSI In=100A, rated current IR=40...100A, overload protection, ISD=1.5 to 10xIR, II=11xIN short-circuit protection N protected with screw terminals without auxiliary release without auxiliary/alarm switch | - | 0 | 0
3VL2710-1TF46-0AA0-Z | U01 | 3VL2710-1TF46-0AA0-ZU01 | 1 | UN | 1 | 5 | B | D | EAR99 | N | 85362090 | 1 |  | 3.1 | KG | 1214.4 | 1214.4 | LP20 | LP20 | circuit breaker VL160N standard breaking capacity Icu=55kA, 415V AC 4-pole, line protection Electronic Trip Unit ETU20, LSI In=100A, rated current IR=40...100A, overload protection, ISD=1.5 to 10xIR, II=11xIN short-circuit protection N protected with screw terminals without auxiliary release without auxiliary/alarm switch with Safety Label for USA | - | 0 | 0
3VL2710-1TH43-0AA0 |  | 3VL2710-1TH43-0AA0 | 1 | UN | 1 | 5 | B | D | EAR99 | N | 85362090 | 1 | 4011209803565 | 3.1 | KG | 1441 | 1441 | LP20 | LP20 | circuit breaker VL160N standard breaking capacity Icu=55kA, 415V AC 4-pole, line protection Electronic Trip Unit ETU22, LSIG In=100A, rated current IR=40...100A, overload protection, ISD=1.5 to 10xIR, II=11xIN short-circuit protection N protected without auxiliary release without auxiliary/alarm switch | - | 0 | 0
3VL2710-1TH43-0AA0-Z | U01 | 3VL2710-1TH43-0AA0-ZU01 | 1 | UN | 1 | 5 | B | D | EAR99 | N | 85362090 | 1 |  | 3.1 | KG | 1489.4 | 1489.4 | LP20 | LP20 | circuit breaker VL160N standard breaking capacity Icu=55kA, 415V AC 4-pole, line protection Electronic Trip Unit ETU22, LSIG In=100A, rated current IR=40...100A, overload protection, ISD=1.5 to 10xIR, II=11xIN short-circuit protection N protected without auxiliary release without auxiliary/alarm switch with Safety Label for USA | - | 0 | 0
3VL2710-1TH46-0AA0 |  | 3VL2710-1TH46-0AA0 | 1 | UN | 1 | 5 | B | D | EAR99 | N | 85362090 | 1 | 4011209804401 | 3.1 | KG | 1419 | 1419 | LP20 | LP20 | circuit breaker VL160N standard breaking capacity Icu=55kA, 415V AC 4-pole, line protection Electronic Trip Unit ETU22, LSIG In=100A, rated current IR=40...100A, overload protection, ISD=1.5 to 10xIR, II=11xIN short-circuit protection N protected with screw terminals without auxiliary release without auxiliary/alarm switch | - | 0 | 0
3VL2710-1TH46-0AA0-Z | U01 | 3VL2710-1TH46-0AA0-ZU01 | 1 | UN | 1 | 5 | B | D | EAR99 | N | 85362090 | 1 |  | 3.1 | KG | 1467.4 | 1467.4 | LP20 | LP20 | circuit breaker VL160N standard breaking capacity Icu=55kA, 415V AC 4-pole, line protection Electronic Trip Unit ETU22, LSIG In=100A, rated current IR=40...100A, overload protection, ISD=1.5 to 10xIR, II=11xIN short-circuit protection N protected with screw terminals without auxiliary release without auxiliary/alarm switch with Safety Label for USA | - | 0 | 0
3VL2710-1TN43-0AA0 |  | 3VL2710-1TN43-0AA0 | 1 | UN | 1 | 5 | B | D | EAR99 | N | 85362090 | 1 | 4011209803596 | 3.1 | KG | 1408 | 1408 | LP20 | LP20 | circuit breaker VL160N standard breaking capacity Icu=55kA, 415V AC 4-pole, line protection Electronic Trip Unit ETU12, LIG In=100A, rated current IR=40...100A, overload protection, II=1.25 to 11xIN, short-circuit protection N protected without auxiliary release without auxiliary/alarm switch | - | 0 | 0
3VL2710-1TN43-0AA0-Z | U01 | 3VL2710-1TN43-0AA0-ZU01 | 1 | UN | 1 | 5 | B | D | EAR99 | N | 85362090 | 1 |  | 3.1 | KG | 1456.4 | 1456.4 | LP20 | LP20 | circuit breaker VL160N standard breaking capacity Icu=55kA, 415V AC 4-pole, line protection Electronic Trip Unit ETU12, LIG In=100A, rated current IR=40...100A, overload protection, II=1.25 to 11xIN, short-circuit protection N protected without auxiliary release without auxiliary/alarm switch with Safety Label for USA | - | 0 | 0
3VL2710-1TN46-0AA0 |  | 3VL2710-1TN46-0AA0 | 1 | UN | 1 | 5 | B | D | EAR99 | N | 85362090 | 1 | 4011209804432 | 3.1 | KG | 1364 | 1364 | LP20 | LP20 | circuit breaker VL160N standard breaking capacity Icu=55kA, 415V AC 4-pole, line protection Electronic Trip Unit ETU12, LIG In=100A, rated current IR=40...100A, overload protection, II=1.25 to 11xIN, short-circuit protection N protected with screw terminals without auxiliary release without auxiliary/alarm switch | - | 0 | 0
3VL2710-1TN46-0AA0-Z | U01 | 3VL2710-1TN46-0AA0-ZU01 | 1 | UN | 1 | 5 | B | D | EAR99 | N | 85362090 | 1 |  | 3.1 | KG | 1412.4 | 1412.4 | LP20 | LP20 | circuit breaker VL160N standard breaking capacity Icu=55kA, 415V AC 4-pole, line protection Electronic Trip Unit ETU12, LIG In=100A, rated current IR=40...100A, overload protection, II=1.25 to 11xIN, short-circuit protection N protected with screw terminals without auxiliary release without auxiliary/alarm switch with Safety Label for USA | - | 0 | 0
3VL2710-1UH33-0AA0 |  | 3VL2710-1UH33-0AA0 | 1 | UN | 1 | 5 | B | D | EAR99 | N | 85362090 | 1 | 4011209885141 | 2.418 | KG | 1980 | 1980 | LP20 | LP20 | circuit breaker VL160N standard breaking capacity Icu=55kA, 415V AC 3-pole, line protection Electronic Trip Unit LCD ETU40, LI/LS/LSI In=100A, rated current IR=40...100A, overload protection, ISD=1.5 to 10xIR, II=11xIN short-circuit protection without auxiliary release without auxiliary/alarm switch | - | 0 | 0
3VL2710-1UH33-0AA0-Z | U01 | 3VL2710-1UH33-0AA0-ZU01 | 1 | UN | 1 | 5 | B | D | EAR99 | N | 85362090 | 1 |  | 2.4 | KG | 2028.4 | 2028.4 | LP20 | LP20 | circuit breaker VL160N standard breaking capacity Icu=55kA, 415V AC 3-pole, line protection Electronic Trip Unit LCD ETU40, LI/LS/LSI In=100A, rated current IR=40...100A, overload protection, ISD=1.5 to 10xIR, II=11xIN short-circuit protection without auxiliary release without auxiliary/alarm switch with Safety Label for USA | - | 0 | 0
3VL2710-1UH36-0AA0 |  | 3VL2710-1UH36-0AA0 | 1 | UN | 1 | 5 | B | D | EAR99 | N | 85362090 | 1 | 4011209885172 | 2.418 | KG | 1958 | 1958 | LP20 | LP20 | circuit breaker VL160N standard breaking capacity Icu=55kA, 415V AC 3-pole, line protection Electronic Trip Unit LCD ETU40, LI/LS/LSI In=100A, rated current IR=40...100A, overload protection, ISD=1.5 to 10xIR, II=11xIN short-circuit protection with screw terminals without auxiliary release without auxiliary/alarm switch | - | 0 | 0
3VL2710-1UH36-0AA0-Z | U01 | 3VL2710-1UH36-0AA0-ZU01 | 1 | UN | 1 | 5 | B | D | EAR99 | N | 85362090 | 1 |  | 2.4 | KG | 2006.4 | 2006.4 | LP20 | LP20 | circuit breaker VL160N standard breaking capacity Icu=55kA, 415V AC 3-pole, line protection Electronic Trip Unit LCD ETU40, LI/LS/LSI In=100A, rated current IR=40...100A, overload protection, ISD=1.5 to 10xIR, II=11xIN short-circuit protection with screw terminals without auxiliary release without auxiliary/alarm switch with Safety Label for USA | - | 0 | 0
3VL2710-1UJ43-0AA0 |  | 3VL2710-1UJ43-0AA0 | 1 | UN | 1 | 5 | B | D | EAR99 | N | 85362090 | 1 | 4011209886179 | 3.1 | KG | 2310 | 2310 | LP20 | LP20 | circuit breaker VL160N standard breaking capacity Icu=55kA, 415V AC 4-pole, line protection Electronic Trip Unit LCD ETU40, LI/LS/LSI In=100A, rated current IR=40...100A, overload protection, ISD=1.5 to 10xIR, II=11xIN short-circuit protection N protected without auxiliary release without auxiliary/alarm switch | - | 0 | 0
3VL2710-1UJ43-0AA0-Z | U01 | 3VL2710-1UJ43-0AA0-ZU01 | 1 | UN | 1 | 5 | B | D | EAR99 | N | 85362090 | 1 |  | 3.1 | KG | 2358.4 | 2358.4 | LP20 | LP20 | circuit breaker VL160N standard breaking capacity Icu=55kA, 415V AC 4-pole, line protection Electronic Trip Unit LCD ETU40, LI/LS/LSI In=100A, rated current IR=40...100A, overload protection, ISD=1.5 to 10xIR, II=11xIN short-circuit protection N protected without auxiliary release without auxiliary/alarm switch with Safety Label for USA | - | 0 | 0
3VL2710-1UJ46-0AA0 |  | 3VL2710-1UJ46-0AA0 | 1 | UN | 1 | 5 | B | D | EAR99 | N | 85362090 | 1 | 4011209886209 | 3.1 | KG | 2288 | 2288 | LP20 | LP20 | circuit breaker VL160N standard breaking capacity Icu=55kA, 415V AC 4-pole, line protection Electronic Trip Unit LCD ETU40, LI/LS/LSI In=100A, rated current IR=40...100A, overload protection, ISD=1.5 to 10xIR, II=11xIN short-circuit protection N protected with screw terminals without auxiliary release without auxiliary/alarm switch | - | 0 | 0
3VL2710-1UJ46-0AA0-Z | U01 | 3VL2710-1UJ46-0AA0-ZU01 | 1 | UN | 1 | 5 | B | D | EAR99 | N | 85362090 | 1 |  | 3.1 | KG | 2336.4 | 2336.4 | LP20 | LP20 | circuit breaker VL160N standard breaking capacity Icu=55kA, 415V AC 4-pole, line protection Electronic Trip Unit LCD ETU40, LI/LS/LSI In=100A, rated current IR=40...100A, overload protection, ISD=1.5 to 10xIR, II=11xIN short-circuit protection N protected with screw terminals without auxiliary release without auxiliary/alarm switch with Safety Label for USA | - | 0 | 0
3VL2710-1UL33-0AA0 |  | 3VL2710-1UL33-0AA0 | 1 | UN | 1 | 5 | B | D | EAR99 | N | 85362090 | 1 | 4011209885325 | 2.418 | KG | 2222 | 2222 | LP20 | LP20 | circuit breaker VL160N standard breaking capacity Icu=55kA, 415V AC 3-pole, line protection Electronic Trip Unit LCD ETU42, LSIG 3 phases/3 lines In=100A, rated current IR=40...100A, overload protection, ISD=1.5 to 10xIR, II=11xIN short-circuit protection without auxiliary release without auxiliary/alarm switch | - | 0 | 0
3VL2710-1UL33-0AA0-Z | U01 | 3VL2710-1UL33-0AA0-ZU01 | 1 | UN | 1 | 5 | B | D | EAR99 | N | 85362090 | 1 |  | 2.4 | KG | 2270.4 | 2270.4 | LP20 | LP20 | circuit breaker VL160N standard breaking capacity Icu=55kA, 415V AC 3-pole, line protection Electronic Trip Unit LCD ETU42, LSIG 3 phases/3 lines In=100A, rated current IR=40...100A, overload protection, ISD=1.5 to 10xIR, II=11xIN short-circuit protection without auxiliary release without auxiliary/alarm switch with Safety Label for USA | - | 0 | 0
3VL2710-1UL36-0AA0 |  | 3VL2710-1UL36-0AA0 | 1 | UN | 1 | 5 | B | D | EAR99 | N | 85362090 | 1 | 4011209885356 | 2.418 | KG | 2211 | 2211 | LP20 | LP20 | circuit breaker VL160N standard breaking capacity Icu=55kA, 415V AC 3-pole, line protection Electronic Trip Unit LCD ETU42, LSIG 3 phases/3 lines In=100A, rated current IR=40...100A, overload protection, ISD=1.5 to 10xIR, II=11xIN short-circuit protection with screw terminals without auxiliary release without auxiliary/alarm switch | - | 0 | 0
3VL2710-1UL36-0AA0-Z | U01 | 3VL2710-1UL36-0AA0-ZU01 | 1 | UN | 1 | 5 | B | D | EAR99 | N | 85362090 | 1 |  | 2.4 | KG | 2259.4 | 2259.4 | LP20 | LP20 | circuit breaker VL160N standard breaking capacity Icu=55kA, 415V AC 3-pole, line protection Electronic Trip Unit LCD ETU42, LSIG 3 phases/3 lines In=100A, rated current IR=40...100A, overload protection, ISD=1.5 to 10xIR, II=11xIN short-circuit protection with screw terminals without auxiliary release without auxiliary/alarm switch with Safety Label for USA | - | 0 | 0
3VL2710-1UM33-0AA0 |  | 3VL2710-1UM33-0AA0 | 1 | UN | 1 | 5 | B | D | EAR99 | N | 85362090 | 1 | 4011209885509 | 2.418 | KG | 2222 | 2222 | LP20 | LP20 | circuit breaker VL160N standard breaking capacity Icu=55kA, 415V AC 3-pole, line protection Electronic Trip Unit LCD ETU42, LSIG 3 phases/4 lines with connecting cable In=100A, rated current IR=40...100A, overload protection, ISD=1.5 to 10xIR, II=11xIN short-circuit protection without auxiliary release without auxiliary/alarm switch | - | 0 | 0
3VL2710-1UM33-0AA0-Z | U01 | 3VL2710-1UM33-0AA0-ZU01 | 1 | UN | 1 | 5 | B | D | EAR99 | N | 85362090 | 1 |  | 2.4 | KG | 2270.4 | 2270.4 | LP20 | LP20 | circuit breaker VL160N standard breaking capacity Icu=55kA, 415V AC 3-pole, line protection Electronic Trip Unit LCD ETU42, LSIG 3 phases/4 lines with connecting cable In=100A, rated current IR=40...100A, overload protection, ISD=1.5 to 10xIR, II=11xIN short-circuit protection without auxiliary release without auxiliary/alarm switch with Safety Label for USA | - | 0 | 0
3VL2710-1UM36-0AA0 |  | 3VL2710-1UM36-0AA0 | 1 | UN | 1 | 5 | B | D | EAR99 | N | 85362090 | 1 | 4011209885530 | 2.418 | KG | 2211 | 2211 | LP20 | LP20 | circuit breaker VL160N standard breaking capacity Icu=55kA, 415V AC 3-pole, line protection Electronic Trip Unit LCD ETU42, LSIG 3 phases/4 lines with connecting cable In=100A, rated current IR=40...100A, overload protection, ISD=1.5 to 10xIR, II=11xIN with screw terminals without auxiliary release without auxiliary/alarm switch | - | 0 | 0
3VL2710-1UM36-0AA0-Z | U01 | 3VL2710-1UM36-0AA0-ZU01 | 1 | UN | 1 | 5 | B | D | EAR99 | N | 85362090 | 1 |  | 2.4 | KG | 2259.4 | 2259.4 | LP20 | LP20 | circuit breaker VL160N standard breaking capacity Icu=55kA, 415V AC 3-pole, line protection Electronic Trip Unit LCD ETU42, LSIG 3 phases/4 lines with connecting cable In=100A, rated current IR=40...100A, overload protection, ISD=1.5 to 10xIR, II=11xIN with screw terminals without auxiliary release without auxiliary/alarm switch with Safety Label for USA | - | 0 | 0
3VL2710-1UN43-0AA0 |  | 3VL2710-1UN43-0AA0 | 1 | UN | 1 | 5 | B | D | EAR99 | N | 85362090 | 1 | 4011209886353 | 3.1 | KG | 2310 | 2310 | LP20 | LP20 | circuit breaker VL160N standard breaking capacity Icu=55kA, 415V AC 4-pole, line protection Electronic Trip Unit LCD ETU42, LSIG In=100A, rated current IR=40...100A, overload protection, ISD=1.5 to 10xIR, II=11xIN short-circuit protection N protected with ground-fault protection without auxiliary release without auxiliary/alarm switch | - | 0 | 0
3VL2710-1UN43-0AA0-Z | U01 | 3VL2710-1UN43-0AA0-ZU01 | 1 | UN | 1 | 5 | B | D | EAR99 | N | 85362090 | 1 |  | 3.1 | KG | 2358.4 | 2358.4 | LP20 | LP20 | circuit breaker VL160N standard breaking capacity Icu=55kA, 415V AC 4-pole, line protection Electronic Trip Unit LCD ETU42, LSIG In=100A, rated current IR=40...100A, overload protection, ISD=1.5 to 10xIR, II=11xIN short-circuit protection N protected with ground-fault protection without auxiliary release without auxiliary/alarm switch with Safety Label for USA | - | 0 | 0
3VL2710-1UN46-0AA0 |  | 3VL2710-1UN46-0AA0 | 1 | UN | 1 | 5 | B | D | EAR99 | N | 85362090 | 1 | 4011209886384 | 3.1 | KG | 2288 | 2288 | LP20 | LP20 | circuit breaker VL160N standard breaking capacity Icu=55kA, 415V AC 4-pole, line protection Electronic Trip Unit LCD ETU42, LSIG In=100A, rated current IR=40...100A, overload protection, ISD=1.5 to 10xIR, II=11xIN short-circuit protection N protected with screw terminals without auxiliary release without auxiliary/alarm switch | - | 0 | 0
3VL2710-1UN46-0AA0-Z | U01 | 3VL2710-1UN46-0AA0-ZU01 | 1 | UN | 1 | 5 | B | D | EAR99 | N | 85362090 | 1 |  | 3.1 | KG | 2336.4 | 2336.4 | LP20 | LP20 | circuit breaker VL160N standard breaking capacity Icu=55kA, 415V AC 4-pole, line protection Electronic Trip Unit LCD ETU42, LSIG In=100A, rated current IR=40...100A, overload protection, ISD=1.5 to 10xIR, II=11xIN short-circuit protection N protected with screw terminals without auxiliary release without auxiliary/alarm switch with Safety Label for USA | - | 0 | 0
3VL2710-1UP33-0AA0 |  | 3VL2710-1UP33-0AA0 | 1 | UN | 1 | 5 | B | D | EAR99 | N | 85362090 | 1 | 4011209884977 | 2.418 | KG | 1980 | 1980 | LP20 | LP20 | circuit breaker VL160N standard breaking capacity Icu=55kA, 415V AC 3-pole, motor/generator prot. Electronic Trip Unit LCD ETU40M, LI In=100A, rated current IR=40...100A, overload protection, II=1.25 to 11xIN, short-circuit protection without auxiliary release without auxiliary/alarm switch | - | 0 | 0
3VL2710-1UP33-0AA0-Z | U01 | 3VL2710-1UP33-0AA0-ZU01 | 1 | UN | 1 | 5 | B | D | EAR99 | N | 85362090 | 1 |  | 2.4 | KG | 2028.4 | 2028.4 | LP20 | LP20 | circuit breaker VL160N standard breaking capacity Icu=55kA, 415V AC 3-pole, motor/generator prot. Electronic Trip Unit LCD ETU40M, LI In=100A, rated current IR=40...100A, overload protection, II=1.25 to 11xIN, short-circuit protection without auxiliary release without auxiliary/alarm switch with Safety Label for USA | - | 0 | 0
3VL2710-1UP36-0AA0 |  | 3VL2710-1UP36-0AA0 | 1 | UN | 1 | 5 | B | D | EAR99 | N | 85362090 | 1 | 4011209885004 | 2.418 | KG | 1958 | 1958 | LP20 | LP20 | circuit breaker VL160N standard breaking capacity Icu=55kA, 415V AC 3-pole, motor/generator prot. Electronic Trip Unit LCD ETU40M, LI In=100A, rated current IR=40...100A, overload protection, II=1.25 to 11xIN, short-circuit protection with screw terminals without auxiliary release without auxiliary/alarm switch | - | 0 | 0
3VL2710-1UP36-0AA0-Z | U01 | 3VL2710-1UP36-0AA0-ZU01 | 1 | UN | 1 | 5 | B | D | EAR99 | N | 85362090 | 1 |  | 2.4 | KG | 2006.4 | 2006.4 | LP20 | LP20 | circuit breaker VL160N standard breaking capacity Icu=55kA, 415V AC 3-pole, motor/generator prot. Electronic Trip Unit LCD ETU40M, LI In=100A, rated current IR=40...100A, overload protection, II=1.25 to 11xIN, short-circuit protection with screw terminals without auxiliary release without auxiliary/alarm switch with Safety Label for USA | - | 0 | 0
3VL2710-2CH33-0AA0-Z | U01 | 3VL2710-2CH33-0AA0-ZU01 | 1 | UN | 1 | 30 | D | D | EAR99 | N | 85362090 | 1 |  | 2.4 | KG | 3337.4 | 3337.4 | LP20 | LP20 | circuit breaker VL160H high breaking capacity Icu=70kA, 415V AC 3-pole, line protection Electronic Trip Unit LCD ETU40, LI/LS/LSI In=100A, rated current IR=40...100A, overload protection, ISD=1.5 to 10xIR, II=11xIN short-circuit protection without auxiliary release without auxiliary/alarm switch with Safety Label for USA | - | 0 | 0
3VL2710-2CH33-0AD1 |  | 3VL2710-2CH33-0AD1 | 1 | UN | 1 | 30 | D | D | EAR99 | N | 85362090 | 1 | 4011209753242 | 2.4 | KG | 3385.25 | 3385.25 | LP20 | LP20 | circuit breaker VL160H high breaking capacity Icu=70kA, 415V AC 3-pole, line protection Electronic Trip Unit LCD ETU40, LI/LS/LSI In=100A, rated current IR=40...100A, overload protection, ISD=1.5 to 10xIR, II=11xIN short-circuit protection without auxiliary release Auxiliary/alarm switch mounting kit 2 AUX (1 NO+1 NC)+1 AS (1 NO) | - | 0 | 0
3VL2710-2CH36-0AA0-Z | U01 | 3VL2710-2CH36-0AA0-ZU01 | 1 | UN | 1 | 30 | D | D | EAR99 | N | 85362090 | 1 |  | 2.4 | KG | 3337.4 | 3337.4 | LP20 | LP20 | circuit breaker VL160H high breaking capacity Icu=70kA, 415V AC 3-pole, line protection Electronic Trip Unit LCD ETU40, LI/LS/LSI In=100A, rated current IR=40...100A, overload protection, ISD=1.5 to 10xIR, II=11xIN short-circuit protection with screw terminals without auxiliary release without auxiliary/alarm switch with Safety Label for USA | - | 0 | 0
3VL2710-2CJ43-0AA0-Z | U01 | 3VL2710-2CJ43-0AA0-ZU01 | 1 | UN | 1 | 30 | D | D | EAR99 | N | 85362090 | 1 |  | 3.1 | KG | 3887.4 | 3887.4 | LP20 | LP20 | circuit breaker VL160H high breaking capacity Icu=70kA, 415V AC 4-pole, line protection Electronic Trip Unit LCD ETU40, LI/LS/LSI In=100A, rated current IR=40...100A, overload protection, ISD=1.5 to 10xIR, II=11xIN short-circuit protection N protected without auxiliary release without auxiliary/alarm switch with Safety Label for USA | - | 0 | 0
3VL2710-2CJ46-0AA0-Z | U01 | 3VL2710-2CJ46-0AA0-ZU01 | 1 | UN | 1 | 30 | D | D | EAR99 | N | 85362090 | 1 |  | 3.1 | KG | 3887.4 | 3887.4 | LP20 | LP20 | circuit breaker VL160H high breaking capacity Icu=70kA, 415V AC 4-pole, line protection Electronic Trip Unit LCD ETU40, LI/LS/LSI In=100A, rated current IR=40...100A, overload protection, ISD=1.5 to 10xIR, II=11xIN short-circuit protection N protected with screw terminals without auxiliary release without auxiliary/alarm switch with Safety Label for USA | - | 0 | 0
3VL2710-2CL33-0AA0-Z | U01 | 3VL2710-2CL33-0AA0-ZU01 | 1 | UN | 1 | 30 | D | D | EAR99 | N | 85362090 | 1 |  | 2.4 | KG | 3689.4 | 3689.4 | LP20 | LP20 | circuit breaker VL160H high breaking capacity Icu=70kA, 415V AC 3-pole, line protection Electronic Trip Unit LCD ETU42, LSIG 3 phases/3 lines In=100A, rated current IR=40...100A, overload protection, ISD=1.5 to 10xIR, II=11xIN short-circuit protection without auxiliary release without auxiliary/alarm switch with Safety Label for USA | - | 0 | 0
3VL2710-2CL36-0AA0-Z | U01 | 3VL2710-2CL36-0AA0-ZU01 | 1 | UN | 1 | 30 | D | D | EAR99 | N | 85362090 | 1 |  | 2.4 | KG | 3689.4 | 3689.4 | LP20 | LP20 | circuit breaker VL160H high breaking capacity Icu=70kA, 415V AC 3-pole, line protection Electronic Trip Unit LCD ETU42, LSIG 3 phases/3 lines In=100A, rated current IR=40...100A, overload protection, ISD=1.5 to 10xIR, II=11xIN short-circuit protection with screw terminals without auxiliary release without auxiliary/alarm switch with Safety Label for USA | - | 0 | 0
3VL2710-2CM33-0AA0-Z | U01 | 3VL2710-2CM33-0AA0-ZU01 | 1 | UN | 1 | 30 | D | D | EAR99 | N | 85362090 | 1 |  | 2.4 | KG | 3689.4 | 3689.4 | LP20 | LP20 | circuit breaker VL160H high breaking capacity Icu=70kA, 415V AC 3-pole, line protection Electronic Trip Unit LCD ETU42, LSIG 3 phases/4 lines with connecting cable In=100A, rated current IR=40...100A, overload protection, ISD=1.5 to 10xIR, II=11xIN short-circuit protection without auxiliary release without auxiliary/alarm switch with Safety Label for USA | - | 0 | 0
3VL2710-2CM36-0AA0-Z | U01 | 3VL2710-2CM36-0AA0-ZU01 | 1 | UN | 1 | 30 | D | D | EAR99 | N | 85362090 | 1 |  | 2.4 | KG | 3689.4 | 3689.4 | LP20 | LP20 | circuit breaker VL160H high breaking capacity Icu=70kA, 415V AC 3-pole, line protection Electronic Trip Unit LCD ETU42, LSIG 3 phases/4 lines with connecting cable In=100A, rated current IR=40...100A, overload protection, ISD=1.5 to 10xIR, II=11xIN with screw terminals without auxiliary release without auxiliary/alarm switch with Safety Label for USA | - | 0 | 0
3VL2710-2CN43-0AA0-Z | U01 | 3VL2710-2CN43-0AA0-ZU01 | 1 | UN | 1 | 30 | D | D | EAR99 | N | 85362090 | 1 |  | 3.1 | KG | 3887.4 | 3887.4 | LP20 | LP20 | circuit breaker VL160H high breaking capacity Icu=70kA, 415V AC 4-pole, line protection Electronic Trip Unit LCD ETU42, LSIG In=100A, rated current IR=40...100A, overload protection, ISD=1.5 to 10xIR, II=11xIN short-circuit protection N protected with ground-fault protection without auxiliary release without auxiliary/alarm switch with Safety Label for USA | - | 0 | 0
3VL2710-2CN46-0AA0-Z | U01 | 3VL2710-2CN46-0AA0-ZU01 | 1 | UN | 1 | 30 | D | D | EAR99 | N | 85362090 | 1 |  | 3.1 | KG | 3887.4 | 3887.4 | LP20 | LP20 | circuit breaker VL160H high breaking capacity Icu=70kA, 415V AC 4-pole, line protection Electronic Trip Unit LCD ETU42, LSIG In=100A, rated current IR=40...100A, overload protection, ISD=1.5 to 10xIR, II=11xIN short-circuit protection N protected with screw terminals without auxiliary release without auxiliary/alarm switch with Safety Label for USA | - | 0 | 0
3VL2710-2CP33-0AA0-Z | U01 | 3VL2710-2CP33-0AA0-ZU01 | 1 | UN | 1 | 30 | D | D | EAR99 | N | 85362090 | 1 |  | 2.4 | KG | 3337.4 | 3337.4 | LP20 | LP20 | circuit breaker VL160H high breaking capacity Icu=70kA, 415V AC 3-pole, motor/generator prot. Electronic Trip Unit LCD ETU40M, LI In=100A, rated current IR=40...100A, overload protection, II=1.25 to 11xIN, short-circuit protection without auxiliary release without auxiliary/alarm switch with Safety Label for USA | - | 0 | 0
3VL2710-2CP36-0AA0-Z | U01 | 3VL2710-2CP36-0AA0-ZU01 | 1 | UN | 1 | 30 | D | D | EAR99 | N | 85362090 | 1 |  | 2.4 | KG | 3337.4 | 3337.4 | LP20 | LP20 | circuit breaker VL160H high breaking capacity Icu=70kA, 415V AC 3-pole, motor/generator prot. Electronic Trip Unit LCD ETU40M, LI In=100A, rated current IR=40...100A, overload protection, II=1.25 to 11xIN, short-circuit protection with screw terminals without auxiliary release without auxiliary/alarm switch with Safety Label for USA | - | 0 | 0
3VL2710-2DC33-0AA0 |  | 3VL2710-2DC33-0AA0 | 1 | UN | 1 | 5 | B | D | EAR99 | N | 85362090 | 1 | 4011209481183 | 2.427 | KG | 621.5 | 569 | LP20 | LP20 | circuit breaker VL160H high breaking capacity Icu=70kA, 415V AC 3-pole, line protection Electronic Trip Unit TM, LI In=100A, rated current IR=80...100A, overload protection, II=500...1000A, short-circuit protection without auxiliary release without auxiliary/alarm switch | - | 0 | 0
3VL2710-2DC33-0AA0-Z | U01 | 3VL2710-2DC33-0AA0-ZU01 | 1 | UN | 1 | 5 | B | D | EAR99 | N | 85362090 | 1 |  | 2.2 | KG | 669.9 | 669.9 | LP20 | LP20 | circuit breaker VL160H high breaking capacity Icu=70kA, 415V AC 3-pole, line protection Electronic Trip Unit TM, LI In=100A, rated current IR=80...100A, overload protection, II=500...1000A, short-circuit protection without auxiliary release without auxiliary/alarm switch with Safety Label for USA | - | 0 | 0
3VL2710-2DC33-0AB1 |  | 3VL2710-2DC33-0AB1 | 1 | UN | 1 | 5 | B | D | EAR99 | N | 85362090 | 1 | 4011209753266 | 2.472 | KG | 697.18 | 697.18 | LP20 | LP20 | circuit breaker VL160H high breaking capacity Icu=70kA, 415V AC 3-pole, line protection Electronic Trip Unit TM, LI In=100A, rated current IR=80...100A, overload protection, II=500...1000A, short-circuit protection without auxiliary release Auxiliary switch mounting kit 2 AUX (1 NO + 1 NC) | - | 0 | 0
3VL2710-2DC33-0AB1-Z | U01 | 3VL2710-2DC33-0AB1-ZU01 | 1 | UN | 1 | 5 | B | D | EAR99 | N | 85362090 | 1 |  | 2.2 | KG | 745.58 | 745.58 | LP20 | LP20 | circuit breaker VL160H high breaking capacity Icu=70kA, 415V AC 3-pole, line protection Electronic Trip Unit TM, LI In=100A, rated current IR=80...100A, overload protection, II=500...1000A, short-circuit protection without auxiliary release Auxiliary switch mounting kit 2 AUX (1 NO + 1 NC) with Safety Label for USA | - | 0 | 0
3VL2710-2DC33-0AD1 |  | 3VL2710-2DC33-0AD1 | 1 | UN | 1 | 5 | B | D | EAR99 | N | 85362090 | 1 | 4011209753273 | 2.464 | KG | 717.75 | 717.75 | LP20 | LP20 | circuit breaker VL160H high breaking capacity Icu=70kA, 415V AC 3-pole, line protection Electronic Trip Unit TM, LI In=100A, rated current IR=80...100A, overload protection, II=500...1000A, short-circuit protection without auxiliary release Auxiliary/alarm switch mounting kit 2 AUX (1 NO+1 NC)+1 AS (1 NO) | - | 0 | 0
3VL2710-2DC33-0AD1-Z | U01 | 3VL2710-2DC33-0AD1-ZU01 | 1 | UN | 1 | 5 | B | D | EAR99 | N | 85362090 | 1 |  | 2.2 | KG | 766.15 | 766.15 | LP20 | LP20 | circuit breaker VL160H high breaking capacity Icu=70kA, 415V AC 3-pole, line protection Electronic Trip Unit TM, LI In=100A, rated current IR=80...100A, overload protection, II=500...1000A, short-circuit protection without auxiliary release Auxiliary/alarm switch mounting kit 2 AUX (1 NO+1 NC)+1 AS (1 NO) with Safety Label for USA | - | 0 | 0
3VL2710-2DC33-2PB1 |  | 3VL2710-2DC33-2PB1 | 1 | UN | 1 | 5 | B | D | EAR99 | N | 85362090 | 1 | 4011209753280 | 2.474 | KG | 888.58 | 888.58 | LP20 | LP20 | circuit breaker VL160H high breaking capacity Icu=70kA, 415V AC 3-pole, line protection Electronic Trip Unit TM, LI In=100A, rated current IR=80...100A, overload protection, II=500...1000A, short-circuit protection Undervoltage release 24 V DC Auxiliary switch mounting kit 2 AUX (1 NO + 1 NC) | - | 0 | 0
3VL2710-2DC33-8TB1 |  | 3VL2710-2DC33-8TB1 | 1 | UN | 1 | 5 | B | D | EAR99 | N | 85362090 | 1 | 4011209753297 | 2.609 | KG | 842.38 | 842.38 | LP20 | LP20 | circuit breaker VL160H high breaking capacity Icu=70kA, 415V AC 3-pole, line protection Electronic Trip Unit TM, LI In=100A, rated current IR=80...100A, overload protection, II=500...1000A, short-circuit protection Shunt release 208...277 V AC Auxiliary switch mounting kit 2 AUX (1 NO + 1 NC) | - | 0 | 0
3VL2710-2DC33-8TD1 |  | 3VL2710-2DC33-8TD1 | 1 | UN | 1 | 5 | B | D | EAR99 | N | 85362090 | 1 | 4011209753303 | 2.513 | KG | 862.95 | 862.95 | LP20 | LP20 | circuit breaker VL160H high breaking capacity Icu=70kA, 415V AC 3-pole, line protection Electronic Trip Unit TM, LI In=100A, rated current IR=80...100A, overload protection, II=500...1000A, short-circuit protection Shunt release 208...277 V AC Auxiliary/alarm switch mounting kit 2 AUX (1 NO+1 NC)+1 AS (1 NO) | - | 0 | 0
3VL2710-2DC36-0AA0 |  | 3VL2710-2DC36-0AA0 | 1 | UN | 1 | 5 | B | D | EAR99 | N | 85362090 | 1 | 4011209735576 | 2.2 | KG | 606.1 | 569 | LP20 | LP20 | circuit breaker VL160H high breaking capacity Icu=70kA, 415V AC 3-pole, line protection Electronic Trip Unit TM, LI In=100A, rated current IR=80...100A, overload protection, II=500...1000A, short-circuit protection with screw terminals without auxiliary release without auxiliary/alarm switch | - | 0 | 0
3VL2710-2DC36-0AA0-Z | U01 | 3VL2710-2DC36-0AA0-ZU01 | 1 | UN | 1 | 5 | B | D | EAR99 | N | 85362090 | 1 |  | 2.2 | KG | 654.5 | 654.5 | LP20 | LP20 | circuit breaker VL160H high breaking capacity Icu=70kA, 415V AC 3-pole, line protection Electronic Trip Unit TM, LI In=100A, rated current IR=80...100A, overload protection, II=500...1000A, short-circuit protection with screw terminals without auxiliary release without auxiliary/alarm switch with Safety Label for USA | - | 0 | 0
3VL2710-2DE33-0AA0 |  | 3VL2710-2DE33-0AA0 | 1 | UN | 1 | 5 | B | D | EAR99 | N | 85362090 | 1 | 4011209474277 | 2.475 | KG | 448.8 | 409.8 | LP20 | LP20 | circuit breaker VL160H high breaking capacity Icu=70kA, 415V AC 3-pole, non-auto. air circ. br. Electronic Trip Unit magnetic In=100A, rated current II=2500A, short-circuit protection without auxiliary release without auxiliary/alarm switch | - | 0 | 0
3VL2710-2DE33-0AA0-Z | U01 | 3VL2710-2DE33-0AA0-ZU01 | 1 | UN | 1 | 5 | B | D | EAR99 | N | 85362090 | 1 |  | 2.2 | KG | 497.2 | 497.2 | LP20 | LP20 | circuit breaker VL160H high breaking capacity Icu=70kA, 415V AC 3-pole, non-auto. air circ. br. Electronic Trip Unit magnetic In=100A, rated current II=2500A, short-circuit protection without auxiliary release without auxiliary/alarm switch with Safety Label for USA | - | 0 | 0
3VL2710-2DE33-0AB1 |  | 3VL2710-2DE33-0AB1 | 1 | UN | 1 | 5 | B | D | EAR99 | N | 85362090 | 1 | 4011209753310 | 2.36 | KG | 524.48 | 524.48 | LP20 | LP20 | circuit breaker VL160H high breaking capacity Icu=70kA, 415V AC 3-pole, non-auto. air circ. br. Electronic Trip Unit magnetic In=100A, rated current II=2500A, short-circuit protection without auxiliary release Auxiliary switch mounting kit 2 AUX (1 NO + 1 NC) | - | 0 | 0
3VL2710-2DE36-0AA0 |  | 3VL2710-2DE36-0AA0 | 1 | UN | 1 | 5 | B | D | EAR99 | N | 85362090 | 1 | 4011209783126 | 2.36 | KG | 430.1 | 409.8 | LP20 | LP20 | circuit breaker VL160H high breaking capacity Icu=70kA, 415V AC 3-pole, non-auto. air circ. br. Electronic Trip Unit magnetic In=100A, rated current II=2500A, short-circuit protection with screw terminals without auxiliary release without auxiliary/alarm switch | - | 0 | 0
3VL2710-2DE36-0AA0-Z | U01 | 3VL2710-2DE36-0AA0-ZU01 | 1 | UN | 1 | 5 | B | D | EAR99 | N | 85362090 | 1 |  | 2.2 | KG | 478.5 | 478.5 | LP20 | LP20 | circuit breaker VL160H high breaking capacity Icu=70kA, 415V AC 3-pole, non-auto. air circ. br. Electronic Trip Unit magnetic In=100A, rated current II=2500A, short-circuit protection with screw terminals without auxiliary release without auxiliary/alarm switch with Safety Label for USA | - | 0 | 0
3VL2710-2DK33-0AA0 |  | 3VL2710-2DK33-0AA0 | 1 | UN | 1 | 5 | B | D | EAR99 | N | 85362090 | 1 | 4011209481190 | 2.36 | KG | 588.5 | 537.1 | LP20 | LP20 | circuit breaker VL160H high breaking capacity Icu=70kA, 415V AC 3-pole, starter combination Electronic Trip Unit magnetic In=100A, rated current II=750...1500A, short-circuit protection without auxiliary release without auxiliary/alarm switch | - | 0 | 0
3VL2710-2DK33-0AA0-Z | U01 | 3VL2710-2DK33-0AA0-ZU01 | 1 | UN | 1 | 5 | B | D | EAR99 | N | 85362090 | 1 |  | 2.2 | KG | 636.9 | 636.9 | LP20 | LP20 | circuit breaker VL160H high breaking capacity Icu=70kA, 415V AC 3-pole, starter combination Electronic Trip Unit magnetic In=100A, rated current II=750...1500A, short-circuit protection without auxiliary release without auxiliary/alarm switch with Safety Label for USA | - | 0 | 0
3VL2710-2DK33-0AB1 |  | 3VL2710-2DK33-0AB1 | 1 | UN | 1 | 5 | B | D | EAR99 | N | 85362090 | 1 | 4011209753327 | 2.385 | KG | 664.18 | 664.18 | LP20 | LP20 | circuit breaker VL160H high breaking capacity Icu=70kA, 415V AC 3-pole, starter combination Electronic Trip Unit magnetic In=100A, rated current II=750...1500A, short-circuit protection without auxiliary release Auxiliary switch mounting kit 2 AUX (1 NO + 1 NC) | - | 0 | 0
3VL2710-2DK33-0AD1 |  | 3VL2710-2DK33-0AD1 | 1 | UN | 1 | 5 | B | D | EAR99 | N | 85362090 | 1 | 4011209753334 | 2.425 | KG | 684.75 | 684.75 | LP20 | LP20 | circuit breaker VL160H high breaking capacity Icu=70kA, 415V AC 3-pole, starter combination Electronic Trip Unit magnetic In=100A, rated current II=750...1500A, short-circuit protection without auxiliary release Auxiliary/alarm switch mounting kit 2 AUX (1 NO+1 NC)+1 AS (1 NO) | - | 0 | 0
3VL2710-2DK33-8RD1 |  | 3VL2710-2DK33-8RD1 | 1 | UN | 1 | 5 | B | D | EAR99 | N | 85362090 | 1 | 4011209753341 | 2.54 | KG | 829.95 | 829.95 | LP20 | LP20 | circuit breaker VL160H high breaking capacity Icu=70kA, 415V AC 3-pole, starter combination Electronic Trip Unit magnetic In=100A, rated current II=750...1500A, short-circuit protection Shunt release 110...127 V AC Auxiliary/alarm switch mounting kit 2 AUX (1 NO+1 NC)+1 AS (1 NO) | - | 0 | 0
3VL2710-2DK33-8TB1 |  | 3VL2710-2DK33-8TB1 | 1 | UN | 1 | 5 | B | D | EAR99 | N | 85362090 | 1 | 4011209753358 | 2.525 | KG | 809.38 | 809.38 | LP20 | LP20 | circuit breaker VL160H high breaking capacity Icu=70kA, 415V AC 3-pole, starter combination Electronic Trip Unit magnetic In=100A, rated current II=750...1500A, short-circuit protection Shunt release 208...277 V AC Auxiliary switch mounting kit 2 AUX (1 NO + 1 NC) | - | 0 | 0
3VL2710-2DK33-8VB1 |  | 3VL2710-2DK33-8VB1 | 1 | UN | 1 | 5 | B | D | EAR99 | N | 85362090 | 1 | 4011209753365 | 2.525 | KG | 809.38 | 809.38 | LP20 | LP20 | circuit breaker VL160H high breaking capacity Icu=70kA, 415V AC 3-pole, starter combination Electronic Trip Unit magnetic In=100A, rated current II=750...1500A, short-circuit protection Shunt release 380...600 V AC Auxiliary switch mounting kit 2 AUX (1 NO + 1 NC) | - | 0 | 0
3VL2710-2DK36-0AA0 |  | 3VL2710-2DK36-0AA0 | 1 | UN | 1 | 5 | B | D | EAR99 | N | 85362090 | 1 | 4011209607040 | 2.2 | KG | 569.8 | 537.1 | LP20 | LP20 | circuit breaker VL160H high breaking capacity Icu=70kA, 415V AC 3-pole, starter combination Electronic Trip Unit magnetic In=100A, rated current II=750...1500A, short-circuit protection with screw terminals without auxiliary release without auxiliary/alarm switch | - | 0 | 0
3VL2710-2DK36-0AA0-Z | U01 | 3VL2710-2DK36-0AA0-ZU01 | 1 | UN | 1 | 5 | B | D | EAR99 | N | 85362090 | 1 |  | 2.2 | KG | 618.2 | 618.2 | LP20 | LP20 | circuit breaker VL160H high breaking capacity Icu=70kA, 415V AC 3-pole, starter combination Electronic Trip Unit magnetic In=100A, rated current II=750...1500A, short-circuit protection with screw terminals without auxiliary release without auxiliary/alarm switch with Safety Label for USA | - | 0 | 0
3VL2710-2DK36-8TB1 |  | 3VL2710-2DK36-8TB1 | 1 | UN | 1 | 5 | B | D | EAR99 | N | 85362090 | 1 | 4011209753372 | 2.404 | KG | 790.68 | 790.68 | LP20 | LP20 | circuit breaker VL160H high breaking capacity Icu=70kA, 415V AC 3-pole, starter combination Electronic Trip Unit magnetic In=100A, rated current II=750...1500A, short-circuit protection with screw terminals Shunt release 208...277 V AC Auxiliary switch mounting kit 2 AUX (1 NO + 1 NC) | - | 0 | 0
3VL2710-2EE43-0AA0 |  | 3VL2710-2EE43-0AA0 | 1 | UN | 1 | 5 | B | D | EAR99 | N | 85362090 | 1 | 4011209474260 | 3.32 | KG | 590.7 | 540 | LP20 | LP20 | circuit breaker VL160H high breaking capacity Icu=70kA, 415V AC 4-pole, non-auto. air circ. br. Electronic Trip Unit magnetic In=100A, rated current II=2500A, short-circuit protection without auxiliary release without auxiliary/alarm switch | - | 0 | 0
3VL2710-2EE43-0AA0-Z | U01 | 3VL2710-2EE43-0AA0-ZU01 | 1 | UN | 1 | 5 | B | D | EAR99 | N | 85362090 | 1 |  | 3 | KG | 639.1 | 639.1 | LP20 | LP20 | circuit breaker VL160H high breaking capacity Icu=70kA, 415V AC 4-pole, non-auto. air circ. br. Electronic Trip Unit magnetic In=100A, rated current II=2500A, short-circuit protection without auxiliary release without auxiliary/alarm switch with Safety Label for USA | - | 0 | 0
3VL2710-2EE46-0AA0 |  | 3VL2710-2EE46-0AA0 | 1 | UN | 1 | 5 | B | D | EAR99 | N | 85362090 | 1 | 4011209951082 | 3.048 | KG | 567.6 | 540 | LP20 | LP20 | circuit breaker VL160H high breaking capacity Icu=70kA, 415V AC 4-pole, non-auto. air circ. br. Electronic Trip Unit magnetic In=100A, rated current II=2500A, short-circuit protection, with screw terminals without auxiliary release without auxiliary/alarm switch | - | 0 | 0
3VL2710-2EE46-0AA0-Z | U01 | 3VL2710-2EE46-0AA0-ZU01 | 1 | UN | 1 | 5 | B | D | EAR99 | N | 85362090 | 1 |  | 3 | KG | 616 | 616 | LP20 | LP20 | circuit breaker VL160H high breaking capacity Icu=70kA, 415V AC 4-pole, non-auto. air circ. br. Electronic Trip Unit magnetic In=100A, rated current II=2500A, short-circuit protection, with screw terminals without auxiliary release without auxiliary/alarm switch with Safety Label for USA | - | 0 | 0
3VL2710-2EJ43-0AA0 |  | 3VL2710-2EJ43-0AA0 | 1 | UN | 1 | 5 | B | D | EAR99 | N | 85362090 | 1 | 4011209481213 | 3.23 | KG | 812.9 | 742.5 | LP20 | LP20 | circuit breaker VL160H high breaking capacity Icu=70kA, 415V AC 4-pole, line protection Electronic Trip Unit TM, LI In=100A, rated current IR=80...100A, overload protection, II=500...1000A, short-circuit protection N unprotected without auxiliary release without auxiliary/alarm switch | - | 0 | 0
3VL2710-2EJ43-0AA0-Z | U01 | 3VL2710-2EJ43-0AA0-ZU01 | 1 | UN | 1 | 5 | B | D | EAR99 | N | 85362090 | 1 |  | 3 | KG | 861.3 | 861.3 | LP20 | LP20 | circuit breaker VL160H high breaking capacity Icu=70kA, 415V AC 4-pole, line protection Electronic Trip Unit TM, LI In=100A, rated current IR=80...100A, overload protection, II=500...1000A, short-circuit protection N unprotected without auxiliary release without auxiliary/alarm switch with Safety Label for USA | - | 0 | 0
3VL2710-2EJ43-0AB1 |  | 3VL2710-2EJ43-0AB1 | 1 | UN | 1 | 5 | B | D | EAR99 | N | 85362090 | 1 | 4011209753389 | 3.262 | KG | 888.58 | 888.58 | LP20 | LP20 | circuit breaker VL160H high breaking capacity Icu=70kA, 415V AC 4-pole, line protection Electronic Trip Unit TM, LI In=100A, rated current IR=80...100A, overload protection, II=500...1000A, short-circuit protection N unprotected without auxiliary release Auxiliary switch mounting kit 2 AUX (1 NO + 1 NC) | - | 0 | 0
3VL2710-2EJ43-0AD1 |  | 3VL2710-2EJ43-0AD1 | 1 | UN | 1 | 5 | B | D | EAR99 | N | 85362090 | 1 | 4011209753396 | 3.179 | KG | 909.15 | 909.15 | LP20 | LP20 | circuit breaker VL160H high breaking capacity Icu=70kA, 415V AC 4-pole, line protection Electronic Trip Unit TM, LI In=100A, rated current IR=80...100A, overload protection, II=500...1000A, short-circuit protection N unprotected without auxiliary release Auxiliary/alarm switch mounting kit 2 AUX (1 NO+1 NC)+1 AS (1 NO) | - | 0 | 0
3VL2710-2EJ43-8TD1 |  | 3VL2710-2EJ43-8TD1 | 1 | UN | 1 | 5 | B | D | EAR99 | N | 85362090 | 1 | 4011209753402 | 3.224 | KG | 1054.35 | 1054.35 | LP20 | LP20 | circuit breaker VL160H high breaking capacity Icu=70kA, 415V AC 4-pole, line protection Electronic Trip Unit TM, LI In=100A, rated current IR=80...100A, overload protection, II=500...1000A, short-circuit protection N unprotected Shunt release 208...277 V AC Auxiliary/alarm switch mounting kit 2 AUX (1 NO+1 NC)+1 AS (1 NO) | - | 0 | 0
3VL2710-2EJ46-0AA0 |  | 3VL2710-2EJ46-0AA0 | 1 | UN | 1 | 5 | B | D | EAR99 | N | 85362090 | 1 | 4011209639010 | 3.131 | KG | 787.6 | 742.5 | LP20 | LP20 | circuit breaker VL160H high breaking capacity Icu=70kA, 415V AC 4-pole, line protection Electronic Trip Unit TM, LI In=100A, rated current IR=80...100A, overload protection, II=500...1000A, short-circuit protection N unprotected with screw terminals without auxiliary release without auxiliary/alarm switch | - | 0 | 0
3VL2710-2EJ46-0AA0-Z | U01 | 3VL2710-2EJ46-0AA0-ZU01 | 1 | UN | 1 | 5 | B | D | EAR99 | N | 85362090 | 1 |  | 3 | KG | 836 | 836 | LP20 | LP20 | circuit breaker VL160H high breaking capacity Icu=70kA, 415V AC 4-pole, line protection Electronic Trip Unit TM, LI In=100A, rated current IR=80...100A, overload protection, II=500...1000A, short-circuit protection N unprotected with screw terminals without auxiliary release without auxiliary/alarm switch with Safety Label for USA | - | 0 | 0
3VL2710-2EM43-0AA0 |  | 3VL2710-2EM43-0AA0 | 1 | UN | 1 | 5 | B | D | EAR99 | N | 85362090 | 1 | 4011209672802 | 3.149 | KG | 841.5 | 767.9 | LP20 | LP20 | circuit breaker VL160H high breaking capacity Icu=70kA, 415V AC 4-pole, line protection Electronic Trip Unit TM, LI In=100A, rated current IR=80...100A, overload protection, II=500...1000A, short-circuit protection N protected without auxiliary release without auxiliary/alarm switch | - | 0 | 0
3VL2710-2EM43-0AA0-Z | U01 | 3VL2710-2EM43-0AA0-ZU01 | 1 | UN | 1 | 5 | B | D | EAR99 | N | 85362090 | 1 |  | 3 | KG | 889.9 | 889.9 | LP20 | LP20 | circuit breaker VL160H high breaking capacity Icu=70kA, 415V AC 4-pole, line protection Electronic Trip Unit TM, LI In=100A, rated current IR=80...100A, overload protection, II=500...1000A, short-circuit protection N protected without auxiliary release without auxiliary/alarm switch with Safety Label for USA | - | 0 | 0
3VL2710-2EM46-0AA0 |  | 3VL2710-2EM46-0AA0 | 1 | UN | 1 | 5 | B | D | EAR99 | N | 85362090 | 1 | 4011209691179 | 3.067 | KG | 817.3 | 767.9 | LP20 | LP20 | circuit breaker VL160H high breaking capacity Icu=70kA, 415V AC 4-pole, line protection Electronic Trip Unit TM, LI In=100A, rated current IR=80...100A, overload protection, II=500...1000A, short-circuit protection N protected with screw terminals without auxiliary release without auxiliary/alarm switch | - | 0 | 0
3VL2710-2EM46-0AA0-Z | U01 | 3VL2710-2EM46-0AA0-ZU01 | 1 | UN | 1 | 5 | B | D | EAR99 | N | 85362090 | 1 |  | 3 | KG | 865.7 | 865.7 | LP20 | LP20 | circuit breaker VL160H high breaking capacity Icu=70kA, 415V AC 4-pole, line protection Electronic Trip Unit TM, LI In=100A, rated current IR=80...100A, overload protection, II=500...1000A, short-circuit protection N protected with screw terminals without auxiliary release without auxiliary/alarm switch with Safety Label for USA | - | 0 | 0
3VL2710-2LA43-0AA0 |  | 3VL2710-2LA43-0AA0 | 1 | UN | 1 | 5 | B | D | EAR99 | N | 85362090 | 1 | 4011209872974 | 2.447 | KG | 1452 | 1452 | LP20 | LP20 | circuit breaker VL160H high breaking capacity Icu=70kA, 415V AC 4-pole, line protection Electronic Trip Unit ETU10, LI In=100A, rated current IR=40...100A, overload protection, II=1.25 to 11xIN, short-circuit protection N protected without auxiliary release shipbuilding certificate for LRS, DNV and gL without auxiliary/alarm switch | - | 0 | 0
3VL2710-2LA43-0AA0-Z | U01 | 3VL2710-2LA43-0AA0-ZU01 | 1 | UN | 1 | 5 | B | D | EAR99 | N | 85362090 | 1 |  | 3.1 | KG | 1500.4 | 1500.4 | LP20 | LP20 | circuit breaker VL160H high breaking capacity Icu=70kA, 415V AC 4-pole, line protection Electronic Trip Unit ETU10, LI In=100A, rated current IR=40...100A, overload protection, II=1.25 to 11xIN, short-circuit protection N protected without auxiliary release shipbuilding certificate for LRS, DNV and gL without auxiliary/alarm switch with Safety Label for USA | - | 0 | 0
3VL2710-2LA46-0AA0 |  | 3VL2710-2LA46-0AA0 | 1 | UN | 1 | 5 | B | D | EAR99 | N | 85362090 | 1 | 4011209873001 | 2.447 | KG | 1430 | 1430 | LP20 | LP20 | circuit breaker VL160H high breaking capacity Icu=70kA, 415V AC 4-pole, line protection Electronic Trip Unit ETU10, LI In=100A, rated current IR=40...100A, overload protection, II=1.25 to 11xIN, short-circuit protection N protected with screw terminals without auxiliary release shipbuilding certificate for LRS, DNV and gL without auxiliary/alarm switch | - | 0 | 0
3VL2710-2LA46-0AA0-Z | U01 | 3VL2710-2LA46-0AA0-ZU01 | 1 | UN | 1 | 5 | B | D | EAR99 | N | 85362090 | 1 |  | 3.1 | KG | 1478.4 | 1478.4 | LP20 | LP20 | circuit breaker VL160H high breaking capacity Icu=70kA, 415V AC 4-pole, line protection Electronic Trip Unit ETU10, LI In=100A, rated current IR=40...100A, overload protection, II=1.25 to 11xIN, short-circuit protection N protected with screw terminals without auxiliary release shipbuilding certificate for LRS, DNV and gL without auxiliary/alarm switch with Safety Label for USA | - | 0 | 0
3VL2710-2LB33-0AA0 |  | 3VL2710-2LB33-0AA0 | 1 | UN | 1 | 5 | B | D | EAR99 | N | 85362090 | 1 | 4011209872080 | 2.447 | KG | 1061.5 | 1061.5 | LP20 | LP20 | circuit breaker VL160H high breaking capacity Icu=70kA, 415V AC 3-pole, line protection Electronic Trip Unit ETU10, LI In=100A, rated current IR=40...100A, overload protection, II=1.25 to 11xIN, short-circuit protection without auxiliary release shipbuilding certificate for LRS, DNV and gL without auxiliary/alarm switch | - | 0 | 0
3VL2710-2LB33-0AA0-Z | U01 | 3VL2710-2LB33-0AA0-ZU01 | 1 | UN | 1 | 5 | B | D | EAR99 | N | 85362090 | 1 |  | 2.4 | KG | 1109.9 | 1109.9 | LP20 | LP20 | circuit breaker VL160H high breaking capacity Icu=70kA, 415V AC 3-pole, line protection Electronic Trip Unit ETU10, LI In=100A, rated current IR=40...100A, overload protection, II=1.25 to 11xIN, short-circuit protection without auxiliary release shipbuilding certificate for LRS, DNV and gL without auxiliary/alarm switch with Safety Label for USA | - | 0 | 0
3VL2710-2LB36-0AA0 |  | 3VL2710-2LB36-0AA0 | 1 | UN | 1 | 5 | B | D | EAR99 | N | 85362090 | 1 | 4011209872110 | 2.447 | KG | 1041.7 | 1041.7 | LP20 | LP20 | circuit breaker VL160H high breaking capacity Icu=70kA, 415V AC 3-pole, line protection Electronic Trip Unit ETU10, LI In=100A, rated current IR=40...100A, overload protection, II=1.25 to 11xIN, short-circuit protection with screw terminals without auxiliary release shipbuilding certificate for LRS, DNV and gL without auxiliary/alarm switch | - | 0 | 0
3VL2710-2LB36-0AA0-Z | U01 | 3VL2710-2LB36-0AA0-ZU01 | 1 | UN | 1 | 5 | B | D | EAR99 | N | 85362090 | 1 |  | 2.4 | KG | 1090.1 | 1090.1 | LP20 | LP20 | circuit breaker VL160H high breaking capacity Icu=70kA, 415V AC 3-pole, line protection Electronic Trip Unit ETU10, LI In=100A, rated current IR=40...100A, overload protection, II=1.25 to 11xIN, short-circuit protection with screw terminals without auxiliary release shipbuilding certificate for LRS, DNV and gL without auxiliary/alarm switch with Safety Label for USA | - | 0 | 0
3VL2710-2LE33-0AA0 |  | 3VL2710-2LE33-0AA0 | 1 | UN | 1 | 5 | B | D | EAR99 | N | 85362090 | 1 | 4011209872257 | 2.425 | KG | 1122 | 1122 | LP20 | LP20 | circuit breaker VL160H high breaking capacity Icu=70kA, 415V AC 3-pole, line protection Electronic Trip Unit ETU20, LSI In=100A, rated current IR=40...100A, overload protection, ISD=1.5 to 10xIR, II=11xIN short-circuit protection without auxiliary release shipbuilding certificate for LRS, DNV and gL without auxiliary/alarm switch | - | 0 | 0
3VL2710-2LE33-0AA0-Z | U01 | 3VL2710-2LE33-0AA0-ZU01 | 1 | UN | 1 | 5 | B | D | EAR99 | N | 85362090 | 1 |  | 2.4 | KG | 1170.4 | 1170.4 | LP20 | LP20 | circuit breaker VL160H high breaking capacity Icu=70kA, 415V AC 3-pole, line protection Electronic Trip Unit ETU20, LSI In=100A, rated current IR=40...100A, overload protection, ISD=1.5 to 10xIR, II=11xIN short-circuit protection without auxiliary release shipbuilding certificate for LRS, DNV and gL without auxiliary/alarm switch with Safety Label for USA | - | 0 | 0
3VL2710-2LE36-0AA0 |  | 3VL2710-2LE36-0AA0 | 1 | UN | 1 | 5 | B | D | EAR99 | N | 85362090 | 1 | 4011209872288 | 2.425 | KG | 1096.7 | 1096.7 | LP20 | LP20 | circuit breaker VL160H high breaking capacity Icu=70kA, 415V AC 3-pole, line protection Electronic Trip Unit ETU20, LSI In=100A, rated current IR=40...100A, overload protection, ISD=1.5 to 10xIR, II=11xIN short-circuit protection with screw terminals without auxiliary release shipbuilding certificate for LRS, DNV and gL without auxiliary/alarm switch | - | 0 | 0
3VL2710-2LE36-0AA0-Z | U01 | 3VL2710-2LE36-0AA0-ZU01 | 1 | UN | 1 | 5 | B | D | EAR99 | N | 85362090 | 1 |  | 2.4 | KG | 1145.1 | 1145.1 | LP20 | LP20 | circuit breaker VL160H high breaking capacity Icu=70kA, 415V AC 3-pole, line protection Electronic Trip Unit ETU20, LSI In=100A, rated current IR=40...100A, overload protection, ISD=1.5 to 10xIR, II=11xIN short-circuit protection with screw terminals without auxiliary release shipbuilding certificate for LRS, DNV and gL without auxiliary/alarm switch with Safety Label for USA | - | 0 | 0
3VL2710-2LF43-0AA0 |  | 3VL2710-2LF43-0AA0 | 1 | UN | 1 | 5 | B | D | EAR99 | N | 85362090 | 1 | 4011209873148 | 2.447 | KG | 1518 | 1518 | LP20 | LP20 | circuit breaker VL160H high breaking capacity Icu=70kA, 415V AC 4-pole, line protection Electronic Trip Unit ETU20, LSI In=100A, rated current IR=40...100A, overload protection, ISD=1.5 to 10xIR, II=11xIN short-circuit protection N protected without auxiliary release shipbuilding certificate for LRS, DNV and gL without auxiliary/alarm switch | - | 0 | 0
3VL2710-2LF43-0AA0-Z | U01 | 3VL2710-2LF43-0AA0-ZU01 | 1 | UN | 1 | 5 | B | D | EAR99 | N | 85362090 | 1 |  | 3.1 | KG | 1566.4 | 1566.4 | LP20 | LP20 | circuit breaker VL160H high breaking capacity Icu=70kA, 415V AC 4-pole, line protection Electronic Trip Unit ETU20, LSI In=100A, rated current IR=40...100A, overload protection, ISD=1.5 to 10xIR, II=11xIN short-circuit protection N protected without auxiliary release shipbuilding certificate for LRS, DNV and gL without auxiliary/alarm switch with Safety Label for USA | - | 0 | 0
3VL2710-2LF46-0AA0 |  | 3VL2710-2LF46-0AA0 | 1 | UN | 1 | 5 | B | D | EAR99 | N | 85362090 | 1 | 4011209873179 | 2.447 | KG | 1485 | 1485 | LP20 | LP20 | circuit breaker VL160H high breaking capacity Icu=70kA, 415V AC 4-pole, line protection Electronic Trip Unit ETU20, LSI In=100A, rated current IR=40...100A, overload protection, ISD=1.5 to 10xIR, II=11xIN short-circuit protection N protected with screw terminals without auxiliary release shipbuilding certificate for LRS, DNV and gL without auxiliary/alarm switch | - | 0 | 0
3VL2710-2LF46-0AA0-Z | U01 | 3VL2710-2LF46-0AA0-ZU01 | 1 | UN | 1 | 5 | B | D | EAR99 | N | 85362090 | 1 |  | 3.1 | KG | 1533.4 | 1533.4 | LP20 | LP20 | circuit breaker VL160H high breaking capacity Icu=70kA, 415V AC 4-pole, line protection Electronic Trip Unit ETU20, LSI In=100A, rated current IR=40...100A, overload protection, ISD=1.5 to 10xIR, II=11xIN short-circuit protection N protected with screw terminals without auxiliary release shipbuilding certificate for LRS, DNV and gL without auxiliary/alarm switch with Safety Label for USA | - | 0 | 0
3VL2710-2LS33-0AA0 |  | 3VL2710-2LS33-0AA0 | 1 | UN | 1 | 5 | B | D | EAR99 | N | 85362090 | 1 | 4011209872431 | 2.425 | KG | 1276 | 1276 | LP20 | LP20 | circuit breaker VL160H high breaking capacity Icu=70kA, 415V AC 3-pole, motor protection Electronic Trip Unit ETU30M, LI IR=40...100A, overload prot., TC=10A...30, II=6/8/11 xIN, short-circuit protection without auxiliary release shipbuilding certificate for LRS, DNV and gL without auxiliary/alarm switch | - | 0 | 0
3VL2710-2LS33-0AA0-Z | U01 | 3VL2710-2LS33-0AA0-ZU01 | 1 | UN | 1 | 5 | B | D | EAR99 | N | 85362090 | 1 |  | 2.4 | KG | 1324.4 | 1324.4 | LP20 | LP20 | circuit breaker VL160H high breaking capacity Icu=70kA, 415V AC 3-pole, motor protection Electronic Trip Unit ETU30M, LI IR=40...100A, overload prot., TC=10A...30, II=6/8/11 xIN, short-circuit protection without auxiliary release shipbuilding certificate for LRS, DNV and gL without auxiliary/alarm switch with Safety Label for USA | - | 0 | 0
3VL2710-2LS36-0AA0 |  | 3VL2710-2LS36-0AA0 | 1 | UN | 1 | 5 | B | D | EAR99 | N | 85362090 | 1 | 4011209872462 | 2.425 | KG | 1243 | 1243 | LP20 | LP20 | circuit breaker VL160H high breaking capacity Icu=70kA, 415V AC 3-pole, motor protection Electronic Trip Unit ETU30M, LI IR=40...100A, overload prot., TC=10A...30, II=6/8/11 xIN, short-circuit protection with screw terminals without auxiliary release shipbuilding certificate for LRS, DNV and gL without auxiliary/alarm switch | - | 0 | 0
3VL2710-2LS36-0AA0-Z | U01 | 3VL2710-2LS36-0AA0-ZU01 | 1 | UN | 1 | 5 | B | D | EAR99 | N | 85362090 | 1 |  | 2.4 | KG | 1291.4 | 1291.4 | LP20 | LP20 | circuit breaker VL160H high breaking capacity Icu=70kA, 415V AC 3-pole, motor protection Electronic Trip Unit ETU30M, LI IR=40...100A, overload prot., TC=10A...30, II=6/8/11 xIN, short-circuit protection with screw terminals without auxiliary release shipbuilding certificate for LRS, DNV and gL without auxiliary/alarm switch with Safety Label for USA | - | 0 | 0
3VL2710-2MB33-0AA0 |  | 3VL2710-2MB33-0AA0 | 1 | UN | 1 | 5 | B | D | EAR99 | N | 85362090 | 1 | 4011209804883 | 2.425 | KG | 1028.5 | 1028.5 | LP20 | LP20 | circuit breaker VL160H high breaking capacity Icu=70kA, 415V AC 3-pole, line protection Electronic Trip Unit ETU10, LI In=100A, rated current IR=40...100A, overload protection, II=1.25 to 11xIN, short-circuit protection without auxiliary release ETU communication-capable without auxiliary/alarm switch | - | 0 | 0
3VL2710-2MB33-0AA0-Z | U01 | 3VL2710-2MB33-0AA0-ZU01 | 1 | UN | 1 | 5 | B | D | EAR99 | N | 85362090 | 1 |  | 2.4 | KG | 1076.9 | 1076.9 | LP20 | LP20 | circuit breaker VL160H high breaking capacity Icu=70kA, 415V AC 3-pole, line protection Electronic Trip Unit ETU10, LI In=100A, rated current IR=40...100A, overload protection, II=1.25 to 11xIN, short-circuit protection without auxiliary release ETU communication-capable without auxiliary/alarm switch with Safety Label for USA | - | 0 | 0
3VL2710-2MB36-0AA0 |  | 3VL2710-2MB36-0AA0 | 1 | UN | 1 | 5 | B | D | EAR99 | N | 85362090 | 1 | 4011209805729 | 2.425 | KG | 1008.7 | 1008.7 | LP20 | LP20 | circuit breaker VL160H high breaking capacity Icu=70kA, 415V AC 3-pole, line protection Electronic Trip Unit ETU10, LI In=100A, rated current IR=40...100A, overload protection, II=1.25 to 11xIN, short-circuit protection with screw terminals without auxiliary release ETU communication-capable without auxiliary/alarm switch | - | 0 | 0
3VL2710-2MB36-0AA0-Z | U01 | 3VL2710-2MB36-0AA0-ZU01 | 1 | UN | 1 | 5 | B | D | EAR99 | N | 85362090 | 1 |  | 2.4 | KG | 1057.1 | 1057.1 | LP20 | LP20 | circuit breaker VL160H high breaking capacity Icu=70kA, 415V AC 3-pole, line protection Electronic Trip Unit ETU10, LI In=100A, rated current IR=40...100A, overload protection, II=1.25 to 11xIN, short-circuit protection with screw terminals without auxiliary release ETU communication-capable without auxiliary/alarm switch with Safety Label for USA | - | 0 | 0
3VL2710-2ME33-0AA0 |  | 3VL2710-2ME33-0AA0 | 1 | UN | 1 | 5 | B | D | EAR99 | N | 85362090 | 1 | 4011209804913 | 2.425 | KG | 1076.9 | 1076.9 | LP20 | LP20 | circuit breaker VL160H high breaking capacity Icu=70kA, 415V AC 3-pole, line protection Electronic Trip Unit ETU20, LSI In=100A, rated current IR=40...100A, overload protection, ISD=1.5 to 10xIR, II=11xIN short-circuit protection without auxiliary release ETU communication-capable without auxiliary/alarm switch | - | 0 | 0
3VL2710-2ME33-0AA0-Z | U01 | 3VL2710-2ME33-0AA0-ZU01 | 1 | UN | 1 | 5 | B | D | EAR99 | N | 85362090 | 1 |  | 2.4 | KG | 1125.3 | 1125.3 | LP20 | LP20 | circuit breaker VL160H high breaking capacity Icu=70kA, 415V AC 3-pole, line protection Electronic Trip Unit ETU20, LSI In=100A, rated current IR=40...100A, overload protection, ISD=1.5 to 10xIR, II=11xIN short-circuit protection without auxiliary release ETU communication-capable without auxiliary/alarm switch with Safety Label for USA | - | 0 | 0
3VL2710-2ME36-0AA0 |  | 3VL2710-2ME36-0AA0 | 1 | UN | 1 | 5 | B | D | EAR99 | N | 85362090 | 1 | 4011209805750 | 2.425 | KG | 1054.9 | 1054.9 | LP20 | LP20 | circuit breaker VL160H high breaking capacity Icu=70kA, 415V AC 3-pole, line protection Electronic Trip Unit ETU20, LSI In=100A, rated current IR=40...100A, overload protection, ISD=1.5 to 10xIR, II=11xIN short-circuit protection with screw terminals without auxiliary release ETU communication-capable without auxiliary/alarm switch | - | 0 | 0
3VL2710-2ME36-0AA0-Z | U01 | 3VL2710-2ME36-0AA0-ZU01 | 1 | UN | 1 | 5 | B | D | EAR99 | N | 85362090 | 1 |  | 2.4 | KG | 1103.3 | 1103.3 | LP20 | LP20 | circuit breaker VL160H high breaking capacity Icu=70kA, 415V AC 3-pole, line protection Electronic Trip Unit ETU20, LSI In=100A, rated current IR=40...100A, overload protection, ISD=1.5 to 10xIR, II=11xIN short-circuit protection with screw terminals without auxiliary release ETU communication-capable without auxiliary/alarm switch with Safety Label for USA | - | 0 | 0
3VL2710-2MF33-0AA0 |  | 3VL2710-2MF33-0AA0 | 1 | UN | 1 | 5 | B | D | EAR99 | N | 85362090 | 1 | 4011209804944 | 2.425 | KG | 1298 | 1298 | LP20 | LP20 | circuit breaker VL160H high breaking capacity Icu=70kA, 415V AC 3-pole, line protection Electronic Trip Unit ETU12, LIGN 3 phases/4 lines In=100A, rated current IR=40...100A, overload protection, II=1.25 to 11xIN, short-circuit protection without auxiliary release ETU communication-capable without auxiliary/alarm switch | - | 0 | 0
3VL2710-2MF33-0AA0-Z | U01 | 3VL2710-2MF33-0AA0-ZU01 | 1 | UN | 1 | 5 | B | D | EAR99 | N | 85362090 | 1 |  | 2.4 | KG | 1346.4 | 1346.4 | LP20 | LP20 | circuit breaker VL160H high breaking capacity Icu=70kA, 415V AC 3-pole, line protection Electronic Trip Unit ETU12, LIGN 3 phases/4 lines In=100A, rated current IR=40...100A, overload protection, II=1.25 to 11xIN, short-circuit protection without auxiliary release ETU communication-capable without auxiliary/alarm switch with Safety Label for USA | - | 0 | 0
3VL2710-2MF36-0AA0 |  | 3VL2710-2MF36-0AA0 | 1 | UN | 1 | 5 | B | D | EAR99 | N | 85362090 | 1 | 4011209805781 | 2.425 | KG | 1287 | 1287 | LP20 | LP20 | circuit breaker VL160H high breaking capacity Icu=70kA, 415V AC 3-pole, line protection Electronic Trip Unit ETU12, LIGN 3 phases/4 lines In=100A, rated current IR=40...100A, overload protection, II=1.25 to 11xIN, short-circuit protection with screw terminals without auxiliary release ETU communication-capable without auxiliary/alarm switch | - | 0 | 0
3VL2710-2MF36-0AA0-Z | U01 | 3VL2710-2MF36-0AA0-ZU01 | 1 | UN | 1 | 5 | B | D | EAR99 | N | 85362090 | 1 |  | 2.4 | KG | 1335.4 | 1335.4 | LP20 | LP20 | circuit breaker VL160H high breaking capacity Icu=70kA, 415V AC 3-pole, line protection Electronic Trip Unit ETU12, LIGN 3 phases/4 lines In=100A, rated current IR=40...100A, overload protection, II=1.25 to 11xIN, short-circuit protection with screw terminals without auxiliary release ETU communication-capable without auxiliary/alarm switch with Safety Label for USA | - | 0 | 0
3VL2710-2MG33-0AA0 |  | 3VL2710-2MG33-0AA0 | 1 | UN | 1 | 5 | B | D | EAR99 | N | 85362090 | 1 | 4011209804975 | 2.425 | KG | 1254 | 1254 | LP20 | LP20 | circuit breaker VL160H high breaking capacity Icu=70kA, 415V AC 3-pole, line protection Electronic Trip Unit ETU22, LSIG 3 phases/3 lines In=100A, rated current IR=40...100A, overload protection, ISD=1.5 to 10xIR, II=11xIN short-circuit protection without auxiliary release ETU communication-capable without auxiliary/alarm switch | - | 0 | 0
3VL2710-2MG33-0AA0-Z | U01 | 3VL2710-2MG33-0AA0-ZU01 | 1 | UN | 1 | 5 | B | D | EAR99 | N | 85362090 | 1 |  | 2.4 | KG | 1302.4 | 1302.4 | LP20 | LP20 | circuit breaker VL160H high breaking capacity Icu=70kA, 415V AC 3-pole, line protection Electronic Trip Unit ETU22, LSIG 3 phases/3 lines In=100A, rated current IR=40...100A, overload protection, ISD=1.5 to 10xIR, II=11xIN short-circuit protection without auxiliary release ETU communication-capable without auxiliary/alarm switch with Safety Label for USA | - | 0 | 0
3VL2710-2MG36-0AA0 |  | 3VL2710-2MG36-0AA0 | 1 | UN | 1 | 5 | B | D | EAR99 | N | 85362090 | 1 | 4011209805811 | 2.425 | KG | 1232 | 1232 | LP20 | LP20 | circuit breaker VL160H high breaking capacity Icu=70kA, 415V AC 3-pole, line protection Electronic Trip Unit ETU22, LSIG 3 phases/3 lines In=100A, rated current IR=40...100A, overload protection, ISD=1.5 to 10xIR, II=11xIN short-circuit protection with screw terminals without auxiliary release ETU communication-capable without auxiliary/alarm switch | - | 0 | 0
3VL2710-2MG36-0AA0-Z | U01 | 3VL2710-2MG36-0AA0-ZU01 | 1 | UN | 1 | 5 | B | D | EAR99 | N | 85362090 | 1 |  | 2.4 | KG | 1280.4 | 1280.4 | LP20 | LP20 | circuit breaker VL160H high breaking capacity Icu=70kA, 415V AC 3-pole, line protection Electronic Trip Unit ETU22, LSIG 3 phases/3 lines In=100A, rated current IR=40...100A, overload protection, ISD=1.5 to 10xIR, II=11xIN short-circuit protection with screw terminals without auxiliary release ETU communication-capable without auxiliary/alarm switch with Safety Label for USA | - | 0 | 0
3VL2710-2MH33-0AA0 |  | 3VL2710-2MH33-0AA0 | 1 | UN | 1 | 5 | B | D | EAR99 | N | 85362090 | 1 | 4011209805002 | 2.425 | KG | 1254 | 1254 | LP20 | LP20 | circuit breaker VL160H high breaking capacity Icu=70kA, 415V AC 3-pole, line protection Electronic Trip Unit ETU22, LSIG 3 phases/4 lines with connecting cable In=100A, rated current IR=40...100A, overload protection, ISD=1.5 to 10xIR, II=11xIN short-circuit protection without auxiliary release ETU communication-capable without auxiliary/alarm switch | - | 0 | 0
3VL2710-2MH33-0AA0-Z | U01 | 3VL2710-2MH33-0AA0-ZU01 | 1 | UN | 1 | 5 | B | D | EAR99 | N | 85362090 | 1 |  | 2.4 | KG | 1302.4 | 1302.4 | LP20 | LP20 | circuit breaker VL160H high breaking capacity Icu=70kA, 415V AC 3-pole, line protection Electronic Trip Unit ETU22, LSIG 3 phases/4 lines with connecting cable In=100A, rated current IR=40...100A, overload protection, ISD=1.5 to 10xIR, II=11xIN short-circuit protection without auxiliary release ETU communication-capable without auxiliary/alarm switch with Safety Label for USA | - | 0 | 0
3VL2710-2MH36-0AA0 |  | 3VL2710-2MH36-0AA0 | 1 | UN | 1 | 5 | B | D | EAR99 | N | 85362090 | 1 | 4011209805842 | 2.425 | KG | 1232 | 1232 | LP20 | LP20 | circuit breaker VL160H high breaking capacity Icu=70kA, 415V AC 3-pole, line protection Electronic Trip Unit ETU22, LSIG 3 phases/4 lines with connecting cable In=100A, rated current IR=40...100A, overload protection, ISD=1.5 to 10xIR, II=11xIN with screw terminals without auxiliary release ETU communication-capable without auxiliary/alarm switch | - | 0 | 0
3VL2710-2MH36-0AA0-Z | U01 | 3VL2710-2MH36-0AA0-ZU01 | 1 | UN | 1 | 5 | B | D | EAR99 | N | 85362090 | 1 |  | 2.4 | KG | 1280.4 | 1280.4 | LP20 | LP20 | circuit breaker VL160H high breaking capacity Icu=70kA, 415V AC 3-pole, line protection Electronic Trip Unit ETU22, LSIG 3 phases/4 lines with connecting cable In=100A, rated current IR=40...100A, overload protection, ISD=1.5 to 10xIR, II=11xIN with screw terminals without auxiliary release ETU communication-capable without auxiliary/alarm switch with Safety Label for USA | - | 0 | 0
3VL2710-2ML33-0AA0 |  | 3VL2710-2ML33-0AA0 | 1 | UN | 1 | 5 | B | D | EAR99 | N | 85362090 | 1 | 4011209805033 | 2.425 | KG | 1210 | 1210 | LP20 | LP20 | circuit breaker VL160H high breaking capacity Icu=70kA, 415V AC 3-pole, line protection Electronic Trip Unit ETU12, LIG 3 phases/3 lines In=100A, rated current IR=40...100A, overload protection, II=1.25 to 11xIN, short-circuit protection without auxiliary release ETU communication-capable without auxiliary/alarm switch | - | 0 | 0
3VL2710-2ML33-0AA0-Z | U01 | 3VL2710-2ML33-0AA0-ZU01 | 1 | UN | 1 | 5 | B | D | EAR99 | N | 85362090 | 1 |  | 2.4 | KG | 1258.4 | 1258.4 | LP20 | LP20 | circuit breaker VL160H high breaking capacity Icu=70kA, 415V AC 3-pole, line protection Electronic Trip Unit ETU12, LIG 3 phases/3 lines In=100A, rated current IR=40...100A, overload protection, II=1.25 to 11xIN, short-circuit protection without auxiliary release ETU communication-capable without auxiliary/alarm switch with Safety Label for USA | - | 0 | 0
3VL2710-2ML36-0AA0 |  | 3VL2710-2ML36-0AA0 | 1 | UN | 1 | 5 | B | D | EAR99 | N | 85362090 | 1 | 4011209805873 | 2.425 | KG | 1199 | 1199 | LP20 | LP20 | circuit breaker VL160H high breaking capacity Icu=70kA, 415V AC 3-pole, line protection Electronic Trip Unit ETU12, LIG 3 phases/3 lines In=100A, rated current IR=40...100A, overload protection, II=1.25 to 11xIN, short-circuit protection with screw terminals without auxiliary release ETU communication-capable without auxiliary/alarm switch | - | 0 | 0
3VL2710-2ML36-0AA0-Z | U01 | 3VL2710-2ML36-0AA0-ZU01 | 1 | UN | 1 | 5 | B | D | EAR99 | N | 85362090 | 1 |  | 2.4 | KG | 1247.4 | 1247.4 | LP20 | LP20 | circuit breaker VL160H high breaking capacity Icu=70kA, 415V AC 3-pole, line protection Electronic Trip Unit ETU12, LIG 3 phases/3 lines In=100A, rated current IR=40...100A, overload protection, II=1.25 to 11xIN, short-circuit protection with screw terminals without auxiliary release ETU communication-capable without auxiliary/alarm switch with Safety Label for USA | - | 0 | 0
3VL2710-2MP33-0AA0 |  | 3VL2710-2MP33-0AA0 | 1 | UN | 1 | 5 | B | D | EAR99 | N | 85362090 | 1 | 4011209805064 | 2.425 | KG | 1122 | 1122 | LP20 | LP20 | circuit breaker VL160H high breaking capacity Icu=70kA, 415V AC 3-pole, motor/generator prot. Electronic Trip Unit ETU10M, LI In=100A, rated current IR=40...100A, overload protection, II=1.25 to 11xIN, short-circuit protection without auxiliary release ETU communication-capable without auxiliary/alarm switch | - | 0 | 0
3VL2710-2MP33-0AA0-Z | U01 | 3VL2710-2MP33-0AA0-ZU01 | 1 | UN | 1 | 5 | B | D | EAR99 | N | 85362090 | 1 |  | 2.4 | KG | 1170.4 | 1170.4 | LP20 | LP20 | circuit breaker VL160H high breaking capacity Icu=70kA, 415V AC 3-pole, motor/generator prot. Electronic Trip Unit ETU10M, LI In=100A, rated current IR=40...100A, overload protection, II=1.25 to 11xIN, short-circuit protection without auxiliary release ETU communication-capable without auxiliary/alarm switch with Safety Label for USA | - | 0 | 0
3VL2710-2MP36-0AA0 |  | 3VL2710-2MP36-0AA0 | 1 | UN | 1 | 5 | B | D | EAR99 | N | 85362090 | 1 | 4011209805903 | 2.425 | KG | 1098.9 | 1098.9 | LP20 | LP20 | circuit breaker VL160H high breaking capacity Icu=70kA, 415V AC 3-pole, motor/generator prot. Electronic Trip Unit ETU10M, LI In=100A, rated current IR=40...100A, overload protection, II=1.25 to 11xIN, short-circuit protection with screw terminals without auxiliary release ETU communication-capable without auxiliary/alarm switch | - | 0 | 0
3VL2710-2MP36-0AA0-Z | U01 | 3VL2710-2MP36-0AA0-ZU01 | 1 | UN | 1 | 5 | B | D | EAR99 | N | 85362090 | 1 |  | 2.4 | KG | 1147.3 | 1147.3 | LP20 | LP20 | circuit breaker VL160H high breaking capacity Icu=70kA, 415V AC 3-pole, motor/generator prot. Electronic Trip Unit ETU10M, LI In=100A, rated current IR=40...100A, overload protection, II=1.25 to 11xIN, short-circuit protection with screw terminals without auxiliary release ETU communication-capable without auxiliary/alarm switch with Safety Label for USA | - | 0 | 0
3VL2710-2MS33-0AA0 |  | 3VL2710-2MS33-0AA0 | 1 | UN | 1 | 5 | B | D | EAR99 | N | 85362090 | 1 | 4011209805095 | 2.425 | KG | 1210 | 1210 | LP20 | LP20 | circuit breaker VL160H high breaking capacity Icu=70kA, 415V AC 3-pole, motor protection Electronic Trip Unit ETU30M, LI IR=40...100A, overload prot., TC=10A...30, II=6/8/11 xIN, short-circuit protection without auxiliary release ETU communication-capable without auxiliary/alarm switch | - | 0 | 0
3VL2710-2MS33-0AA0-Z | U01 | 3VL2710-2MS33-0AA0-ZU01 | 1 | UN | 1 | 5 | B | D | EAR99 | N | 85362090 | 1 |  | 2.4 | KG | 1258.4 | 1258.4 | LP20 | LP20 | circuit breaker VL160H high breaking capacity Icu=70kA, 415V AC 3-pole, motor protection Electronic Trip Unit ETU30M, LI IR=40...100A, overload prot., TC=10A...30, II=6/8/11 xIN, short-circuit protection without auxiliary release ETU communication-capable without auxiliary/alarm switch with Safety Label for USA | - | 0 | 0
3VL2710-2MS36-0AA0 |  | 3VL2710-2MS36-0AA0 | 1 | UN | 1 | 5 | B | D | EAR99 | N | 85362090 | 1 | 4011209805934 | 2.425 | KG | 1188 | 1188 | LP20 | LP20 | circuit breaker VL160H high breaking capacity Icu=70kA, 415V AC 3-pole, motor protection Electronic Trip Unit ETU30M, LI IR=40...100A, overload prot., TC=10A...30, II=6/8/11 xIN, short-circuit protection with screw terminals without auxiliary release ETU communication-capable without auxiliary/alarm switch | - | 0 | 0
3VL2710-2MS36-0AA0-Z | U01 | 3VL2710-2MS36-0AA0-ZU01 | 1 | UN | 1 | 5 | B | D | EAR99 | N | 85362090 | 1 |  | 2.4 | KG | 1236.4 | 1236.4 | LP20 | LP20 | circuit breaker VL160H high breaking capacity Icu=70kA, 415V AC 3-pole, motor protection Electronic Trip Unit ETU30M, LI IR=40...100A, overload prot., TC=10A...30, II=6/8/11 xIN, short-circuit protection with screw terminals without auxiliary release ETU communication-capable without auxiliary/alarm switch with Safety Label for USA | - | 0 | 0
3VL2710-2NA43-0AA0 |  | 3VL2710-2NA43-0AA0 | 1 | UN | 1 | 5 | B | D | EAR99 | N | 85362090 | 1 | 4011209805309 | 3.078 | KG | 1353 | 1353 | LP20 | LP20 | circuit breaker VL160H high breaking capacity Icu=70kA, 415V AC 4-pole, line protection Electronic Trip Unit ETU10, LIN In=100A, rated current IR=40...100A, overload protection, II=1.25 to 11xIN, short-circuit protection N protected without auxiliary release ETU communication-capable without auxiliary/alarm switch | - | 0 | 0
3VL2710-2NA43-0AA0-Z | U01 | 3VL2710-2NA43-0AA0-ZU01 | 1 | UN | 1 | 5 | B | D | EAR99 | N | 85362090 | 1 |  | 3.1 | KG | 1401.4 | 1401.4 | LP20 | LP20 | circuit breaker VL160H high breaking capacity Icu=70kA, 415V AC 4-pole, line protection Electronic Trip Unit ETU10, LIN In=100A, rated current IR=40...100A, overload protection, II=1.25 to 11xIN, short-circuit protection N protected without auxiliary release ETU communication-capable without auxiliary/alarm switch with Safety Label for USA | - | 0 | 0
3VL2710-2NA46-0AA0 |  | 3VL2710-2NA46-0AA0 | 1 | UN | 1 | 5 | B | D | EAR99 | N | 85362090 | 1 | 4011209806146 | 3.078 | KG | 1331 | 1331 | LP20 | LP20 | circuit breaker VL160H high breaking capacity Icu=70kA, 415V AC 4-pole, line protection Electronic Trip Unit ETU10, LIN In=100A, rated current IR=40...100A, overload protection, II=1.25 to 11xIN, short-circuit protection N protected with screw terminals without auxiliary release ETU communication-capable without auxiliary/alarm switch | - | 0 | 0
3VL2710-2NA46-0AA0-Z | U01 | 3VL2710-2NA46-0AA0-ZU01 | 1 | UN | 1 | 5 | B | D | EAR99 | N | 85362090 | 1 |  | 3.1 | KG | 1379.4 | 1379.4 | LP20 | LP20 | circuit breaker VL160H high breaking capacity Icu=70kA, 415V AC 4-pole, line protection Electronic Trip Unit ETU10, LIN In=100A, rated current IR=40...100A, overload protection, II=1.25 to 11xIN, short-circuit protection N protected with screw terminals without auxiliary release ETU communication-capable without auxiliary/alarm switch with Safety Label for USA | - | 0 | 0
3VL2710-2NB43-0AA0 |  | 3VL2710-2NB43-0AA0 | 1 | UN | 1 | 5 | B | D | EAR99 | N | 85362090 | 1 | 4011209805330 | 3.078 | KG | 1298 | 1298 | LP20 | LP20 | circuit breaker VL160H high breaking capacity Icu=70kA, 415V AC 4-pole, line protection Electronic Trip Unit ETU10, LI In=100A, rated current IR=40...100A, overload protection, II=1.25 to 11xIN, short-circuit protection without auxiliary release ETU communication-capable without auxiliary/alarm switch | - | 0 | 0
3VL2710-2NB43-0AA0-Z | U01 | 3VL2710-2NB43-0AA0-ZU01 | 1 | UN | 1 | 5 | B | D | EAR99 | N | 85362090 | 1 |  | 3.1 | KG | 1346.4 | 1346.4 | LP20 | LP20 | circuit breaker VL160H high breaking capacity Icu=70kA, 415V AC 4-pole, line protection Electronic Trip Unit ETU10, LI In=100A, rated current IR=40...100A, overload protection, II=1.25 to 11xIN, short-circuit protection without auxiliary release ETU communication-capable without auxiliary/alarm switch with Safety Label for USA | - | 0 | 0
3VL2710-2NB46-0AA0 |  | 3VL2710-2NB46-0AA0 | 1 | UN | 1 | 5 | B | D | EAR99 | N | 85362090 | 1 | 4011209806177 | 3.078 | KG | 1276 | 1276 | LP20 | LP20 | circuit breaker VL160H high breaking capacity Icu=70kA, 415V AC 4-pole, line protection Electronic Trip Unit ETU10, LI In=100A, rated current IR=40...100A, overload protection, II=1.25 to 11xIN, short-circuit protection with screw terminals without auxiliary release ETU communication-capable without auxiliary/alarm switch | - | 0 | 0
3VL2710-2NB46-0AA0-Z | U01 | 3VL2710-2NB46-0AA0-ZU01 | 1 | UN | 1 | 5 | B | D | EAR99 | N | 85362090 | 1 |  | 3.1 | KG | 1324.4 | 1324.4 | LP20 | LP20 | circuit breaker VL160H high breaking capacity Icu=70kA, 415V AC 4-pole, line protection Electronic Trip Unit ETU10, LI In=100A, rated current IR=40...100A, overload protection, II=1.25 to 11xIN, short-circuit protection with screw terminals without auxiliary release ETU communication-capable without auxiliary/alarm switch with Safety Label for USA | - | 0 | 0
3VL2710-2NE43-0AA0 |  | 3VL2710-2NE43-0AA0 | 1 | UN | 1 | 5 | B | D | EAR99 | N | 85362090 | 1 | 4011209805361 | 3.078 | KG | 1353 | 1353 | LP20 | LP20 | circuit breaker VL160H high breaking capacity Icu=70kA, 415V AC 4-pole, line protection Electronic Trip Unit ETU20, LSI In=100A, rated current IR=40...100A, overload protection, ISD=1.5 to 10xIR, II=11xIN short-circuit protection without auxiliary release ETU communication-capable without auxiliary/alarm switch | - | 0 | 0
3VL2710-2NE43-0AA0-Z | U01 | 3VL2710-2NE43-0AA0-ZU01 | 1 | UN | 1 | 5 | B | D | EAR99 | N | 85362090 | 1 |  | 3.1 | KG | 1401.4 | 1401.4 | LP20 | LP20 | circuit breaker VL160H high breaking capacity Icu=70kA, 415V AC 4-pole, line protection Electronic Trip Unit ETU20, LSI In=100A, rated current IR=40...100A, overload protection, ISD=1.5 to 10xIR, II=11xIN short-circuit protection without auxiliary release ETU communication-capable without auxiliary/alarm switch with Safety Label for USA | - | 0 | 0
3VL2710-2NE46-0AA0 |  | 3VL2710-2NE46-0AA0 | 1 | UN | 1 | 5 | B | D | EAR99 | N | 85362090 | 1 | 4011209806207 | 3.078 | KG | 1331 | 1331 | LP20 | LP20 | circuit breaker VL160H high breaking capacity Icu=70kA, 415V AC 4-pole, line protection Electronic Trip Unit ETU20, LSI In=100A, rated current IR=40...100A, overload protection, ISD=1.5 to 10xIR, II=11xIN short-circuit protection with screw terminals without auxiliary release ETU communication-capable without auxiliary/alarm switch | - | 0 | 0
3VL2710-2NE46-0AA0-Z | U01 | 3VL2710-2NE46-0AA0-ZU01 | 1 | UN | 1 | 5 | B | D | EAR99 | N | 85362090 | 1 |  | 3.1 | KG | 1379.4 | 1379.4 | LP20 | LP20 | circuit breaker VL160H high breaking capacity Icu=70kA, 415V AC 4-pole, line protection Electronic Trip Unit ETU20, LSI In=100A, rated current IR=40...100A, overload protection, ISD=1.5 to 10xIR, II=11xIN short-circuit protection with screw terminals without auxiliary release ETU communication-capable without auxiliary/alarm switch with Safety Label for USA | - | 0 | 0
3VL2710-2NF43-0AA0 |  | 3VL2710-2NF43-0AA0 | 1 | UN | 1 | 5 | B | D | EAR99 | N | 85362090 | 1 | 4011209805392 | 3.078 | KG | 1430 | 1430 | LP20 | LP20 | circuit breaker VL160H high breaking capacity Icu=70kA, 415V AC 4-pole, line protection Electronic Trip Unit ETU20, LSI In=100A, rated current IR=40...100A, overload protection, ISD=1.5 to 10xIR, II=11xIN short-circuit protection N protected without auxiliary release ETU communication-capable without auxiliary/alarm switch | - | 0 | 0
3VL2710-2NF43-0AA0-Z | U01 | 3VL2710-2NF43-0AA0-ZU01 | 1 | UN | 1 | 5 | B | D | EAR99 | N | 85362090 | 1 |  | 3.1 | KG | 1478.4 | 1478.4 | LP20 | LP20 | circuit breaker VL160H high breaking capacity Icu=70kA, 415V AC 4-pole, line protection Electronic Trip Unit ETU20, LSI In=100A, rated current IR=40...100A, overload protection, ISD=1.5 to 10xIR, II=11xIN short-circuit protection N protected without auxiliary release ETU communication-capable without auxiliary/alarm switch with Safety Label for USA | - | 0 | 0
3VL2710-2NF46-0AA0 |  | 3VL2710-2NF46-0AA0 | 1 | UN | 1 | 5 | B | D | EAR99 | N | 85362090 | 1 | 4011209806238 | 3.078 | KG | 1419 | 1419 | LP20 | LP20 | circuit breaker VL160H high breaking capacity Icu=70kA, 415V AC 4-pole, line protection Electronic Trip Unit ETU20, LSI In=100A, rated current IR=40...100A, overload protection, ISD=1.5 to 10xIR, II=11xIN short-circuit protection N protected with screw terminals without auxiliary release ETU communication-capable without auxiliary/alarm switch | - | 0 | 0
3VL2710-2NF46-0AA0-Z | U01 | 3VL2710-2NF46-0AA0-ZU01 | 1 | UN | 1 | 5 | B | D | EAR99 | N | 85362090 | 1 |  | 3.1 | KG | 1467.4 | 1467.4 | LP20 | LP20 | circuit breaker VL160H high breaking capacity Icu=70kA, 415V AC 4-pole, line protection Electronic Trip Unit ETU20, LSI In=100A, rated current IR=40...100A, overload protection, ISD=1.5 to 10xIR, II=11xIN short-circuit protection N protected with screw terminals without auxiliary release ETU communication-capable without auxiliary/alarm switch with Safety Label for USA | - | 0 | 0
3VL2710-2NH43-0AA0 |  | 3VL2710-2NH43-0AA0 | 1 | UN | 1 | 5 | B | D | EAR99 | N | 85362090 | 1 | 4011209805422 | 3.078 | KG | 1683 | 1683 | LP20 | LP20 | circuit breaker VL160H high breaking capacity Icu=70kA, 415V AC 4-pole, line protection Electronic Trip Unit ETU22, LSIG In=100A, rated current IR=40...100A, overload protection, ISD=1.5 to 10xIR, II=11xIN short-circuit protection N protected without auxiliary release ETU communication-capable without auxiliary/alarm switch | - | 0 | 0
3VL2710-2NH43-0AA0-Z | U01 | 3VL2710-2NH43-0AA0-ZU01 | 1 | UN | 1 | 5 | B | D | EAR99 | N | 85362090 | 1 |  | 3.1 | KG | 1731.4 | 1731.4 | LP20 | LP20 | circuit breaker VL160H high breaking capacity Icu=70kA, 415V AC 4-pole, line protection Electronic Trip Unit ETU22, LSIG In=100A, rated current IR=40...100A, overload protection, ISD=1.5 to 10xIR, II=11xIN short-circuit protection N protected without auxiliary release ETU communication-capable without auxiliary/alarm switch with Safety Label for USA | - | 0 | 0
3VL2710-2NH46-0AA0 |  | 3VL2710-2NH46-0AA0 | 1 | UN | 1 | 5 | B | D | EAR99 | N | 85362090 | 1 | 4011209806269 | 3.078 | KG | 1650 | 1650 | LP20 | LP20 | circuit breaker VL160H high breaking capacity Icu=70kA, 415V AC 4-pole, line protection Electronic Trip Unit ETU22, LSIG In=100A, rated current IR=40...100A, overload protection, ISD=1.5 to 10xIR, II=11xIN short-circuit protection N protected with screw terminals without auxiliary release ETU communication-capable without auxiliary/alarm switch | - | 0 | 0
3VL2710-2NH46-0AA0-Z | U01 | 3VL2710-2NH46-0AA0-ZU01 | 1 | UN | 1 | 5 | B | D | EAR99 | N | 85362090 | 1 |  | 3.1 | KG | 1698.4 | 1698.4 | LP20 | LP20 | circuit breaker VL160H high breaking capacity Icu=70kA, 415V AC 4-pole, line protection Electronic Trip Unit ETU22, LSIG In=100A, rated current IR=40...100A, overload protection, ISD=1.5 to 10xIR, II=11xIN short-circuit protection N protected with screw terminals without auxiliary release ETU communication-capable without auxiliary/alarm switch with Safety Label for USA | - | 0 | 0
3VL2710-2NN43-0AA0 |  | 3VL2710-2NN43-0AA0 | 1 | UN | 1 | 5 | B | D | EAR99 | N | 85362090 | 1 | 4011209805453 | 3.078 | KG | 1650 | 1650 | LP20 | LP20 | circuit breaker VL160H high breaking capacity Icu=70kA, 415V AC 4-pole, line protection Electronic Trip Unit ETU12, LIG In=100A, rated current IR=40...100A, overload protection, II=1.25 to 11xIN, short-circuit protection N protected without auxiliary release ETU communication-capable without auxiliary/alarm switch | - | 0 | 0
3VL2710-2NN43-0AA0-Z | U01 | 3VL2710-2NN43-0AA0-ZU01 | 1 | UN | 1 | 5 | B | D | EAR99 | N | 85362090 | 1 |  | 3.1 | KG | 1698.4 | 1698.4 | LP20 | LP20 | circuit breaker VL160H high breaking capacity Icu=70kA, 415V AC 4-pole, line protection Electronic Trip Unit ETU12, LIG In=100A, rated current IR=40...100A, overload protection, II=1.25 to 11xIN, short-circuit protection N protected without auxiliary release ETU communication-capable without auxiliary/alarm switch with Safety Label for USA | - | 0 | 0
3VL2710-2NN46-0AA0 |  | 3VL2710-2NN46-0AA0 | 1 | UN | 1 | 5 | B | D | EAR99 | N | 85362090 | 1 | 4011209806290 | 3.078 | KG | 1617 | 1617 | LP20 | LP20 | circuit breaker VL160H high breaking capacity Icu=70kA, 415V AC 4-pole, line protection Electronic Trip Unit ETU12, LIG In=100A, rated current IR=40...100A, overload protection, II=1.25 to 11xIN, short-circuit protection N protected with screw terminals without auxiliary release ETU communication-capable without auxiliary/alarm switch | - | 0 | 0
3VL2710-2NN46-0AA0-Z | U01 | 3VL2710-2NN46-0AA0-ZU01 | 1 | UN | 1 | 5 | B | D | EAR99 | N | 85362090 | 1 |  | 3.1 | KG | 1665.4 | 1665.4 | LP20 | LP20 | circuit breaker VL160H high breaking capacity Icu=70kA, 415V AC 4-pole, line protection Electronic Trip Unit ETU12, LIG In=100A, rated current IR=40...100A, overload protection, II=1.25 to 11xIN, short-circuit protection N protected with screw terminals without auxiliary release ETU communication-capable without auxiliary/alarm switch with Safety Label for USA | - | 0 | 0
3VL2710-2SB33-0AA0 |  | 3VL2710-2SB33-0AA0 | 1 | UN | 1 | 5 | B | D | EAR99 | N | 85362090 | 1 | 4011209804647 | 2.388 | KG | 926.2 | 844.1 | LP20 | LP20 | circuit breaker VL160H high breaking capacity Icu=70kA, 415V AC 3-pole, line protection Electronic Trip Unit ETU10, LI In=100A, rated current IR=40...100A, overload protection, II=1.25 to 11xIN, short-circuit protection without auxiliary release without auxiliary/alarm switch | - | 0 | 0
3VL2710-2SB33-0AA0-Z | U01 | 3VL2710-2SB33-0AA0-ZU01 | 1 | UN | 1 | 5 | B | D | EAR99 | N | 85362090 | 1 |  | 2.4 | KG | 974.6 | 974.6 | LP20 | LP20 | circuit breaker VL160H high breaking capacity Icu=70kA, 415V AC 3-pole, line protection Electronic Trip Unit ETU10, LI In=100A, rated current IR=40...100A, overload protection, II=1.25 to 11xIN, short-circuit protection without auxiliary release without auxiliary/alarm switch with Safety Label for USA | - | 0 | 0
3VL2710-2SB36-0AA0 |  | 3VL2710-2SB36-0AA0 | 1 | UN | 1 | 5 | B | D | EAR99 | N | 85362090 | 1 | 4011209805484 | 2.312 | KG | 905.3 | 844.1 | LP20 | LP20 | circuit breaker VL160H high breaking capacity Icu=70kA, 415V AC 3-pole, line protection Electronic Trip Unit ETU10, LI In=100A, rated current IR=40...100A, overload protection, II=1.25 to 11xIN, short-circuit protection with screw terminals without auxiliary release without auxiliary/alarm switch | - | 0 | 0
3VL2710-2SB36-0AA0-Z | U01 | 3VL2710-2SB36-0AA0-ZU01 | 1 | UN | 1 | 5 | B | D | EAR99 | N | 85362090 | 1 |  | 2.4 | KG | 953.7 | 953.7 | LP20 | LP20 | circuit breaker VL160H high breaking capacity Icu=70kA, 415V AC 3-pole, line protection Electronic Trip Unit ETU10, LI In=100A, rated current IR=40...100A, overload protection, II=1.25 to 11xIN, short-circuit protection with screw terminals without auxiliary release without auxiliary/alarm switch with Safety Label for USA | - | 0 | 0
3VL2710-2SE33-0AA0 |  | 3VL2710-2SE33-0AA0 | 1 | UN | 1 | 5 | B | D | EAR99 | N | 85362090 | 1 | 4011209804678 | 2.393 | KG | 974.6 | 890 | LP20 | LP20 | circuit breaker VL160H high breaking capacity Icu=70kA, 415V AC 3-pole, line protection Electronic Trip Unit ETU20, LSI In=100A, rated current IR=40...100A, overload protection, ISD=1.5 to 10xIR, II=11xIN short-circuit protection without auxiliary release without auxiliary/alarm switch | - | 0 | 0
3VL2710-2SE33-0AA0-Z | U01 | 3VL2710-2SE33-0AA0-ZU01 | 1 | UN | 1 | 5 | B | D | EAR99 | N | 85362090 | 1 |  | 2.4 | KG | 1023 | 1023 | LP20 | LP20 | circuit breaker VL160H high breaking capacity Icu=70kA, 415V AC 3-pole, line protection Electronic Trip Unit ETU20, LSI In=100A, rated current IR=40...100A, overload protection, ISD=1.5 to 10xIR, II=11xIN short-circuit protection without auxiliary release without auxiliary/alarm switch with Safety Label for USA | - | 0 | 0
3VL2710-2SE36-0AA0 |  | 3VL2710-2SE36-0AA0 | 1 | UN | 1 | 5 | B | D | EAR99 | N | 85362090 | 1 | 4011209805514 | 2.31 | KG | 955.9 | 890 | LP20 | LP20 | circuit breaker VL160H high breaking capacity Icu=70kA, 415V AC 3-pole, line protection Electronic Trip Unit ETU20, LSI In=100A, rated current IR=40...100A, overload protection, ISD=1.5 to 10xIR, II=11xIN short-circuit protection with screw terminals without auxiliary release without auxiliary/alarm switch | - | 0 | 0
3VL2710-2SE36-0AA0-Z | U01 | 3VL2710-2SE36-0AA0-ZU01 | 1 | UN | 1 | 5 | B | D | EAR99 | N | 85362090 | 1 |  | 2.4 | KG | 1004.3 | 1004.3 | LP20 | LP20 | circuit breaker VL160H high breaking capacity Icu=70kA, 415V AC 3-pole, line protection Electronic Trip Unit ETU20, LSI In=100A, rated current IR=40...100A, overload protection, ISD=1.5 to 10xIR, II=11xIN short-circuit protection with screw terminals without auxiliary release without auxiliary/alarm switch with Safety Label for USA | - | 0 | 0
3VL2710-2SF33-0AA0 |  | 3VL2710-2SF33-0AA0 | 1 | UN | 1 | 5 | B | D | EAR99 | N | 85362090 | 1 | 4011209804708 | 2.393 | KG | 1199 | 1199 | LP20 | LP20 | circuit breaker VL160H high breaking capacity Icu=70kA, 415V AC 3-pole, line protection Electronic Trip Unit ETU12, LIG 3 phases/4 lines In=100A, rated current IR=40...100A, overload protection, II=1.25 to 11xIN, short-circuit protection without auxiliary release without auxiliary/alarm switch | - | 0 | 0
3VL2710-2SF33-0AA0-Z | U01 | 3VL2710-2SF33-0AA0-ZU01 | 1 | UN | 1 | 5 | B | D | EAR99 | N | 85362090 | 1 |  | 2.4 | KG | 1247.4 | 1247.4 | LP20 | LP20 | circuit breaker VL160H high breaking capacity Icu=70kA, 415V AC 3-pole, line protection Electronic Trip Unit ETU12, LIG 3 phases/4 lines In=100A, rated current IR=40...100A, overload protection, II=1.25 to 11xIN, short-circuit protection without auxiliary release without auxiliary/alarm switch with Safety Label for USA | - | 0 | 0
3VL2710-2SF36-0AA0 |  | 3VL2710-2SF36-0AA0 | 1 | UN | 1 | 5 | B | D | EAR99 | N | 85362090 | 1 | 4011209805545 | 2.348 | KG | 1177 | 1177 | LP20 | LP20 | circuit breaker VL160H high breaking capacity Icu=70kA, 415V AC 3-pole, line protection Electronic Trip Unit ETU12, LIG 3 phases/4 lines In=100A, rated current IR=40...100A, overload protection, II=1.25 to 11xIN, short-circuit protection with screw terminals without auxiliary release without auxiliary/alarm switch | - | 0 | 0
3VL2710-2SF36-0AA0-Z | U01 | 3VL2710-2SF36-0AA0-ZU01 | 1 | UN | 1 | 5 | B | D | EAR99 | N | 85362090 | 1 |  | 2.4 | KG | 1225.4 | 1225.4 | LP20 | LP20 | circuit breaker VL160H high breaking capacity Icu=70kA, 415V AC 3-pole, line protection Electronic Trip Unit ETU12, LIG 3 phases/4 lines In=100A, rated current IR=40...100A, overload protection, II=1.25 to 11xIN, short-circuit protection with screw terminals without auxiliary release without auxiliary/alarm switch with Safety Label for USA | - | 0 | 0
3VL2710-2SG33-0AA0 |  | 3VL2710-2SG33-0AA0 | 1 | UN | 1 | 5 | B | D | EAR99 | N | 85362090 | 1 | 4011209804739 | 2.348 | KG | 1155 | 1155 | LP20 | LP20 | circuit breaker VL160H high breaking capacity Icu=70kA, 415V AC 3-pole, line protection Electronic Trip Unit ETU22, LSIG 3 phases/3 lines In=100A, rated current IR=40...100A, overload protection, ISD=1.5 to 10xIR, II=11xIN short-circuit protection without auxiliary release without auxiliary/alarm switch | - | 0 | 0
3VL2710-2SG33-0AA0-Z | U01 | 3VL2710-2SG33-0AA0-ZU01 | 1 | UN | 1 | 5 | B | D | EAR99 | N | 85362090 | 1 |  | 2.4 | KG | 1203.4 | 1203.4 | LP20 | LP20 | circuit breaker VL160H high breaking capacity Icu=70kA, 415V AC 3-pole, line protection Electronic Trip Unit ETU22, LSIG 3 phases/3 lines In=100A, rated current IR=40...100A, overload protection, ISD=1.5 to 10xIR, II=11xIN short-circuit protection without auxiliary release without auxiliary/alarm switch with Safety Label for USA | - | 0 | 0
3VL2710-2SG36-0AA0 |  | 3VL2710-2SG36-0AA0 | 1 | UN | 1 | 5 | B | D | EAR99 | N | 85362090 | 1 | 4011209805576 | 2.348 | KG | 1133 | 1133 | LP20 | LP20 | circuit breaker VL160H high breaking capacity Icu=70kA, 415V AC 3-pole, line protection Electronic Trip Unit ETU22, LSIG 3 phases/3 lines In=100A, rated current IR=40...100A, overload protection, ISD=1.5 to 10xIR, II=11xIN short-circuit protection with screw terminals without auxiliary release without auxiliary/alarm switch | - | 0 | 0
3VL2710-2SG36-0AA0-Z | U01 | 3VL2710-2SG36-0AA0-ZU01 | 1 | UN | 1 | 5 | B | D | EAR99 | N | 85362090 | 1 |  | 2.4 | KG | 1181.4 | 1181.4 | LP20 | LP20 | circuit breaker VL160H high breaking capacity Icu=70kA, 415V AC 3-pole, line protection Electronic Trip Unit ETU22, LSIG 3 phases/3 lines In=100A, rated current IR=40...100A, overload protection, ISD=1.5 to 10xIR, II=11xIN short-circuit protection with screw terminals without auxiliary release without auxiliary/alarm switch with Safety Label for USA | - | 0 | 0
3VL2710-2SH33-0AA0 |  | 3VL2710-2SH33-0AA0 | 1 | UN | 1 | 5 | B | D | EAR99 | N | 85362090 | 1 | 4011209804760 | 2.585 | KG | 1155 | 1155 | LP20 | LP20 | circuit breaker VL160H high breaking capacity Icu=70kA, 415V AC 3-pole, line protection Electronic Trip Unit ETU22, LSIG 3 phases/4 lines with connecting cable In=100A, rated current IR=40...100A, overload protection, ISD=1.5 to 10xIR, II=11xIN short-circuit protection without auxiliary release without auxiliary/alarm switch | - | 0 | 0
3VL2710-2SH33-0AA0-Z | U01 | 3VL2710-2SH33-0AA0-ZU01 | 1 | UN | 1 | 5 | B | D | EAR99 | N | 85362090 | 1 |  | 2.4 | KG | 1203.4 | 1203.4 | LP20 | LP20 | circuit breaker VL160H high breaking capacity Icu=70kA, 415V AC 3-pole, line protection Electronic Trip Unit ETU22, LSIG 3 phases/4 lines with connecting cable In=100A, rated current IR=40...100A, overload protection, ISD=1.5 to 10xIR, II=11xIN short-circuit protection without auxiliary release without auxiliary/alarm switch with Safety Label for USA | - | 0 | 0
3VL2710-2SH36-0AA0 |  | 3VL2710-2SH36-0AA0 | 1 | UN | 1 | 5 | B | D | EAR99 | N | 85362090 | 1 | 4011209805606 | 2.585 | KG | 1133 | 1133 | LP20 | LP20 | circuit breaker VL160H high breaking capacity Icu=70kA, 415V AC 3-pole, line protection Electronic Trip Unit ETU22, LSIG 3 phases/4 lines with connecting cable In=100A, rated current IR=40...100A, overload protection, ISD=1.5 to 10xIR, II=11xIN with screw terminals without auxiliary release without auxiliary/alarm switch | - | 0 | 0
3VL2710-2SH36-0AA0-Z | U01 | 3VL2710-2SH36-0AA0-ZU01 | 1 | UN | 1 | 5 | B | D | EAR99 | N | 85362090 | 1 |  | 2.4 | KG | 1181.4 | 1181.4 | LP20 | LP20 | circuit breaker VL160H high breaking capacity Icu=70kA, 415V AC 3-pole, line protection Electronic Trip Unit ETU22, LSIG 3 phases/4 lines with connecting cable In=100A, rated current IR=40...100A, overload protection, ISD=1.5 to 10xIR, II=11xIN with screw terminals without auxiliary release without auxiliary/alarm switch with Safety Label for USA | - | 0 | 0
3VL2710-2SL33-0AA0 |  | 3VL2710-2SL33-0AA0 | 1 | UN | 1 | 5 | B | D | EAR99 | N | 85362090 | 1 | 4011209804791 | 2.585 | KG | 1111 | 1111 | LP20 | LP20 | circuit breaker VL160H high breaking capacity Icu=70kA, 415V AC 3-pole, line protection Electronic Trip Unit ETU12, LIG 3 phases/3 lines In=100A, rated current IR=40...100A, overload protection, II=1.25 to 11xIN, short-circuit protection without auxiliary release without auxiliary/alarm switch | - | 0 | 0
3VL2710-2SL33-0AA0-Z | U01 | 3VL2710-2SL33-0AA0-ZU01 | 1 | UN | 1 | 5 | B | D | EAR99 | N | 85362090 | 1 |  | 2.4 | KG | 1159.4 | 1159.4 | LP20 | LP20 | circuit breaker VL160H high breaking capacity Icu=70kA, 415V AC 3-pole, line protection Electronic Trip Unit ETU12, LIG 3 phases/3 lines In=100A, rated current IR=40...100A, overload protection, II=1.25 to 11xIN, short-circuit protection without auxiliary release without auxiliary/alarm switch with Safety Label for USA | - | 0 | 0
3VL2710-2SL36-0AA0 |  | 3VL2710-2SL36-0AA0 | 1 | UN | 1 | 5 | B | D | EAR99 | N | 85362090 | 1 | 4011209805637 | 2.585 | KG | 1093.4 | 1093.4 | LP20 | LP20 | circuit breaker VL160H high breaking capacity Icu=70kA, 415V AC 3-pole, line protection Electronic Trip Unit ETU12, LIG 3 phases/3 lines In=100A, rated current IR=40...100A, overload protection, II=1.25 to 11xIN, short-circuit protection with screw terminals without auxiliary release without auxiliary/alarm switch | - | 0 | 0
3VL2710-2SL36-0AA0-Z | U01 | 3VL2710-2SL36-0AA0-ZU01 | 1 | UN | 1 | 5 | B | D | EAR99 | N | 85362090 | 1 |  | 2.4 | KG | 1141.8 | 1141.8 | LP20 | LP20 | circuit breaker VL160H high breaking capacity Icu=70kA, 415V AC 3-pole, line protection Electronic Trip Unit ETU12, LIG 3 phases/3 lines In=100A, rated current IR=40...100A, overload protection, II=1.25 to 11xIN, short-circuit protection with screw terminals without auxiliary release without auxiliary/alarm switch with Safety Label for USA | - | 0 | 0
3VL2710-2SP33-0AA0 |  | 3VL2710-2SP33-0AA0 | 1 | UN | 1 | 5 | B | D | EAR99 | N | 85362090 | 1 | 4011209804821 | 2.26 | KG | 1020.8 | 932.1 | LP20 | LP20 | circuit breaker VL160H high breaking capacity Icu=70kA, 415V AC 3-pole, motor/generator prot. Electronic Trip Unit ETU10M, LI In=100A, rated current IR=40...100A, overload protection, II=1.25 to 11xIN, short-circuit protection without auxiliary release without auxiliary/alarm switch | - | 0 | 0
3VL2710-2SP33-0AA0-Z | U01 | 3VL2710-2SP33-0AA0-ZU01 | 1 | UN | 1 | 5 | B | D | EAR99 | N | 85362090 | 1 |  | 2.4 | KG | 1069.2 | 1069.2 | LP20 | LP20 | circuit breaker VL160H high breaking capacity Icu=70kA, 415V AC 3-pole, motor/generator prot. Electronic Trip Unit ETU10M, LI In=100A, rated current IR=40...100A, overload protection, II=1.25 to 11xIN, short-circuit protection without auxiliary release without auxiliary/alarm switch with Safety Label for USA | - | 0 | 0
3VL2710-2SP36-0AA0 |  | 3VL2710-2SP36-0AA0 | 1 | UN | 1 | 5 | B | D | EAR99 | N | 85362090 | 1 | 4011209805668 | 2.32 | KG | 1001 | 932.1 | LP20 | LP20 | circuit breaker VL160H high breaking capacity Icu=70kA, 415V AC 3-pole, motor/generator prot. Electronic Trip Unit ETU10M, LI In=100A, rated current IR=40...100A, overload protection, II=1.25 to 11xIN, short-circuit protection with screw terminals without auxiliary release without auxiliary/alarm switch | - | 0 | 0
3VL2710-2SP36-0AA0-Z | U01 | 3VL2710-2SP36-0AA0-ZU01 | 1 | UN | 1 | 5 | B | D | EAR99 | N | 85362090 | 1 |  | 2.4 | KG | 1049.4 | 1049.4 | LP20 | LP20 | circuit breaker VL160H high breaking capacity Icu=70kA, 415V AC 3-pole, motor/generator prot. Electronic Trip Unit ETU10M, LI In=100A, rated current IR=40...100A, overload protection, II=1.25 to 11xIN, short-circuit protection with screw terminals without auxiliary release without auxiliary/alarm switch with Safety Label for USA | - | 0 | 0
3VL2710-2SS33-0AA0 |  | 3VL2710-2SS33-0AA0 | 1 | UN | 1 | 5 | B | D | EAR99 | N | 85362090 | 1 | 4011209804852 | 2.376 | KG | 1111 | 1011.1 | LP20 | LP20 | circuit breaker VL160H high breaking capacity Icu=70kA, 415V AC 3-pole, motor protection Electronic Trip Unit ETU30M, LI IR=40...100A, overload prot., TC=10A...30, II=6/8/11 xIN, short-circuit protection without auxiliary release without auxiliary/alarm switch | - | 0 | 0
3VL2710-2SS33-0AA0-Z | U01 | 3VL2710-2SS33-0AA0-ZU01 | 1 | UN | 1 | 5 | B | D | EAR99 | N | 85362090 | 1 |  | 2.4 | KG | 1159.4 | 1159.4 | LP20 | LP20 | circuit breaker VL160H high breaking capacity Icu=70kA, 415V AC 3-pole, motor protection Electronic Trip Unit ETU30M, LI IR=40...100A, overload prot., TC=10A...30, II=6/8/11 xIN, short-circuit protection without auxiliary release without auxiliary/alarm switch with Safety Label for USA | - | 0 | 0
3VL2710-2SS33-0AB1-Z | U01 | 3VL2710-2SS33-0AB1-ZU01 | 1 | UN | 1 | 5 | B | D | EAR99 | N | 85362090 | 1 |  | 2.4 | KG | 1235.08 | 1235.08 | LP20 | LP20 | circuit breaker VL160H high breaking capacity Icu=70kA, 415V AC 3-pole, motor protection Electronic Trip Unit ETU30M, LI IR=40...100A, overload prot., TC=10A...30, II=6/8/11 xIN, short-circuit protection without auxiliary release Auxiliary switch mounting kit 2 AUX (1 NO + 1 NC) with Safety Label for USA | - | 0 | 0
3VL2710-2SS36-0AA0 |  | 3VL2710-2SS36-0AA0 | 1 | UN | 1 | 5 | B | D | EAR99 | N | 85362090 | 1 | 4011209805699 | 2.376 | KG | 1086.8 | 1011.1 | LP20 | LP20 | circuit breaker VL160H high breaking capacity Icu=70kA, 415V AC 3-pole, motor protection Electronic Trip Unit ETU30M, LI IR=40...100A, overload prot., TC=10A...30, II=6/8/11 xIN, short-circuit protection with screw terminals without auxiliary release without auxiliary/alarm switch | - | 0 | 0
3VL2710-2SS36-0AA0-Z | U01 | 3VL2710-2SS36-0AA0-ZU01 | 1 | UN | 1 | 5 | B | D | EAR99 | N | 85362090 | 1 |  | 2.4 | KG | 1135.2 | 1135.2 | LP20 | LP20 | circuit breaker VL160H high breaking capacity Icu=70kA, 415V AC 3-pole, motor protection Electronic Trip Unit ETU30M, LI IR=40...100A, overload prot., TC=10A...30, II=6/8/11 xIN, short-circuit protection with screw terminals without auxiliary release without auxiliary/alarm switch with Safety Label for USA | - | 0 | 0
3VL2710-2TA43-0AA0 |  | 3VL2710-2TA43-0AA0 | 1 | UN | 1 | 5 | B | D | EAR99 | N | 85362090 | 1 | 4011209805125 | 3.078 | KG | 1254 | 1254 | LP20 | LP20 | circuit breaker VL160H high breaking capacity Icu=70kA, 415V AC 4-pole, line protection Electronic Trip Unit ETU10, LIN In=100A, rated current IR=40...100A, overload protection, II=1.25 to 11xIN, short-circuit protection N protected without auxiliary release without auxiliary/alarm switch | - | 0 | 0
3VL2710-2TA43-0AA0-Z | U01 | 3VL2710-2TA43-0AA0-ZU01 | 1 | UN | 1 | 5 | B | D | EAR99 | N | 85362090 | 1 |  | 3.1 | KG | 1302.4 | 1302.4 | LP20 | LP20 | circuit breaker VL160H high breaking capacity Icu=70kA, 415V AC 4-pole, line protection Electronic Trip Unit ETU10, LIN In=100A, rated current IR=40...100A, overload protection, II=1.25 to 11xIN, short-circuit protection N protected without auxiliary release without auxiliary/alarm switch with Safety Label for USA | - | 0 | 0
3VL2710-2TA46-0AA0 |  | 3VL2710-2TA46-0AA0 | 1 | UN | 1 | 5 | B | D | EAR99 | N | 85362090 | 1 | 4011209805965 | 3.078 | KG | 1232 | 1232 | LP20 | LP20 | circuit breaker VL160H high breaking capacity Icu=70kA, 415V AC 4-pole, line protection Electronic Trip Unit ETU10, LIN In=100A, rated current IR=40...100A, overload protection, II=1.25 to 11xIN, short-circuit protection N protected with screw terminals without auxiliary release without auxiliary/alarm switch | - | 0 | 0
3VL2710-2TA46-0AA0-Z | U01 | 3VL2710-2TA46-0AA0-ZU01 | 1 | UN | 1 | 5 | B | D | EAR99 | N | 85362090 | 1 |  | 3.1 | KG | 1280.4 | 1280.4 | LP20 | LP20 | circuit breaker VL160H high breaking capacity Icu=70kA, 415V AC 4-pole, line protection Electronic Trip Unit ETU10, LIN In=100A, rated current IR=40...100A, overload protection, II=1.25 to 11xIN, short-circuit protection N protected with screw terminals without auxiliary release without auxiliary/alarm switch with Safety Label for USA | - | 0 | 0
3VL2710-2TB43-0AA0 |  | 3VL2710-2TB43-0AA0 | 1 | UN | 1 | 5 | B | D | EAR99 | N | 85362090 | 1 | 4011209805156 | 3.078 | KG | 1199 | 1199 | LP20 | LP20 | circuit breaker VL160H high breaking capacity Icu=70kA, 415V AC 4-pole, line protection Electronic Trip Unit ETU10, LI In=100A, rated current IR=40...100A, overload protection, II=1.25 to 11xIN, short-circuit protection without auxiliary release without auxiliary/alarm switch | - | 0 | 0
3VL2710-2TB43-0AA0-Z | U01 | 3VL2710-2TB43-0AA0-ZU01 | 1 | UN | 1 | 5 | B | D | EAR99 | N | 85362090 | 1 |  | 3.1 | KG | 1247.4 | 1247.4 | LP20 | LP20 | circuit breaker VL160H high breaking capacity Icu=70kA, 415V AC 4-pole, line protection Electronic Trip Unit ETU10, LI In=100A, rated current IR=40...100A, overload protection, II=1.25 to 11xIN, short-circuit protection without auxiliary release without auxiliary/alarm switch with Safety Label for USA | - | 0 | 0
3VL2710-2TB46-0AA0 |  | 3VL2710-2TB46-0AA0 | 1 | UN | 1 | 5 | B | D | EAR99 | N | 85362090 | 1 | 4011209805996 | 3.078 | KG | 1166 | 1166 | LP20 | LP20 | circuit breaker VL160H high breaking capacity Icu=70kA, 415V AC 4-pole, line protection Electronic Trip Unit ETU10, LI In=100A, rated current IR=40...100A, overload protection, II=1.25 to 11xIN, short-circuit protection with screw terminals without auxiliary release without auxiliary/alarm switch | - | 0 | 0
3VL2710-2TB46-0AA0-Z | U01 | 3VL2710-2TB46-0AA0-ZU01 | 1 | UN | 1 | 5 | B | D | EAR99 | N | 85362090 | 1 |  | 3.1 | KG | 1214.4 | 1214.4 | LP20 | LP20 | circuit breaker VL160H high breaking capacity Icu=70kA, 415V AC 4-pole, line protection Electronic Trip Unit ETU10, LI In=100A, rated current IR=40...100A, overload protection, II=1.25 to 11xIN, short-circuit protection with screw terminals without auxiliary release without auxiliary/alarm switch with Safety Label for USA | - | 0 | 0
3VL2710-2TE43-0AA0 |  | 3VL2710-2TE43-0AA0 | 1 | UN | 1 | 5 | B | D | EAR99 | N | 85362090 | 1 | 4011209805187 | 3.078 | KG | 1254 | 1254 | LP20 | LP20 | circuit breaker VL160H high breaking capacity Icu=70kA, 415V AC 4-pole, line protection Electronic Trip Unit ETU20, LSI In=100A, rated current IR=40...100A, overload protection, ISD=1.5 to 10xIR, II=11xIN short-circuit protection N unprotected without auxiliary release without auxiliary/alarm switch | - | 0 | 0
3VL2710-2TE43-0AA0-Z | U01 | 3VL2710-2TE43-0AA0-ZU01 | 1 | UN | 1 | 5 | B | D | EAR99 | N | 85362090 | 1 |  | 3.1 | KG | 1302.4 | 1302.4 | LP20 | LP20 | circuit breaker VL160H high breaking capacity Icu=70kA, 415V AC 4-pole, line protection Electronic Trip Unit ETU20, LSI In=100A, rated current IR=40...100A, overload protection, ISD=1.5 to 10xIR, II=11xIN short-circuit protection N unprotected without auxiliary release without auxiliary/alarm switch with Safety Label for USA | - | 0 | 0
3VL2710-2TE46-0AA0 |  | 3VL2710-2TE46-0AA0 | 1 | UN | 1 | 5 | B | D | EAR99 | N | 85362090 | 1 | 4011209806023 | 3.078 | KG | 1232 | 1232 | LP20 | LP20 | circuit breaker VL160H high breaking capacity Icu=70kA, 415V AC 4-pole, line protection Electronic Trip Unit ETU20, LSI In=100A, rated current IR=40...100A, overload protection, ISD=1.5 to 10xIR, II=11xIN short-circuit protection N unprotected with screw terminals without auxiliary release without auxiliary/alarm switch | - | 0 | 0
3VL2710-2TE46-0AA0-Z | U01 | 3VL2710-2TE46-0AA0-ZU01 | 1 | UN | 1 | 5 | B | D | EAR99 | N | 85362090 | 1 |  | 3.1 | KG | 1280.4 | 1280.4 | LP20 | LP20 | circuit breaker VL160H high breaking capacity Icu=70kA, 415V AC 4-pole, line protection Electronic Trip Unit ETU20, LSI In=100A, rated current IR=40...100A, overload protection, ISD=1.5 to 10xIR, II=11xIN short-circuit protection N unprotected with screw terminals without auxiliary release without auxiliary/alarm switch with Safety Label for USA | - | 0 | 0
3VL2710-2TF43-0AA0 |  | 3VL2710-2TF43-0AA0 | 1 | UN | 1 | 5 | B | D | EAR99 | N | 85362090 | 1 | 4011209805217 | 3.086 | KG | 1331 | 1217.7 | LP20 | LP20 | circuit breaker VL160H high breaking capacity Icu=70kA, 415V AC 4-pole, line protection Electronic Trip Unit ETU20, LSI In=100A, rated current IR=40...100A, overload protection, ISD=1.5 to 10xIR, II=11xIN short-circuit protection N protected without auxiliary release without auxiliary/alarm switch | - | 0 | 0
3VL2710-2TF43-0AA0-Z | U01 | 3VL2710-2TF43-0AA0-ZU01 | 1 | UN | 1 | 5 | B | D | EAR99 | N | 85362090 | 1 |  | 3.1 | KG | 1379.4 | 1379.4 | LP20 | LP20 | circuit breaker VL160H high breaking capacity Icu=70kA, 415V AC 4-pole, line protection Electronic Trip Unit ETU20, LSI In=100A, rated current IR=40...100A, overload protection, ISD=1.5 to 10xIR, II=11xIN short-circuit protection N protected without auxiliary release without auxiliary/alarm switch with Safety Label for USA | - | 0 | 0
3VL2710-2TF46-0AA0 |  | 3VL2710-2TF46-0AA0 | 1 | UN | 1 | 5 | B | D | EAR99 | N | 85362090 | 1 | 4011209806054 | 3.086 | KG | 1309 | 1217.7 | LP20 | LP20 | circuit breaker VL160H high breaking capacity Icu=70kA, 415V AC 4-pole, line protection Electronic Trip Unit ETU20, LSI In=100A, rated current IR=40...100A, overload protection, ISD=1.5 to 10xIR, II=11xIN short-circuit protection N protected with screw terminals without auxiliary release without auxiliary/alarm switch | - | 0 | 0
3VL2710-2TF46-0AA0-Z | U01 | 3VL2710-2TF46-0AA0-ZU01 | 1 | UN | 1 | 5 | B | D | EAR99 | N | 85362090 | 1 |  | 3.1 | KG | 1357.4 | 1357.4 | LP20 | LP20 | circuit breaker VL160H high breaking capacity Icu=70kA, 415V AC 4-pole, line protection Electronic Trip Unit ETU20, LSI In=100A, rated current IR=40...100A, overload protection, ISD=1.5 to 10xIR, II=11xIN short-circuit protection N protected with screw terminals without auxiliary release without auxiliary/alarm switch with Safety Label for USA | - | 0 | 0
3VL2710-2TH43-0AA0 |  | 3VL2710-2TH43-0AA0 | 1 | UN | 1 | 5 | B | D | EAR99 | N | 85362090 | 1 | 4011209805248 | 3.086 | KG | 1573 | 1573 | LP20 | LP20 | circuit breaker VL160H high breaking capacity Icu=70kA, 415V AC 4-pole, line protection Electronic Trip Unit ETU22, LSIG In=100A, rated current IR=40...100A, overload protection, ISD=1.5 to 10xIR, II=11xIN short-circuit protection N protected without auxiliary release without auxiliary/alarm switch | - | 0 | 0
3VL2710-2TH43-0AA0-Z | U01 | 3VL2710-2TH43-0AA0-ZU01 | 1 | UN | 1 | 5 | B | D | EAR99 | N | 85362090 | 1 |  | 3.1 | KG | 1621.4 | 1621.4 | LP20 | LP20 | circuit breaker VL160H high breaking capacity Icu=70kA, 415V AC 4-pole, line protection Electronic Trip Unit ETU22, LSIG In=100A, rated current IR=40...100A, overload protection, ISD=1.5 to 10xIR, II=11xIN short-circuit protection N protected without auxiliary release without auxiliary/alarm switch with Safety Label for USA | - | 0 | 0
3VL2710-2TH46-0AA0 |  | 3VL2710-2TH46-0AA0 | 1 | UN | 1 | 5 | B | D | EAR99 | N | 85362090 | 1 | 4011209806085 | 3.086 | KG | 1562 | 1562 | LP20 | LP20 | circuit breaker VL160H high breaking capacity Icu=70kA, 415V AC 4-pole, line protection Electronic Trip Unit ETU22, LSIG In=100A, rated current IR=40...100A, overload protection, ISD=1.5 to 10xIR, II=11xIN short-circuit protection N protected with screw terminals without auxiliary release without auxiliary/alarm switch | - | 0 | 0
3VL2710-2TH46-0AA0-Z | U01 | 3VL2710-2TH46-0AA0-ZU01 | 1 | UN | 1 | 5 | B | D | EAR99 | N | 85362090 | 1 |  | 3.1 | KG | 1610.4 | 1610.4 | LP20 | LP20 | circuit breaker VL160H high breaking capacity Icu=70kA, 415V AC 4-pole, line protection Electronic Trip Unit ETU22, LSIG In=100A, rated current IR=40...100A, overload protection, ISD=1.5 to 10xIR, II=11xIN short-circuit protection N protected with screw terminals without auxiliary release without auxiliary/alarm switch with Safety Label for USA | - | 0 | 0
3VL2710-2TN43-0AA0 |  | 3VL2710-2TN43-0AA0 | 1 | UN | 1 | 5 | B | D | EAR99 | N | 85362090 | 1 | 4011209805279 | 3.086 | KG | 1551 | 1551 | LP20 | LP20 | circuit breaker VL160H high breaking capacity Icu=70kA, 415V AC 4-pole, line protection Electronic Trip Unit ETU12, LIG In=100A, rated current IR=40...100A, overload protection, II=1.25 to 11xIN, short-circuit protection N protected without auxiliary release without auxiliary/alarm switch | - | 0 | 0
3VL2710-2TN43-0AA0-Z | U01 | 3VL2710-2TN43-0AA0-ZU01 | 1 | UN | 1 | 5 | B | D | EAR99 | N | 85362090 | 1 |  | 3.1 | KG | 1599.4 | 1599.4 | LP20 | LP20 | circuit breaker VL160H high breaking capacity Icu=70kA, 415V AC 4-pole, line protection Electronic Trip Unit ETU12, LIG In=100A, rated current IR=40...100A, overload protection, II=1.25 to 11xIN, short-circuit protection N protected without auxiliary release without auxiliary/alarm switch with Safety Label for USA | - | 0 | 0
3VL2710-2TN46-0AA0 |  | 3VL2710-2TN46-0AA0 | 1 | UN | 1 | 5 | B | D | EAR99 | N | 85362090 | 1 | 4011209806115 | 3.086 | KG | 1496 | 1496 | LP20 | LP20 | circuit breaker VL160H high breaking capacity Icu=70kA, 415V AC 4-pole, line protection Electronic Trip Unit ETU12, LIG In=100A, rated current IR=40...100A, overload protection, II=1.25 to 11xIN, short-circuit protection N protected with screw terminals without auxiliary release without auxiliary/alarm switch | - | 0 | 0
3VL2710-2TN46-0AA0-Z | U01 | 3VL2710-2TN46-0AA0-ZU01 | 1 | UN | 1 | 5 | B | D | EAR99 | N | 85362090 | 1 |  | 3.1 | KG | 1544.4 | 1544.4 | LP20 | LP20 | circuit breaker VL160H high breaking capacity Icu=70kA, 415V AC 4-pole, line protection Electronic Trip Unit ETU12, LIG In=100A, rated current IR=40...100A, overload protection, II=1.25 to 11xIN, short-circuit protection N protected with screw terminals without auxiliary release without auxiliary/alarm switch with Safety Label for USA | - | 0 | 0
3VL2710-2UH33-0AA0 |  | 3VL2710-2UH33-0AA0 | 1 | UN | 1 | 5 | B | D | EAR99 | N | 85362090 | 1 | 4011209885158 | 2.418 | KG | 2101 | 2101 | LP20 | LP20 | circuit breaker VL160H high breaking capacity Icu=70kA, 415V AC 3-pole, line protection Electronic Trip Unit LCD ETU40, LI/LS/LSI In=100A, rated current IR=40...100A, overload protection, ISD=1.5 to 10xIR, II=11xIN short-circuit protection without auxiliary release without auxiliary/alarm switch | - | 0 | 0
3VL2710-2UH33-0AA0-Z | U01 | 3VL2710-2UH33-0AA0-ZU01 | 1 | UN | 1 | 5 | B | D | EAR99 | N | 85362090 | 1 |  | 2.4 | KG | 2149.4 | 2149.4 | LP20 | LP20 | circuit breaker VL160H high breaking capacity Icu=70kA, 415V AC 3-pole, line protection Electronic Trip Unit LCD ETU40, LI/LS/LSI In=100A, rated current IR=40...100A, overload protection, ISD=1.5 to 10xIR, II=11xIN short-circuit protection without auxiliary release without auxiliary/alarm switch with Safety Label for USA | - | 0 | 0
3VL2710-2UH36-0AA0 |  | 3VL2710-2UH36-0AA0 | 1 | UN | 1 | 5 | B | D | EAR99 | N | 85362090 | 1 | 4011209885189 | 2.418 | KG | 2079 | 2079 | LP20 | LP20 | circuit breaker VL160H high breaking capacity Icu=70kA, 415V AC 3-pole, line protection Electronic Trip Unit LCD ETU40, LI/LS/LSI In=100A, rated current IR=40...100A, overload protection, ISD=1.5 to 10xIR, II=11xIN short-circuit protection with screw terminals without auxiliary release without auxiliary/alarm switch | - | 0 | 0
3VL2710-2UH36-0AA0-Z | U01 | 3VL2710-2UH36-0AA0-ZU01 | 1 | UN | 1 | 5 | B | D | EAR99 | N | 85362090 | 1 |  | 2.4 | KG | 2127.4 | 2127.4 | LP20 | LP20 | circuit breaker VL160H high breaking capacity Icu=70kA, 415V AC 3-pole, line protection Electronic Trip Unit LCD ETU40, LI/LS/LSI In=100A, rated current IR=40...100A, overload protection, ISD=1.5 to 10xIR, II=11xIN short-circuit protection with screw terminals without auxiliary release without auxiliary/alarm switch with Safety Label for USA | - | 0 | 0
3VL2710-2UJ43-0AA0 |  | 3VL2710-2UJ43-0AA0 | 1 | UN | 1 | 5 | B | D | EAR99 | N | 85362090 | 1 | 4011209886186 | 3.086 | KG | 2486 | 2486 | LP20 | LP20 | circuit breaker VL160H high breaking capacity Icu=70kA, 415V AC 4-pole, line protection Electronic Trip Unit LCD ETU40, LI/LS/LSI In=100A, rated current IR=40...100A, overload protection, ISD=1.5 to 10xIR, II=11xIN short-circuit protection N protected without auxiliary release without auxiliary/alarm switch | - | 0 | 0
3VL2710-2UJ43-0AA0-Z | U01 | 3VL2710-2UJ43-0AA0-ZU01 | 1 | UN | 1 | 5 | B | D | EAR99 | N | 85362090 | 1 |  | 3.1 | KG | 2534.4 | 2534.4 | LP20 | LP20 | circuit breaker VL160H high breaking capacity Icu=70kA, 415V AC 4-pole, line protection Electronic Trip Unit LCD ETU40, LI/LS/LSI In=100A, rated current IR=40...100A, overload protection, ISD=1.5 to 10xIR, II=11xIN short-circuit protection N protected without auxiliary release without auxiliary/alarm switch with Safety Label for USA | - | 0 | 0
3VL2710-2UJ46-0AA0 |  | 3VL2710-2UJ46-0AA0 | 1 | UN | 1 | 5 | B | D | EAR99 | N | 85362090 | 1 | 4011209886216 | 3.086 | KG | 2464 | 2464 | LP20 | LP20 | circuit breaker VL160H high breaking capacity Icu=70kA, 415V AC 4-pole, line protection Electronic Trip Unit LCD ETU40, LI/LS/LSI In=100A, rated current IR=40...100A, overload protection, ISD=1.5 to 10xIR, II=11xIN short-circuit protection N protected with screw terminals without auxiliary release without auxiliary/alarm switch | - | 0 | 0
3VL2710-2UJ46-0AA0-Z | U01 | 3VL2710-2UJ46-0AA0-ZU01 | 1 | UN | 1 | 5 | B | D | EAR99 | N | 85362090 | 1 |  | 3.1 | KG | 2512.4 | 2512.4 | LP20 | LP20 | circuit breaker VL160H high breaking capacity Icu=70kA, 415V AC 4-pole, line protection Electronic Trip Unit LCD ETU40, LI/LS/LSI In=100A, rated current IR=40...100A, overload protection, ISD=1.5 to 10xIR, II=11xIN short-circuit protection N protected with screw terminals without auxiliary release without auxiliary/alarm switch with Safety Label for USA | - | 0 | 0
3VL2710-2UL33-0AA0 |  | 3VL2710-2UL33-0AA0 | 1 | UN | 1 | 5 | B | D | EAR99 | N | 85362090 | 1 | 4011209885332 | 2.418 | KG | 2332 | 2332 | LP20 | LP20 | circuit breaker VL160H high breaking capacity Icu=70kA, 415V AC 3-pole, line protection Electronic Trip Unit LCD ETU42, LSIG 3 phases/3 lines In=100A, rated current IR=40...100A, overload protection, ISD=1.5 to 10xIR, II=11xIN short-circuit protection without auxiliary release without auxiliary/alarm switch | - | 0 | 0
3VL2710-2UL33-0AA0-Z | U01 | 3VL2710-2UL33-0AA0-ZU01 | 1 | UN | 1 | 5 | B | D | EAR99 | N | 85362090 | 1 |  | 2.4 | KG | 2380.4 | 2380.4 | LP20 | LP20 | circuit breaker VL160H high breaking capacity Icu=70kA, 415V AC 3-pole, line protection Electronic Trip Unit LCD ETU42, LSIG 3 phases/3 lines In=100A, rated current IR=40...100A, overload protection, ISD=1.5 to 10xIR, II=11xIN short-circuit protection without auxiliary release without auxiliary/alarm switch with Safety Label for USA | - | 0 | 0
3VL2710-2UL36-0AA0 |  | 3VL2710-2UL36-0AA0 | 1 | UN | 1 | 5 | B | D | EAR99 | N | 85362090 | 1 | 4011209885363 | 2.418 | KG | 2310 | 2310 | LP20 | LP20 | circuit breaker VL160H high breaking capacity Icu=70kA, 415V AC 3-pole, line protection Electronic Trip Unit LCD ETU42, LSIG 3 phases/3 lines In=100A, rated current IR=40...100A, overload protection, ISD=1.5 to 10xIR, II=11xIN short-circuit protection with screw terminals without auxiliary release without auxiliary/alarm switch | - | 0 | 0
3VL2710-2UL36-0AA0-Z | U01 | 3VL2710-2UL36-0AA0-ZU01 | 1 | UN | 1 | 5 | B | D | EAR99 | N | 85362090 | 1 |  | 2.4 | KG | 2358.4 | 2358.4 | LP20 | LP20 | circuit breaker VL160H high breaking capacity Icu=70kA, 415V AC 3-pole, line protection Electronic Trip Unit LCD ETU42, LSIG 3 phases/3 lines In=100A, rated current IR=40...100A, overload protection, ISD=1.5 to 10xIR, II=11xIN short-circuit protection with screw terminals without auxiliary release without auxiliary/alarm switch with Safety Label for USA | - | 0 | 0
3VL2710-2UM33-0AA0 |  | 3VL2710-2UM33-0AA0 | 1 | UN | 1 | 5 | B | D | EAR99 | N | 85362090 | 1 | 4011209885516 | 2.418 | KG | 2332 | 2332 | LP20 | LP20 | circuit breaker VL160H high breaking capacity Icu=70kA, 415V AC 3-pole, line protection Electronic Trip Unit LCD ETU42, LSIG 3 phases/4 lines with connecting cable In=100A, rated current IR=40...100A, overload protection, ISD=1.5 to 10xIR, II=11xIN short-circuit protection without auxiliary release without auxiliary/alarm switch | - | 0 | 0
3VL2710-2UM33-0AA0-Z | U01 | 3VL2710-2UM33-0AA0-ZU01 | 1 | UN | 1 | 5 | B | D | EAR99 | N | 85362090 | 1 |  | 2.4 | KG | 2380.4 | 2380.4 | LP20 | LP20 | circuit breaker VL160H high breaking capacity Icu=70kA, 415V AC 3-pole, line protection Electronic Trip Unit LCD ETU42, LSIG 3 phases/4 lines with connecting cable In=100A, rated current IR=40...100A, overload protection, ISD=1.5 to 10xIR, II=11xIN short-circuit protection without auxiliary release without auxiliary/alarm switch with Safety Label for USA | - | 0 | 0
3VL2710-2UM36-0AA0 |  | 3VL2710-2UM36-0AA0 | 1 | UN | 1 | 5 | B | D | EAR99 | N | 85362090 | 1 | 4011209885547 | 2.418 | KG | 2310 | 2310 | LP20 | LP20 | circuit breaker VL160H high breaking capacity Icu=70kA, 415V AC 3-pole, line protection Electronic Trip Unit LCD ETU42, LSIG 3 phases/4 lines with connecting cable In=100A, rated current IR=40...100A, overload protection, ISD=1.5 to 10xIR, II=11xIN with screw terminals without auxiliary release without auxiliary/alarm switch | - | 0 | 0
3VL2710-2UM36-0AA0-Z | U01 | 3VL2710-2UM36-0AA0-ZU01 | 1 | UN | 1 | 5 | B | D | EAR99 | N | 85362090 | 1 |  | 2.4 | KG | 2358.4 | 2358.4 | LP20 | LP20 | circuit breaker VL160H high breaking capacity Icu=70kA, 415V AC 3-pole, line protection Electronic Trip Unit LCD ETU42, LSIG 3 phases/4 lines with connecting cable In=100A, rated current IR=40...100A, overload protection, ISD=1.5 to 10xIR, II=11xIN with screw terminals without auxiliary release without auxiliary/alarm switch with Safety Label for USA | - | 0 | 0
3VL2710-2UN43-0AA0 |  | 3VL2710-2UN43-0AA0 | 1 | UN | 1 | 5 | B | D | EAR99 | N | 85362090 | 1 | 4011209886360 | 3.086 | KG | 2486 | 2486 | LP20 | LP20 | circuit breaker VL160H high breaking capacity Icu=70kA, 415V AC 4-pole, line protection Electronic Trip Unit LCD ETU42, LSIG In=100A, rated current IR=40...100A, overload protection, ISD=1.5 to 10xIR, II=11xIN short-circuit protection N protected with ground-fault protection without auxiliary release without auxiliary/alarm switch | - | 0 | 0
3VL2710-2UN43-0AA0-Z | U01 | 3VL2710-2UN43-0AA0-ZU01 | 1 | UN | 1 | 5 | B | D | EAR99 | N | 85362090 | 1 |  | 3.1 | KG | 2534.4 | 2534.4 | LP20 | LP20 | circuit breaker VL160H high breaking capacity Icu=70kA, 415V AC 4-pole, line protection Electronic Trip Unit LCD ETU42, LSIG In=100A, rated current IR=40...100A, overload protection, ISD=1.5 to 10xIR, II=11xIN short-circuit protection N protected with ground-fault protection without auxiliary release without auxiliary/alarm switch with Safety Label for USA | - | 0 | 0
3VL2710-2UN46-0AA0 |  | 3VL2710-2UN46-0AA0 | 1 | UN | 1 | 5 | B | D | EAR99 | N | 85362090 | 1 | 4011209886391 | 3.086 | KG | 2464 | 2464 | LP20 | LP20 | circuit breaker VL160H high breaking capacity Icu=70kA, 415V AC 4-pole, line protection Electronic Trip Unit LCD ETU42, LSIG In=100A, rated current IR=40...100A, overload protection, ISD=1.5 to 10xIR, II=11xIN short-circuit protection N protected with screw terminals without auxiliary release without auxiliary/alarm switch | - | 0 | 0
3VL2710-2UN46-0AA0-Z | U01 | 3VL2710-2UN46-0AA0-ZU01 | 1 | UN | 1 | 5 | B | D | EAR99 | N | 85362090 | 1 |  | 3.1 | KG | 2512.4 | 2512.4 | LP20 | LP20 | circuit breaker VL160H high breaking capacity Icu=70kA, 415V AC 4-pole, line protection Electronic Trip Unit LCD ETU42, LSIG In=100A, rated current IR=40...100A, overload protection, ISD=1.5 to 10xIR, II=11xIN short-circuit protection N protected with screw terminals without auxiliary release without auxiliary/alarm switch with Safety Label for USA | - | 0 | 0
3VL2710-2UP33-0AA0 |  | 3VL2710-2UP33-0AA0 | 1 | UN | 1 | 5 | B | D | EAR99 | N | 85362090 | 1 | 4011209884984 | 2.418 | KG | 2101 | 2101 | LP20 | LP20 | circuit breaker VL160H high breaking capacity Icu=70kA, 415V AC 3-pole, motor/generator prot. Electronic Trip Unit LCD ETU40M, LI In=100A, rated current IR=40...100A, overload protection, II=1.25 to 11xIN, short-circuit protection without auxiliary release without auxiliary/alarm switch | - | 0 | 0
3VL2710-2UP33-0AA0-Z | U01 | 3VL2710-2UP33-0AA0-ZU01 | 1 | UN | 1 | 5 | B | D | EAR99 | N | 85362090 | 1 |  | 2.4 | KG | 2149.4 | 2149.4 | LP20 | LP20 | circuit breaker VL160H high breaking capacity Icu=70kA, 415V AC 3-pole, motor/generator prot. Electronic Trip Unit LCD ETU40M, LI In=100A, rated current IR=40...100A, overload protection, II=1.25 to 11xIN, short-circuit protection without auxiliary release without auxiliary/alarm switch with Safety Label for USA | - | 0 | 0
3VL2710-2UP36-0AA0 |  | 3VL2710-2UP36-0AA0 | 1 | UN | 1 | 5 | B | D | EAR99 | N | 85362090 | 1 | 4011209885011 | 2.418 | KG | 2079 | 2079 | LP20 | LP20 | circuit breaker VL160H high breaking capacity Icu=70kA, 415V AC 3-pole, motor/generator prot. Electronic Trip Unit LCD ETU40M, LI In=100A, rated current IR=40...100A, overload protection, II=1.25 to 11xIN, short-circuit protection with screw terminals without auxiliary release without auxiliary/alarm switch | - | 0 | 0
3VL2710-2UP36-0AA0-Z | U01 | 3VL2710-2UP36-0AA0-ZU01 | 1 | UN | 1 | 5 | B | D | EAR99 | N | 85362090 | 1 |  | 2.4 | KG | 2127.4 | 2127.4 | LP20 | LP20 | circuit breaker VL160H high breaking capacity Icu=70kA, 415V AC 3-pole, motor/generator prot. Electronic Trip Unit LCD ETU40M, LI In=100A, rated current IR=40...100A, overload protection, II=1.25 to 11xIN, short-circuit protection with screw terminals without auxiliary release without auxiliary/alarm switch with Safety Label for USA | - | 0 | 0
3VL2710-3CH33-0AA0-Z | U01 | 3VL2710-3CH33-0AA0-ZU01 | 1 | UN | 1 | 30 | D | D | EAR99 | N | 85362090 | 1 |  | 2.4 | KG | 3722.4 | 3722.4 | LP20 | LP20 | circuit breaker VL160L very high breaking capacity Icu=100kA, 415V AC 3-pole, line protection Electronic Trip Unit LCD ETU40, LI/LS/LSI In=100A, rated current IR=40...100A, overload protection, ISD=1.5 to 10xIR, II=11xIN short-circuit protection without auxiliary release without auxiliary/alarm switch with Safety Label for USA | - | 0 | 0
3VL2710-3CH36-0AA0-Z | U01 | 3VL2710-3CH36-0AA0-ZU01 | 1 | UN | 1 | 30 | D | D | EAR99 | N | 85362090 | 1 |  | 2.4 | KG | 3722.4 | 3722.4 | LP20 | LP20 | circuit breaker VL160L very high breaking capacity Icu=100kA, 415V AC 3-pole, line protection Electronic Trip Unit LCD ETU40, LI/LS/LSI In=100A, rated current IR=40...100A, overload protection, ISD=1.5 to 10xIR, II=11xIN short-circuit protection with screw terminals without auxiliary release without auxiliary/alarm switch with Safety Label for USA | - | 0 | 0
3VL2710-3CJ43-0AA0-Z | U01 | 3VL2710-3CJ43-0AA0-ZU01 | 1 | UN | 1 | 30 | D | D | EAR99 | N | 85362090 | 1 |  | 3.1 | KG | 4382.4 | 4382.4 | LP20 | LP20 | circuit breaker VL160L very high breaking capacity Icu=100kA, 415V AC 4-pole, line protection Electronic Trip Unit LCD ETU40, LI/LS/LSI In=100A, rated current IR=40...100A, overload protection, ISD=1.5 to 10xIR, II=11xIN short-circuit protection N protected without auxiliary release without auxiliary/alarm switch with Safety Label for USA | - | 0 | 0
3VL2710-3CJ43-8TB1 |  | 3VL2710-3CJ43-8TB1 | 1 | UN | 1 | 30 | D | D | EAR99 | N | 85362090 | 1 | 4011209753426 | 3.1 | KG | 4554.88 | 4554.88 | LP20 | LP20 | circuit breaker VL160L very high breaking capacity Icu=100kA, 415V AC 4-pole, line protection Electronic Trip Unit LCD ETU40, LI/LS/LSI In=100A, rated current IR=40...100A, overload protection, ISD=1.5 to 10xIR, II=11xIN short-circuit protection N protected Shunt release 208...277 V AC Auxiliary switch mounting kit 2 AUX (1 NO + 1 NC) | - | 0 | 0
3VL2710-3CJ46-0AA0-Z | U01 | 3VL2710-3CJ46-0AA0-ZU01 | 1 | UN | 1 | 30 | D | D | EAR99 | N | 85362090 | 1 |  | 3.1 | KG | 4382.4 | 4382.4 | LP20 | LP20 | circuit breaker VL160L very high breaking capacity Icu=100kA, 415V AC 4-pole, line protection Electronic Trip Unit LCD ETU40, LI/LS/LSI In=100A, rated current IR=40...100A, overload protection, ISD=1.5 to 10xIR, II=11xIN short-circuit protection N protected with screw terminals without auxiliary release without auxiliary/alarm switch with Safety Label for USA | - | 0 | 0
3VL2710-3CL33-0AA0-Z | U01 | 3VL2710-3CL33-0AA0-ZU01 | 1 | UN | 1 | 30 | D | D | EAR99 | N | 85362090 | 1 |  | 2.4 | KG | 4118.4 | 4118.4 | LP20 | LP20 | circuit breaker VL160L very high breaking capacity Icu=100kA, 415V AC 3-pole, line protection Electronic Trip Unit LCD ETU42, LSIG 3 phases/3 lines In=100A, rated current IR=40...100A, overload protection, ISD=1.5 to 10xIR, II=11xIN short-circuit protection without auxiliary release without auxiliary/alarm switch with Safety Label for USA | - | 0 | 0
3VL2710-3CL36-0AA0-Z | U01 | 3VL2710-3CL36-0AA0-ZU01 | 1 | UN | 1 | 30 | D | D | EAR99 | N | 85362090 | 1 |  | 2.4 | KG | 4118.4 | 4118.4 | LP20 | LP20 | circuit breaker VL160L very high breaking capacity Icu=100kA, 415V AC 3-pole, line protection Electronic Trip Unit LCD ETU42, LSIG 3 phases/3 lines In=100A, rated current IR=40...100A, overload protection, ISD=1.5 to 10xIR, II=11xIN short-circuit protection with screw terminals without auxiliary release without auxiliary/alarm switch with Safety Label for USA | - | 0 | 0
3VL2710-3CM33-0AA0-Z | U01 | 3VL2710-3CM33-0AA0-ZU01 | 1 | UN | 1 | 30 | D | D | EAR99 | N | 85362090 | 1 |  | 2.4 | KG | 4118.4 | 4118.4 | LP20 | LP20 | circuit breaker VL160L very high breaking capacity Icu=100kA, 415V AC 3-pole, line protection Electronic Trip Unit LCD ETU42, LSIG 3 phases/4 lines with connecting cable In=100A, rated current IR=40...00A, overload protection, ISD=1.5 to 10xIR, II=11xIN short-circuit protection without auxiliary release without auxiliary/alarm switch with Safety Label for USA | - | 0 | 0
3VL2710-3CM36-0AA0-Z | U01 | 3VL2710-3CM36-0AA0-ZU01 | 1 | UN | 1 | 30 | D | D | EAR99 | N | 85362090 | 1 |  | 2.4 | KG | 4118.4 | 4118.4 | LP20 | LP20 | circuit breaker VL160L very high breaking capacity Icu=100kA, 415V AC 3-pole, line protection Electronic Trip Unit LCD ETU42, LSIG 3 phases/4 lines with connecting cable In=100A, rated current IR=40...00A, overload protection, ISD=1.5 to 10xIR, II=11xIN with screw terminals without auxiliary release without auxiliary/alarm switch with Safety Label for USA | - | 0 | 0
3VL2710-3CN43-0AA0-Z | U01 | 3VL2710-3CN43-0AA0-ZU01 | 1 | UN | 1 | 30 | D | D | EAR99 | N | 85362090 | 1 |  | 3.1 | KG | 4382.4 | 4382.4 | LP20 | LP20 | circuit breaker VL160L very high breaking capacity Icu=100kA, 415V AC 4-pole, line protection Electronic Trip Unit LCD ETU42, LSIG In=100A, rated current IR=40...100A, overload protection, ISD=1.5 to 10xIR, II=11xIN short-circuit protection N protected with ground-fault protection without auxiliary release without auxiliary/alarm switch with Safety Label for USA | - | 0 | 0
3VL2710-3CN46-0AA0-Z | U01 | 3VL2710-3CN46-0AA0-ZU01 | 1 | UN | 1 | 30 | D | D | EAR99 | N | 85362090 | 1 |  | 3.1 | KG | 4382.4 | 4382.4 | LP20 | LP20 | circuit breaker VL160L very high breaking capacity Icu=100kA, 415V AC 4-pole, line protection Electronic Trip Unit LCD ETU42, LSIG In=100A, rated current IR=40...100A, overload protection, ISD=1.5 to 10xIR, II=11xIN short-circuit protection N protected with screw terminals without auxiliary release without auxiliary/alarm switch with Safety Label for USA | - | 0 | 0
3VL2710-3CP33-0AA0-Z | U01 | 3VL2710-3CP33-0AA0-ZU01 | 1 | UN | 1 | 30 | D | D | EAR99 | N | 85362090 | 1 |  | 2.4 | KG | 3722.4 | 3722.4 | LP20 | LP20 | circuit breaker VL160L very high breaking capacity Icu=100kA, 415V AC 3-pole, motor/generator prot. Electronic Trip Unit LCD ETU40M, LI In=100A, rated current IR=40...100A, overload protection, II=1.25 to 11xIN, short-circuit protection without auxiliary release without auxiliary/alarm switch with Safety Label for USA | - | 0 | 0
3VL2710-3CP36-0AA0-Z | U01 | 3VL2710-3CP36-0AA0-ZU01 | 1 | UN | 1 | 30 | D | D | EAR99 | N | 85362090 | 1 |  | 2.4 | KG | 3722.4 | 3722.4 | LP20 | LP20 | circuit breaker VL160L very high breaking capacity Icu=100kA, 415V AC 3-pole, motor/generator prot. Electronic Trip Unit LCD ETU40M, LI In=100A, rated current IR=40...100A, overload protection, II=1.25 to 11xIN, short-circuit protection with screw terminals without auxiliary release without auxiliary/alarm switch with Safety Label for USA | - | 0 | 0
3VL2710-3DC33-0AA0 |  | 3VL2710-3DC33-0AA0 | 1 | UN | 1 | 5 | B | D | EAR99 | N | 85362090 | 1 | 4011209481459 | 2.374 | KG | 841.5 | 767.7 | LP20 | LP20 | circuit breaker VL160L very high breaking capacity Icu=100kA, 415V AC 3-pole, line protection Electronic Trip Unit TM, LI In=100A, rated current IR=80...100A, overload protection, II=500...1000A, short-circuit protection without auxiliary release without auxiliary/alarm switch | - | 0 | 0
3VL2710-3DC33-0AA0-Z | U01 | 3VL2710-3DC33-0AA0-ZU01 | 1 | UN | 1 | 5 | B | D | EAR99 | N | 85362090 | 1 |  | 2.2 | KG | 889.9 | 889.9 | LP20 | LP20 | circuit breaker VL160L very high breaking capacity Icu=100kA, 415V AC 3-pole, line protection Electronic Trip Unit TM, LI In=100A, rated current IR=80...100A, overload protection, II=500...1000A, short-circuit protection without auxiliary release without auxiliary/alarm switch with Safety Label for USA | - | 0 | 0
3VL2710-3DC33-0AB1 |  | 3VL2710-3DC33-0AB1 | 1 | UN | 1 | 5 | B | D | EAR99 | N | 85362090 | 1 | 4011209753433 | 2.564 | KG | 917.18 | 917.18 | LP20 | LP20 | circuit breaker VL160L very high breaking capacity Icu=100kA, 415V AC 3-pole, line protection Electronic Trip Unit TM, LI In=100A, rated current IR=80...100A, overload protection, II=500...1000A, short-circuit protection without auxiliary release Auxiliary switch mounting kit 2 AUX (1 NO + 1 NC) | - | 0 | 0
3VL2710-3DC33-0AD1 |  | 3VL2710-3DC33-0AD1 | 1 | UN | 1 | 5 | B | D | EAR99 | N | 85362090 | 1 | 4011209753440 | 2.563 | KG | 937.75 | 937.75 | LP20 | LP20 | circuit breaker VL160L very high breaking capacity Icu=100kA, 415V AC 3-pole, line protection Electronic Trip Unit TM, LI In=100A, rated current IR=80...100A, overload protection, II=500...1000A, short-circuit protection without auxiliary release Auxiliary/alarm switch mounting kit 2 AUX (1 NO+1 NC)+1 AS (1 NO) | - | 0 | 0
3VL2710-3DC33-2PA0-Z | U01 | 3VL2710-3DC33-2PA0-ZU01 | 1 | UN | 1 | 5 | B | D | EAR99 | N | 85362090 | 1 |  | 2.2 | KG | 1081.3 | 1081.3 | LP20 | LP20 | circuit breaker VL160L very high breaking capacity Icu=100kA, 415V AC 3-pole, line protection Electronic Trip Unit TM, LI In=100A, rated current IR=80...100A, overload protection, II=500...1000A, short-circuit protection Undervoltage release 24 V DC without auxiliary/alarm switch with Safety Label for USA | - | 0 | 0
3VL2710-3DC33-8CB1 |  | 3VL2710-3DC33-8CB1 | 1 | UN | 1 | 5 | B | D | EAR99 | N | 85362090 | 1 | 4011209753457 | 2.563 | KG | 1062.38 | 1062.38 | LP20 | LP20 | circuit breaker VL160L very high breaking capacity Icu=100kA, 415V AC 3-pole, line protection Electronic Trip Unit TM, LI In=100A, rated current IR=80...100A, overload protection, II=500...1000A, short-circuit protection Shunt release 24 V AC/DC Auxiliary switch mounting kit 2 AUX (1 NO + 1 NC) | - | 0 | 0
3VL2710-3DC33-8TD1 |  | 3VL2710-3DC33-8TD1 | 1 | UN | 1 | 5 | B | D | EAR99 | N | 85362090 | 1 | 4011209753464 | 2.548 | KG | 1082.95 | 1082.95 | LP20 | LP20 | circuit breaker VL160L very high breaking capacity Icu=100kA, 415V AC 3-pole, line protection Electronic Trip Unit TM, LI In=100A, rated current IR=80...100A, overload protection, II=500...1000A, short-circuit protection Shunt release 208...277 V AC Auxiliary/alarm switch mounting kit 2 AUX (1 NO+1 NC)+1 AS (1 NO) | - | 0 | 0
3VL2710-3DC36-0AA0 |  | 3VL2710-3DC36-0AA0 | 1 | UN | 1 | 5 | B | D | EAR99 | N | 85362090 | 1 | 4011209607330 | 2.2 | KG | 822.8 | 767.7 | LP20 | LP20 | circuit breaker VL160L very high breaking capacity Icu=100kA, 415V AC 3-pole, line protection Electronic Trip Unit TM, LI In=100A, rated current IR=80...100A, overload protection, II=500...1000A, short-circuit protection with screw terminals without auxiliary release without auxiliary/alarm switch | - | 0 | 0
3VL2710-3DC36-0AA0-Z | U01 | 3VL2710-3DC36-0AA0-ZU01 | 1 | UN | 1 | 5 | B | D | EAR99 | N | 85362090 | 1 |  | 2.2 | KG | 871.2 | 871.2 | LP20 | LP20 | circuit breaker VL160L very high breaking capacity Icu=100kA, 415V AC 3-pole, line protection Electronic Trip Unit TM, LI In=100A, rated current IR=80...100A, overload protection, II=500...1000A, short-circuit protection with screw terminals without auxiliary release without auxiliary/alarm switch with Safety Label for USA | - | 0 | 0
3VL2710-3DE33-0AA0 |  | 3VL2710-3DE33-0AA0 | 1 | UN | 1 | 5 | B | D | EAR99 | N | 85362090 | 1 | 4011209474253 | 2.55 | KG | 561 | 512.9 | LP20 | LP20 | circuit breaker VL160L very high breaking capacity Icu=100kA, 415V AC 3-pole, non-auto. air circ. br. Electronic Trip Unit magnetic In=100A, rated current II=2500A, short-circuit protection without auxiliary release without auxiliary/alarm switch | - | 0 | 0
3VL2710-3DE33-0AA0-Z | U01 | 3VL2710-3DE33-0AA0-ZU01 | 1 | UN | 1 | 5 | B | D | EAR99 | N | 85362090 | 1 |  | 2.2 | KG | 609.4 | 609.4 | LP20 | LP20 | circuit breaker VL160L very high breaking capacity Icu=100kA, 415V AC 3-pole, non-auto. air circ. br. Electronic Trip Unit magnetic In=100A, rated current II=2500A, short-circuit protection without auxiliary release without auxiliary/alarm switch with Safety Label for USA | - | 0 | 0
3VL2710-3DE36-0AA0 |  | 3VL2710-3DE36-0AA0 | 1 | UN | 1 | 5 | B | D | EAR99 | N | 85362090 | 1 | 4011209949119 | 2.2 | KG | 543.4 | 512.9 | LP20 | LP20 | circuit breaker VL160L very high breaking capacity Icu=100kA, 415V AC 3-pole, non-auto. air circ. br. Electronic Trip Unit magnetic In=100A, rated current II=2500A, short-circuit protection with screw terminals without auxiliary release without auxiliary/alarm switch | - | 0 | 0
3VL2710-3DE36-0AA0-Z | U01 | 3VL2710-3DE36-0AA0-ZU01 | 1 | UN | 1 | 5 | B | D | EAR99 | N | 85362090 | 1 |  | 2.2 | KG | 591.8 | 591.8 | LP20 | LP20 | circuit breaker VL160L very high breaking capacity Icu=100kA, 415V AC 3-pole, non-auto. air circ. br. Electronic Trip Unit magnetic In=100A, rated current II=2500A, short-circuit protection with screw terminals without auxiliary release without auxiliary/alarm switch with Safety Label for USA | - | 0 | 0
3VL2710-3DK33-0AA0 |  | 3VL2710-3DK33-0AA0 | 1 | UN | 1 | 5 | B | D | EAR99 | N | 85362090 | 1 | 4011209481466 | 2.509 | KG | 801.9 | 733.3 | LP20 | LP20 | circuit breaker VL160L very high breaking capacity Icu=100kA, 415V AC 3-pole, starter combination Electronic Trip Unit magnetic In=100A, rated current II=750...1500A, short-circuit protection without auxiliary release without auxiliary/alarm switch | - | 0 | 0
3VL2710-3DK33-0AA0-Z | U01 | 3VL2710-3DK33-0AA0-ZU01 | 1 | UN | 1 | 5 | B | D | EAR99 | N | 85362090 | 1 |  | 2.2 | KG | 850.3 | 850.3 | LP20 | LP20 | circuit breaker VL160L very high breaking capacity Icu=100kA, 415V AC 3-pole, starter combination Electronic Trip Unit magnetic In=100A, rated current II=750...1500A, short-circuit protection without auxiliary release without auxiliary/alarm switch with Safety Label for USA | - | 0 | 0
3VL2710-3DK33-0AD1 |  | 3VL2710-3DK33-0AD1 | 1 | UN | 1 | 5 | B | D | EAR99 | N | 85362090 | 1 | 4011209753471 | 2.471 | KG | 898.15 | 898.15 | LP20 | LP20 | circuit breaker VL160L very high breaking capacity Icu=100kA, 415V AC 3-pole, starter combination Electronic Trip Unit magnetic In=100A, rated current II=750...1500A, short-circuit protection without auxiliary release Auxiliary/alarm switch mounting kit 2 AUX (1 NO+1 NC)+1 AS (1 NO) | - | 0 | 0
3VL2710-3DK36-0AA0 |  | 3VL2710-3DK36-0AA0 | 1 | UN | 1 | 5 | B | D | EAR99 | N | 85362090 | 1 | 4011209735613 | 2.2 | KG | 785.4 | 733.3 | LP20 | LP20 | circuit breaker VL160L very high breaking capacity Icu=100kA, 415V AC 3-pole, starter combination Electronic Trip Unit magnetic In=100A, rated current II=750...1500A, short-circuit protection with screw terminals without auxiliary release without auxiliary/alarm switch | - | 0 | 0
3VL2710-3DK36-0AA0-Z | U01 | 3VL2710-3DK36-0AA0-ZU01 | 1 | UN | 1 | 5 | B | D | EAR99 | N | 85362090 | 1 |  | 2.2 | KG | 833.8 | 833.8 | LP20 | LP20 | circuit breaker VL160L very high breaking capacity Icu=100kA, 415V AC 3-pole, starter combination Electronic Trip Unit magnetic In=100A, rated current II=750...1500A, short-circuit protection with screw terminals without auxiliary release without auxiliary/alarm switch with Safety Label for USA | - | 0 | 0
3VL2710-3EE43-0AA0 |  | 3VL2710-3EE43-0AA0 | 1 | UN | 1 | 5 | B | D | EAR99 | N | 85362090 | 1 | 4011209474246 | 3.36 | KG | 734.8 | 671.2 | LP20 | LP20 | circuit breaker VL160L very high breaking capacity Icu=100kA, 415V AC 4-pole, non-auto. air circ. br. Electronic Trip Unit magnetic In=100A, rated current II=2500A, short-circuit protection without auxiliary release without auxiliary/alarm switch | - | 0 | 0
3VL2710-3EE43-0AA0-Z | U01 | 3VL2710-3EE43-0AA0-ZU01 | 1 | UN | 1 | 5 | B | D | EAR99 | N | 85362090 | 1 |  | 3 | KG | 783.2 | 783.2 | LP20 | LP20 | circuit breaker VL160L very high breaking capacity Icu=100kA, 415V AC 4-pole, non-auto. air circ. br. Electronic Trip Unit magnetic In=100A, rated current II=2500A, short-circuit protection without auxiliary release without auxiliary/alarm switch with Safety Label for USA | - | 0 | 0
3VL2710-3EE46-0AA0 |  | 3VL2710-3EE46-0AA0 | 1 | UN | 1 | 5 | B | D | EAR99 | N | 85362090 | 1 | 4011209951099 | 3.066 | KG | 710.6 | 671.2 | LP20 | LP20 | circuit breaker VL160L very high breaking capacity Icu=100kA, 415V AC 4-pole, non-auto. air circ. br. Electronic Trip Unit magnetic In=100A, rated current II=2500A, short-circuit protection with screw terminals without auxiliary release without auxiliary/alarm switch | - | 0 | 0
3VL2710-3EE46-0AA0-Z | U01 | 3VL2710-3EE46-0AA0-ZU01 | 1 | UN | 1 | 5 | B | D | EAR99 | N | 85362090 | 1 |  | 3 | KG | 759 | 759 | LP20 | LP20 | circuit breaker VL160L very high breaking capacity Icu=100kA, 415V AC 4-pole, non-auto. air circ. br. Electronic Trip Unit magnetic In=100A, rated current II=2500A, short-circuit protection with screw terminals without auxiliary release without auxiliary/alarm switch with Safety Label for USA | - | 0 | 0
3VL2710-3EJ43-0AA0 |  | 3VL2710-3EJ43-0AA0 | 1 | UN | 1 | 5 | B | D | EAR99 | N | 85362090 | 1 | 4011209481480 | 3.271 | KG | 1093.4 | 999.7 | LP20 | LP20 | circuit breaker VL160L very high breaking capacity Icu=100kA, 415V AC 4-pole, line protection Electronic Trip Unit TM, LI In=100A, rated current IR=80...100A, overload protection, II=500...1000A, short-circuit protection N unprotected without auxiliary release without auxiliary/alarm switch | - | 0 | 0
3VL2710-3EJ43-0AA0-Z | U01 | 3VL2710-3EJ43-0AA0-ZU01 | 1 | UN | 1 | 5 | B | D | EAR99 | N | 85362090 | 1 |  | 3 | KG | 1141.8 | 1141.8 | LP20 | LP20 | circuit breaker VL160L very high breaking capacity Icu=100kA, 415V AC 4-pole, line protection Electronic Trip Unit TM, LI In=100A, rated current IR=80...100A, overload protection, II=500...1000A, short-circuit protection N unprotected without auxiliary release without auxiliary/alarm switch with Safety Label for USA | - | 0 | 0
3VL2710-3EJ46-0AA0 |  | 3VL2710-3EJ46-0AA0 | 1 | UN | 1 | 5 | B | D | EAR99 | N | 85362090 | 1 | 4011209735620 | 3.066 | KG | 1072.5 | 999.7 | LP20 | LP20 | circuit breaker VL160L very high breaking capacity Icu=100kA, 415V AC 4-pole, line protection Electronic Trip Unit TM, LI In=100A, rated current IR=80...100A, overload protection, II=500...1000A, short-circuit protection N unprotected with screw terminals without auxiliary release without auxiliary/alarm switch | - | 0 | 0
3VL2710-3EJ46-0AA0-Z | U01 | 3VL2710-3EJ46-0AA0-ZU01 | 1 | UN | 1 | 5 | B | D | EAR99 | N | 85362090 | 1 |  | 3 | KG | 1120.9 | 1120.9 | LP20 | LP20 | circuit breaker VL160L very high breaking capacity Icu=100kA, 415V AC 4-pole, line protection Electronic Trip Unit TM, LI In=100A, rated current IR=80...100A, overload protection, II=500...1000A, short-circuit protection N unprotected with screw terminals without auxiliary release without auxiliary/alarm switch with Safety Label for USA | - | 0 | 0
3VL2710-3EM43-0AA0 |  | 3VL2710-3EM43-0AA0 | 1 | UN | 1 | 5 | B | D | EAR99 | N | 85362090 | 1 | 4011209735637 | 3.122 | KG | 1122 | 1025.4 | LP20 | LP20 | circuit breaker VL160L very high breaking capacity Icu=100kA, 415V AC 4-pole, line protection Electronic Trip Unit TM, LI In=100A, rated current IR=80...100A, overload protection, II=500...1000A, short-circuit protection N protected without auxiliary release without auxiliary/alarm switch | - | 0 | 0
3VL2710-3EM43-0AA0-Z | U01 | 3VL2710-3EM43-0AA0-ZU01 | 1 | UN | 1 | 5 | B | D | EAR99 | N | 85362090 | 1 |  | 3 | KG | 1170.4 | 1170.4 | LP20 | LP20 | circuit breaker VL160L very high breaking capacity Icu=100kA, 415V AC 4-pole, line protection Electronic Trip Unit TM, LI In=100A, rated current IR=80...100A, overload protection, II=500...1000A, short-circuit protection N protected without auxiliary release without auxiliary/alarm switch with Safety Label for USA | - | 0 | 0
3VL2710-3EM46-0AA0 |  | 3VL2710-3EM46-0AA0 | 1 | UN | 1 | 5 | B | D | EAR99 | N | 85362090 | 1 | 4011209735644 | 3 | KG | 1095.6 | 1025.4 | LP20 | LP20 | circuit breaker VL160L very high breaking capacity Icu=100kA, 415V AC 4-pole, line protection Electronic Trip Unit TM, LI In=100A, rated current IR=80...100A, overload protection, II=500...1000A, short-circuit protection N protected with screw terminals without auxiliary release without auxiliary/alarm switch | - | 0 | 0
3VL2710-3EM46-0AA0-Z | U01 | 3VL2710-3EM46-0AA0-ZU01 | 1 | UN | 1 | 5 | B | D | EAR99 | N | 85362090 | 1 |  | 3 | KG | 1144 | 1144 | LP20 | LP20 | circuit breaker VL160L very high breaking capacity Icu=100kA, 415V AC 4-pole, line protection Electronic Trip Unit TM, LI In=100A, rated current IR=80...100A, overload protection, II=500...1000A, short-circuit protection N protected with screw terminals without auxiliary release without auxiliary/alarm switch with Safety Label for USA | - | 0 | 0
3VL2710-3LA43-0AA0 |  | 3VL2710-3LA43-0AA0 | 1 | UN | 1 | 5 | B | D | EAR99 | N | 85362090 | 1 | 4011209872981 | 2.447 | KG | 1782 | 1782 | LP20 | LP20 | circuit breaker VL160L very high breaking capacity Icu=100kA, 415V AC 4-pole, line protection Electronic Trip Unit ETU10, LI In=100A, rated current IR=40...100A, overload protection, II=1.25 to 11xIN, short-circuit protection N protected without auxiliary release shipbuilding certificate for LRS, DNV and gL without auxiliary/alarm switch | - | 0 | 0
3VL2710-3LA43-0AA0-Z | U01 | 3VL2710-3LA43-0AA0-ZU01 | 1 | UN | 1 | 5 | B | D | EAR99 | N | 85362090 | 1 |  | 3.1 | KG | 1830.4 | 1830.4 | LP20 | LP20 | circuit breaker VL160L very high breaking capacity Icu=100kA, 415V AC 4-pole, line protection Electronic Trip Unit ETU10, LI In=100A, rated current IR=40...100A, overload protection, II=1.25 to 11xIN, short-circuit protection N protected without auxiliary release shipbuilding certificate for LRS, DNV and gL without auxiliary/alarm switch with Safety Label for USA | - | 0 | 0
3VL2710-3LA46-0AA0 |  | 3VL2710-3LA46-0AA0 | 1 | UN | 1 | 5 | B | D | EAR99 | N | 85362090 | 1 | 4011209873018 | 2.447 | KG | 1760 | 1760 | LP20 | LP20 | circuit breaker VL160L very high breaking capacity Icu=100kA, 415V AC 4-pole, line protection Electronic Trip Unit ETU10, LI In=100A, rated current IR=40...100A, overload protection, II=1.25 to 11xIN, short-circuit protection N protected with screw terminals without auxiliary release shipbuilding certificate for LRS, DNV and gL without auxiliary/alarm switch | - | 0 | 0
3VL2710-3LA46-0AA0-Z | U01 | 3VL2710-3LA46-0AA0-ZU01 | 1 | UN | 1 | 5 | B | D | EAR99 | N | 85362090 | 1 |  | 3.1 | KG | 1808.4 | 1808.4 | LP20 | LP20 | circuit breaker VL160L very high breaking capacity Icu=100kA, 415V AC 4-pole, line protection Electronic Trip Unit ETU10, LI In=100A, rated current IR=40...100A, overload protection, II=1.25 to 11xIN, short-circuit protection N protected with screw terminals without auxiliary release shipbuilding certificate for LRS, DNV and gL without auxiliary/alarm switch with Safety Label for USA | - | 0 | 0
3VL2710-3LB33-0AA0 |  | 3VL2710-3LB33-0AA0 | 1 | UN | 1 | 5 | B | D | EAR99 | N | 85362090 | 1 | 4011209872097 | 2.447 | KG | 1320 | 1320 | LP20 | LP20 | circuit breaker VL160L very high breaking capacity Icu=100kA, 415V AC 3-pole, line protection Electronic Trip Unit ETU10, LI In=100A, rated current IR=40...100A, overload protection, II=1.25 to 11xIN, short-circuit protection without auxiliary release shipbuilding certificate for LRS, DNV and gL without auxiliary/alarm switch | - | 0 | 0
3VL2710-3LB33-0AA0-Z | U01 | 3VL2710-3LB33-0AA0-ZU01 | 1 | UN | 1 | 5 | B | D | EAR99 | N | 85362090 | 1 |  | 2.4 | KG | 1368.4 | 1368.4 | LP20 | LP20 | circuit breaker VL160L very high breaking capacity Icu=100kA, 415V AC 3-pole, line protection Electronic Trip Unit ETU10, LI In=100A, rated current IR=40...100A, overload protection, II=1.25 to 11xIN, short-circuit protection without auxiliary release shipbuilding certificate for LRS, DNV and gL without auxiliary/alarm switch with Safety Label for USA | - | 0 | 0
3VL2710-3LB36-0AA0 |  | 3VL2710-3LB36-0AA0 | 1 | UN | 1 | 5 | B | D | EAR99 | N | 85362090 | 1 | 4011209888845 | 2.447 | KG | 1309 | 1309 | LP20 | LP20 | circuit breaker VL160L very high breaking capacity Icu=100kA, 415V AC 3-pole, line protection Electronic Trip Unit ETU10, LI In=100A, rated current IR=40...100A, overload protection, II=1.25 to 11xIN, short-circuit protection with screw terminals without auxiliary release shipbuilding certificate for LRS, DNV and gL without auxiliary/alarm switch | - | 0 | 0
3VL2710-3LB36-0AA0-Z | U01 | 3VL2710-3LB36-0AA0-ZU01 | 1 | UN | 1 | 5 | B | D | EAR99 | N | 85362090 | 1 |  | 2.4 | KG | 1357.4 | 1357.4 | LP20 | LP20 | circuit breaker VL160L very high breaking capacity Icu=100kA, 415V AC 3-pole, line protection Electronic Trip Unit ETU10, LI In=100A, rated current IR=40...100A, overload protection, II=1.25 to 11xIN, short-circuit protection with screw terminals without auxiliary release shipbuilding certificate for LRS, DNV and gL without auxiliary/alarm switch with Safety Label for USA | - | 0 | 0
3VL2710-3LE33-0AA0 |  | 3VL2710-3LE33-0AA0 | 1 | UN | 1 | 5 | B | D | EAR99 | N | 85362090 | 1 | 4011209872264 | 2.425 | KG | 1375 | 1375 | LP20 | LP20 | circuit breaker VL160L very high breaking capacity Icu=100kA, 415V AC 3-pole, line protection Electronic Trip Unit ETU20, LSI In=100A, rated current IR=40...100A, overload protection, ISD=1.5 to 10xIR, II=11xIN short-circuit protection without auxiliary release shipbuilding certificate for LRS, DNV and gL without auxiliary/alarm switch | - | 0 | 0
3VL2710-3LE33-0AA0-Z | U01 | 3VL2710-3LE33-0AA0-ZU01 | 1 | UN | 1 | 5 | B | D | EAR99 | N | 85362090 | 1 |  | 2.4 | KG | 1423.4 | 1423.4 | LP20 | LP20 | circuit breaker VL160L very high breaking capacity Icu=100kA, 415V AC 3-pole, line protection Electronic Trip Unit ETU20, LSI In=100A, rated current IR=40...100A, overload protection, ISD=1.5 to 10xIR, II=11xIN short-circuit protection without auxiliary release shipbuilding certificate for LRS, DNV and gL without auxiliary/alarm switch with Safety Label for USA | - | 0 | 0
3VL2710-3LE36-0AA0 |  | 3VL2710-3LE36-0AA0 | 1 | UN | 1 | 5 | B | D | EAR99 | N | 85362090 | 1 | 4011209872295 | 2.425 | KG | 1364 | 1364 | LP20 | LP20 | circuit breaker VL160L very high breaking capacity Icu=100kA, 415V AC 3-pole, line protection Electronic Trip Unit ETU20, LSI In=100A, rated current IR=40...100A, overload protection, ISD=1.5 to 10xIR, II=11xIN short-circuit protection with screw terminals without auxiliary release shipbuilding certificate for LRS, DNV and gL without auxiliary/alarm switch | - | 0 | 0
3VL2710-3LE36-0AA0-Z | U01 | 3VL2710-3LE36-0AA0-ZU01 | 1 | UN | 1 | 5 | B | D | EAR99 | N | 85362090 | 1 |  | 2.4 | KG | 1412.4 | 1412.4 | LP20 | LP20 | circuit breaker VL160L very high breaking capacity Icu=100kA, 415V AC 3-pole, line protection Electronic Trip Unit ETU20, LSI In=100A, rated current IR=40...100A, overload protection, ISD=1.5 to 10xIR, II=11xIN short-circuit protection with screw terminals without auxiliary release shipbuilding certificate for LRS, DNV and gL without auxiliary/alarm switch with Safety Label for USA | - | 0 | 0
3VL2710-3LF43-0AA0 |  | 3VL2710-3LF43-0AA0 | 1 | UN | 1 | 5 | B | D | EAR99 | N | 85362090 | 1 | 4011209873155 | 2.447 | KG | 1859 | 1859 | LP20 | LP20 | circuit breaker VL160L very high breaking capacity Icu=100kA, 415V AC 4-pole, line protection Electronic Trip Unit ETU20, LSI In=100A, rated current IR=40...100A, overload protection, ISD=1.5 to 10xIR, II=11xIN short-circuit protection N protected without auxiliary release shipbuilding certificate for LRS, DNV and gL without auxiliary/alarm switch | - | 0 | 0
3VL2710-3LF43-0AA0-Z | U01 | 3VL2710-3LF43-0AA0-ZU01 | 1 | UN | 1 | 5 | B | D | EAR99 | N | 85362090 | 1 |  | 3.1 | KG | 1907.4 | 1907.4 | LP20 | LP20 | circuit breaker VL160L very high breaking capacity Icu=100kA, 415V AC 4-pole, line protection Electronic Trip Unit ETU20, LSI In=100A, rated current IR=40...100A, overload protection, ISD=1.5 to 10xIR, II=11xIN short-circuit protection N protected without auxiliary release shipbuilding certificate for LRS, DNV and gL without auxiliary/alarm switch with Safety Label for USA | - | 0 | 0
3VL2710-3LF46-0AA0 |  | 3VL2710-3LF46-0AA0 | 1 | UN | 1 | 5 | B | D | EAR99 | N | 85362090 | 1 | 4011209873186 | 2.447 | KG | 1837 | 1837 | LP20 | LP20 | circuit breaker VL160L very high breaking capacity Icu=100kA, 415V AC 4-pole, line protection Electronic Trip Unit ETU20, LSI In=100A, rated current IR=40...100A, overload protection, ISD=1.5 to 10xIR, II=11xIN short-circuit protection N protected with screw terminals without auxiliary release shipbuilding certificate for LRS, DNV and gL without auxiliary/alarm switch | - | 0 | 0
3VL2710-3LF46-0AA0-Z | U01 | 3VL2710-3LF46-0AA0-ZU01 | 1 | UN | 1 | 5 | B | D | EAR99 | N | 85362090 | 1 |  | 3.1 | KG | 1885.4 | 1885.4 | LP20 | LP20 | circuit breaker VL160L very high breaking capacity Icu=100kA, 415V AC 4-pole, line protection Electronic Trip Unit ETU20, LSI In=100A, rated current IR=40...100A, overload protection, ISD=1.5 to 10xIR, II=11xIN short-circuit protection N protected with screw terminals without auxiliary release shipbuilding certificate for LRS, DNV and gL without auxiliary/alarm switch with Safety Label for USA | - | 0 | 0
3VL2710-3LS33-0AA0 |  | 3VL2710-3LS33-0AA0 | 1 | UN | 1 | 5 | B | D | EAR99 | N | 85362090 | 1 | 4011209872448 | 2.425 | KG | 1551 | 1551 | LP20 | LP20 | circuit breaker VL160L very high breaking capacity Icu=100kA, 415V AC 3-pole, motor protection Electronic Trip Unit ETU30M, LI IR=40...100A, overload prot., TC=10A...30, II=6/8/11 xIN, short-circuit protection without auxiliary release shipbuilding certificate for LRS, DNV and gL without auxiliary/alarm switch | - | 0 | 0
3VL2710-3LS33-0AA0-Z | U01 | 3VL2710-3LS33-0AA0-ZU01 | 1 | UN | 1 | 5 | B | D | EAR99 | N | 85362090 | 1 |  | 2.4 | KG | 1599.4 | 1599.4 | LP20 | LP20 | circuit breaker VL160L very high breaking capacity Icu=100kA, 415V AC 3-pole, motor protection Electronic Trip Unit ETU30M, LI IR=40...100A, overload prot., TC=10A...30, II=6/8/11 xIN, short-circuit protection without auxiliary release shipbuilding certificate for LRS, DNV and gL without auxiliary/alarm switch with Safety Label for USA | - | 0 | 0
3VL2710-3LS36-0AA0 |  | 3VL2710-3LS36-0AA0 | 1 | UN | 1 | 5 | B | D | EAR99 | N | 85362090 | 1 | 4011209872479 | 2.425 | KG | 1518 | 1518 | LP20 | LP20 | circuit breaker VL160L very high breaking capacity Icu=100kA, 415V AC 3-pole, motor protection Electronic Trip Unit ETU30M, LI IR=40...100A, overload prot., TC=10A...30, II=6/8/11 xIN, short-circuit protection with screw terminals without auxiliary release shipbuilding certificate for LRS, DNV and gL without auxiliary/alarm switch | - | 0 | 0
3VL2710-3LS36-0AA0-Z | U01 | 3VL2710-3LS36-0AA0-ZU01 | 1 | UN | 1 | 5 | B | D | EAR99 | N | 85362090 | 1 |  | 2.4 | KG | 1566.4 | 1566.4 | LP20 | LP20 | circuit breaker VL160L very high breaking capacity Icu=100kA, 415V AC 3-pole, motor protection Electronic Trip Unit ETU30M, LI IR=40...100A, overload prot., TC=10A...30, II=6/8/11 xIN, short-circuit protection with screw terminals without auxiliary release shipbuilding certificate for LRS, DNV and gL without auxiliary/alarm switch with Safety Label for USA | - | 0 | 0
3VL2710-3MB33-0AA0 |  | 3VL2710-3MB33-0AA0 | 1 | UN | 1 | 5 | B | D | EAR99 | N | 85362090 | 1 | 4011209806566 | 2.425 | KG | 1254 | 1254 | LP20 | LP20 | circuit breaker VL160L very high breaking capacity Icu=100kA, 415V AC 3-pole, line protection Electronic Trip Unit ETU10, LI In=100A, rated current IR=40...100A, overload protection, II=1.25 to 11xIN, short-circuit protection without auxiliary release ETU communication-capable without auxiliary/alarm switch | - | 0 | 0
3VL2710-3MB33-0AA0-Z | U01 | 3VL2710-3MB33-0AA0-ZU01 | 1 | UN | 1 | 5 | B | D | EAR99 | N | 85362090 | 1 |  | 2.4 | KG | 1302.4 | 1302.4 | LP20 | LP20 | circuit breaker VL160L very high breaking capacity Icu=100kA, 415V AC 3-pole, line protection Electronic Trip Unit ETU10, LI In=100A, rated current IR=40...100A, overload protection, II=1.25 to 11xIN, short-circuit protection without auxiliary release ETU communication-capable without auxiliary/alarm switch with Safety Label for USA | - | 0 | 0
3VL2710-3MB36-0AA0 |  | 3VL2710-3MB36-0AA0 | 1 | UN | 1 | 5 | B | D | EAR99 | N | 85362090 | 1 | 4011209807372 | 2.425 | KG | 1232 | 1232 | LP20 | LP20 | circuit breaker VL160L very high breaking capacity Icu=100kA, 415V AC 3-pole, line protection Electronic Trip Unit ETU10, LI In=100A, rated current IR=40...100A, overload protection, II=1.25 to 11xIN, short-circuit protection with screw terminals without auxiliary release ETU communication-capable without auxiliary/alarm switch | - | 0 | 0
3VL2710-3MB36-0AA0-Z | U01 | 3VL2710-3MB36-0AA0-ZU01 | 1 | UN | 1 | 5 | B | D | EAR99 | N | 85362090 | 1 |  | 2.4 | KG | 1280.4 | 1280.4 | LP20 | LP20 | circuit breaker VL160L very high breaking capacity Icu=100kA, 415V AC 3-pole, line protection Electronic Trip Unit ETU10, LI In=100A, rated current IR=40...100A, overload protection, II=1.25 to 11xIN, short-circuit protection with screw terminals without auxiliary release ETU communication-capable without auxiliary/alarm switch with Safety Label for USA | - | 0 | 0
3VL2710-3ME33-0AA0 |  | 3VL2710-3ME33-0AA0 | 1 | UN | 1 | 5 | B | D | EAR99 | N | 85362090 | 1 | 4011209806597 | 2.425 | KG | 1309 | 1309 | LP20 | LP20 | circuit breaker VL160L very high breaking capacity Icu=100kA, 415V AC 3-pole, line protection Electronic Trip Unit ETU20, LSI In=100A, rated current IR=40...100A, overload protection, ISD=1.5 to 10xIR, II=11xIN short-circuit protection without auxiliary release ETU communication-capable without auxiliary/alarm switch | - | 0 | 0
3VL2710-3ME33-0AA0-Z | U01 | 3VL2710-3ME33-0AA0-ZU01 | 1 | UN | 1 | 5 | B | D | EAR99 | N | 85362090 | 1 |  | 2.4 | KG | 1357.4 | 1357.4 | LP20 | LP20 | circuit breaker VL160L very high breaking capacity Icu=100kA, 415V AC 3-pole, line protection Electronic Trip Unit ETU20, LSI In=100A, rated current IR=40...100A, overload protection, ISD=1.5 to 10xIR, II=11xIN short-circuit protection without auxiliary release ETU communication-capable without auxiliary/alarm switch with Safety Label for USA | - | 0 | 0
3VL2710-3ME36-0AA0 |  | 3VL2710-3ME36-0AA0 | 1 | UN | 1 | 5 | B | D | EAR99 | N | 85362090 | 1 | 4011209807402 | 2.425 | KG | 1298 | 1298 | LP20 | LP20 | circuit breaker VL160L very high breaking capacity Icu=100kA, 415V AC 3-pole, line protection Electronic Trip Unit ETU20, LSI In=100A, rated current IR=40...100A, overload protection, ISD=1.5 to 10xIR, II=11xIN short-circuit protection with screw terminals without auxiliary release ETU communication-capable without auxiliary/alarm switch | - | 0 | 0
3VL2710-3ME36-0AA0-Z | U01 | 3VL2710-3ME36-0AA0-ZU01 | 1 | UN | 1 | 5 | B | D | EAR99 | N | 85362090 | 1 |  | 2.4 | KG | 1346.4 | 1346.4 | LP20 | LP20 | circuit breaker VL160L very high breaking capacity Icu=100kA, 415V AC 3-pole, line protection Electronic Trip Unit ETU20, LSI In=100A, rated current IR=40...100A, overload protection, ISD=1.5 to 10xIR, II=11xIN short-circuit protection with screw terminals without auxiliary release ETU communication-capable without auxiliary/alarm switch with Safety Label for USA | - | 0 | 0
3VL2710-3MF33-0AA0 |  | 3VL2710-3MF33-0AA0 | 1 | UN | 1 | 5 | B | D | EAR99 | N | 85362090 | 1 | 4011209806627 | 2.425 | KG | 1551 | 1551 | LP20 | LP20 | circuit breaker VL160L very high breaking capacity Icu=100kA, 415V AC 3-pole, line protection Electronic Trip Unit ETU12, LIGN 3 phases/4 lines In=100A, rated current IR=40...100A, overload protection, II=1.25 to 11xIN, short-circuit protection without auxiliary release ETU communication-capable without auxiliary/alarm switch | - | 0 | 0
3VL2710-3MF33-0AA0-Z | U01 | 3VL2710-3MF33-0AA0-ZU01 | 1 | UN | 1 | 5 | B | D | EAR99 | N | 85362090 | 1 |  | 2.4 | KG | 1599.4 | 1599.4 | LP20 | LP20 | circuit breaker VL160L very high breaking capacity Icu=100kA, 415V AC 3-pole, line protection Electronic Trip Unit ETU12, LIGN 3 phases/4 lines In=100A, rated current IR=40...100A, overload protection, II=1.25 to 11xIN, short-circuit protection without auxiliary release ETU communication-capable without auxiliary/alarm switch with Safety Label for USA | - | 0 | 0
3VL2710-3MF36-0AA0 |  | 3VL2710-3MF36-0AA0 | 1 | UN | 1 | 5 | B | D | EAR99 | N | 85362090 | 1 | 4011209807433 | 2.425 | KG | 1496 | 1496 | LP20 | LP20 | circuit breaker VL160L very high breaking capacity Icu=100kA, 415V AC 3-pole, line protection Electronic Trip Unit ETU12, LIGN 3 phases/4 lines In=100A, rated current IR=40...100A, overload protection, II=1.25 to 11xIN, short-circuit protection with screw terminals without auxiliary release ETU communication-capable without auxiliary/alarm switch | - | 0 | 0
3VL2710-3MF36-0AA0-Z | U01 | 3VL2710-3MF36-0AA0-ZU01 | 1 | UN | 1 | 5 | B | D | EAR99 | N | 85362090 | 1 |  | 2.4 | KG | 1544.4 | 1544.4 | LP20 | LP20 | circuit breaker VL160L very high breaking capacity Icu=100kA, 415V AC 3-pole, line protection Electronic Trip Unit ETU12, LIGN 3 phases/4 lines In=100A, rated current IR=40...100A, overload protection, II=1.25 to 11xIN, short-circuit protection with screw terminals without auxiliary release ETU communication-capable without auxiliary/alarm switch with Safety Label for USA | - | 0 | 0
3VL2710-3MG33-0AA0 |  | 3VL2710-3MG33-0AA0 | 1 | UN | 1 | 5 | B | D | EAR99 | N | 85362090 | 1 | 4011209806658 | 2.425 | KG | 1474 | 1474 | LP20 | LP20 | circuit breaker VL160L very high breaking capacity Icu=100kA, 415V AC 3-pole, line protection Electronic Trip Unit ETU22, LSIG 3 phases/3 lines In=100A, rated current IR=40...100A, overload protection, ISD=1.5 to 10xIR, II=11xIN short-circuit protection without auxiliary release ETU communication-capable without auxiliary/alarm switch | - | 0 | 0
3VL2710-3MG33-0AA0-Z | U01 | 3VL2710-3MG33-0AA0-ZU01 | 1 | UN | 1 | 5 | B | D | EAR99 | N | 85362090 | 1 |  | 2.4 | KG | 1522.4 | 1522.4 | LP20 | LP20 | circuit breaker VL160L very high breaking capacity Icu=100kA, 415V AC 3-pole, line protection Electronic Trip Unit ETU22, LSIG 3 phases/3 lines In=100A, rated current IR=40...100A, overload protection, ISD=1.5 to 10xIR, II=11xIN short-circuit protection without auxiliary release ETU communication-capable without auxiliary/alarm switch with Safety Label for USA | - | 0 | 0
3VL2710-3MG36-0AA0 |  | 3VL2710-3MG36-0AA0 | 1 | UN | 1 | 5 | B | D | EAR99 | N | 85362090 | 1 | 4011209807464 | 2.425 | KG | 1463 | 1463 | LP20 | LP20 | circuit breaker VL160L very high breaking capacity Icu=100kA, 415V AC 3-pole, line protection Electronic Trip Unit ETU22, LSIG 3 phases/3 lines In=100A, rated current IR=40...100A, overload protection, ISD=1.5 to 10xIR, II=11xIN short-circuit protection with screw terminals without auxiliary release ETU communication-capable without auxiliary/alarm switch | - | 0 | 0
3VL2710-3MG36-0AA0-Z | U01 | 3VL2710-3MG36-0AA0-ZU01 | 1 | UN | 1 | 5 | B | D | EAR99 | N | 85362090 | 1 |  | 2.4 | KG | 1511.4 | 1511.4 | LP20 | LP20 | circuit breaker VL160L very high breaking capacity Icu=100kA, 415V AC 3-pole, line protection Electronic Trip Unit ETU22, LSIG 3 phases/3 lines In=100A, rated current IR=40...100A, overload protection, ISD=1.5 to 10xIR, II=11xIN short-circuit protection with screw terminals without auxiliary release ETU communication-capable without auxiliary/alarm switch with Safety Label for USA | - | 0 | 0
3VL2710-3MH33-0AA0 |  | 3VL2710-3MH33-0AA0 | 1 | UN | 1 | 5 | B | D | EAR99 | N | 85362090 | 1 | 4011209806672 | 2.425 | KG | 1474 | 1474 | LP20 | LP20 | circuit breaker VL160L very high breaking capacity Icu=100kA, 415V AC 3-pole, line protection Electronic Trip Unit ETU22, LSIG 3 phases/4 lines with connecting cable In=100A, rated current IR=40...100A, overload protection, ISD=1.5 to 10xIR, II=11xIN short-circuit protection without auxiliary release ETU communication-capable without auxiliary/alarm switch | - | 0 | 0
3VL2710-3MH33-0AA0-Z | U01 | 3VL2710-3MH33-0AA0-ZU01 | 1 | UN | 1 | 5 | B | D | EAR99 | N | 85362090 | 1 |  | 2.4 | KG | 1522.4 | 1522.4 | LP20 | LP20 | circuit breaker VL160L very high breaking capacity Icu=100kA, 415V AC 3-pole, line protection Electronic Trip Unit ETU22, LSIG 3 phases/4 lines with connecting cable In=100A, rated current IR=40...100A, overload protection, ISD=1.5 to 10xIR, II=11xIN short-circuit protection without auxiliary release ETU communication-capable without auxiliary/alarm switch with Safety Label for USA | - | 0 | 0
3VL2710-3MH36-0AA0 |  | 3VL2710-3MH36-0AA0 | 1 | UN | 1 | 5 | B | D | EAR99 | N | 85362090 | 1 | 4011209807495 | 2.425 | KG | 1463 | 1463 | LP20 | LP20 | circuit breaker VL160L very high breaking capacity Icu=100kA, 415V AC 3-pole, line protection Electronic Trip Unit ETU22, LSIG 3 phases/4 lines with connecting cable In=100A, rated current IR=40...100A, overload protection, ISD=1.5 to 10xIR, II=11xIN with screw terminals without auxiliary release ETU communication-capable without auxiliary/alarm switch | - | 0 | 0
3VL2710-3MH36-0AA0-Z | U01 | 3VL2710-3MH36-0AA0-ZU01 | 1 | UN | 1 | 5 | B | D | EAR99 | N | 85362090 | 1 |  | 2.4 | KG | 1511.4 | 1511.4 | LP20 | LP20 | circuit breaker VL160L very high breaking capacity Icu=100kA, 415V AC 3-pole, line protection Electronic Trip Unit ETU22, LSIG 3 phases/4 lines with connecting cable In=100A, rated current IR=40...100A, overload protection, ISD=1.5 to 10xIR, II=11xIN with screw terminals without auxiliary release ETU communication-capable without auxiliary/alarm switch with Safety Label for USA | - | 0 | 0
3VL2710-3ML33-0AA0 |  | 3VL2710-3ML33-0AA0 | 1 | UN | 1 | 5 | B | D | EAR99 | N | 85362090 | 1 | 4011209806702 | 2.425 | KG | 1452 | 1452 | LP20 | LP20 | circuit breaker VL160L very high breaking capacity Icu=100kA, 415V AC 3-pole, line protection Electronic Trip Unit ETU12, LIG 3 phases/3 lines In=100A, rated current IR=40...100A, overload protection, II=1.25 to 11xIN, short-circuit protection without auxiliary release ETU communication-capable without auxiliary/alarm switch | - | 0 | 0
3VL2710-3ML33-0AA0-Z | U01 | 3VL2710-3ML33-0AA0-ZU01 | 1 | UN | 1 | 5 | B | D | EAR99 | N | 85362090 | 1 |  | 2.4 | KG | 1500.4 | 1500.4 | LP20 | LP20 | circuit breaker VL160L very high breaking capacity Icu=100kA, 415V AC 3-pole, line protection Electronic Trip Unit ETU12, LIG 3 phases/3 lines In=100A, rated current IR=40...100A, overload protection, II=1.25 to 11xIN, short-circuit protection without auxiliary release ETU communication-capable without auxiliary/alarm switch with Safety Label for USA | - | 0 | 0
3VL2710-3ML36-0AA0 |  | 3VL2710-3ML36-0AA0 | 1 | UN | 1 | 5 | B | D | EAR99 | N | 85362090 | 1 | 4011209807525 | 2.425 | KG | 1430 | 1430 | LP20 | LP20 | circuit breaker VL160L very high breaking capacity Icu=100kA, 415V AC 3-pole, line protection Electronic Trip Unit ETU12, LIG 3 phases/3 lines In=100A, rated current IR=40...100A, overload protection, II=1.25 to 11xIN, short-circuit protection with screw terminals without auxiliary release ETU communication-capable without auxiliary/alarm switch | - | 0 | 0
3VL2710-3ML36-0AA0-Z | U01 | 3VL2710-3ML36-0AA0-ZU01 | 1 | UN | 1 | 5 | B | D | EAR99 | N | 85362090 | 1 |  | 2.4 | KG | 1478.4 | 1478.4 | LP20 | LP20 | circuit breaker VL160L very high breaking capacity Icu=100kA, 415V AC 3-pole, line protection Electronic Trip Unit ETU12, LIG 3 phases/3 lines In=100A, rated current IR=40...100A, overload protection, II=1.25 to 11xIN, short-circuit protection with screw terminals without auxiliary release ETU communication-capable without auxiliary/alarm switch with Safety Label for USA | - | 0 | 0
3VL2710-3MP33-0AA0 |  | 3VL2710-3MP33-0AA0 | 1 | UN | 1 | 5 | B | D | EAR99 | N | 85362090 | 1 | 4011209806733 | 2.425 | KG | 1342 | 1342 | LP20 | LP20 | circuit breaker VL160L very high breaking capacity Icu=100kA, 415V AC 3-pole, motor/generator prot. Electronic Trip Unit ETU10M, LI In=100A, rated current IR=40...100A, overload protection, II=1.25 to 11xIN, short-circuit protection without auxiliary release ETU communication-capable without auxiliary/alarm switch | - | 0 | 0
3VL2710-3MP33-0AA0-Z | U01 | 3VL2710-3MP33-0AA0-ZU01 | 1 | UN | 1 | 5 | B | D | EAR99 | N | 85362090 | 1 |  | 2.4 | KG | 1390.4 | 1390.4 | LP20 | LP20 | circuit breaker VL160L very high breaking capacity Icu=100kA, 415V AC 3-pole, motor/generator prot. Electronic Trip Unit ETU10M, LI In=100A, rated current IR=40...100A, overload protection, II=1.25 to 11xIN, short-circuit protection without auxiliary release ETU communication-capable without auxiliary/alarm switch with Safety Label for USA | - | 0 | 0
3VL2710-3MP36-0AA0 |  | 3VL2710-3MP36-0AA0 | 1 | UN | 1 | 5 | B | D | EAR99 | N | 85362090 | 1 | 4011209807556 | 2.425 | KG | 1331 | 1331 | LP20 | LP20 | circuit breaker VL160L very high breaking capacity Icu=100kA, 415V AC 3-pole, motor/generator prot. Electronic Trip Unit ETU10M, LI In=100A, rated current IR=40...100A, overload protection, II=1.25 to 11xIN, short-circuit protection with screw terminals without auxiliary release ETU communication-capable without auxiliary/alarm switch | - | 0 | 0
3VL2710-3MP36-0AA0-Z | U01 | 3VL2710-3MP36-0AA0-ZU01 | 1 | UN | 1 | 5 | B | D | EAR99 | N | 85362090 | 1 |  | 2.4 | KG | 1379.4 | 1379.4 | LP20 | LP20 | circuit breaker VL160L very high breaking capacity Icu=100kA, 415V AC 3-pole, motor/generator prot. Electronic Trip Unit ETU10M, LI In=100A, rated current IR=40...100A, overload protection, II=1.25 to 11xIN, short-circuit protection with screw terminals without auxiliary release ETU communication-capable without auxiliary/alarm switch with Safety Label for USA | - | 0 | 0
3VL2710-3MS33-0AA0 |  | 3VL2710-3MS33-0AA0 | 1 | UN | 1 | 5 | B | D | EAR99 | N | 85362090 | 1 | 4011209806764 | 2.425 | KG | 1441 | 1441 | LP20 | LP20 | circuit breaker VL160L very high breaking capacity Icu=100kA, 415V AC 3-pole, motor protection Electronic Trip Unit ETU30M, LI IR=40...100A, overload prot., TC=10A...30, II=6/8/11 xIN, short-circuit protection without auxiliary release ETU communication-capable without auxiliary/alarm switch | - | 0 | 0
3VL2710-3MS33-0AA0-Z | U01 | 3VL2710-3MS33-0AA0-ZU01 | 1 | UN | 1 | 5 | B | D | EAR99 | N | 85362090 | 1 |  | 2.4 | KG | 1489.4 | 1489.4 | LP20 | LP20 | circuit breaker VL160L very high breaking capacity Icu=100kA, 415V AC 3-pole, motor protection Electronic Trip Unit ETU30M, LI IR=40...100A, overload prot., TC=10A...30, II=6/8/11 xIN, short-circuit protection without auxiliary release ETU communication-capable without auxiliary/alarm switch with Safety Label for USA | - | 0 | 0
3VL2710-3MS36-0AA0 |  | 3VL2710-3MS36-0AA0 | 1 | UN | 1 | 5 | B | D | EAR99 | N | 85362090 | 1 | 4011209807587 | 2.425 | KG | 1430 | 1430 | LP20 | LP20 | circuit breaker VL160L very high breaking capacity Icu=100kA, 415V AC 3-pole, motor protection Electronic Trip Unit ETU30M, LI IR=40...100A, overload prot., TC=10A...30, II=6/8/11 xIN, short-circuit protection with screw terminals without auxiliary release ETU communication-capable without auxiliary/alarm switch | - | 0 | 0
3VL2710-3MS36-0AA0-Z | U01 | 3VL2710-3MS36-0AA0-ZU01 | 1 | UN | 1 | 5 | B | D | EAR99 | N | 85362090 | 1 |  | 2.4 | KG | 1478.4 | 1478.4 | LP20 | LP20 | circuit breaker VL160L very high breaking capacity Icu=100kA, 415V AC 3-pole, motor protection Electronic Trip Unit ETU30M, LI IR=40...100A, overload prot., TC=10A...30, II=6/8/11 xIN, short-circuit protection with screw terminals without auxiliary release ETU communication-capable without auxiliary/alarm switch with Safety Label for USA | - | 0 | 0
3VL2710-3NA43-0AA0 |  | 3VL2710-3NA43-0AA0 | 1 | UN | 1 | 5 | B | D | EAR99 | N | 85362090 | 1 | 4011209806979 | 3.078 | KG | 1672 | 1672 | LP20 | LP20 | circuit breaker VL160L very high breaking capacity Icu=100kA, 415V AC 4-pole, line protection Electronic Trip Unit ETU10, LIN In=100A, rated current IR=40...100A, overload protection, II=1.25 to 11xIN, short-circuit protection N protected without auxiliary release ETU communication-capable without auxiliary/alarm switch | - | 0 | 0
3VL2710-3NA43-0AA0-Z | U01 | 3VL2710-3NA43-0AA0-ZU01 | 1 | UN | 1 | 5 | B | D | EAR99 | N | 85362090 | 1 |  | 3.1 | KG | 1720.4 | 1720.4 | LP20 | LP20 | circuit breaker VL160L very high breaking capacity Icu=100kA, 415V AC 4-pole, line protection Electronic Trip Unit ETU10, LIN In=100A, rated current IR=40...100A, overload protection, II=1.25 to 11xIN, short-circuit protection N protected without auxiliary release ETU communication-capable without auxiliary/alarm switch with Safety Label for USA | - | 0 | 0
3VL2710-3NA46-0AA0 |  | 3VL2710-3NA46-0AA0 | 1 | UN | 1 | 5 | B | D | EAR99 | N | 85362090 | 1 | 4011209807792 | 3.078 | KG | 1639 | 1639 | LP20 | LP20 | circuit breaker VL160L very high breaking capacity Icu=100kA, 415V AC 4-pole, line protection Electronic Trip Unit ETU10, LIN In=100A, rated current IR=40...100A, overload protection, II=1.25 to 11xIN, short-circuit protection N protected with screw terminals without auxiliary release ETU communication-capable without auxiliary/alarm switch | - | 0 | 0
3VL2710-3NA46-0AA0-Z | U01 | 3VL2710-3NA46-0AA0-ZU01 | 1 | UN | 1 | 5 | B | D | EAR99 | N | 85362090 | 1 |  | 3.1 | KG | 1687.4 | 1687.4 | LP20 | LP20 | circuit breaker VL160L very high breaking capacity Icu=100kA, 415V AC 4-pole, line protection Electronic Trip Unit ETU10, LIN In=100A, rated current IR=40...100A, overload protection, II=1.25 to 11xIN, short-circuit protection N protected with screw terminals without auxiliary release ETU communication-capable without auxiliary/alarm switch with Safety Label for USA | - | 0 | 0
3VL2710-3NB43-0AA0 |  | 3VL2710-3NB43-0AA0 | 1 | UN | 1 | 5 | B | D | EAR99 | N | 85362090 | 1 | 4011209807006 | 3.078 | KG | 1595 | 1595 | LP20 | LP20 | circuit breaker VL160L very high breaking capacity Icu=100kA, 415V AC 4-pole, line protection Electronic Trip Unit ETU10, LI In=100A, rated current IR=40...100A, overload protection, II=1.25 to 11xIN, short-circuit protection without auxiliary release ETU communication-capable without auxiliary/alarm switch | - | 0 | 0
3VL2710-3NB43-0AA0-Z | U01 | 3VL2710-3NB43-0AA0-ZU01 | 1 | UN | 1 | 5 | B | D | EAR99 | N | 85362090 | 1 |  | 3.1 | KG | 1643.4 | 1643.4 | LP20 | LP20 | circuit breaker VL160L very high breaking capacity Icu=100kA, 415V AC 4-pole, line protection Electronic Trip Unit ETU10, LI In=100A, rated current IR=40...100A, overload protection, II=1.25 to 11xIN, short-circuit protection without auxiliary release ETU communication-capable without auxiliary/alarm switch with Safety Label for USA | - | 0 | 0
3VL2710-3NB46-0AA0 |  | 3VL2710-3NB46-0AA0 | 1 | UN | 1 | 5 | B | D | EAR99 | N | 85362090 | 1 | 4011209807822 | 3.078 | KG | 1573 | 1573 | LP20 | LP20 | circuit breaker VL160L very high breaking capacity Icu=100kA, 415V AC 4-pole, line protection Electronic Trip Unit ETU10, LI In=100A, rated current IR=40...100A, overload protection, II=1.25 to 11xIN, short-circuit protection with screw terminals without auxiliary release ETU communication-capable without auxiliary/alarm switch | - | 0 | 0
3VL2710-3NB46-0AA0-Z | U01 | 3VL2710-3NB46-0AA0-ZU01 | 1 | UN | 1 | 5 | B | D | EAR99 | N | 85362090 | 1 |  | 3.1 | KG | 1621.4 | 1621.4 | LP20 | LP20 | circuit breaker VL160L very high breaking capacity Icu=100kA, 415V AC 4-pole, line protection Electronic Trip Unit ETU10, LI In=100A, rated current IR=40...100A, overload protection, II=1.25 to 11xIN, short-circuit protection with screw terminals without auxiliary release ETU communication-capable without auxiliary/alarm switch with Safety Label for USA | - | 0 | 0
3VL2710-3NE43-0AA0 |  | 3VL2710-3NE43-0AA0 | 1 | UN | 1 | 5 | B | D | EAR99 | N | 85362090 | 1 | 4011209807037 | 3.078 | KG | 1683 | 1683 | LP20 | LP20 | circuit breaker VL160L very high breaking capacity Icu=100kA, 415V AC 4-pole, line protection Electronic Trip Unit ETU20, LSI In=100A, rated current IR=40...100A, overload protection, ISD=1.5 to 10xIR, II=11xIN short-circuit protection without auxiliary release ETU communication-capable without auxiliary/alarm switch | - | 0 | 0
3VL2710-3NE43-0AA0-Z | U01 | 3VL2710-3NE43-0AA0-ZU01 | 1 | UN | 1 | 5 | B | D | EAR99 | N | 85362090 | 1 |  | 3.1 | KG | 1731.4 | 1731.4 | LP20 | LP20 | circuit breaker VL160L very high breaking capacity Icu=100kA, 415V AC 4-pole, line protection Electronic Trip Unit ETU20, LSI In=100A, rated current IR=40...100A, overload protection, ISD=1.5 to 10xIR, II=11xIN short-circuit protection without auxiliary release ETU communication-capable without auxiliary/alarm switch with Safety Label for USA | - | 0 | 0
3VL2710-3NE46-0AA0 |  | 3VL2710-3NE46-0AA0 | 1 | UN | 1 | 5 | B | D | EAR99 | N | 85362090 | 1 | 4011209807853 | 3.078 | KG | 1650 | 1650 | LP20 | LP20 | circuit breaker VL160L very high breaking capacity Icu=100kA, 415V AC 4-pole, line protection Electronic Trip Unit ETU20, LSI In=100A, rated current IR=40...100A, overload protection, ISD=1.5 to 10xIR, II=11xIN short-circuit protection with screw terminals without auxiliary release ETU communication-capable without auxiliary/alarm switch | - | 0 | 0
3VL2710-3NE46-0AA0-Z | U01 | 3VL2710-3NE46-0AA0-ZU01 | 1 | UN | 1 | 5 | B | D | EAR99 | N | 85362090 | 1 |  | 3.1 | KG | 1698.4 | 1698.4 | LP20 | LP20 | circuit breaker VL160L very high breaking capacity Icu=100kA, 415V AC 4-pole, line protection Electronic Trip Unit ETU20, LSI In=100A, rated current IR=40...100A, overload protection, ISD=1.5 to 10xIR, II=11xIN short-circuit protection with screw terminals without auxiliary release ETU communication-capable without auxiliary/alarm switch with Safety Label for USA | - | 0 | 0
3VL2710-3NF43-0AA0 |  | 3VL2710-3NF43-0AA0 | 1 | UN | 1 | 5 | B | D | EAR99 | N | 85362090 | 1 | 4011209807068 | 3.078 | KG | 1727 | 1727 | LP20 | LP20 | circuit breaker VL160L very high breaking capacity Icu=100kA, 415V AC 4-pole, line protection Electronic Trip Unit ETU20, LSI In=100A, rated current IR=40...100A, overload protection, ISD=1.5 to 10xIR, II=11xIN short-circuit protection N protected without auxiliary release ETU communication-capable without auxiliary/alarm switch | - | 0 | 0
3VL2710-3NF43-0AA0-Z | U01 | 3VL2710-3NF43-0AA0-ZU01 | 1 | UN | 1 | 5 | B | D | EAR99 | N | 85362090 | 1 |  | 3.1 | KG | 1775.4 | 1775.4 | LP20 | LP20 | circuit breaker VL160L very high breaking capacity Icu=100kA, 415V AC 4-pole, line protection Electronic Trip Unit ETU20, LSI In=100A, rated current IR=40...100A, overload protection, ISD=1.5 to 10xIR, II=11xIN short-circuit protection N protected without auxiliary release ETU communication-capable without auxiliary/alarm switch with Safety Label for USA | - | 0 | 0
3VL2710-3NF46-0AA0 |  | 3VL2710-3NF46-0AA0 | 1 | UN | 1 | 5 | B | D | EAR99 | N | 85362090 | 1 | 4011209807884 | 3.078 | KG | 1716 | 1716 | LP20 | LP20 | circuit breaker VL160L very high breaking capacity Icu=100kA, 415V AC 4-pole, line protection Electronic Trip Unit ETU20, LSI In=100A, rated current IR=40...100A, overload protection, ISD=1.5 to 10xIR, II=11xIN short-circuit protection N protected with screw terminals without auxiliary release ETU communication-capable without auxiliary/alarm switch | - | 0 | 0
3VL2710-3NF46-0AA0-Z | U01 | 3VL2710-3NF46-0AA0-ZU01 | 1 | UN | 1 | 5 | B | D | EAR99 | N | 85362090 | 1 |  | 3.1 | KG | 1764.4 | 1764.4 | LP20 | LP20 | circuit breaker VL160L very high breaking capacity Icu=100kA, 415V AC 4-pole, line protection Electronic Trip Unit ETU20, LSI In=100A, rated current IR=40...100A, overload protection, ISD=1.5 to 10xIR, II=11xIN short-circuit protection N protected with screw terminals without auxiliary release ETU communication-capable without auxiliary/alarm switch with Safety Label for USA | - | 0 | 0
3VL2710-3NH43-0AA0 |  | 3VL2710-3NH43-0AA0 | 1 | UN | 1 | 5 | B | D | EAR99 | N | 85362090 | 1 | 4011209807082 | 3.078 | KG | 1969 | 1969 | LP20 | LP20 | circuit breaker VL160L very high breaking capacity Icu=100kA, 415V AC 4-pole, line protection Electronic Trip Unit ETU22, LSIG In=100A, rated current IR=40...100A, overload protection, ISD=1.5 to 10xIR, II=11xIN short-circuit protection N protected without auxiliary release ETU communication-capable without auxiliary/alarm switch | - | 0 | 0
3VL2710-3NH43-0AA0-Z | U01 | 3VL2710-3NH43-0AA0-ZU01 | 1 | UN | 1 | 5 | B | D | EAR99 | N | 85362090 | 1 |  | 3.1 | KG | 2017.4 | 2017.4 | LP20 | LP20 | circuit breaker VL160L very high breaking capacity Icu=100kA, 415V AC 4-pole, line protection Electronic Trip Unit ETU22, LSIG In=100A, rated current IR=40...100A, overload protection, ISD=1.5 to 10xIR, II=11xIN short-circuit protection N protected without auxiliary release ETU communication-capable without auxiliary/alarm switch with Safety Label for USA | - | 0 | 0
3VL2710-3NH46-0AA0 |  | 3VL2710-3NH46-0AA0 | 1 | UN | 1 | 5 | B | D | EAR99 | N | 85362090 | 1 | 4011209807914 | 3.078 | KG | 1947 | 1947 | LP20 | LP20 | circuit breaker VL160L very high breaking capacity Icu=100kA, 415V AC 4-pole, line protection Electronic Trip Unit ETU22, LSIG In=100A, rated current IR=40...100A, overload protection, ISD=1.5 to 10xIR, II=11xIN short-circuit protection N protected with screw terminals without auxiliary release ETU communication-capable without auxiliary/alarm switch | - | 0 | 0
3VL2710-3NH46-0AA0-Z | U01 | 3VL2710-3NH46-0AA0-ZU01 | 1 | UN | 1 | 5 | B | D | EAR99 | N | 85362090 | 1 |  | 3.1 | KG | 1995.4 | 1995.4 | LP20 | LP20 | circuit breaker VL160L very high breaking capacity Icu=100kA, 415V AC 4-pole, line protection Electronic Trip Unit ETU22, LSIG In=100A, rated current IR=40...100A, overload protection, ISD=1.5 to 10xIR, II=11xIN short-circuit protection N protected with screw terminals without auxiliary release ETU communication-capable without auxiliary/alarm switch with Safety Label for USA | - | 0 | 0
3VL2710-3NN43-0AA0 |  | 3VL2710-3NN43-0AA0 | 1 | UN | 1 | 5 | B | D | EAR99 | N | 85362090 | 1 | 4011209807105 | 3.078 | KG | 1947 | 1947 | LP20 | LP20 | circuit breaker VL160L very high breaking capacity Icu=100kA, 415V AC 4-pole, line protection Electronic Trip Unit ETU12, LIG In=100A, rated current IR=40...100A, overload protection, II=1.25 to 11xIN, short-circuit protection N protected without auxiliary release ETU communication-capable without auxiliary/alarm switch | - | 0 | 0
3VL2710-3NN43-0AA0-Z | U01 | 3VL2710-3NN43-0AA0-ZU01 | 1 | UN | 1 | 5 | B | D | EAR99 | N | 85362090 | 1 |  | 3.1 | KG | 1995.4 | 1995.4 | LP20 | LP20 | circuit breaker VL160L very high breaking capacity Icu=100kA, 415V AC 4-pole, line protection Electronic Trip Unit ETU12, LIG In=100A, rated current IR=40...100A, overload protection, II=1.25 to 11xIN, short-circuit protection N protected without auxiliary release ETU communication-capable without auxiliary/alarm switch with Safety Label for USA | - | 0 | 0
3VL2710-3NN46-0AA0 |  | 3VL2710-3NN46-0AA0 | 1 | UN | 1 | 5 | B | D | EAR99 | N | 85362090 | 1 | 4011209807945 | 3.078 | KG | 1914 | 1914 | LP20 | LP20 | circuit breaker VL160L very high breaking capacity Icu=100kA, 415V AC 4-pole, line protection Electronic Trip Unit ETU12, LIG In=100A, rated current IR=40...100A, overload protection, II=1.25 to 11xIN, short-circuit protection N protected with screw terminals without auxiliary release ETU communication-capable without auxiliary/alarm switch | - | 0 | 0
3VL2710-3NN46-0AA0-Z | U01 | 3VL2710-3NN46-0AA0-ZU01 | 1 | UN | 1 | 5 | B | D | EAR99 | N | 85362090 | 1 |  | 3.1 | KG | 1962.4 | 1962.4 | LP20 | LP20 | circuit breaker VL160L very high breaking capacity Icu=100kA, 415V AC 4-pole, line protection Electronic Trip Unit ETU12, LIG In=100A, rated current IR=40...100A, overload protection, II=1.25 to 11xIN, short-circuit protection N protected with screw terminals without auxiliary release ETU communication-capable without auxiliary/alarm switch with Safety Label for USA | - | 0 | 0
3VL2710-3SB33-0AA0 |  | 3VL2710-3SB33-0AA0 | 1 | UN | 1 | 5 | B | D | EAR99 | N | 85362090 | 1 | 4011209806320 | 2.425 | KG | 1155 | 1057.1 | LP20 | LP20 | circuit breaker VL160L very high breaking capacity Icu=100kA, 415V AC 3-pole, line protection Electronic Trip Unit ETU10, LI In=100A, rated current IR=40...100A, overload protection, II=1.25 to 11xIN, short-circuit protection without auxiliary release without auxiliary/alarm switch | - | 0 | 0
3VL2710-3SB33-0AA0-Z | U01 | 3VL2710-3SB33-0AA0-ZU01 | 1 | UN | 1 | 5 | B | D | EAR99 | N | 85362090 | 1 |  | 2.4 | KG | 1203.4 | 1203.4 | LP20 | LP20 | circuit breaker VL160L very high breaking capacity Icu=100kA, 415V AC 3-pole, line protection Electronic Trip Unit ETU10, LI In=100A, rated current IR=40...100A, overload protection, II=1.25 to 11xIN, short-circuit protection without auxiliary release without auxiliary/alarm switch with Safety Label for USA | - | 0 | 0
3VL2710-3SB36-0AA0 |  | 3VL2710-3SB36-0AA0 | 1 | UN | 1 | 5 | B | D | EAR99 | N | 85362090 | 1 | 4011209807136 | 2.312 | KG | 1133 | 1057.1 | LP20 | LP20 | circuit breaker VL160L very high breaking capacity Icu=100kA, 415V AC 3-pole, line protection Electronic Trip Unit ETU10, LI In=100A, rated current IR=40...100A, overload protection, II=1.25 to 11xIN, short-circuit protection with screw terminals without auxiliary release without auxiliary/alarm switch | - | 0 | 0
3VL2710-3SB36-0AA0-Z | U01 | 3VL2710-3SB36-0AA0-ZU01 | 1 | UN | 1 | 5 | B | D | EAR99 | N | 85362090 | 1 |  | 2.4 | KG | 1181.4 | 1181.4 | LP20 | LP20 | circuit breaker VL160L very high breaking capacity Icu=100kA, 415V AC 3-pole, line protection Electronic Trip Unit ETU10, LI In=100A, rated current IR=40...100A, overload protection, II=1.25 to 11xIN, short-circuit protection with screw terminals without auxiliary release without auxiliary/alarm switch with Safety Label for USA | - | 0 | 0
3VL2710-3SE33-0AA0 |  | 3VL2710-3SE33-0AA0 | 1 | UN | 1 | 5 | B | D | EAR99 | N | 85362090 | 1 | 4011209806351 | 2.383 | KG | 1210 | 1105.4 | LP20 | LP20 | circuit breaker VL160L very high breaking capacity Icu=100kA, 415V AC 3-pole, line protection Electronic Trip Unit ETU20, LSI In=100A, rated current IR=40...100A, overload protection, ISD=1.5 to 10xIR, II=11xIN short-circuit protection without auxiliary release without auxiliary/alarm switch | - | 0 | 0
3VL2710-3SE33-0AA0-Z | U01 | 3VL2710-3SE33-0AA0-ZU01 | 1 | UN | 1 | 5 | B | D | EAR99 | N | 85362090 | 1 |  | 2.4 | KG | 1258.4 | 1258.4 | LP20 | LP20 | circuit breaker VL160L very high breaking capacity Icu=100kA, 415V AC 3-pole, line protection Electronic Trip Unit ETU20, LSI In=100A, rated current IR=40...100A, overload protection, ISD=1.5 to 10xIR, II=11xIN short-circuit protection without auxiliary release without auxiliary/alarm switch with Safety Label for USA | - | 0 | 0
3VL2710-3SE33-8RA0-Z | U01 | 3VL2710-3SE33-8RA0-ZU01 | 1 | UN | 1 | 5 | B | D | EAR99 | N | 85362090 | 1 |  | 2.4 | KG | 1403.6 | 1403.6 | LP20 | LP20 | circuit breaker VL160L very high breaking capacity Icu=100kA, 415V AC 3-pole, line protection Electronic Trip Unit ETU20, LSI In=100A, rated current IR=40...100A, overload protection, ISD=1.5 to 10xIR, II=11xIN short-circuit protection Shunt release 110...127 V AC without auxiliary/alarm switch with Safety Label for USA | - | 0 | 0
3VL2710-3SE36-0AA0 |  | 3VL2710-3SE36-0AA0 | 1 | UN | 1 | 5 | B | D | EAR99 | N | 85362090 | 1 | 4011209807167 | 2.393 | KG | 1188 | 1105.4 | LP20 | LP20 | circuit breaker VL160L very high breaking capacity Icu=100kA, 415V AC 3-pole, line protection Electronic Trip Unit ETU20, LSI In=100A, rated current IR=40...100A, overload protection, ISD=1.5 to 10xIR, II=11xIN short-circuit protection with screw terminals without auxiliary release without auxiliary/alarm switch | - | 0 | 0
3VL2710-3SE36-0AA0-Z | U01 | 3VL2710-3SE36-0AA0-ZU01 | 1 | UN | 1 | 5 | B | D | EAR99 | N | 85362090 | 1 |  | 2.4 | KG | 1236.4 | 1236.4 | LP20 | LP20 | circuit breaker VL160L very high breaking capacity Icu=100kA, 415V AC 3-pole, line protection Electronic Trip Unit ETU20, LSI In=100A, rated current IR=40...100A, overload protection, ISD=1.5 to 10xIR, II=11xIN short-circuit protection with screw terminals without auxiliary release without auxiliary/alarm switch with Safety Label for USA | - | 0 | 0
3VL2710-3SF33-0AA0 |  | 3VL2710-3SF33-0AA0 | 1 | UN | 1 | 5 | B | D | EAR99 | N | 85362090 | 1 | 4011209806382 | 2.393 | KG | 1430 | 1430 | LP20 | LP20 | circuit breaker VL160L very high breaking capacity Icu=100kA, 415V AC 3-pole, line protection Electronic Trip Unit ETU12, LIG 3 phases/4 lines In=100A, rated current IR=40...100A, overload protection, II=1.25 to 11xIN, short-circuit protection without auxiliary release without auxiliary/alarm switch | - | 0 | 0
3VL2710-3SF33-0AA0-Z | U01 | 3VL2710-3SF33-0AA0-ZU01 | 1 | UN | 1 | 5 | B | D | EAR99 | N | 85362090 | 1 |  | 2.4 | KG | 1478.4 | 1478.4 | LP20 | LP20 | circuit breaker VL160L very high breaking capacity Icu=100kA, 415V AC 3-pole, line protection Electronic Trip Unit ETU12, LIG 3 phases/4 lines In=100A, rated current IR=40...100A, overload protection, II=1.25 to 11xIN, short-circuit protection without auxiliary release without auxiliary/alarm switch with Safety Label for USA | - | 0 | 0
3VL2710-3SF36-0AA0 |  | 3VL2710-3SF36-0AA0 | 1 | UN | 1 | 5 | B | D | EAR99 | N | 85362090 | 1 | 4011209807198 | 2.348 | KG | 1419 | 1419 | LP20 | LP20 | circuit breaker VL160L very high breaking capacity Icu=100kA, 415V AC 3-pole, line protection Electronic Trip Unit ETU12, LIG 3 phases/4 lines In=100A, rated current IR=40...100A, overload protection, II=1.25 to 11xIN, short-circuit protection with screw terminals without auxiliary release without auxiliary/alarm switch | - | 0 | 0
3VL2710-3SF36-0AA0-Z | U01 | 3VL2710-3SF36-0AA0-ZU01 | 1 | UN | 1 | 5 | B | D | EAR99 | N | 85362090 | 1 |  | 2.4 | KG | 1467.4 | 1467.4 | LP20 | LP20 | circuit breaker VL160L very high breaking capacity Icu=100kA, 415V AC 3-pole, line protection Electronic Trip Unit ETU12, LIG 3 phases/4 lines In=100A, rated current IR=40...100A, overload protection, II=1.25 to 11xIN, short-circuit protection with screw terminals without auxiliary release without auxiliary/alarm switch with Safety Label for USA | - | 0 | 0
3VL2710-3SG33-0AA0 |  | 3VL2710-3SG33-0AA0 | 1 | UN | 1 | 5 | B | D | EAR99 | N | 85362090 | 1 | 4011209806412 | 2.348 | KG | 1375 | 1375 | LP20 | LP20 | circuit breaker VL160L very high breaking capacity Icu=100kA, 415V AC 3-pole, line protection Electronic Trip Unit ETU22, LSIG 3 phases/3 lines In=100A, rated current IR=40...100A, overload protection, ISD=1.5 to 10xIR, II=11xIN short-circuit protection without auxiliary release without auxiliary/alarm switch | - | 0 | 0
3VL2710-3SG33-0AA0-Z | U01 | 3VL2710-3SG33-0AA0-ZU01 | 1 | UN | 1 | 5 | B | D | EAR99 | N | 85362090 | 1 |  | 2.4 | KG | 1423.4 | 1423.4 | LP20 | LP20 | circuit breaker VL160L very high breaking capacity Icu=100kA, 415V AC 3-pole, line protection Electronic Trip Unit ETU22, LSIG 3 phases/3 lines In=100A, rated current IR=40...100A, overload protection, ISD=1.5 to 10xIR, II=11xIN short-circuit protection without auxiliary release without auxiliary/alarm switch with Safety Label for USA | - | 0 | 0
3VL2710-3SG36-0AA0 |  | 3VL2710-3SG36-0AA0 | 1 | UN | 1 | 5 | B | D | EAR99 | N | 85362090 | 1 | 4011209807228 | 2.348 | KG | 1353 | 1353 | LP20 | LP20 | circuit breaker VL160L very high breaking capacity Icu=100kA, 415V AC 3-pole, line protection Electronic Trip Unit ETU22, LSIG 3 phases/3 lines In=100A, rated current IR=40...100A, overload protection, ISD=1.5 to 10xIR, II=11xIN short-circuit protection with screw terminals without auxiliary release without auxiliary/alarm switch | - | 0 | 0
3VL2710-3SG36-0AA0-Z | U01 | 3VL2710-3SG36-0AA0-ZU01 | 1 | UN | 1 | 5 | B | D | EAR99 | N | 85362090 | 1 |  | 2.4 | KG | 1401.4 | 1401.4 | LP20 | LP20 | circuit breaker VL160L very high breaking capacity Icu=100kA, 415V AC 3-pole, line protection Electronic Trip Unit ETU22, LSIG 3 phases/3 lines In=100A, rated current IR=40...100A, overload protection, ISD=1.5 to 10xIR, II=11xIN short-circuit protection with screw terminals without auxiliary release without auxiliary/alarm switch with Safety Label for USA | - | 0 | 0
3VL2710-3SH33-0AA0 |  | 3VL2710-3SH33-0AA0 | 1 | UN | 1 | 5 | B | D | EAR99 | N | 85362090 | 1 | 4011209806443 | 2.348 | KG | 1375 | 1375 | LP20 | LP20 | circuit breaker VL160L very high breaking capacity Icu=100kA, 415V AC 3-pole, line protection Electronic Trip Unit ETU22, LSIG 3 phases/4 lines with connecting cable In=100A, rated current IR=40...100A, overload protection, ISD=1.5 to 10xIR, II=11xIN short-circuit protection without auxiliary release without auxiliary/alarm switch | - | 0 | 0
3VL2710-3SH33-0AA0-Z | U01 | 3VL2710-3SH33-0AA0-ZU01 | 1 | UN | 1 | 5 | B | D | EAR99 | N | 85362090 | 1 |  | 2.4 | KG | 1423.4 | 1423.4 | LP20 | LP20 | circuit breaker VL160L very high breaking capacity Icu=100kA, 415V AC 3-pole, line protection Electronic Trip Unit ETU22, LSIG 3 phases/4 lines with connecting cable In=100A, rated current IR=40...100A, overload protection, ISD=1.5 to 10xIR, II=11xIN short-circuit protection without auxiliary release without auxiliary/alarm switch with Safety Label for USA | - | 0 | 0
3VL2710-3SH36-0AA0 |  | 3VL2710-3SH36-0AA0 | 1 | UN | 1 | 5 | B | D | EAR99 | N | 85362090 | 1 | 4011209807259 | 2.348 | KG | 1353 | 1353 | LP20 | LP20 | circuit breaker VL160L very high breaking capacity Icu=100kA, 415V AC 3-pole, line protection Electronic Trip Unit ETU22, LSIG 3 phases/4 lines with connecting cable In=100A, rated current IR=40...100A, overload protection, ISD=1.5 to 10xIR, II=11xIN with screw terminals without auxiliary release without auxiliary/alarm switch | - | 0 | 0
3VL2710-3SH36-0AA0-Z | U01 | 3VL2710-3SH36-0AA0-ZU01 | 1 | UN | 1 | 5 | B | D | EAR99 | N | 85362090 | 1 |  | 2.4 | KG | 1401.4 | 1401.4 | LP20 | LP20 | circuit breaker VL160L very high breaking capacity Icu=100kA, 415V AC 3-pole, line protection Electronic Trip Unit ETU22, LSIG 3 phases/4 lines with connecting cable In=100A, rated current IR=40...100A, overload protection, ISD=1.5 to 10xIR, II=11xIN with screw terminals without auxiliary release without auxiliary/alarm switch with Safety Label for USA | - | 0 | 0
3VL2710-3SL33-0AA0 |  | 3VL2710-3SL33-0AA0 | 1 | UN | 1 | 5 | B | D | EAR99 | N | 85362090 | 1 | 4011209806474 | 2.348 | KG | 1342 | 1342 | LP20 | LP20 | circuit breaker VL160L very high breaking capacity Icu=100kA, 415V AC 3-pole, line protection Electronic Trip Unit ETU12, LIG 3 phases/3 lines In=100A, rated current IR=40...100A, overload protection, II=1.25 to 11xIN, short-circuit protection without auxiliary release without auxiliary/alarm switch | - | 0 | 0
3VL2710-3SL33-0AA0-Z | U01 | 3VL2710-3SL33-0AA0-ZU01 | 1 | UN | 1 | 5 | B | D | EAR99 | N | 85362090 | 1 |  | 2.4 | KG | 1390.4 | 1390.4 | LP20 | LP20 | circuit breaker VL160L very high breaking capacity Icu=100kA, 415V AC 3-pole, line protection Electronic Trip Unit ETU12, LIG 3 phases/3 lines In=100A, rated current IR=40...100A, overload protection, II=1.25 to 11xIN, short-circuit protection without auxiliary release without auxiliary/alarm switch with Safety Label for USA | - | 0 | 0
3VL2710-3SL36-0AA0 |  | 3VL2710-3SL36-0AA0 | 1 | UN | 1 | 5 | B | D | EAR99 | N | 85362090 | 1 | 4011209807280 | 2.348 | KG | 1331 | 1331 | LP20 | LP20 | circuit breaker VL160L very high breaking capacity Icu=100kA, 415V AC 3-pole, line protection Electronic Trip Unit ETU12, LIG 3 phases/3 lines In=100A, rated current IR=40...100A, overload protection, II=1.25 to 11xIN, short-circuit protection with screw terminals without auxiliary release without auxiliary/alarm switch | - | 0 | 0
3VL2710-3SL36-0AA0-Z | U01 | 3VL2710-3SL36-0AA0-ZU01 | 1 | UN | 1 | 5 | B | D | EAR99 | N | 85362090 | 1 |  | 2.4 | KG | 1379.4 | 1379.4 | LP20 | LP20 | circuit breaker VL160L very high breaking capacity Icu=100kA, 415V AC 3-pole, line protection Electronic Trip Unit ETU12, LIG 3 phases/3 lines In=100A, rated current IR=40...100A, overload protection, II=1.25 to 11xIN, short-circuit protection with screw terminals without auxiliary release without auxiliary/alarm switch with Safety Label for USA | - | 0 | 0
3VL2710-3SP33-0AA0 |  | 3VL2710-3SP33-0AA0 | 1 | UN | 1 | 5 | B | D | EAR99 | N | 85362090 | 1 | 4011209806504 | 2.348 | KG | 1243 | 1137.2 | LP20 | LP20 | circuit breaker VL160L very high breaking capacity Icu=100kA, 415V AC 3-pole, motor/generator prot. Electronic Trip Unit ETU10M, LI In=100A, rated current IR=40...100A, overload protection, II=1.25 to 11xIN, short-circuit protection without auxiliary release without auxiliary/alarm switch | - | 0 | 0
3VL2710-3SP33-0AA0-Z | U01 | 3VL2710-3SP33-0AA0-ZU01 | 1 | UN | 1 | 5 | B | D | EAR99 | N | 85362090 | 1 |  | 2.4 | KG | 1291.4 | 1291.4 | LP20 | LP20 | circuit breaker VL160L very high breaking capacity Icu=100kA, 415V AC 3-pole, motor/generator prot. Electronic Trip Unit ETU10M, LI In=100A, rated current IR=40...100A, overload protection, II=1.25 to 11xIN, short-circuit protection without auxiliary release without auxiliary/alarm switch with Safety Label for USA | - | 0 | 0
3VL2710-3SP36-0AA0 |  | 3VL2710-3SP36-0AA0 | 1 | UN | 1 | 5 | B | D | EAR99 | N | 85362090 | 1 | 4011209807310 | 2.305 | KG | 1221 | 1137.2 | LP20 | LP20 | circuit breaker VL160L very high breaking capacity Icu=100kA, 415V AC 3-pole, motor/generator prot. Electronic Trip Unit ETU10M, LI In=100A, rated current IR=40...100A, overload protection, II=1.25 to 11xIN, short-circuit protection with screw terminals without auxiliary release without auxiliary/alarm switch | - | 0 | 0
3VL2710-3SP36-0AA0-Z | U01 | 3VL2710-3SP36-0AA0-ZU01 | 1 | UN | 1 | 5 | B | D | EAR99 | N | 85362090 | 1 |  | 2.4 | KG | 1269.4 | 1269.4 | LP20 | LP20 | circuit breaker VL160L very high breaking capacity Icu=100kA, 415V AC 3-pole, motor/generator prot. Electronic Trip Unit ETU10M, LI In=100A, rated current IR=40...100A, overload protection, II=1.25 to 11xIN, short-circuit protection with screw terminals without auxiliary release without auxiliary/alarm switch with Safety Label for USA | - | 0 | 0
3VL2710-3SP36-0AB1-Z | U01 | 3VL2710-3SP36-0AB1-ZU01 | 1 | UN | 1 | 5 | B | D | EAR99 | N | 85362090 | 1 |  | 2.4 | KG | 1345.08 | 1345.08 | LP20 | LP20 | circuit breaker VL160L very high breaking capacity Icu=100kA, 415V AC 3-pole, motor/generator prot. Electronic Trip Unit ETU10M, LI In=100A, rated current IR=40...100A, overload protection, II=1.25 to 11xIN, short-circuit protection with screw terminals without auxiliary release Auxiliary switch mounting kit 2 AUX (1 NO + 1 NC) with Safety Label for USA | - | 0 | 0
3VL2710-3SS33-0AA0 |  | 3VL2710-3SS33-0AA0 | 1 | UN | 1 | 5 | B | D | EAR99 | N | 85362090 | 1 | 4011209806535 | 2.305 | KG | 1342 | 1225.1 | LP20 | LP20 | circuit breaker VL160L very high breaking capacity Icu=100kA, 415V AC 3-pole, motor protection Electronic Trip Unit ETU30M, LI IR=40...100A, overload prot., TC=10A...30, II=6/8/11 xIN, short-circuit protection without auxiliary release without auxiliary/alarm switch | - | 0 | 0
3VL2710-3SS33-0AA0-Z | U01 | 3VL2710-3SS33-0AA0-ZU01 | 1 | UN | 1 | 5 | B | D | EAR99 | N | 85362090 | 1 |  | 2.4 | KG | 1390.4 | 1390.4 | LP20 | LP20 | circuit breaker VL160L very high breaking capacity Icu=100kA, 415V AC 3-pole, motor protection Electronic Trip Unit ETU30M, LI IR=40...100A, overload prot., TC=10A...30, II=6/8/11 xIN, short-circuit protection without auxiliary release without auxiliary/alarm switch with Safety Label for USA | - | 0 | 0
3VL2710-3SS36-0AA0 |  | 3VL2710-3SS36-0AA0 | 1 | UN | 1 | 5 | B | D | EAR99 | N | 85362090 | 1 | 4011209807341 | 2.305 | KG | 1320 | 1225.1 | LP20 | LP20 | circuit breaker VL160L very high breaking capacity Icu=100kA, 415V AC 3-pole, motor protection Electronic Trip Unit ETU30M, LI IR=40...100A, overload prot., TC=10A...30, II=6/8/11 xIN, short-circuit protection with screw terminals without auxiliary release without auxiliary/alarm switch | - | 0 | 0
3VL2710-3SS36-0AA0-Z | U01 | 3VL2710-3SS36-0AA0-ZU01 | 1 | UN | 1 | 5 | B | D | EAR99 | N | 85362090 | 1 |  | 2.4 | KG | 1368.4 | 1368.4 | LP20 | LP20 | circuit breaker VL160L very high breaking capacity Icu=100kA, 415V AC 3-pole, motor protection Electronic Trip Unit ETU30M, LI IR=40...100A, overload prot., TC=10A...30, II=6/8/11 xIN, short-circuit protection with screw terminals without auxiliary release without auxiliary/alarm switch with Safety Label for USA | - | 0 | 0
3VL2710-3TA43-0AA0 |  | 3VL2710-3TA43-0AA0 | 1 | UN | 1 | 5 | B | D | EAR99 | N | 85362090 | 1 | 4011209806795 | 3.078 | KG | 1562 | 1562 | LP20 | LP20 | circuit breaker VL160L very high breaking capacity Icu=100kA, 415V AC 4-pole, line protection Electronic Trip Unit ETU10, LIN In=100A, rated current IR=40...100A, overload protection, II=1.25 to 11xIN, short-circuit protection N protected without auxiliary release without auxiliary/alarm switch | - | 0 | 0
3VL2710-3TA43-0AA0-Z | U01 | 3VL2710-3TA43-0AA0-ZU01 | 1 | UN | 1 | 5 | B | D | EAR99 | N | 85362090 | 1 |  | 3.1 | KG | 1610.4 | 1610.4 | LP20 | LP20 | circuit breaker VL160L very high breaking capacity Icu=100kA, 415V AC 4-pole, line protection Electronic Trip Unit ETU10, LIN In=100A, rated current IR=40...100A, overload protection, II=1.25 to 11xIN, short-circuit protection N protected without auxiliary release without auxiliary/alarm switch with Safety Label for USA | - | 0 | 0
3VL2710-3TA46-0AA0 |  | 3VL2710-3TA46-0AA0 | 1 | UN | 1 | 5 | B | D | EAR99 | N | 85362090 | 1 | 4011209807617 | 3.078 | KG | 1551 | 1551 | LP20 | LP20 | circuit breaker VL160L very high breaking capacity Icu=100kA, 415V AC 4-pole, line protection Electronic Trip Unit ETU10, LIN In=100A, rated current IR=40...100A, overload protection, II=1.25 to 11xIN, short-circuit protection N protected with screw terminals without auxiliary release without auxiliary/alarm switch | - | 0 | 0
3VL2710-3TA46-0AA0-Z | U01 | 3VL2710-3TA46-0AA0-ZU01 | 1 | UN | 1 | 5 | B | D | EAR99 | N | 85362090 | 1 |  | 3.1 | KG | 1599.4 | 1599.4 | LP20 | LP20 | circuit breaker VL160L very high breaking capacity Icu=100kA, 415V AC 4-pole, line protection Electronic Trip Unit ETU10, LIN In=100A, rated current IR=40...100A, overload protection, II=1.25 to 11xIN, short-circuit protection N protected with screw terminals without auxiliary release without auxiliary/alarm switch with Safety Label for USA | - | 0 | 0
3VL2710-3TB43-0AA0 |  | 3VL2710-3TB43-0AA0 | 1 | UN | 1 | 5 | B | D | EAR99 | N | 85362090 | 1 | 4011209806825 | 3.078 | KG | 1485 | 1485 | LP20 | LP20 | circuit breaker VL160L very high breaking capacity Icu=100kA, 415V AC 4-pole, line protection Electronic Trip Unit ETU10, LI In=100A, rated current IR=40...100A, overload protection, II=1.25 to 11xIN, short-circuit protection without auxiliary release without auxiliary/alarm switch | - | 0 | 0
3VL2710-3TB43-0AA0-Z | U01 | 3VL2710-3TB43-0AA0-ZU01 | 1 | UN | 1 | 5 | B | D | EAR99 | N | 85362090 | 1 |  | 3.1 | KG | 1533.4 | 1533.4 | LP20 | LP20 | circuit breaker VL160L very high breaking capacity Icu=100kA, 415V AC 4-pole, line protection Electronic Trip Unit ETU10, LI In=100A, rated current IR=40...100A, overload protection, II=1.25 to 11xIN, short-circuit protection without auxiliary release without auxiliary/alarm switch with Safety Label for USA | - | 0 | 0
3VL2710-3TB46-0AA0 |  | 3VL2710-3TB46-0AA0 | 1 | UN | 1 | 5 | B | D | EAR99 | N | 85362090 | 1 | 4011209807648 | 3.078 | KG | 1463 | 1463 | LP20 | LP20 | circuit breaker VL160L very high breaking capacity Icu=100kA, 415V AC 4-pole, line protection Electronic Trip Unit ETU10, LI In=100A, rated current IR=40...100A, overload protection, II=1.25 to 11xIN, short-circuit protection with screw terminals without auxiliary release without auxiliary/alarm switch | - | 0 | 0
3VL2710-3TB46-0AA0-Z | U01 | 3VL2710-3TB46-0AA0-ZU01 | 1 | UN | 1 | 5 | B | D | EAR99 | N | 85362090 | 1 |  | 3.1 | KG | 1511.4 | 1511.4 | LP20 | LP20 | circuit breaker VL160L very high breaking capacity Icu=100kA, 415V AC 4-pole, line protection Electronic Trip Unit ETU10, LI In=100A, rated current IR=40...100A, overload protection, II=1.25 to 11xIN, short-circuit protection with screw terminals without auxiliary release without auxiliary/alarm switch with Safety Label for USA | - | 0 | 0
3VL2710-3TE43-0AA0 |  | 3VL2710-3TE43-0AA0 | 1 | UN | 1 | 5 | B | D | EAR99 | N | 85362090 | 1 | 4011209806856 | 3.078 | KG | 1573 | 1573 | LP20 | LP20 | circuit breaker VL160L very high breaking capacity Icu=100kA, 415V AC 4-pole, line protection Electronic Trip Unit ETU20, LSI In=100A, rated current IR=40...100A, overload protection, ISD=1.5 to 10xIR, II=11xIN short-circuit protection N unprotected without auxiliary release without auxiliary/alarm switch | - | 0 | 0
3VL2710-3TE43-0AA0-Z | U01 | 3VL2710-3TE43-0AA0-ZU01 | 1 | UN | 1 | 5 | B | D | EAR99 | N | 85362090 | 1 |  | 3.1 | KG | 1621.4 | 1621.4 | LP20 | LP20 | circuit breaker VL160L very high breaking capacity Icu=100kA, 415V AC 4-pole, line protection Electronic Trip Unit ETU20, LSI In=100A, rated current IR=40...100A, overload protection, ISD=1.5 to 10xIR, II=11xIN short-circuit protection N unprotected without auxiliary release without auxiliary/alarm switch with Safety Label for USA | - | 0 | 0
3VL2710-3TE46-0AA0 |  | 3VL2710-3TE46-0AA0 | 1 | UN | 1 | 5 | B | D | EAR99 | N | 85362090 | 1 | 4011209807679 | 3.078 | KG | 1551 | 1551 | LP20 | LP20 | circuit breaker VL160L very high breaking capacity Icu=100kA, 415V AC 4-pole, line protection Electronic Trip Unit ETU20, LSI In=100A, rated current IR=40...100A, overload protection, ISD=1.5 to 10xIR, II=11xIN short-circuit protection N unprotected with screw terminals without auxiliary release without auxiliary/alarm switch | - | 0 | 0
3VL2710-3TE46-0AA0-Z | U01 | 3VL2710-3TE46-0AA0-ZU01 | 1 | UN | 1 | 5 | B | D | EAR99 | N | 85362090 | 1 |  | 3.1 | KG | 1599.4 | 1599.4 | LP20 | LP20 | circuit breaker VL160L very high breaking capacity Icu=100kA, 415V AC 4-pole, line protection Electronic Trip Unit ETU20, LSI In=100A, rated current IR=40...100A, overload protection, ISD=1.5 to 10xIR, II=11xIN short-circuit protection N unprotected with screw terminals without auxiliary release without auxiliary/alarm switch with Safety Label for USA | - | 0 | 0
3VL2710-3TF43-0AA0 |  | 3VL2710-3TF43-0AA0 | 1 | UN | 1 | 5 | B | D | EAR99 | N | 85362090 | 1 | 4011209806887 | 3.1 | KG | 1639 | 1490.9 | LP20 | LP20 | circuit breaker VL160L very high breaking capacity Icu=100kA, 415V AC 4-pole, line protection Electronic Trip Unit ETU20, LSI In=100A, rated current IR=40...100A, overload protection, ISD=1.5 to 10xIR, II=11xIN short-circuit protection N protected without auxiliary release without auxiliary/alarm switch | - | 0 | 0
3VL2710-3TF43-0AA0-Z | U01 | 3VL2710-3TF43-0AA0-ZU01 | 1 | UN | 1 | 5 | B | D | EAR99 | N | 85362090 | 1 |  | 3.1 | KG | 1687.4 | 1687.4 | LP20 | LP20 | circuit breaker VL160L very high breaking capacity Icu=100kA, 415V AC 4-pole, line protection Electronic Trip Unit ETU20, LSI In=100A, rated current IR=40...100A, overload protection, ISD=1.5 to 10xIR, II=11xIN short-circuit protection N protected without auxiliary release without auxiliary/alarm switch with Safety Label for USA | - | 0 | 0
3VL2710-3TF46-0AA0 |  | 3VL2710-3TF46-0AA0 | 1 | UN | 1 | 5 | B | D | EAR99 | N | 85362090 | 1 | 4011209807709 | 3.1 | KG | 1617 | 1490.9 | LP20 | LP20 | circuit breaker VL160L very high breaking capacity Icu=100kA, 415V AC 4-pole, line protection Electronic Trip Unit ETU20, LSI In=100A, rated current IR=40...100A, overload protection, ISD=1.5 to 10xIR, II=11xIN short-circuit protection N protected with screw terminals without auxiliary release without auxiliary/alarm switch | - | 0 | 0
3VL2710-3TF46-0AA0-Z | U01 | 3VL2710-3TF46-0AA0-ZU01 | 1 | UN | 1 | 5 | B | D | EAR99 | N | 85362090 | 1 |  | 3.1 | KG | 1665.4 | 1665.4 | LP20 | LP20 | circuit breaker VL160L very high breaking capacity Icu=100kA, 415V AC 4-pole, line protection Electronic Trip Unit ETU20, LSI In=100A, rated current IR=40...100A, overload protection, ISD=1.5 to 10xIR, II=11xIN short-circuit protection N protected with screw terminals without auxiliary release without auxiliary/alarm switch with Safety Label for USA | - | 0 | 0
3VL2710-3TH43-0AA0 |  | 3VL2710-3TH43-0AA0 | 1 | UN | 1 | 5 | B | D | EAR99 | N | 85362090 | 1 | 4011209806917 | 3.1 | KG | 1859 | 1859 | LP20 | LP20 | circuit breaker VL160L very high breaking capacity Icu=100kA, 415V AC 4-pole, line protection Electronic Trip Unit ETU22, LSIG In=100A, rated current IR=40...100A, overload protection, ISD=1.5 to 10xIR, II=11xIN short-circuit protection N protected without auxiliary release without auxiliary/alarm switch | - | 0 | 0
3VL2710-3TH43-0AA0-Z | U01 | 3VL2710-3TH43-0AA0-ZU01 | 1 | UN | 1 | 5 | B | D | EAR99 | N | 85362090 | 1 |  | 3.1 | KG | 1907.4 | 1907.4 | LP20 | LP20 | circuit breaker VL160L very high breaking capacity Icu=100kA, 415V AC 4-pole, line protection Electronic Trip Unit ETU22, LSIG In=100A, rated current IR=40...100A, overload protection, ISD=1.5 to 10xIR, II=11xIN short-circuit protection N protected without auxiliary release without auxiliary/alarm switch with Safety Label for USA | - | 0 | 0
3VL2710-3TH46-0AA0 |  | 3VL2710-3TH46-0AA0 | 1 | UN | 1 | 5 | B | D | EAR99 | N | 85362090 | 1 | 4011209807730 | 3.1 | KG | 1837 | 1837 | LP20 | LP20 | circuit breaker VL160L very high breaking capacity Icu=100kA, 415V AC 4-pole, line protection Electronic Trip Unit ETU22, LSIG In=100A, rated current IR=40...100A, overload protection, ISD=1.5 to 10xIR, II=11xIN short-circuit protection N protected with screw terminals without auxiliary release without auxiliary/alarm switch | - | 0 | 0
3VL2710-3TH46-0AA0-Z | U01 | 3VL2710-3TH46-0AA0-ZU01 | 1 | UN | 1 | 5 | B | D | EAR99 | N | 85362090 | 1 |  | 3.1 | KG | 1885.4 | 1885.4 | LP20 | LP20 | circuit breaker VL160L very high breaking capacity Icu=100kA, 415V AC 4-pole, line protection Electronic Trip Unit ETU22, LSIG In=100A, rated current IR=40...100A, overload protection, ISD=1.5 to 10xIR, II=11xIN short-circuit protection N protected with screw terminals without auxiliary release without auxiliary/alarm switch with Safety Label for USA | - | 0 | 0
3VL2710-3TN43-0AA0 |  | 3VL2710-3TN43-0AA0 | 1 | UN | 1 | 5 | B | D | EAR99 | N | 85362090 | 1 | 4011209806948 | 3.1 | KG | 1837 | 1837 | LP20 | LP20 | circuit breaker VL160L very high breaking capacity Icu=100kA, 415V AC 4-pole, line protection Electronic Trip Unit ETU12, LIG In=100A, rated current IR=40...100A, overload protection, II=1.25 to 11xIN, short-circuit protection N protected without auxiliary release without auxiliary/alarm switch | - | 0 | 0
3VL2710-3TN43-0AA0-Z | U01 | 3VL2710-3TN43-0AA0-ZU01 | 1 | UN | 1 | 5 | B | D | EAR99 | N | 85362090 | 1 |  | 3.1 | KG | 1885.4 | 1885.4 | LP20 | LP20 | circuit breaker VL160L very high breaking capacity Icu=100kA, 415V AC 4-pole, line protection Electronic Trip Unit ETU12, LIG In=100A, rated current IR=40...100A, overload protection, II=1.25 to 11xIN, short-circuit protection N protected without auxiliary release without auxiliary/alarm switch with Safety Label for USA | - | 0 | 0
3VL2710-3TN46-0AA0 |  | 3VL2710-3TN46-0AA0 | 1 | UN | 1 | 5 | B | D | EAR99 | N | 85362090 | 1 | 4011209807761 | 3.1 | KG | 1804 | 1804 | LP20 | LP20 | circuit breaker VL160L very high breaking capacity Icu=100kA, 415V AC 4-pole, line protection Electronic Trip Unit ETU12, LIG In=100A, rated current IR=40...100A, overload protection, II=1.25 to 11xIN, short-circuit protection N protected with screw terminals without auxiliary release without auxiliary/alarm switch | - | 0 | 0
3VL2710-3TN46-0AA0-Z | U01 | 3VL2710-3TN46-0AA0-ZU01 | 1 | UN | 1 | 5 | B | D | EAR99 | N | 85362090 | 1 |  | 3.1 | KG | 1852.4 | 1852.4 | LP20 | LP20 | circuit breaker VL160L very high breaking capacity Icu=100kA, 415V AC 4-pole, line protection Electronic Trip Unit ETU12, LIG In=100A, rated current IR=40...100A, overload protection, II=1.25 to 11xIN, short-circuit protection N protected with screw terminals without auxiliary release without auxiliary/alarm switch with Safety Label for USA | - | 0 | 0
3VL2710-3UH33-0AA0 |  | 3VL2710-3UH33-0AA0 | 1 | UN | 1 | 5 | B | D | EAR99 | N | 85362090 | 1 | 4011209885165 | 2.418 | KG | 2365 | 2365 | LP20 | LP20 | circuit breaker VL160L very high breaking capacity Icu=100kA, 415V AC 3-pole, line protection Electronic Trip Unit LCD ETU40, LI/LS/LSI In=100A, rated current IR=40...100A, overload protection, ISD=1.5 to 10xIR, II=11xIN short-circuit protection without auxiliary release without auxiliary/alarm switch | - | 0 | 0
3VL2710-3UH33-0AA0-Z | U01 | 3VL2710-3UH33-0AA0-ZU01 | 1 | UN | 1 | 5 | B | D | EAR99 | N | 85362090 | 1 |  | 2.4 | KG | 2413.4 | 2413.4 | LP20 | LP20 | circuit breaker VL160L very high breaking capacity Icu=100kA, 415V AC 3-pole, line protection Electronic Trip Unit LCD ETU40, LI/LS/LSI In=100A, rated current IR=40...100A, overload protection, ISD=1.5 to 10xIR, II=11xIN short-circuit protection without auxiliary release without auxiliary/alarm switch with Safety Label for USA | - | 0 | 0
3VL2710-3UH36-0AA0 |  | 3VL2710-3UH36-0AA0 | 1 | UN | 1 | 5 | B | D | EAR99 | N | 85362090 | 1 | 4011209885196 | 2.418 | KG | 2343 | 2343 | LP20 | LP20 | circuit breaker VL160L very high breaking capacity Icu=100kA, 415V AC 3-pole, line protection Electronic Trip Unit LCD ETU40, LI/LS/LSI In=100A, rated current IR=40...100A, overload protection, ISD=1.5 to 10xIR, II=11xIN short-circuit protection with screw terminals without auxiliary release without auxiliary/alarm switch | - | 0 | 0
3VL2710-3UH36-0AA0-Z | U01 | 3VL2710-3UH36-0AA0-ZU01 | 1 | UN | 1 | 5 | B | D | EAR99 | N | 85362090 | 1 |  | 2.4 | KG | 2391.4 | 2391.4 | LP20 | LP20 | circuit breaker VL160L very high breaking capacity Icu=100kA, 415V AC 3-pole, line protection Electronic Trip Unit LCD ETU40, LI/LS/LSI In=100A, rated current IR=40...100A, overload protection, ISD=1.5 to 10xIR, II=11xIN short-circuit protection with screw terminals without auxiliary release without auxiliary/alarm switch with Safety Label for USA | - | 0 | 0
3VL2710-3UJ43-0AA0 |  | 3VL2710-3UJ43-0AA0 | 1 | UN | 1 | 5 | B | D | EAR99 | N | 85362090 | 1 | 4011209886193 | 3.1 | KG | 2772 | 2772 | LP20 | LP20 | circuit breaker VL160L very high breaking capacity Icu=100kA, 415V AC 4-pole, line protection Electronic Trip Unit LCD ETU40, LI/LS/LSI In=100A, rated current IR=40...100A, overload protection, ISD=1.5 to 10xIR, II=11xIN short-circuit protection N protected without auxiliary release without auxiliary/alarm switch | - | 0 | 0
3VL2710-3UJ43-0AA0-Z | U01 | 3VL2710-3UJ43-0AA0-ZU01 | 1 | UN | 1 | 5 | B | D | EAR99 | N | 85362090 | 1 |  | 3.1 | KG | 2820.4 | 2820.4 | LP20 | LP20 | circuit breaker VL160L very high breaking capacity Icu=100kA, 415V AC 4-pole, line protection Electronic Trip Unit LCD ETU40, LI/LS/LSI In=100A, rated current IR=40...100A, overload protection, ISD=1.5 to 10xIR, II=11xIN short-circuit protection N protected without auxiliary release without auxiliary/alarm switch with Safety Label for USA | - | 0 | 0
3VL2710-3UJ46-0AA0 |  | 3VL2710-3UJ46-0AA0 | 1 | UN | 1 | 5 | B | D | EAR99 | N | 85362090 | 1 | 4011209886223 | 3.1 | KG | 2750 | 2750 | LP20 | LP20 | circuit breaker VL160L very high breaking capacity Icu=100kA, 415V AC 4-pole, line protection Electronic Trip Unit LCD ETU40, LI/LS/LSI In=100A, rated current IR=40...100A, overload protection, ISD=1.5 to 10xIR, II=11xIN short-circuit protection N protected with screw terminals without auxiliary release without auxiliary/alarm switch | - | 0 | 0
3VL2710-3UJ46-0AA0-Z | U01 | 3VL2710-3UJ46-0AA0-ZU01 | 1 | UN | 1 | 5 | B | D | EAR99 | N | 85362090 | 1 |  | 3.1 | KG | 2798.4 | 2798.4 | LP20 | LP20 | circuit breaker VL160L very high breaking capacity Icu=100kA, 415V AC 4-pole, line protection Electronic Trip Unit LCD ETU40, LI/LS/LSI In=100A, rated current IR=40...100A, overload protection, ISD=1.5 to 10xIR, II=11xIN short-circuit protection N protected with screw terminals without auxiliary release without auxiliary/alarm switch with Safety Label for USA | - | 0 | 0
3VL2710-3UL33-0AA0 |  | 3VL2710-3UL33-0AA0 | 1 | UN | 1 | 5 | B | D | EAR99 | N | 85362090 | 1 | 4011209885349 | 2.418 | KG | 2574 | 2574 | LP20 | LP20 | circuit breaker VL160L very high breaking capacity Icu=100kA, 415V AC 3-pole, line protection Electronic Trip Unit LCD ETU42, LSIG 3 phases/3 lines In=100A, rated current IR=40...100A, overload protection, ISD=1.5 to 10xIR, II=11xIN short-circuit protection without auxiliary release without auxiliary/alarm switch | - | 0 | 0
3VL2710-3UL33-0AA0-Z | U01 | 3VL2710-3UL33-0AA0-ZU01 | 1 | UN | 1 | 5 | B | D | EAR99 | N | 85362090 | 1 |  | 2.4 | KG | 2622.4 | 2622.4 | LP20 | LP20 | circuit breaker VL160L very high breaking capacity Icu=100kA, 415V AC 3-pole, line protection Electronic Trip Unit LCD ETU42, LSIG 3 phases/3 lines In=100A, rated current IR=40...100A, overload protection, ISD=1.5 to 10xIR, II=11xIN short-circuit protection without auxiliary release without auxiliary/alarm switch with Safety Label for USA | - | 0 | 0
3VL2710-3UL36-0AA0 |  | 3VL2710-3UL36-0AA0 | 1 | UN | 1 | 5 | B | D | EAR99 | N | 85362090 | 1 | 4011209885370 | 2.418 | KG | 2541 | 2541 | LP20 | LP20 | circuit breaker VL160L very high breaking capacity Icu=100kA, 415V AC 3-pole, line protection Electronic Trip Unit LCD ETU42, LSIG 3 phases/3 lines In=100A, rated current IR=40...100A, overload protection, ISD=1.5 to 10xIR, II=11xIN short-circuit protection with screw terminals without auxiliary release without auxiliary/alarm switch | - | 0 | 0
3VL2710-3UL36-0AA0-Z | U01 | 3VL2710-3UL36-0AA0-ZU01 | 1 | UN | 1 | 5 | B | D | EAR99 | N | 85362090 | 1 |  | 2.4 | KG | 2589.4 | 2589.4 | LP20 | LP20 | circuit breaker VL160L very high breaking capacity Icu=100kA, 415V AC 3-pole, line protection Electronic Trip Unit LCD ETU42, LSIG 3 phases/3 lines In=100A, rated current IR=40...100A, overload protection, ISD=1.5 to 10xIR, II=11xIN short-circuit protection with screw terminals without auxiliary release without auxiliary/alarm switch with Safety Label for USA | - | 0 | 0
3VL2710-3UM33-0AA0 |  | 3VL2710-3UM33-0AA0 | 1 | UN | 1 | 5 | B | D | EAR99 | N | 85362090 | 1 | 4011209885523 | 2.418 | KG | 2574 | 2574 | LP20 | LP20 | circuit breaker VL160L very high breaking capacity Icu=100kA, 415V AC 3-pole, line protection Electronic Trip Unit LCD ETU42, LSIG 3 phases/4 lines with connecting cable In=100A, rated current IR=40...00A, overload protection, ISD=1.5 to 10xIR, II=11xIN short-circuit protection without auxiliary release without auxiliary/alarm switch | - | 0 | 0
3VL2710-3UM33-0AA0-Z | U01 | 3VL2710-3UM33-0AA0-ZU01 | 1 | UN | 1 | 5 | B | D | EAR99 | N | 85362090 | 1 |  | 2.4 | KG | 2622.4 | 2622.4 | LP20 | LP20 | circuit breaker VL160L very high breaking capacity Icu=100kA, 415V AC 3-pole, line protection Electronic Trip Unit LCD ETU42, LSIG 3 phases/4 lines with connecting cable In=100A, rated current IR=40...00A, overload protection, ISD=1.5 to 10xIR, II=11xIN short-circuit protection without auxiliary release without auxiliary/alarm switch with Safety Label for USA | - | 0 | 0
3VL2710-3UM36-0AA0 |  | 3VL2710-3UM36-0AA0 | 1 | UN | 1 | 5 | B | D | EAR99 | N | 85362090 | 1 | 4011209885554 | 2.418 | KG | 2541 | 2541 | LP20 | LP20 | circuit breaker VL160L very high breaking capacity Icu=100kA, 415V AC 3-pole, line protection Electronic Trip Unit LCD ETU42, LSIG 3 phases/4 lines with connecting cable In=100A, rated current IR=40...00A, overload protection, ISD=1.5 to 10xIR, II=11xIN with screw terminals without auxiliary release without auxiliary/alarm switch | - | 0 | 0
3VL2710-3UM36-0AA0-Z | U01 | 3VL2710-3UM36-0AA0-ZU01 | 1 | UN | 1 | 5 | B | D | EAR99 | N | 85362090 | 1 |  | 2.4 | KG | 2589.4 | 2589.4 | LP20 | LP20 | circuit breaker VL160L very high breaking capacity Icu=100kA, 415V AC 3-pole, line protection Electronic Trip Unit LCD ETU42, LSIG 3 phases/4 lines with connecting cable In=100A, rated current IR=40...00A, overload protection, ISD=1.5 to 10xIR, II=11xIN with screw terminals without auxiliary release without auxiliary/alarm switch with Safety Label for USA | - | 0 | 0
3VL2710-3UN43-0AA0 |  | 3VL2710-3UN43-0AA0 | 1 | UN | 1 | 5 | B | D | EAR99 | N | 85362090 | 1 | 4011209886377 | 3.1 | KG | 2772 | 2772 | LP20 | LP20 | circuit breaker VL160L very high breaking capacity Icu=100kA, 415V AC 4-pole, line protection Electronic Trip Unit LCD ETU42, LSIG In=100A, rated current IR=40...100A, overload protection, ISD=1.5 to 10xIR, II=11xIN short-circuit protection N protected with ground-fault protection without auxiliary release without auxiliary/alarm switch | - | 0 | 0
3VL2710-3UN43-0AA0-Z | U01 | 3VL2710-3UN43-0AA0-ZU01 | 1 | UN | 1 | 5 | B | D | EAR99 | N | 85362090 | 1 |  | 3.1 | KG | 2820.4 | 2820.4 | LP20 | LP20 | circuit breaker VL160L very high breaking capacity Icu=100kA, 415V AC 4-pole, line protection Electronic Trip Unit LCD ETU42, LSIG In=100A, rated current IR=40...100A, overload protection, ISD=1.5 to 10xIR, II=11xIN short-circuit protection N protected with ground-fault protection without auxiliary release without auxiliary/alarm switch with Safety Label for USA | - | 0 | 0
3VL2710-3UN46-0AA0 |  | 3VL2710-3UN46-0AA0 | 1 | UN | 1 | 5 | B | D | EAR99 | N | 85362090 | 1 | 4011209886407 | 3.1 | KG | 2750 | 2750 | LP20 | LP20 | circuit breaker VL160L very high breaking capacity Icu=100kA, 415V AC 4-pole, line protection Electronic Trip Unit LCD ETU42, LSIG In=100A, rated current IR=40...100A, overload protection, ISD=1.5 to 10xIR, II=11xIN short-circuit protection N protected with screw terminals without auxiliary release without auxiliary/alarm switch | - | 0 | 0
3VL2710-3UN46-0AA0-Z | U01 | 3VL2710-3UN46-0AA0-ZU01 | 1 | UN | 1 | 5 | B | D | EAR99 | N | 85362090 | 1 |  | 3.1 | KG | 2798.4 | 2798.4 | LP20 | LP20 | circuit breaker VL160L very high breaking capacity Icu=100kA, 415V AC 4-pole, line protection Electronic Trip Unit LCD ETU42, LSIG In=100A, rated current IR=40...100A, overload protection, ISD=1.5 to 10xIR, II=11xIN short-circuit protection N protected with screw terminals without auxiliary release without auxiliary/alarm switch with Safety Label for USA | - | 0 | 0
3VL2710-3UP33-0AA0 |  | 3VL2710-3UP33-0AA0 | 1 | UN | 1 | 5 | B | D | EAR99 | N | 85362090 | 1 | 4011209884991 | 2.418 | KG | 2365 | 2365 | LP20 | LP20 | circuit breaker VL160L very high breaking capacity Icu=100kA, 415V AC 3-pole, motor/generator prot. Electronic Trip Unit LCD ETU40M, LI In=100A, rated current IR=40...100A, overload protection, II=1.25 to 11xIN, short-circuit protection without auxiliary release without auxiliary/alarm switch | - | 0 | 0
3VL2710-3UP33-0AA0-Z | U01 | 3VL2710-3UP33-0AA0-ZU01 | 1 | UN | 1 | 5 | B | D | EAR99 | N | 85362090 | 1 |  | 2.4 | KG | 2413.4 | 2413.4 | LP20 | LP20 | circuit breaker VL160L very high breaking capacity Icu=100kA, 415V AC 3-pole, motor/generator prot. Electronic Trip Unit LCD ETU40M, LI In=100A, rated current IR=40...100A, overload protection, II=1.25 to 11xIN, short-circuit protection without auxiliary release without auxiliary/alarm switch with Safety Label for USA | - | 0 | 0
3VL2710-3UP36-0AA0 |  | 3VL2710-3UP36-0AA0 | 1 | UN | 1 | 5 | B | D | EAR99 | N | 85362090 | 1 | 4011209885622 | 2.418 | KG | 2343 | 2343 | LP20 | LP20 | circuit breaker VL160L very high breaking capacity Icu=100kA, 415V AC 3-pole, motor/generator prot. Electronic Trip Unit LCD ETU40M, LI In=100A, rated current IR=40...100A, overload protection, II=1.25 to 11xIN, short-circuit protection with screw terminals without auxiliary release without auxiliary/alarm switch | - | 0 | 0
3VL2710-3UP36-0AA0-Z | U01 | 3VL2710-3UP36-0AA0-ZU01 | 1 | UN | 1 | 5 | B | D | EAR99 | N | 85362090 | 1 |  | 2.4 | KG | 2391.4 | 2391.4 | LP20 | LP20 | circuit breaker VL160L very high breaking capacity Icu=100kA, 415V AC 3-pole, motor/generator prot. Electronic Trip Unit LCD ETU40M, LI In=100A, rated current IR=40...100A, overload protection, II=1.25 to 11xIN, short-circuit protection with screw terminals without auxiliary release without auxiliary/alarm switch with Safety Label for USA | - | 0 | 0
3VL2712-1DC33-0AA0 |  | 3VL2712-1DC33-0AA0 | 1 | UN | 1 | 5 | B | D | EAR99 | N | 85362090 | 1 | 4011209481725 | 2.426 | KG | 862.4 | 788.2 | LP20 | LP20 | circuit breaker VL160N standard breaking capacity Icu=55kA, 415V AC 3-pole, line protection Electronic Trip Unit TM, LI In=125A, rated current IR=100...125A, overload protection, II=625...1250A, short-circuit protection without auxiliary release without auxiliary/alarm switch | - | 0 | 0
3VL2712-1DC33-0AA0-Z | U01 | 3VL2712-1DC33-0AA0-ZU01 | 1 | UN | 1 | 5 | B | D | EAR99 | N | 85362090 | 1 |  | 2.2 | KG | 910.8 | 910.8 | LP20 | LP20 | circuit breaker VL160N standard breaking capacity Icu=55kA, 415V AC 3-pole, line protection Electronic Trip Unit TM, LI In=125A, rated current IR=100...125A, overload protection, II=625...1250A, short-circuit protection without auxiliary release without auxiliary/alarm switch with Safety Label for USA | - | 0 | 0
3VL2712-1DC33-0AB1 |  | 3VL2712-1DC33-0AB1 | 1 | UN | 1 | 5 | B | D | EAR99 | N | 85362090 | 1 | 4011209753488 | 2.471 | KG | 938.08 | 938.08 | LP20 | LP20 | circuit breaker VL160N standard breaking capacity Icu=55kA, 415V AC 3-pole, line protection Electronic Trip Unit TM, LI In=125A, rated current IR=100...125A, overload protection, II=625...1250A, short-circuit protection without auxiliary release Auxiliary switch mounting kit 2 AUX (1 NO + 1 NC) | - | 0 | 0
3VL2712-1DC33-0AB1-Z | U01 | 3VL2712-1DC33-0AB1-ZU01 | 1 | UN | 1 | 5 | B | D | EAR99 | N | 85362090 | 1 |  | 2.2 | KG | 986.48 | 986.48 | LP20 | LP20 | circuit breaker VL160N standard breaking capacity Icu=55kA, 415V AC 3-pole, line protection Electronic Trip Unit TM, LI In=125A, rated current IR=100...125A, overload protection, II=625...1250A, short-circuit protection without auxiliary release Auxiliary switch mounting kit 2 AUX (1 NO + 1 NC) with Safety Label for USA | - | 0 | 0
3VL2712-1DC33-0AD1 |  | 3VL2712-1DC33-0AD1 | 1 | UN | 1 | 5 | B | D | EAR99 | N | 85362090 | 1 | 4011209753495 | 2.48 | KG | 958.65 | 958.65 | LP20 | LP20 | circuit breaker VL160N standard breaking capacity Icu=55kA, 415V AC 3-pole, line protection Electronic Trip Unit TM, LI In=125A, rated current IR=100...125A, overload protection, II=625...1250A, short-circuit protection without auxiliary release Auxiliary/alarm switch mounting kit 2 AUX (1 NO+1 NC)+1 AS (1 NO) | - | 0 | 0
3VL2712-1DC33-2GA0-Z | U01 | 3VL2712-1DC33-2GA0-ZU01 | 1 | UN | 1 | 5 | B | D | EAR99 | N | 85362090 | 1 |  | 2.2 | KG | 1102.2 | 1102.2 | LP20 | LP20 | circuit breaker VL160N standard breaking capacity Icu=55kA, 415V AC 3-pole, line protection Electronic Trip Unit TM, LI In=125A, rated current IR=100...125A, overload protection, II=625...1250A, short-circuit protection Undervoltage release 110...127 V AC without auxiliary/alarm switch with Safety Label for USA | - | 0 | 0
3VL2712-1DC33-8RD1 |  | 3VL2712-1DC33-8RD1 | 1 | UN | 1 | 5 | B | D | EAR99 | N | 85362090 | 1 | 4011209753501 | 2.56 | KG | 1103.85 | 1103.85 | LP20 | LP20 | circuit breaker VL160N standard breaking capacity Icu=55kA, 415V AC 3-pole, line protection Electronic Trip Unit TM, LI In=125A, rated current IR=100...125A, overload protection, II=625...1250A, short-circuit protection Shunt release 110...127 V AC Auxiliary/alarm switch mounting kit 2 AUX (1 NO+1 NC)+1 AS (1 NO) | - | 0 | 0
3VL2712-1DC33-8TB1 |  | 3VL2712-1DC33-8TB1 | 1 | UN | 1 | 5 | B | D | EAR99 | N | 85362090 | 1 | 4011209753518 | 2.536 | KG | 1083.28 | 1083.28 | LP20 | LP20 | circuit breaker VL160N standard breaking capacity Icu=55kA, 415V AC 3-pole, line protection Electronic Trip Unit TM, LI In=125A, rated current IR=100...125A, overload protection, II=625...1250A, short-circuit protection Shunt release 208...277 V AC Auxiliary switch mounting kit 2 AUX (1 NO + 1 NC) | - | 0 | 0
3VL2712-1DC33-8TD1 |  | 3VL2712-1DC33-8TD1 | 1 | UN | 1 | 5 | B | D | EAR99 | N | 85362090 | 1 | 4011209753525 | 2.2 | KG | 1103.85 | 1103.85 | LP20 | LP20 | circuit breaker VL160N standard breaking capacity Icu=55kA, 415V AC 3-pole, line protection Electronic Trip Unit TM, LI In=125A, rated current IR=100...125A, overload protection, II=625...1250A, short-circuit protection Shunt release 208...277 V AC Auxiliary/alarm switch mounting kit 2 AUX (1 NO+1 NC)+1 AS (1 NO) | - | 0 | 0
3VL2712-1DC33-8VB1 |  | 3VL2712-1DC33-8VB1 | 1 | UN | 1 | 5 | B | D | EAR99 | N | 85362090 | 1 | 4011209753532 | 2.2 | KG | 1083.28 | 1083.28 | LP20 | LP20 | circuit breaker VL160N standard breaking capacity Icu=55kA, 415V AC 3-pole, line protection Electronic Trip Unit TM, LI In=125A, rated current IR=100...125A, overload protection, II=625...1250A, short-circuit protection Shunt release 380...600 V AC Auxiliary switch mounting kit 2 AUX (1 NO + 1 NC) | - | 0 | 0
3VL2712-1DC36-0AA0 |  | 3VL2712-1DC36-0AA0 | 1 | UN | 1 | 5 | B | D | EAR99 | N | 85362090 | 1 | 4011209609440 | 2.2 | KG | 843.7 | 788.2 | LP20 | LP20 | circuit breaker VL160N standard breaking capacity Icu=55kA, 415V AC 3-pole, line protection Electronic Trip Unit TM, LI In=125A, rated current IR=100...125A, overload protection, II=625...1250A, short-circuit protection with screw terminals without auxiliary release without auxiliary/alarm switch | - | 0 | 0
3VL2712-1DC36-0AA0-Z | U01 | 3VL2712-1DC36-0AA0-ZU01 | 1 | UN | 1 | 5 | B | D | EAR99 | N | 85362090 | 1 |  | 2.2 | KG | 892.1 | 892.1 | LP20 | LP20 | circuit breaker VL160N standard breaking capacity Icu=55kA, 415V AC 3-pole, line protection Electronic Trip Unit TM, LI In=125A, rated current IR=100...125A, overload protection, II=625...1250A, short-circuit protection with screw terminals without auxiliary release without auxiliary/alarm switch with Safety Label for USA | - | 0 | 0
3VL2712-1DC36-0AD1 |  | 3VL2712-1DC36-0AD1 | 1 | UN | 1 | 5 | B | D | EAR99 | N | 85362090 | 1 | 4011209753549 | 2.363 | KG | 939.95 | 939.95 | LP20 | LP20 | circuit breaker VL160N standard breaking capacity Icu=55kA, 415V AC 3-pole, line protection Electronic Trip Unit TM, LI In=125A, rated current IR=100...125A, overload protection, II=625...1250A, short-circuit protection with screw terminals without auxiliary release Auxiliary/alarm switch mounting kit 2 AUX (1 NO+1 NC)+1 AS (1 NO) | - | 0 | 0
3VL2712-1EC43-0AA0 |  | 3VL2712-1EC43-0AA0 | 1 | UN | 1 | 5 | B | D | EAR99 | N | 85362090 | 1 | 4011209481732 | 3.27 | KG | 1210 | 1109.4 | LP20 | LP20 | circuit breaker VL160N standard breaking capacity Icu=55kA, 415V AC 4-pole, line protection Electronic Trip Unit TM, LI In=125A, rated current IR=100...125A, overload protection, II=625...1250A, short-circuit protection N protected without auxiliary release without auxiliary/alarm switch | - | 0 | 0
3VL2712-1EC43-0AA0-Z | U01 | 3VL2712-1EC43-0AA0-ZU01 | 1 | UN | 1 | 5 | B | D | EAR99 | N | 85362090 | 1 |  | 3 | KG | 1258.4 | 1258.4 | LP20 | LP20 | circuit breaker VL160N standard breaking capacity Icu=55kA, 415V AC 4-pole, line protection Electronic Trip Unit TM, LI In=125A, rated current IR=100...125A, overload protection, II=625...1250A, short-circuit protection N protected without auxiliary release without auxiliary/alarm switch with Safety Label for USA | - | 0 | 0
3VL2712-1EC43-2JB1-Z | U01 | 3VL2712-1EC43-2JB1-ZU01 | 1 | UN | 1 | 5 | B | D | EAR99 | N | 85362090 | 1 |  | 3 | KG | 1525.48 | 1525.48 | LP20 | LP20 | circuit breaker VL160N standard breaking capacity Icu=55kA, 415V AC 4-pole, line protection Electronic Trip Unit TM, LI In=125A, rated current IR=100...125A, overload protection, II=625...1250A, short-circuit protection N protected Undervoltage release 380...415 V AC Auxiliary switch mounting kit 2 AUX (1 NO + 1 NC) with Safety Label for USA | - | 0 | 0
3VL2712-1EC43-8KD1 |  | 3VL2712-1EC43-8KD1 | 1 | UN | 1 | 5 | B | D | EAR99 | N | 85362090 | 1 | 4011209753556 | 3.291 | KG | 1451.45 | 1451.45 | LP20 | LP20 | circuit breaker VL160N standard breaking capacity Icu=55kA, 415V AC 4-pole, line protection Electronic Trip Unit TM, LI In=125A, rated current IR=100...125A, overload protection, II=625...1250A, short-circuit protection N protected Shunt release 110...127 V DC Auxiliary/alarm switch mounting kit 2 AUX (1 NO+1 NC)+1 AS (1 NO) | - | 0 | 0
3VL2712-1EC43-8TD1 |  | 3VL2712-1EC43-8TD1 | 1 | UN | 1 | 5 | B | D | EAR99 | N | 85362090 | 1 | 4011209753563 | 3.286 | KG | 1451.45 | 1451.45 | LP20 | LP20 | circuit breaker VL160N standard breaking capacity Icu=55kA, 415V AC 4-pole, line protection Electronic Trip Unit TM, LI In=125A, rated current IR=100...125A, overload protection, II=625...1250A, short-circuit protection N protected Shunt release 208...277 V AC Auxiliary/alarm switch mounting kit 2 AUX (1 NO+1 NC)+1 AS (1 NO) | - | 0 | 0
3VL2712-1EC46-0AA0 |  | 3VL2712-1EC46-0AA0 | 1 | UN | 1 | 5 | B | D | EAR99 | N | 85362090 | 1 | 4011209606852 | 3 | KG | 1188 | 1109.4 | LP20 | LP20 | circuit breaker VL160N standard breaking capacity Icu=55kA, 415V AC 4-pole, line protection Electronic Trip Unit TM, LI In=125A, rated current IR=100...125A, overload protection, II=625...1250A, short-circuit protection N protected with screw terminals without auxiliary release without auxiliary/alarm switch | - | 0 | 0
3VL2712-1EC46-0AA0-Z | U01 | 3VL2712-1EC46-0AA0-ZU01 | 1 | UN | 1 | 5 | B | D | EAR99 | N | 85362090 | 1 |  | 3 | KG | 1236.4 | 1236.4 | LP20 | LP20 | circuit breaker VL160N standard breaking capacity Icu=55kA, 415V AC 4-pole, line protection Electronic Trip Unit TM, LI In=125A, rated current IR=100...125A, overload protection, II=625...1250A, short-circuit protection N protected with screw terminals without auxiliary release without auxiliary/alarm switch with Safety Label for USA | - | 0 | 0
3VL2712-1EC46-0AD1 |  | 3VL2712-1EC46-0AD1 | 1 | UN | 1 | 5 | B | D | EAR99 | N | 85362090 | 1 | 4011209753570 | 3.115 | KG | 1284.25 | 1284.25 | LP20 | LP20 | circuit breaker VL160N standard breaking capacity Icu=55kA, 415V AC 4-pole, line protection Electronic Trip Unit TM, LI In=125A, rated current IR=100...125A, overload protection, II=625...1250A, short-circuit protection N protected with screw terminals without auxiliary release Auxiliary/alarm switch mounting kit 2 AUX (1 NO+1 NC)+1 AS (1 NO) | - | 0 | 0
3VL2712-1EJ43-0AA0 |  | 3VL2712-1EJ43-0AA0 | 1 | UN | 1 | 5 | B | D | EAR99 | N | 85362090 | 1 | 4011209481749 | 3.14 | KG | 1111 | 1018.9 | LP20 | LP20 | circuit breaker VL160N standard breaking capacity Icu=55kA, 415V AC 4-pole, line protection Electronic Trip Unit TM, LI In=125A, rated current IR=100...125A, overload protection, II=625...1250A, short-circuit protection N unprotected without auxiliary release without auxiliary/alarm switch | - | 0 | 0
3VL2712-1EJ43-0AA0-Z | U01 | 3VL2712-1EJ43-0AA0-ZU01 | 1 | UN | 1 | 5 | B | D | EAR99 | N | 85362090 | 1 |  | 3 | KG | 1159.4 | 1159.4 | LP20 | LP20 | circuit breaker VL160N standard breaking capacity Icu=55kA, 415V AC 4-pole, line protection Electronic Trip Unit TM, LI In=125A, rated current IR=100...125A, overload protection, II=625...1250A, short-circuit protection N unprotected without auxiliary release without auxiliary/alarm switch with Safety Label for USA | - | 0 | 0
3VL2712-1EJ43-0AB1 |  | 3VL2712-1EJ43-0AB1 | 1 | UN | 1 | 5 | B | D | EAR99 | N | 85362090 | 1 | 4011209753587 | 3.18 | KG | 1186.68 | 1186.68 | LP20 | LP20 | circuit breaker VL160N standard breaking capacity Icu=55kA, 415V AC 4-pole, line protection Electronic Trip Unit TM, LI In=125A, rated current IR=100...125A, overload protection, II=625...1250A, short-circuit protection N unprotected without auxiliary release Auxiliary switch mounting kit 2 AUX (1 NO + 1 NC) | - | 0 | 0
3VL2712-1EJ43-8KD1 |  | 3VL2712-1EJ43-8KD1 | 1 | UN | 1 | 5 | B | D | EAR99 | N | 85362090 | 1 | 4011209753594 | 3.239 | KG | 1352.45 | 1352.45 | LP20 | LP20 | circuit breaker VL160N standard breaking capacity Icu=55kA, 415V AC 4-pole, line protection Electronic Trip Unit TM, LI In=125A, rated current IR=100...125A, overload protection, II=625...1250A, short-circuit protection N unprotected Shunt release 110...127 V DC Auxiliary/alarm switch mounting kit 2 AUX (1 NO+1 NC)+1 AS (1 NO) | - | 0 | 0
3VL2712-1EJ46-0AA0 |  | 3VL2712-1EJ46-0AA0 | 1 | UN | 1 | 5 | B | D | EAR99 | N | 85362090 | 1 | 4011209648241 | 3 | KG | 1091.2 | 1018.9 | LP20 | LP20 | circuit breaker VL160N standard breaking capacity Icu=55kA, 415V AC 4-pole, line protection Electronic Trip Unit TM, LI In=125A, rated current IR=100...125A, overload protection, II=625...1250A, short-circuit protection N unprotected with screw terminals without auxiliary release without auxiliary/alarm switch | - | 0 | 0
3VL2712-1EJ46-0AA0-Z | U01 | 3VL2712-1EJ46-0AA0-ZU01 | 1 | UN | 1 | 5 | B | D | EAR99 | N | 85362090 | 1 |  | 3 | KG | 1139.6 | 1139.6 | LP20 | LP20 | circuit breaker VL160N standard breaking capacity Icu=55kA, 415V AC 4-pole, line protection Electronic Trip Unit TM, LI In=125A, rated current IR=100...125A, overload protection, II=625...1250A, short-circuit protection N unprotected with screw terminals without auxiliary release without auxiliary/alarm switch with Safety Label for USA | - | 0 | 0
3VL2712-1EM43-0AA0 |  | 3VL2712-1EM43-0AA0 | 1 | UN | 1 | 5 | B | D | EAR99 | N | 85362090 | 1 | 4011209700536 | 3.145 | KG | 1210 | 1109.4 | LP20 | LP20 | circuit breaker VL160N standard breaking capacity Icu=55kA, 415V AC 4-pole, line protection trip unit, TM, LI In=125A, rated current Ir=100...125A, overload prot. II=625...1250A, short-circuit protection N protected (100%) without auxiliary release without auxiliary/alarm switch | - | 0 | 0
3VL2712-1EM43-0AA0-Z | U01 | 3VL2712-1EM43-0AA0-ZU01 | 1 | UN | 1 | 5 | B | D | EAR99 | N | 85362090 | 1 |  | 3 | KG | 1258.4 | 1258.4 | LP20 | LP20 | circuit breaker VL160N standard breaking capacity Icu=55kA, 415V AC 4-pole, line protection trip unit, TM, LI In=125A, rated current Ir=100...125A, overload prot. II=625...1250A, short-circuit protection N protected (100%) without auxiliary release without auxiliary/alarm switch with Safety Label for USA | - | 0 | 0
3VL2712-1EM46-0AA0 |  | 3VL2712-1EM46-0AA0 | 1 | UN | 1 | 5 | B | D | EAR99 | N | 85362090 | 1 | 4011209735651 | 3 | KG | 1188 | 1109.4 | LP20 | LP20 | circuit breaker VL160N standard breaking capacity Icu=55kA, 415V AC 4-pole, line protection Electronic Trip Unit TM, LI In=125A, rated current IR=100...125A, overload protection, II=625...1250A, short-circuit protection N protected with screw terminals without auxiliary release without auxiliary/alarm switch | - | 0 | 0
3VL2712-1EM46-0AA0-Z | U01 | 3VL2712-1EM46-0AA0-ZU01 | 1 | UN | 1 | 5 | B | D | EAR99 | N | 85362090 | 1 |  | 3 | KG | 1236.4 | 1236.4 | LP20 | LP20 | circuit breaker VL160N standard breaking capacity Icu=55kA, 415V AC 4-pole, line protection Electronic Trip Unit TM, LI In=125A, rated current IR=100...125A, overload protection, II=625...1250A, short-circuit protection N protected with screw terminals without auxiliary release without auxiliary/alarm switch with Safety Label for USA | - | 0 | 0
3VL2712-2DC33-0AA0 |  | 3VL2712-2DC33-0AA0 | 1 | UN | 1 | 5 | B | D | EAR99 | N | 85362090 | 1 | 4011209481985 | 2.404 | KG | 957 | 874.7 | LP20 | LP20 | circuit breaker VL160H high breaking capacity Icu=70kA, 415V AC 3-pole, line protection Electronic Trip Unit TM, LI In=125A, rated current IR=100...125A, overload protection, II=625...1250A, short-circuit protection without auxiliary release without auxiliary/alarm switch | - | 0 | 0
3VL2712-2DC33-0AA0-Z | U01 | 3VL2712-2DC33-0AA0-ZU01 | 1 | UN | 1 | 5 | B | D | EAR99 | N | 85362090 | 1 |  | 2.2 | KG | 1005.4 | 1005.4 | LP20 | LP20 | circuit breaker VL160H high breaking capacity Icu=70kA, 415V AC 3-pole, line protection Electronic Trip Unit TM, LI In=125A, rated current IR=100...125A, overload protection, II=625...1250A, short-circuit protection without auxiliary release without auxiliary/alarm switch with Safety Label for USA | - | 0 | 0
3VL2712-2DC33-0AB1 |  | 3VL2712-2DC33-0AB1 | 1 | UN | 1 | 5 | B | D | EAR99 | N | 85362090 | 1 | 4011209753600 | 2.48 | KG | 1032.68 | 1032.68 | LP20 | LP20 | circuit breaker VL160H high breaking capacity Icu=70kA, 415V AC 3-pole, line protection Electronic Trip Unit TM, LI In=125A, rated current IR=100...125A, overload protection, II=625...1250A, short-circuit protection without auxiliary release Auxiliary switch mounting kit 2 AUX (1 NO + 1 NC) | - | 0 | 0
3VL2712-2DC33-0AB1-Z | U01 | 3VL2712-2DC33-0AB1-ZU01 | 1 | UN | 1 | 5 | B | D | EAR99 | N | 85362090 | 1 |  | 2.2 | KG | 1081.08 | 1081.08 | LP20 | LP20 | circuit breaker VL160H high breaking capacity Icu=70kA, 415V AC 3-pole, line protection Electronic Trip Unit TM, LI In=125A, rated current IR=100...125A, overload protection, II=625...1250A, short-circuit protection without auxiliary release Auxiliary switch mounting kit 2 AUX (1 NO + 1 NC) with Safety Label for USA | - | 0 | 0
3VL2712-2DC33-0AD1 |  | 3VL2712-2DC33-0AD1 | 1 | UN | 1 | 5 | B | D | EAR99 | N | 85362090 | 1 | 4011209753617 | 2.51 | KG | 1053.25 | 1053.25 | LP20 | LP20 | circuit breaker VL160H high breaking capacity Icu=70kA, 415V AC 3-pole, line protection Electronic Trip Unit TM, LI In=125A, rated current IR=100...125A, overload protection, II=625...1250A, short-circuit protection without auxiliary release Auxiliary/alarm switch mounting kit 2 AUX (1 NO+1 NC)+1 AS (1 NO) | - | 0 | 0
3VL2712-2DC33-2PA0-Z | U01 | 3VL2712-2DC33-2PA0-ZU01 | 1 | UN | 1 | 5 | B | D | EAR99 | N | 85362090 | 1 |  | 2.2 | KG | 1196.8 | 1196.8 | LP20 | LP20 | circuit breaker VL160H high breaking capacity Icu=70kA, 415V AC 3-pole, line protection Electronic Trip Unit TM, LI In=125A, rated current IR=100...125A, overload protection, II=625...1250A, short-circuit protection Undervoltage release 24 V DC without auxiliary/alarm switch with Safety Label for USA | - | 0 | 0
3VL2712-2DC33-8TB1 |  | 3VL2712-2DC33-8TB1 | 1 | UN | 1 | 5 | B | D | EAR99 | N | 85362090 | 1 | 4011209753624 | 2.55 | KG | 1177.88 | 1177.88 | LP20 | LP20 | circuit breaker VL160H high breaking capacity Icu=70kA, 415V AC 3-pole, line protection Electronic Trip Unit TM, LI In=125A, rated current IR=100...125A, overload protection, II=625...1250A, short-circuit protection Shunt release 208...277 V AC Auxiliary switch mounting kit 2 AUX (1 NO + 1 NC) | - | 0 | 0
3VL2712-2DC36-0AA0 |  | 3VL2712-2DC36-0AA0 | 1 | UN | 1 | 5 | B | D | EAR99 | N | 85362090 | 1 | 4011209632967 | 2.2 | KG | 941.6 | 874.7 | LP20 | LP20 | circuit breaker VL160H high breaking capacity Icu=70kA, 415V AC 3-pole, line protection Electronic Trip Unit TM, LI In=125A, rated current IR=100...125A, overload protection, II=625...1250A, short-circuit protection with screw terminals without auxiliary release without auxiliary/alarm switch | - | 0 | 0
3VL2712-2DC36-0AA0-Z | U01 | 3VL2712-2DC36-0AA0-ZU01 | 1 | UN | 1 | 5 | B | D | EAR99 | N | 85362090 | 1 |  | 2.2 | KG | 990 | 990 | LP20 | LP20 | circuit breaker VL160H high breaking capacity Icu=70kA, 415V AC 3-pole, line protection Electronic Trip Unit TM, LI In=125A, rated current IR=100...125A, overload protection, II=625...1250A, short-circuit protection with screw terminals without auxiliary release without auxiliary/alarm switch with Safety Label for USA | - | 0 | 0
3VL2712-2EC43-0AA0 |  | 3VL2712-2EC43-0AA0 | 1 | UN | 1 | 5 | B | D | EAR99 | N | 85362090 | 1 | 4011209481992 | 3.257 | KG | 1342 | 1222.8 | LP20 | LP20 | circuit breaker VL160H high breaking capacity Icu=70kA, 415V AC 4-pole, line protection Electronic Trip Unit TM, LI In=125A, rated current IR=100...125A, overload protection, II=625...1250A, short-circuit protection N protected without auxiliary release without auxiliary/alarm switch | - | 0 | 0
3VL2712-2EC43-0AA0-Z | U01 | 3VL2712-2EC43-0AA0-ZU01 | 1 | UN | 1 | 5 | B | D | EAR99 | N | 85362090 | 1 |  | 3 | KG | 1390.4 | 1390.4 | LP20 | LP20 | circuit breaker VL160H high breaking capacity Icu=70kA, 415V AC 4-pole, line protection Electronic Trip Unit TM, LI In=125A, rated current IR=100...125A, overload protection, II=625...1250A, short-circuit protection N protected without auxiliary release without auxiliary/alarm switch with Safety Label for USA | - | 0 | 0
3VL2712-2EC46-0AA0 |  | 3VL2712-2EC46-0AA0 | 1 | UN | 1 | 5 | B | D | EAR99 | N | 85362090 | 1 | 4011209606982 | 3.033 | KG | 1320 | 1222.8 | LP20 | LP20 | circuit breaker VL160H high breaking capacity Icu=70kA, 415V AC 4-pole, line protection Electronic Trip Unit TM, LI In=125A, rated current IR=100...125A, overload protection, II=625...1250A, short-circuit protection N protected with screw terminals without auxiliary release without auxiliary/alarm switch | - | 0 | 0
3VL2712-2EC46-0AA0-Z | U01 | 3VL2712-2EC46-0AA0-ZU01 | 1 | UN | 1 | 5 | B | D | EAR99 | N | 85362090 | 1 |  | 3 | KG | 1368.4 | 1368.4 | LP20 | LP20 | circuit breaker VL160H high breaking capacity Icu=70kA, 415V AC 4-pole, line protection Electronic Trip Unit TM, LI In=125A, rated current IR=100...125A, overload protection, II=625...1250A, short-circuit protection N protected with screw terminals without auxiliary release without auxiliary/alarm switch with Safety Label for USA | - | 0 | 0
3VL2712-2EJ43-0AA0 |  | 3VL2712-2EJ43-0AA0 | 1 | UN | 1 | 5 | B | D | EAR99 | N | 85362090 | 1 | 4011209482005 | 3.236 | KG | 1243 | 1136.2 | LP20 | LP20 | circuit breaker VL160H high breaking capacity Icu=70kA, 415V AC 4-pole, line protection Electronic Trip Unit TM, LI In=125A, rated current IR=100...125A, overload protection, II=625...1250A, short-circuit protection N unprotected without auxiliary release without auxiliary/alarm switch | - | 0 | 0
3VL2712-2EJ43-0AA0-Z | U01 | 3VL2712-2EJ43-0AA0-ZU01 | 1 | UN | 1 | 5 | B | D | EAR99 | N | 85362090 | 1 |  | 3 | KG | 1291.4 | 1291.4 | LP20 | LP20 | circuit breaker VL160H high breaking capacity Icu=70kA, 415V AC 4-pole, line protection Electronic Trip Unit TM, LI In=125A, rated current IR=100...125A, overload protection, II=625...1250A, short-circuit protection N unprotected without auxiliary release without auxiliary/alarm switch with Safety Label for USA | - | 0 | 0
3VL2712-2EJ43-0AD1 |  | 3VL2712-2EJ43-0AD1 | 1 | UN | 1 | 5 | B | D | EAR99 | N | 85362090 | 1 | 4011209753631 | 3.295 | KG | 1339.25 | 1339.25 | LP20 | LP20 | circuit breaker VL160H high breaking capacity Icu=70kA, 415V AC 4-pole, line protection Electronic Trip Unit TM, LI In=125A, rated current IR=100...125A, overload protection, II=625...1250A, short-circuit protection N unprotected without auxiliary release Auxiliary/alarm switch mounting kit 2 AUX (1 NO+1 NC)+1 AS (1 NO) | - | 0 | 0
3VL2712-2EJ43-8TD1 |  | 3VL2712-2EJ43-8TD1 | 1 | UN | 1 | 5 | B | D | EAR99 | N | 85362090 | 1 | 4011209753648 | 3.256 | KG | 1484.45 | 1484.45 | LP20 | LP20 | circuit breaker VL160H high breaking capacity Icu=70kA, 415V AC 4-pole, line protection Electronic Trip Unit TM, LI In=125A, rated current IR=100...125A, overload protection, II=625...1250A, short-circuit protection N unprotected Shunt release 208...277 V AC Auxiliary/alarm switch mounting kit 2 AUX (1 NO+1 NC)+1 AS (1 NO) | - | 0 | 0
3VL2712-2EJ46-0AA0 |  | 3VL2712-2EJ46-0AA0 | 1 | UN | 1 | 5 | B | D | EAR99 | N | 85362090 | 1 | 4011209648234 | 3.044 | KG | 1221 | 1136.2 | LP20 | LP20 | circuit breaker VL160H high breaking capacity Icu=70kA, 415V AC 4-pole, line protection Electronic Trip Unit TM, LI In=125A, rated current IR=100...125A, overload protection, II=625...1250A, short-circuit protection N unprotected with screw terminals without auxiliary release without auxiliary/alarm switch | - | 0 | 0
3VL2712-2EJ46-0AA0-Z | U01 | 3VL2712-2EJ46-0AA0-ZU01 | 1 | UN | 1 | 5 | B | D | EAR99 | N | 85362090 | 1 |  | 3 | KG | 1269.4 | 1269.4 | LP20 | LP20 | circuit breaker VL160H high breaking capacity Icu=70kA, 415V AC 4-pole, line protection Electronic Trip Unit TM, LI In=125A, rated current IR=100...125A, overload protection, II=625...1250A, short-circuit protection N unprotected with screw terminals without auxiliary release without auxiliary/alarm switch with Safety Label for USA | - | 0 | 0
3VL2712-2EM43-0AA0 |  | 3VL2712-2EM43-0AA0 | 1 | UN | 1 | 5 | B | D | EAR99 | N | 85362090 | 1 | 4011209735668 | 3.172 | KG | 1342 | 1222.8 | LP20 | LP20 | circuit breaker VL160H high breaking capacity Icu=70kA, 415V AC 4-pole, line protection trip unit, TM, LI In=125A, rated current Ir=100...125A, overload prot. II=625...1250A, short-circuit protection N protected (100%) without auxiliary release without auxiliary/alarm switch | - | 0 | 0
3VL2712-2EM43-0AA0-Z | U01 | 3VL2712-2EM43-0AA0-ZU01 | 1 | UN | 1 | 5 | B | D | EAR99 | N | 85362090 | 1 |  | 3 | KG | 1390.4 | 1390.4 | LP20 | LP20 | circuit breaker VL160H high breaking capacity Icu=70kA, 415V AC 4-pole, line protection trip unit, TM, LI In=125A, rated current Ir=100...125A, overload prot. II=625...1250A, short-circuit protection N protected (100%) without auxiliary release without auxiliary/alarm switch with Safety Label for USA | - | 0 | 0
3VL2712-2EM46-0AA0 |  | 3VL2712-2EM46-0AA0 | 1 | UN | 1 | 5 | B | D | EAR99 | N | 85362090 | 1 | 4011209735675 | 3.037 | KG | 1320 | 1222.8 | LP20 | LP20 | circuit breaker VL160H high breaking capacity Icu=70kA, 415V AC 4-pole, line protection Electronic Trip Unit TM, LI In=125A, rated current IR=100...125A, overload protection, II=625...1250A, short-circuit protection N protected with screw terminals without auxiliary release without auxiliary/alarm switch | - | 0 | 0
3VL2712-2EM46-0AA0-Z | U01 | 3VL2712-2EM46-0AA0-ZU01 | 1 | UN | 1 | 5 | B | D | EAR99 | N | 85362090 | 1 |  | 3 | KG | 1368.4 | 1368.4 | LP20 | LP20 | circuit breaker VL160H high breaking capacity Icu=70kA, 415V AC 4-pole, line protection Electronic Trip Unit TM, LI In=125A, rated current IR=100...125A, overload protection, II=625...1250A, short-circuit protection N protected with screw terminals without auxiliary release without auxiliary/alarm switch with Safety Label for USA | - | 0 | 0
3VL2712-3DC33-0AA0 |  | 3VL2712-3DC33-0AA0 | 1 | UN | 1 | 5 | B | D | EAR99 | N | 85362090 | 1 | 4011209482241 | 2.395 | KG | 1177 | 1072.2 | LP20 | LP20 | circuit breaker VL160L very high breaking capacity Icu=100kA, 415V AC 3-pole, line protection Electronic Trip Unit TM, LI In=125A, rated current IR=100...125A, overload protection, II=625...1250A, short-circuit protection without auxiliary release without auxiliary/alarm switch | - | 0 | 0
3VL2712-3DC33-0AA0-Z | U01 | 3VL2712-3DC33-0AA0-ZU01 | 1 | UN | 1 | 5 | B | D | EAR99 | N | 85362090 | 1 |  | 2.2 | KG | 1225.4 | 1225.4 | LP20 | LP20 | circuit breaker VL160L very high breaking capacity Icu=100kA, 415V AC 3-pole, line protection Electronic Trip Unit TM, LI In=125A, rated current IR=100...125A, overload protection, II=625...1250A, short-circuit protection without auxiliary release without auxiliary/alarm switch with Safety Label for USA | - | 0 | 0
3VL2712-3DC33-0AB1 |  | 3VL2712-3DC33-0AB1 | 1 | UN | 1 | 5 | B | D | EAR99 | N | 85362090 | 1 | 4011209753655 | 2.567 | KG | 1252.68 | 1252.68 | LP20 | LP20 | circuit breaker VL160L very high breaking capacity Icu=100kA, 415V AC 3-pole, line protection Electronic Trip Unit TM, LI In=125A, rated current IR=100...125A, overload protection, II=625...1250A, short-circuit protection without auxiliary release Auxiliary switch mounting kit 2 AUX (1 NO + 1 NC) | - | 0 | 0
3VL2712-3DC33-0AB1-Z | U01 | 3VL2712-3DC33-0AB1-ZU01 | 1 | UN | 1 | 5 | B | D | EAR99 | N | 85362090 | 1 |  | 2.2 | KG | 1301.08 | 1301.08 | LP20 | LP20 | circuit breaker VL160L very high breaking capacity Icu=100kA, 415V AC 3-pole, line protection Electronic Trip Unit TM, LI In=125A, rated current IR=100...125A, overload protection, II=625...1250A, short-circuit protection without auxiliary release Auxiliary switch mounting kit 2 AUX (1 NO + 1 NC) with Safety Label for USA | - | 0 | 0
3VL2712-3DC33-0AD1 |  | 3VL2712-3DC33-0AD1 | 1 | UN | 1 | 5 | B | D | EAR99 | N | 85362090 | 1 | 4011209753662 | 2.567 | KG | 1273.25 | 1273.25 | LP20 | LP20 | circuit breaker VL160L very high breaking capacity Icu=100kA, 415V AC 3-pole, line protection Electronic Trip Unit TM, LI In=125A, rated current IR=100...125A, overload protection, II=625...1250A, short-circuit protection without auxiliary release Auxiliary/alarm switch mounting kit 2 AUX (1 NO+1 NC)+1 AS (1 NO) | - | 0 | 0
3VL2712-3DC36-0AA0 |  | 3VL2712-3DC36-0AA0 | 1 | UN | 1 | 5 | B | D | EAR99 | N | 85362090 | 1 | 4011209735682 | 2.5 | KG | 1155 | 1072.2 | LP20 | LP20 | circuit breaker VL160L very high breaking capacity Icu=100kA, 415V AC 3-pole, line protection Electronic Trip Unit TM, LI In=125A, rated current IR=100...125A, overload protection, II=625...1250A, short-circuit protection with screw terminals without auxiliary release without auxiliary/alarm switch | - | 0 | 0
3VL2712-3DC36-0AA0-Z | U01 | 3VL2712-3DC36-0AA0-ZU01 | 1 | UN | 1 | 5 | B | D | EAR99 | N | 85362090 | 1 |  | 2.2 | KG | 1203.4 | 1203.4 | LP20 | LP20 | circuit breaker VL160L very high breaking capacity Icu=100kA, 415V AC 3-pole, line protection Electronic Trip Unit TM, LI In=125A, rated current IR=100...125A, overload protection, II=625...1250A, short-circuit protection with screw terminals without auxiliary release without auxiliary/alarm switch with Safety Label for USA | - | 0 | 0
3VL2712-3DC36-0AB1-Z | U01 | 3VL2712-3DC36-0AB1-ZU01 | 1 | UN | 1 | 5 | B | D | EAR99 | N | 85362090 | 1 |  | 2.2 | KG | 1279.08 | 1279.08 | LP20 | LP20 | circuit breaker VL160L very high breaking capacity Icu=100kA, 415V AC 3-pole, line protection Electronic Trip Unit TM, LI In=125A, rated current IR=100...125A, overload protection, II=625...1250A, short-circuit protection with screw terminals without auxiliary release Auxiliary switch mounting kit 2 AUX (1 NO + 1 NC) with Safety Label for USA | - | 0 | 0
3VL2712-3EC43-0AA0 |  | 3VL2712-3EC43-0AA0 | 1 | UN | 1 | 5 | B | D | EAR99 | N | 85362090 | 1 | 4011209482258 | 3.257 | KG | 1639 | 1492.4 | LP20 | LP20 | circuit breaker VL160L very high breaking capacity Icu=100kA, 415V AC 4-pole, line protection Electronic Trip Unit TM, LI In=125A, rated current IR=100...125A, overload protection, II=625...1250A, short-circuit protection N protected without auxiliary release without auxiliary/alarm switch | - | 0 | 0
3VL2712-3EC43-0AA0-Z | U01 | 3VL2712-3EC43-0AA0-ZU01 | 1 | UN | 1 | 5 | B | D | EAR99 | N | 85362090 | 1 |  | 3 | KG | 1687.4 | 1687.4 | LP20 | LP20 | circuit breaker VL160L very high breaking capacity Icu=100kA, 415V AC 4-pole, line protection Electronic Trip Unit TM, LI In=125A, rated current IR=100...125A, overload protection, II=625...1250A, short-circuit protection N protected without auxiliary release without auxiliary/alarm switch with Safety Label for USA | - | 0 | 0
3VL2712-3EC46-0AA0 |  | 3VL2712-3EC46-0AA0 | 1 | UN | 1 | 5 | B | D | EAR99 | N | 85362090 | 1 | 4011209949126 | 3.066 | KG | 1595 | 1492.4 | LP20 | LP20 | circuit breaker VL160L very high breaking capacity Icu=100kA, 415V AC 4-pole, line protection Electronic Trip Unit TM, LI In=125A, rated current IR=100...125A, overload protection, II=625...1250A, short-circuit protection N protected with screw terminals without auxiliary release without auxiliary/alarm switch | - | 0 | 0
3VL2712-3EC46-0AA0-Z | U01 | 3VL2712-3EC46-0AA0-ZU01 | 1 | UN | 1 | 5 | B | D | EAR99 | N | 85362090 | 1 |  | 3 | KG | 1643.4 | 1643.4 | LP20 | LP20 | circuit breaker VL160L very high breaking capacity Icu=100kA, 415V AC 4-pole, line protection Electronic Trip Unit TM, LI In=125A, rated current IR=100...125A, overload protection, II=625...1250A, short-circuit protection N protected with screw terminals without auxiliary release without auxiliary/alarm switch with Safety Label for USA | - | 0 | 0
3VL2712-3EJ43-0AA0 |  | 3VL2712-3EJ43-0AA0 | 1 | UN | 1 | 5 | B | D | EAR99 | N | 85362090 | 1 | 4011209482265 | 3.117 | KG | 1518 | 1389.6 | LP20 | LP20 | circuit breaker VL160L very high breaking capacity Icu=100kA, 415V AC 4-pole, line protection Electronic Trip Unit TM, LI In=125A, rated current IR=100...125A, overload protection, II=625...1250A, short-circuit protection N unprotected without auxiliary release without auxiliary/alarm switch | - | 0 | 0
3VL2712-3EJ43-0AA0-Z | U01 | 3VL2712-3EJ43-0AA0-ZU01 | 1 | UN | 1 | 5 | B | D | EAR99 | N | 85362090 | 1 |  | 3 | KG | 1566.4 | 1566.4 | LP20 | LP20 | circuit breaker VL160L very high breaking capacity Icu=100kA, 415V AC 4-pole, line protection Electronic Trip Unit TM, LI In=125A, rated current IR=100...125A, overload protection, II=625...1250A, short-circuit protection N unprotected without auxiliary release without auxiliary/alarm switch with Safety Label for USA | - | 0 | 0
3VL2712-3EJ46-0AA0 |  | 3VL2712-3EJ46-0AA0 | 1 | UN | 1 | 5 | B | D | EAR99 | N | 85362090 | 1 | 4011209735699 | 3.066 | KG | 1485 | 1389.6 | LP20 | LP20 | circuit breaker VL160L very high breaking capacity Icu=100kA, 415V AC 4-pole, line protection Electronic Trip Unit TM, LI In=125A, rated current IR=100...125A, overload protection, II=625...1250A, short-circuit protection N unprotected with screw terminals without auxiliary release without auxiliary/alarm switch | - | 0 | 0
3VL2712-3EJ46-0AA0-Z | U01 | 3VL2712-3EJ46-0AA0-ZU01 | 1 | UN | 1 | 5 | B | D | EAR99 | N | 85362090 | 1 |  | 3 | KG | 1533.4 | 1533.4 | LP20 | LP20 | circuit breaker VL160L very high breaking capacity Icu=100kA, 415V AC 4-pole, line protection Electronic Trip Unit TM, LI In=125A, rated current IR=100...125A, overload protection, II=625...1250A, short-circuit protection N unprotected with screw terminals without auxiliary release without auxiliary/alarm switch with Safety Label for USA | - | 0 | 0
3VL2712-3EM43-0AA0 |  | 3VL2712-3EM43-0AA0 | 1 | UN | 1 | 5 | B | D | EAR99 | N | 85362090 | 1 | 4011209776395 | 3.176 | KG | 1639 | 1492.4 | LP20 | LP20 | circuit breaker VL160L very high breaking capacity Icu=100kA, 415V AC 4-pole, line protection trip unit, TM, LI In=125A, rated current Ir=100...125A, overload prot. II=625...1250A, short-circuit protection N protected (100%) without auxiliary release without auxiliary/alarm switch | - | 0 | 0
3VL2712-3EM43-0AA0-Z | U01 | 3VL2712-3EM43-0AA0-ZU01 | 1 | UN | 1 | 5 | B | D | EAR99 | N | 85362090 | 1 |  | 3 | KG | 1687.4 | 1687.4 | LP20 | LP20 | circuit breaker VL160L very high breaking capacity Icu=100kA, 415V AC 4-pole, line protection trip unit, TM, LI In=125A, rated current Ir=100...125A, overload prot. II=625...1250A, short-circuit protection N protected (100%) without auxiliary release without auxiliary/alarm switch with Safety Label for USA | - | 0 | 0
3VL2712-3EM46-0AA0 |  | 3VL2712-3EM46-0AA0 | 1 | UN | 1 | 5 | B | D | EAR99 | N | 85362090 | 1 | 4011209951105 | 3.176 | KG | 1595 | 1492.4 | LP20 | LP20 | circuit breaker VL160L very high breaking capacity Icu=100kA, 415V AC 4-pole, line protection Electronic Trip Unit TM, LI In=125A, rated current IR=100...125A, overload protection, II=625...1250A, short-circuit protection N protected with screw terminals without auxiliary release without auxiliary/alarm switch | - | 0 | 0
3VL2712-3EM46-0AA0-Z | U01 | 3VL2712-3EM46-0AA0-ZU01 | 1 | UN | 1 | 5 | B | D | EAR99 | N | 85362090 | 1 |  | 3 | KG | 1643.4 | 1643.4 | LP20 | LP20 | circuit breaker VL160L very high breaking capacity Icu=100kA, 415V AC 4-pole, line protection Electronic Trip Unit TM, LI In=125A, rated current IR=100...125A, overload protection, II=625...1250A, short-circuit protection N protected with screw terminals without auxiliary release without auxiliary/alarm switch with Safety Label for USA | - | 0 | 0
3VL2716-1AA33-0AA0 |  | 3VL2716-1AA33-0AA0 | 1 | UN | 1 | 5 | B | D | N | N | 85362090 | 1 | 4011209651982 | 1.8 | KG | 361.9 | 361.9 | LP20 | LP20 | circuit breaker VL160N without Electronic Trip Unit standard breaking capacity Icu=55kA/415V AC, 3-pole In=< 160A, rated current without auxiliary release with box terminals for switching unit and Electronic Trip Unit | - | 0 | 0
3VL2716-1AA36-0AA0 |  | 3VL2716-1AA36-0AA0 | 1 | UN | 1 | 5 | B | D | N | N | 85362090 | 1 | 4011209651999 | 1.69 | KG | 354.2 | 354.2 | LP20 | LP20 | circuit breaker VL160N without Electronic Trip Unit standard breaking capacity Icu=55kA/415V AC, 3-pole In=< 160A, rated current without auxiliary release with screw terminal connection for switching unit and Electronic Trip Unit | - | 0 | 0
3VL2716-1AA43-0AA0 |  | 3VL2716-1AA43-0AA0 | 1 | UN | 1 | 5 | B | D | N | N | 85362090 | 1 | 4011209651968 | 2.295 | KG | 468.6 | 468.6 | LP20 | LP20 | circuit breaker VL160N without Electronic Trip Unit standard breaking capacity Icu=55kA/415V AC, 4-pole In=< 160A, rated current without auxiliary release with box terminals f. switching unit and Electronic Trip Unit | - | 0 | 0
3VL2716-1AA46-0AA0 |  | 3VL2716-1AA46-0AA0 | 1 | UN | 1 | 5 | B | D | N | N | 85362090 | 1 | 4011209652002 | 2.28 | KG | 456.5 | 456.5 | LP20 | LP20 | circuit breaker VL160N without Electronic Trip Unit standard breaking capacity Icu=55kA/415V AC, 4-pole In=< 160A, rated current without auxiliary release with screw terminal connections for switching unit and Electronic Trip Unit | - | 0 | 0
3VL2716-1CH33-0AA0 |  | 3VL2716-1CH33-0AA0 | 1 | UN | 1 | 30 | D | D | EAR99 | N | 85362090 | 1 | 4011209482432 | 2.4 | KG | 3113 | 3113 | LP20 | LP20 | circuit breaker VL160N standard breaking capacity Icu=55kA, 415V AC 3-pole, line protection Electronic Trip Unit LCD ETU40, LI/LS/LSI In=160A, rated current IR=64...160A, overload protection, ISD=1.5 to 10xIR, II=11xIN short-circuit protection without auxiliary release without auxiliary/alarm switch | - | 0 | 0
3VL2716-1CH33-0AA0-Z | U01 | 3VL2716-1CH33-0AA0-ZU01 | 1 | UN | 1 | 30 | D | D | EAR99 | N | 85362090 | 1 |  | 2.4 | KG | 3161.4 | 3161.4 | LP20 | LP20 | circuit breaker VL160N standard breaking capacity Icu=55kA, 415V AC 3-pole, line protection Electronic Trip Unit LCD ETU40, LI/LS/LSI In=160A, rated current IR=64...160A, overload protection, ISD=1.5 to 10xIR, II=11xIN short-circuit protection without auxiliary release without auxiliary/alarm switch with Safety Label for USA | - | 0 | 0
3VL2716-1CH33-0AD1 |  | 3VL2716-1CH33-0AD1 | 1 | UN | 1 | 30 | D | D | EAR99 | N | 85362090 | 1 | 4011209753877 | 2.4 | KG | 3209.25 | 3209.25 | LP20 | LP20 | circuit breaker VL160N standard breaking capacity Icu=55kA, 415V AC 3-pole, line protection Electronic Trip Unit LCD ETU40, LI/LS/LSI In=160A, rated current IR=64...160A, overload protection, ISD=1.5 to 10xIR, II=11xIN short-circuit protection without auxiliary release Auxiliary/alarm switch mounting kit 2 AUX (1 NO+1 NC)+1 AS (1 NO) | - | 0 | 0
3VL2716-1CH33-8TA0 |  | 3VL2716-1CH33-8TA0 | 1 | UN | 1 | 30 | D | D | EAR99 | N | 85362090 | 1 | 4011209753884 | 2.752 | KG | 3258.2 | 3258.2 | LP20 | LP20 | circuit breaker VL160N standard breaking capacity Icu=55kA, 415V AC 3-pole, line protection Electronic Trip Unit LCD ETU40, LI/LS/LSI In=160A, rated current IR=64...160A, overload protection, ISD=1.5 to 10xIR, II=11xIN short-circuit protection Shunt release 208...277 V AC without auxiliary/alarm switch | - | 0 | 0
3VL2716-1CH36-0AA0-Z | U01 | 3VL2716-1CH36-0AA0-ZU01 | 1 | UN | 1 | 30 | D | D | EAR99 | N | 85362090 | 1 |  | 2.4 | KG | 3161.4 | 3161.4 | LP20 | LP20 | circuit breaker VL160N standard breaking capacity Icu=55kA, 415V AC 3-pole, line protection Electronic Trip Unit LCD ETU40, LI/LS/LSI In=160A, rated current IR=64...160A, overload protection, ISD=1.5 to 10xIR, II=11xIN short-circuit protection with screw terminals without auxiliary release without auxiliary/alarm switch with Safety Label for USA | - | 0 | 0
3VL2716-1CJ43-0AA0 |  | 3VL2716-1CJ43-0AA0 | 1 | UN | 1 | 30 | D | D | EAR99 | N | 85362090 | 1 | 4011209482449 | 3.1 | KG | 4422 | 4422 | LP20 | LP20 | circuit breaker VL160N standard breaking capacity Icu=55kA, 415V AC 4-pole, line protection Electronic Trip Unit LCD ETU40, LI/LS/LSI In=160A, rated current IR=64...160A, overload protection, ISD=1.5 to 10xIR, II=11xIN short-circuit protection N protected without auxiliary release without auxiliary/alarm switch | - | 0 | 0
3VL2716-1CJ43-0AA0-Z | U01 | 3VL2716-1CJ43-0AA0-ZU01 | 1 | UN | 1 | 30 | D | D | EAR99 | N | 85362090 | 1 |  | 3.1 | KG | 4470.4 | 4470.4 | LP20 | LP20 | circuit breaker VL160N standard breaking capacity Icu=55kA, 415V AC 4-pole, line protection Electronic Trip Unit LCD ETU40, LI/LS/LSI In=160A, rated current IR=64...160A, overload protection, ISD=1.5 to 10xIR, II=11xIN short-circuit protection N protected without auxiliary release without auxiliary/alarm switch with Safety Label for USA | - | 0 | 0
3VL2716-1CJ46-0AA0-Z | U01 | 3VL2716-1CJ46-0AA0-ZU01 | 1 | UN | 1 | 30 | D | D | EAR99 | N | 85362090 | 1 |  | 3.1 | KG | 4470.4 | 4470.4 | LP20 | LP20 | circuit breaker VL160N standard breaking capacity Icu=55kA, 415V AC 4-pole, line protection Electronic Trip Unit LCD ETU40, LI/LS/LSI In=160A, rated current IR=64...160A, overload protection, ISD=1.5 to 10xIR, II=11xIN short-circuit protection N protected with screw terminals without auxiliary release without auxiliary/alarm switch with Safety Label for USA | - | 0 | 0
3VL2716-1CL33-0AA0-Z | U01 | 3VL2716-1CL33-0AA0-ZU01 | 1 | UN | 1 | 30 | D | D | EAR99 | N | 85362090 | 1 |  | 2.4 | KG | 3546.4 | 3546.4 | LP20 | LP20 | circuit breaker VL160N standard breaking capacity Icu=55kA, 415V AC 3-pole, line protection Electronic Trip Unit LCD ETU42, LSIG 3 phases/3 lines In=160A, rated current IR=64...160A, overload protection, ISD=1.5 to 10xIR, II=11xIN short-circuit protection without auxiliary release without auxiliary/alarm switch with Safety Label for USA | - | 0 | 0
3VL2716-1CL33-0AB1-Z | U01 | 3VL2716-1CL33-0AB1-ZU01 | 1 | UN | 1 | 30 | D | D | EAR99 | N | 85362090 | 1 |  | 2.4 | KG | 3622.08 | 3622.08 | LP20 | LP20 | circuit breaker VL160N standard breaking capacity Icu=55kA, 415V AC 3-pole, line protection Electronic Trip Unit LCD ETU42, LSIG 3 phases/3 lines In=160A, rated current IR=64...160A, overload protection, ISD=1.5 to 10xIR, II=11xIN short-circuit protection without auxiliary release Auxiliary switch mounting kit 2 AUX (1 NO + 1 NC) with Safety Label for USA | - | 0 | 0
3VL2716-1CL33-0AD1 |  | 3VL2716-1CL33-0AD1 | 1 | UN | 1 | 30 | D | D | EAR99 | N | 85362090 | 1 | 4011209753891 | 2.4 | KG | 3594.25 | 3594.25 | LP20 | LP20 | circuit breaker VL160N standard breaking capacity Icu=55kA, 415V AC 3-pole, line protection Electronic Trip Unit LCD ETU42, LSIG 3 phases/3 lines In=160A, rated current IR=64...160A, overload protection, ISD=1.5 to 10xIR, II=11xIN short-circuit protection without auxiliary release Auxiliary/alarm switch mounting kit 2 AUX (1 NO+1 NC)+1 AS (1 NO) | - | 0 | 0
3VL2716-1CL36-0AA0-Z | U01 | 3VL2716-1CL36-0AA0-ZU01 | 1 | UN | 1 | 30 | D | D | EAR99 | N | 85362090 | 1 |  | 2.4 | KG | 3546.4 | 3546.4 | LP20 | LP20 | circuit breaker VL160N standard breaking capacity Icu=55kA, 415V AC 3-pole, line protection Electronic Trip Unit LCD ETU42, LSIG 3 phases/3 lines In=160A, rated current IR=64...160A, overload protection, ISD=1.5 to 10xIR, II=11xIN short-circuit protection with screw terminals without auxiliary release without auxiliary/alarm switch with Safety Label for USA | - | 0 | 0
3VL2716-1CM33-0AA0-Z | U01 | 3VL2716-1CM33-0AA0-ZU01 | 1 | UN | 1 | 30 | D | D | EAR99 | N | 85362090 | 1 |  | 2.4 | KG | 3546.4 | 3546.4 | LP20 | LP20 | circuit breaker VL160N standard breaking capacity Icu=55kA, 415V AC 3-pole, line protection Electronic Trip Unit LCD ETU42, LSIG 3 phases/4 lines with connecting cable In=160A, rated current IR=64...160A, overload protection, ISD=1.5 to 10xIR, II=11xIN short-circuit protection without auxiliary release without auxiliary/alarm switch with Safety Label for USA | - | 0 | 0
3VL2716-1CM33-0AD1 |  | 3VL2716-1CM33-0AD1 | 1 | UN | 1 | 30 | D | D | EAR99 | N | 85362090 | 1 | 4011209753914 | 2.4 | KG | 3594.25 | 3594.25 | LP20 | LP20 | circuit breaker VL160N standard breaking capacity Icu=55kA, 415V AC 3-pole, line protection Electronic Trip Unit LCD ETU42, LSIG 3 phases/4 lines with connecting cable In=160A, rated current IR=64...160A, overload protection, ISD=1.5 to 10xIR, II=11xIN short-circuit protection without auxiliary release Auxiliary/alarm switch mounting kit 2 AUX (1 NO+1 NC)+1 AS (1 NO) | - | 0 | 0
3VL2716-1CM36-0AA0-Z | U01 | 3VL2716-1CM36-0AA0-ZU01 | 1 | UN | 1 | 30 | D | D | EAR99 | N | 85362090 | 1 |  | 2.4 | KG | 3546.4 | 3546.4 | LP20 | LP20 | circuit breaker VL160N standard breaking capacity Icu=55kA, 415V AC 3-pole, line protection Electronic Trip Unit LCD ETU42, LSIG 3 phases/4 lines with connecting cable In=160A, rated current IR=64...160A, overload protection, ISD=1.5 to 10xIR, II=11xIN with screw terminals without auxiliary release without auxiliary/alarm switch with Safety Label for USA | - | 0 | 0
3VL2716-1CN43-0AA0-Z | U01 | 3VL2716-1CN43-0AA0-ZU01 | 1 | UN | 1 | 30 | D | D | EAR99 | N | 85362090 | 1 |  | 3.1 | KG | 4470.4 | 4470.4 | LP20 | LP20 | circuit breaker VL160N standard breaking capacity Icu=55kA, 415V AC 4-pole, line protection Electronic Trip Unit LCD ETU42, LSIG In=160A, rated current IR=64...160A, overload protection, ISD=1.5 to 10xIR, II=11xIN short-circuit protection N protected with ground-fault protection without auxiliary release without auxiliary/alarm switch with Safety Label for USA | - | 0 | 0
3VL2716-1CN43-0AB1-Z | U01 | 3VL2716-1CN43-0AB1-ZU01 | 1 | UN | 1 | 30 | D | D | EAR99 | N | 85362090 | 1 |  | 3.1 | KG | 4546.08 | 4546.08 | LP20 | LP20 | circuit breaker VL160N standard breaking capacity Icu=55kA, 415V AC 4-pole, line protection Electronic Trip Unit LCD ETU42, LSIG In=160A, rated current IR=64...160A, overload protection, ISD=1.5 to 10xIR, II=11xIN short-circuit protection N protected with ground-fault protection without auxiliary release Auxiliary switch mounting kit 2 AUX (1 NO + 1 NC) with Safety Label for USA | - | 0 | 0
3VL2716-1CN43-8TB1 |  | 3VL2716-1CN43-8TB1 | 1 | UN | 1 | 30 | D | D | EAR99 | N | 85362090 | 1 | 4011209753921 | 3.526 | KG | 4642.88 | 4642.88 | LP20 | LP20 | circuit breaker VL160N standard breaking capacity Icu=55kA, 415V AC 4-pole, line protection Electronic Trip Unit LCD ETU42, LSIG In=160A, rated current IR=64...160A, overload protection, ISD=1.5 to 10xIR, II=11xIN short-circuit protection N protected with ground-fault protection Shunt release 208...277 V AC Auxiliary switch mounting kit 2 AUX (1 NO + 1 NC) | - | 0 | 0
3VL2716-1CN46-0AA0-Z | U01 | 3VL2716-1CN46-0AA0-ZU01 | 1 | UN | 1 | 30 | D | D | EAR99 | N | 85362090 | 1 |  | 3.1 | KG | 4470.4 | 4470.4 | LP20 | LP20 | circuit breaker VL160N standard breaking capacity Icu=55kA, 415V AC 4-pole, line protection Electronic Trip Unit LCD ETU42, LSIG In=160A, rated current IR=64...160A, overload protection, ISD=1.5 to 10xIR, II=11xIN short-circuit protection N protected with screw terminals without auxiliary release without auxiliary/alarm switch with Safety Label for USA | - | 0 | 0
3VL2716-1CP33-0AA0 |  | 3VL2716-1CP33-0AA0 | 1 | UN | 1 | 30 | D | D | EAR99 | N | 85362090 | 1 | 4011209482487 | 2.4 | KG | 3113 | 3113 | LP20 | LP20 | circuit breaker VL160N standard breaking capacity Icu=55kA, 415V AC 3-pole, motor/generator prot. Electronic Trip Unit LCD ETU40M, LI In=160A, rated current IR=64...160A, overload protection, II=1.25 to 11xIN, short-circuit protection without auxiliary release without auxiliary/alarm switch | - | 0 | 0
3VL2716-1CP33-0AB1 |  | 3VL2716-1CP33-0AB1 | 1 | UN | 1 | 30 | D | D | EAR99 | N | 85362090 | 1 | 4011209753938 | 2.4 | KG | 3188.68 | 3188.68 | LP20 | LP20 | circuit breaker VL160N standard breaking capacity Icu=55kA, 415V AC 3-pole, motor/generator prot. Electronic Trip Unit LCD ETU40M, LI In=160A, rated current IR=64...160A, overload protection, II=1.25 to 11xIN, short-circuit protection without auxiliary release Auxiliary switch mounting kit 2 AUX (1 NO + 1 NC) | - | 0 | 0
3VL2716-1CP33-0AB1-Z | U01 | 3VL2716-1CP33-0AB1-ZU01 | 1 | UN | 1 | 30 | D | D | EAR99 | N | 85362090 | 1 |  | 2.4 | KG | 3237.08 | 3237.08 | LP20 | LP20 | circuit breaker VL160N standard breaking capacity Icu=55kA, 415V AC 3-pole, motor/generator prot. Electronic Trip Unit LCD ETU40M, LI In=160A, rated current IR=64...160A, overload protection, II=1.25 to 11xIN, short-circuit protection without auxiliary release Auxiliary switch mounting kit 2 AUX (1 NO + 1 NC) with Safety Label for USA | - | 0 | 0
3VL2716-1CP33-0AD1 |  | 3VL2716-1CP33-0AD1 | 1 | UN | 1 | 30 | D | D | EAR99 | N | 85362090 | 1 | 4011209753907 | 2.4 | KG | 3209.25 | 3209.25 | LP20 | LP20 | circuit breaker VL160N standard breaking capacity Icu=55kA, 415V AC 3-pole, motor/generator prot. Electronic Trip Unit LCD ETU40M, LI In=160A, rated current IR=64...160A, overload protection, II=1.25 to 11xIN, short-circuit protection without auxiliary release Auxiliary/alarm switch mounting kit 2 AUX (1 NO+1 NC)+1 AS (1 NO) | - | 0 | 0
3VL2716-1CP36-0AA0-Z | U01 | 3VL2716-1CP36-0AA0-ZU01 | 1 | UN | 1 | 30 | D | D | EAR99 | N | 85362090 | 1 |  | 2.4 | KG | 3161.4 | 3161.4 | LP20 | LP20 | circuit breaker VL160N standard breaking capacity Icu=55kA, 415V AC 3-pole, motor/generator prot. Electronic Trip Unit LCD ETU40M, LI In=160A, rated current IR=64...160A, overload protection, II=1.25 to 11xIN, short-circuit protection with screw terminals without auxiliary release without auxiliary/alarm switch with Safety Label for USA | - | 0 | 0
3VL2716-1DC33-0AA0 |  | 3VL2716-1DC33-0AA0 | 1 | UN | 1 | 5 | B | D | EAR99 | N | 85362090 | 1 | 4011209482494 | 2.417 | KG | 994.4 | 907.8 | LP20 | LP20 | circuit breaker VL160N standard breaking capacity Icu=55kA, 415V AC 3-pole, line protection Electronic Trip Unit TM, LI In=160A, rated current IR=125...160A, overload protection, II=800...1600A, short-circuit protection without auxiliary release without auxiliary/alarm switch | - | 0 | 0
3VL2716-1DC33-0AA0-Z | U01 | 3VL2716-1DC33-0AA0-ZU01 | 1 | UN | 1 | 5 | B | D | EAR99 | N | 85362090 | 1 |  | 2.2 | KG | 1042.8 | 1042.8 | LP20 | LP20 | circuit breaker VL160N standard breaking capacity Icu=55kA, 415V AC 3-pole, line protection Electronic Trip Unit TM, LI In=160A, rated current IR=125...160A, overload protection, II=800...1600A, short-circuit protection without auxiliary release without auxiliary/alarm switch with Safety Label for USA | - | 0 | 0
3VL2716-1DC33-0AB1 |  | 3VL2716-1DC33-0AB1 | 1 | UN | 1 | 5 | B | D | EAR99 | N | 85362090 | 1 | 4011209753945 | 2.46 | KG | 1070.08 | 1070.08 | LP20 | LP20 | circuit breaker VL160N standard breaking capacity Icu=55kA, 415V AC 3-pole, line protection Electronic Trip Unit TM, LI In=160A, rated current IR=125...160A, overload protection, II=800...1600A, short-circuit protection without auxiliary release Auxiliary switch mounting kit 2 AUX (1 NO + 1 NC) | - | 0 | 0
3VL2716-1DC33-0AB1-Z | U01 | 3VL2716-1DC33-0AB1-ZU01 | 1 | UN | 1 | 5 | B | D | EAR99 | N | 85362090 | 1 |  | 2.2 | KG | 1118.48 | 1118.48 | LP20 | LP20 | circuit breaker VL160N standard breaking capacity Icu=55kA, 415V AC 3-pole, line protection Electronic Trip Unit TM, LI In=160A, rated current IR=125...160A, overload protection, II=800...1600A, short-circuit protection without auxiliary release Auxiliary switch mounting kit 2 AUX (1 NO + 1 NC) with Safety Label for USA | - | 0 | 0
3VL2716-1DC33-0AD1 |  | 3VL2716-1DC33-0AD1 | 1 | UN | 1 | 5 | B | D | EAR99 | N | 85362090 | 1 | 4011209753952 | 2.466 | KG | 1090.65 | 1090.65 | LP20 | LP20 | circuit breaker VL160N standard breaking capacity Icu=55kA, 415V AC 3-pole, line protection Electronic Trip Unit TM, LI In=160A, rated current IR=125...160A, overload protection, II=800...1600A, short-circuit protection without auxiliary release Auxiliary/alarm switch mounting kit 2 AUX (1 NO+1 NC)+1 AS (1 NO) | - | 0 | 0
3VL2716-1DC33-2GA0 |  | 3VL2716-1DC33-2GA0 | 1 | UN | 1 | 5 | B | D | EAR99 | N | 85362090 | 1 | 4011209753969 | 2.487 | KG | 1185.8 | 1185.8 | LP20 | LP20 | circuit breaker VL160N standard breaking capacity Icu=55kA, 415V AC 3-pole, line protection Electronic Trip Unit TM, LI In=160A, rated current IR=125...160A, overload protection, II=800...1600A, short-circuit protection Undervoltage release 110...127 V AC without auxiliary/alarm switch | - | 0 | 0
3VL2716-1DC33-2HA0 |  | 3VL2716-1DC33-2HA0 | 1 | UN | 1 | 5 | B | D | EAR99 | N | 85362090 | 1 | 4011209753976 | 2.51 | KG | 1185.8 | 1185.8 | LP20 | LP20 | circuit breaker VL160N standard breaking capacity Icu=55kA, 415V AC 3-pole, line protection Electronic Trip Unit TM, LI In=160A, rated current IR=125...160A, overload protection, II=800...1600A, short-circuit protection Undervoltage release 220...250 V AC without auxiliary/alarm switch | - | 0 | 0
3VL2716-1DC33-2HB1 |  | 3VL2716-1DC33-2HB1 | 1 | UN | 1 | 5 | B | D | EAR99 | N | 85362090 | 1 | 4011209753983 | 2.535 | KG | 1261.48 | 1261.48 | LP20 | LP20 | circuit breaker VL160N standard breaking capacity Icu=55kA, 415V AC 3-pole, line protection Electronic Trip Unit TM, LI In=160A, rated current IR=125...160A, overload protection, II=800...1600A, short-circuit protection Undervoltage release 220...250 V AC Auxiliary switch mounting kit 2 AUX (1 NO + 1 NC) | - | 0 | 0
3VL2716-1DC33-2JB1-Z | U01 | 3VL2716-1DC33-2JB1-ZU01 | 1 | UN | 1 | 5 | B | D | EAR99 | N | 85362090 | 1 |  | 2.2 | KG | 1309.88 | 1309.88 | LP20 | LP20 | circuit breaker VL160N standard breaking capacity Icu=55kA, 415V AC 3-pole, line protection Electronic Trip Unit TM, LI In=160A, rated current IR=125...160A, overload protection, II=800...1600A, short-circuit protection Undervoltage release 380...415 V AC Auxiliary switch mounting kit 2 AUX (1 NO + 1 NC) with Safety Label for USA | - | 0 | 0
3VL2716-1DC33-2PD1 |  | 3VL2716-1DC33-2PD1 | 1 | UN | 1 | 5 | B | D | EAR99 | N | 85362090 | 1 | 4011209753990 | 2.54 | KG | 1282.05 | 1282.05 | LP20 | LP20 | circuit breaker VL160N standard breaking capacity Icu=55kA, 415V AC 3-pole, line protection Electronic Trip Unit TM, LI In=160A, rated current IR=125...160A, overload protection, II=800...1600A, short-circuit protection Undervoltage release 24 V DC Auxiliary/alarm switch mounting kit 2 AUX (1 NO+1 NC)+1 AS (1 NO) | - | 0 | 0
3VL2716-1DC33-8CD1 |  | 3VL2716-1DC33-8CD1 | 1 | UN | 1 | 5 | B | D | EAR99 | N | 85362090 | 1 | 4011209754003 | 2.544 | KG | 1235.85 | 1235.85 | LP20 | LP20 | circuit breaker VL160N standard breaking capacity Icu=55kA, 415V AC 3-pole, line protection Electronic Trip Unit TM, LI In=160A, rated current IR=125...160A, overload protection, II=800...1600A, short-circuit protection Shunt release 24 V AC/DC Auxiliary/alarm switch mounting kit 2 AUX (1 NO+1 NC)+1 AS (1 NO) | - | 0 | 0
3VL2716-1DC33-8QD1 |  | 3VL2716-1DC33-8QD1 | 1 | UN | 1 | 5 | B | D | EAR99 | N | 85362090 | 1 | 4011209754010 | 2.539 | KG | 1235.85 | 1235.85 | LP20 | LP20 | circuit breaker VL160N standard breaking capacity Icu=55kA, 415V AC 3-pole, line protection Electronic Trip Unit TM, LI In=160A, rated current IR=125...160A, overload protection, II=800...1600A, short-circuit protection Shunt release 220...250 V DC Auxiliary/alarm switch mounting kit 2 AUX (1 NO+1 NC)+1 AS (1 NO) | - | 0 | 0
3VL2716-1DC33-8TA0 |  | 3VL2716-1DC33-8TA0 | 1 | UN | 1 | 5 | B | D | EAR99 | N | 85362090 | 1 | 4011209754027 | 2.493 | KG | 1139.6 | 1139.6 | LP20 | LP20 | circuit breaker VL160N standard breaking capacity Icu=55kA, 415V AC 3-pole, line protection Electronic Trip Unit TM, LI In=160A, rated current IR=125...160A, overload protection, II=800...1600A, short-circuit protection Shunt release 208...277 V AC without auxiliary/alarm switch | - | 0 | 0
3VL2716-1DC33-8TB1 |  | 3VL2716-1DC33-8TB1 | 1 | UN | 1 | 5 | B | D | EAR99 | N | 85362090 | 1 | 4011209754034 | 2.528 | KG | 1215.28 | 1215.28 | LP20 | LP20 | circuit breaker VL160N standard breaking capacity Icu=55kA, 415V AC 3-pole, line protection Electronic Trip Unit TM, LI In=160A, rated current IR=125...160A, overload protection, II=800...1600A, short-circuit protection Shunt release 208...277 V AC Auxiliary switch mounting kit 2 AUX (1 NO + 1 NC) | - | 0 | 0
3VL2716-1DC33-8TD1 |  | 3VL2716-1DC33-8TD1 | 1 | UN | 1 | 5 | B | D | EAR99 | N | 85362090 | 1 | 4011209754041 | 2.541 | KG | 1235.85 | 1235.85 | LP20 | LP20 | circuit breaker VL160N standard breaking capacity Icu=55kA, 415V AC 3-pole, line protection Electronic Trip Unit TM, LI In=160A, rated current IR=125...160A, overload protection, II=800...1600A, short-circuit protection Shunt release 208...277 V AC Auxiliary/alarm switch mounting kit 2 AUX (1 NO+1 NC)+1 AS (1 NO) | - | 0 | 0
3VL2716-1DC36-0AA0 |  | 3VL2716-1DC36-0AA0 | 1 | UN | 1 | 5 | B | D | EAR99 | N | 85362090 | 1 | 4011209607149 | 2.356 | KG | 975.7 | 907.8 | LP20 | LP20 | circuit breaker VL160N standard breaking capacity Icu=55kA, 415V AC 3-pole, line protection Electronic Trip Unit TM, LI In=160A, rated current IR=125...160A, overload protection, II=800...1600A, short-circuit protection with screw terminals without auxiliary release without auxiliary/alarm switch | - | 0 | 0
3VL2716-1DC36-0AA0-Z | U01 | 3VL2716-1DC36-0AA0-ZU01 | 1 | UN | 1 | 5 | B | D | EAR99 | N | 85362090 | 1 |  | 2.2 | KG | 1024.1 | 1024.1 | LP20 | LP20 | circuit breaker VL160N standard breaking capacity Icu=55kA, 415V AC 3-pole, line protection Electronic Trip Unit TM, LI In=160A, rated current IR=125...160A, overload protection, II=800...1600A, short-circuit protection with screw terminals without auxiliary release without auxiliary/alarm switch with Safety Label for USA | - | 0 | 0
3VL2716-1DC36-0AB1 |  | 3VL2716-1DC36-0AB1 | 1 | UN | 1 | 5 | B | D | EAR99 | N | 85362090 | 1 | 4011209754058 | 2.405 | KG | 1051.38 | 1051.38 | LP20 | LP20 | circuit breaker VL160N standard breaking capacity Icu=55kA, 415V AC 3-pole, line protection Electronic Trip Unit TM, LI In=160A, rated current IR=125...160A, overload protection, II=800...1600A, short-circuit protection with screw terminals without auxiliary release Auxiliary switch mounting kit 2 AUX (1 NO + 1 NC) | - | 0 | 0
3VL2716-1DE33-0AA0 |  | 3VL2716-1DE33-0AA0 | 1 | UN | 1 | 5 | B | D | EAR99 | N | 85362090 | 1 | 4011209474239 | 2.389 | KG | 733.7 | 671 | LP20 | LP20 | circuit breaker VL160N standard breaking capacity Icu=55kA, 415V AC 3-pole, non-auto. air circ. br. Electronic Trip Unit magnetic In=160A, rated current II=2500A, short-circuit protection without auxiliary release without auxiliary/alarm switch | - | 0 | 0
3VL2716-1DE33-0AA0-Z | U01 | 3VL2716-1DE33-0AA0-ZU01 | 1 | UN | 1 | 5 | B | D | EAR99 | N | 85362090 | 1 |  | 2.2 | KG | 782.1 | 782.1 | LP20 | LP20 | circuit breaker VL160N standard breaking capacity Icu=55kA, 415V AC 3-pole, non-auto. air circ. br. Electronic Trip Unit magnetic In=160A, rated current II=2500A, short-circuit protection without auxiliary release without auxiliary/alarm switch with Safety Label for USA | - | 0 | 0
3VL2716-1DE33-0AB1 |  | 3VL2716-1DE33-0AB1 | 1 | UN | 1 | 5 | B | D | EAR99 | N | 85362090 | 1 | 4011209754065 | 2.38 | KG | 809.38 | 809.38 | LP20 | LP20 | circuit breaker VL160N standard breaking capacity Icu=55kA, 415V AC 3-pole, non-auto. air circ. br. Electronic Trip Unit magnetic In=160A, rated current II=2500A, short-circuit protection without auxiliary release Auxiliary switch mounting kit 2 AUX (1 NO + 1 NC) | - | 0 | 0
3VL2716-1DE33-0AD1 |  | 3VL2716-1DE33-0AD1 | 1 | UN | 1 | 5 | B | D | EAR99 | N | 85362090 | 1 | 4011209754072 | 2.434 | KG | 829.95 | 829.95 | LP20 | LP20 | circuit breaker VL160N standard breaking capacity Icu=55kA, 415V AC 3-pole, non-auto. air circ. br. Electronic Trip Unit magnetic In=160A, rated current II=2500A, short-circuit protection without auxiliary release Auxiliary/alarm switch mounting kit 2 AUX (1 NO+1 NC)+1 AS (1 NO) | - | 0 | 0
3VL2716-1DE33-8CA0 |  | 3VL2716-1DE33-8CA0 | 1 | UN | 1 | 5 | B | D | EAR99 | N | 85362090 | 1 | 4011209754089 | 2.48 | KG | 878.9 | 878.9 | LP20 | LP20 | circuit breaker VL160N standard breaking capacity Icu=55kA, 415V AC 3-pole, non-auto. air circ. br. Electronic Trip Unit magnetic In=160A, rated current II=2500A, short-circuit protection Shunt release 24 V AC/DC without auxiliary/alarm switch | - | 0 | 0
3VL2716-1DE33-8TA0 |  | 3VL2716-1DE33-8TA0 | 1 | UN | 1 | 5 | B | D | EAR99 | N | 85362090 | 1 | 4011209754096 | 2.477 | KG | 878.9 | 878.9 | LP20 | LP20 | circuit breaker VL160N standard breaking capacity Icu=55kA, 415V AC 3-pole, non-auto. air circ. br. Electronic Trip Unit magnetic In=160A, rated current II=2500A, short-circuit protection Shunt release 208...277 V AC without auxiliary/alarm switch | - | 0 | 0
3VL2716-1DE33-8TB1 |  | 3VL2716-1DE33-8TB1 | 1 | UN | 1 | 5 | B | D | EAR99 | N | 85362090 | 1 | 4011209754102 | 2.517 | KG | 954.58 | 954.58 | LP20 | LP20 | circuit breaker VL160N standard breaking capacity Icu=55kA, 415V AC 3-pole, non-auto. air circ. br. Electronic Trip Unit magnetic In=160A, rated current II=2500A, short-circuit protection Shunt release 208...277 V AC Auxiliary switch mounting kit 2 AUX (1 NO + 1 NC) | - | 0 | 0
3VL2716-1DE33-8TD1 |  | 3VL2716-1DE33-8TD1 | 1 | UN | 1 | 5 | B | D | EAR99 | N | 85362090 | 1 | 4011209754119 | 2.549 | KG | 975.15 | 975.15 | LP20 | LP20 | circuit breaker VL160N standard breaking capacity Icu=55kA, 415V AC 3-pole, non-auto. air circ. br. Electronic Trip Unit magnetic In=160A, rated current II=2500A, short-circuit protection Shunt release 208...277 V AC Auxiliary/alarm switch mounting kit 2 AUX (1 NO+1 NC)+1 AS (1 NO) | - | 0 | 0
3VL2716-1DE36-0AA0 |  | 3VL2716-1DE36-0AA0 | 1 | UN | 1 | 5 | B | D | EAR99 | N | 85362010 | 1 | 4011209636705 | 2.33 | KG | 716.1 | 671 | LP20 | LP20 | circuit breaker VL160N standard breaking capacity Icu=55kA, 415V AC 3-pole, non-auto. air circ. br. Electronic Trip Unit magnetic In=160A, rated current II=2500A, short-circuit protection with screw terminals without auxiliary release without auxiliary/alarm switch | - | 0 | 0
3VL2716-1DE36-0AA0-Z | U01 | 3VL2716-1DE36-0AA0-ZU01 | 1 | UN | 1 | 5 | B | D | EAR99 | N | 85362010 | 1 |  | 2.2 | KG | 764.5 | 764.5 | LP20 | LP20 | circuit breaker VL160N standard breaking capacity Icu=55kA, 415V AC 3-pole, non-auto. air circ. br. Electronic Trip Unit magnetic In=160A, rated current II=2500A, short-circuit protection with screw terminals without auxiliary release without auxiliary/alarm switch with Safety Label for USA | - | 0 | 0
3VL2716-1DE36-8QB1 |  | 3VL2716-1DE36-8QB1 | 1 | UN | 1 | 5 | B | D | EAR99 | N | 85362010 | 1 | 4011209754126 | 2.474 | KG | 936.98 | 936.98 | LP20 | LP20 | circuit breaker VL160N standard breaking capacity Icu=55kA, 415V AC 3-pole, non-auto. air circ. br. Electronic Trip Unit magnetic In=160A, rated current II=2500A, short-circuit protection with screw terminals Shunt release 220...250 V DC Auxiliary switch mounting kit 2 AUX (1 NO + 1 NC) | - | 0 | 0
3VL2716-1DK33-0AA0 |  | 3VL2716-1DK33-0AA0 | 1 | UN | 1 | 5 | B | D | EAR99 | N | 85362090 | 1 | 4011209482500 | 2.407 | KG | 948.2 | 867 | LP20 | LP20 | circuit breaker VL160N standard breaking capacity Icu=55kA, 415V AC 3-pole, starter combination Electronic Trip Unit magnetic In=160A, rated current II=1250...2500A, short-circuit protection without auxiliary release without auxiliary/alarm switch | - | 0 | 0
3VL2716-1DK33-0AA0-Z | U01 | 3VL2716-1DK33-0AA0-ZU01 | 1 | UN | 1 | 5 | B | D | EAR99 | N | 85362090 | 1 |  | 2.2 | KG | 996.6 | 996.6 | LP20 | LP20 | circuit breaker VL160N standard breaking capacity Icu=55kA, 415V AC 3-pole, starter combination Electronic Trip Unit magnetic In=160A, rated current II=1250...2500A, short-circuit protection without auxiliary release without auxiliary/alarm switch with Safety Label for USA | - | 0 | 0
3VL2716-1DK33-0AB1 |  | 3VL2716-1DK33-0AB1 | 1 | UN | 1 | 5 | B | D | EAR99 | N | 85362090 | 1 | 4011209754133 | 2.453 | KG | 1023.88 | 1023.88 | LP20 | LP20 | circuit breaker VL160N standard breaking capacity Icu=55kA, 415V AC 3-pole, starter combination Electronic Trip Unit magnetic In=160A, rated current II=1250...2500A, short-circuit protection without auxiliary release Auxiliary switch mounting kit 2 AUX (1 NO + 1 NC) | - | 0 | 0
3VL2716-1DK33-0AD1 |  | 3VL2716-1DK33-0AD1 | 1 | UN | 1 | 5 | B | D | EAR99 | N | 85362090 | 1 | 4011209754140 | 2.465 | KG | 1044.45 | 1044.45 | LP20 | LP20 | circuit breaker VL160N standard breaking capacity Icu=55kA, 415V AC 3-pole, starter combination Electronic Trip Unit magnetic In=160A, rated current II=1250...2500A, short-circuit protection without auxiliary release Auxiliary/alarm switch mounting kit 2 AUX (1 NO+1 NC)+1 AS (1 NO) | - | 0 | 0
3VL2716-1DK33-8TB1 |  | 3VL2716-1DK33-8TB1 | 1 | UN | 1 | 5 | B | D | EAR99 | N | 85362090 | 1 | 4011209754157 | 2.547 | KG | 1169.08 | 1169.08 | LP20 | LP20 | circuit breaker VL160N standard breaking capacity Icu=55kA, 415V AC 3-pole, starter combination Electronic Trip Unit magnetic In=160A, rated current II=1250...2500A, short-circuit protection Shunt release 208...277 V AC Auxiliary switch mounting kit 2 AUX (1 NO + 1 NC) | - | 0 | 0
3VL2716-1DK36-0AA0 |  | 3VL2716-1DK36-0AA0 | 1 | UN | 1 | 5 | B | D | EAR99 | N | 85362010 | 1 | 4011209677661 | 2.333 | KG | 931.7 | 867 | LP20 | LP20 | circuit breaker VL160N standard breaking capacity Icu=55kA, 415V AC 3-pole, starter combination Electronic Trip Unit magnetic In=160A, rated current II=1250...2500A, short-circuit protection with screw terminals without auxiliary release without auxiliary/alarm switch | - | 0 | 0
3VL2716-1DK36-0AA0-Z | U01 | 3VL2716-1DK36-0AA0-ZU01 | 1 | UN | 1 | 5 | B | D | EAR99 | N | 85362010 | 1 |  | 2.2 | KG | 980.1 | 980.1 | LP20 | LP20 | circuit breaker VL160N standard breaking capacity Icu=55kA, 415V AC 3-pole, starter combination Electronic Trip Unit magnetic In=160A, rated current II=1250...2500A, short-circuit protection with screw terminals without auxiliary release without auxiliary/alarm switch with Safety Label for USA | - | 0 | 0
3VL2716-1EC43-0AA0 |  | 3VL2716-1EC43-0AA0 | 1 | UN | 1 | 5 | B | D | EAR99 | N | 85362090 | 1 | 4011209482517 | 3.124 | KG | 1419 | 1286.3 | LP20 | LP20 | circuit breaker VL160N standard breaking capacity Icu=55kA, 415V AC 4-pole, line protection Electronic Trip Unit TM, LI In=160A, rated current IR=125...160A, overload protection, II=800...1600A, short-circuit protection N protected without auxiliary release without auxiliary/alarm switch | - | 0 | 0
3VL2716-1EC43-0AA0-Z | U01 | 3VL2716-1EC43-0AA0-ZU01 | 1 | UN | 1 | 5 | B | D | EAR99 | N | 85362090 | 1 |  | 3 | KG | 1467.4 | 1467.4 | LP20 | LP20 | circuit breaker VL160N standard breaking capacity Icu=55kA, 415V AC 4-pole, line protection Electronic Trip Unit TM, LI In=160A, rated current IR=125...160A, overload protection, II=800...1600A, short-circuit protection N protected without auxiliary release without auxiliary/alarm switch with Safety Label for USA | - | 0 | 0
3VL2716-1EC43-0AB1 |  | 3VL2716-1EC43-0AB1 | 1 | UN | 1 | 5 | B | D | EAR99 | N | 85362090 | 1 | 4011209754164 | 3.289 | KG | 1494.68 | 1494.68 | LP20 | LP20 | circuit breaker VL160N standard breaking capacity Icu=55kA, 415V AC 4-pole, line protection Electronic Trip Unit TM, LI In=160A, rated current IR=125...160A, overload protection, II=800...1600A, short-circuit protection N protected without auxiliary release Auxiliary switch mounting kit 2 AUX (1 NO + 1 NC) | - | 0 | 0
3VL2716-1EC43-0AD1 |  | 3VL2716-1EC43-0AD1 | 1 | UN | 1 | 5 | B | D | EAR99 | N | 85362090 | 1 | 4011209754171 | 3.216 | KG | 1515.25 | 1515.25 | LP20 | LP20 | circuit breaker VL160N standard breaking capacity Icu=55kA, 415V AC 4-pole, line protection Electronic Trip Unit TM, LI In=160A, rated current IR=125...160A, overload protection, II=800...1600A, short-circuit protection N protected without auxiliary release Auxiliary/alarm switch mounting kit 2 AUX (1 NO+1 NC)+1 AS (1 NO) | - | 0 | 0
3VL2716-1EC43-2PD1 |  | 3VL2716-1EC43-2PD1 | 1 | UN | 1 | 5 | B | D | EAR99 | N | 85362090 | 1 | 4011209754188 | 3.273 | KG | 1706.65 | 1706.65 | LP20 | LP20 | circuit breaker VL160N standard breaking capacity Icu=55kA, 415V AC 4-pole, line protection Electronic Trip Unit TM, LI In=160A, rated current IR=125...160A, overload protection, II=800...1600A, short-circuit protection N protected Undervoltage release 24 V DC Auxiliary/alarm switch mounting kit 2 AUX (1 NO+1 NC)+1 AS (1 NO) | - | 0 | 0
3VL2716-1EC43-8CB1 |  | 3VL2716-1EC43-8CB1 | 1 | UN | 1 | 5 | B | D | EAR99 | N | 85362090 | 1 | 4011209754195 | 3.273 | KG | 1639.88 | 1639.88 | LP20 | LP20 | circuit breaker VL160N standard breaking capacity Icu=55kA, 415V AC 4-pole, line protection Electronic Trip Unit TM, LI In=160A, rated current IR=125...160A, overload protection, II=800...1600A, short-circuit protection N protected Shunt release 24 V AC/DC Auxiliary switch mounting kit 2 AUX (1 NO + 1 NC) | - | 0 | 0
3VL2716-1EC46-0AA0 |  | 3VL2716-1EC46-0AA0 | 1 | UN | 1 | 5 | B | D | EAR99 | N | 85362090 | 1 | 4011209606777 | 3.07 | KG | 1375 | 1286.3 | LP20 | LP20 | circuit breaker VL160N standard breaking capacity Icu=55kA, 415V AC 4-pole, line protection Electronic Trip Unit TM, LI In=160A, rated current IR=125...160A, overload protection, II=800...1600A, short-circuit protection N protected with screw terminals without auxiliary release without auxiliary/alarm switch | - | 0 | 0
3VL2716-1EC46-0AA0-Z | U01 | 3VL2716-1EC46-0AA0-ZU01 | 1 | UN | 1 | 5 | B | D | EAR99 | N | 85362090 | 1 |  | 3 | KG | 1423.4 | 1423.4 | LP20 | LP20 | circuit breaker VL160N standard breaking capacity Icu=55kA, 415V AC 4-pole, line protection Electronic Trip Unit TM, LI In=160A, rated current IR=125...160A, overload protection, II=800...1600A, short-circuit protection N protected with screw terminals without auxiliary release without auxiliary/alarm switch with Safety Label for USA | - | 0 | 0
3VL2716-1EE43-0AA0 |  | 3VL2716-1EE43-0AA0 | 1 | UN | 1 | 5 | B | D | EAR99 | N | 85362090 | 1 | 4011209474222 | 3.403 | KG | 958.1 | 875.1 | LP20 | LP20 | circuit breaker VL160N standard breaking capacity Icu=55kA, 415V AC 4-pole, non-auto. air circ. br. Electronic Trip Unit magnetic In=160A, rated current II=2500A, short-circuit protection without auxiliary release without auxiliary/alarm switch | - | 0 | 0
3VL2716-1EE43-0AA0-Z | U01 | 3VL2716-1EE43-0AA0-ZU01 | 1 | UN | 1 | 5 | B | D | EAR99 | N | 85362090 | 1 |  | 3 | KG | 1006.5 | 1006.5 | LP20 | LP20 | circuit breaker VL160N standard breaking capacity Icu=55kA, 415V AC 4-pole, non-auto. air circ. br. Electronic Trip Unit magnetic In=160A, rated current II=2500A, short-circuit protection without auxiliary release without auxiliary/alarm switch with Safety Label for USA | - | 0 | 0
3VL2716-1EE43-0AB1 |  | 3VL2716-1EE43-0AB1 | 1 | UN | 1 | 5 | B | D | EAR99 | N | 85362090 | 1 | 4011209754201 | 3.403 | KG | 1033.78 | 1033.78 | LP20 | LP20 | circuit breaker VL160N standard breaking capacity Icu=55kA, 415V AC 4-pole, non-auto. air circ. br. Electronic Trip Unit magnetic In=160A, rated current II=2500A, short-circuit protection without auxiliary release Auxiliary switch mounting kit 2 AUX (1 NO + 1 NC) | - | 0 | 0
3VL2716-1EE46-0AA0 |  | 3VL2716-1EE46-0AA0 | 1 | UN | 1 | 5 | B | D | EAR99 | N | 85362090 | 1 | 4011209776401 | 3.048 | KG | 932.8 | 875.1 | LP20 | LP20 | circuit breaker VL160N standard breaking capacity Icu=55kA, 415V AC 4-pole, non-auto. air circ. br. Electronic Trip Unit magnetic In=160A, rated current II=2500A, short-circuit protection, with screw terminals without auxiliary release without auxiliary/alarm switch | - | 0 | 0
3VL2716-1EE46-0AA0-Z | U01 | 3VL2716-1EE46-0AA0-ZU01 | 1 | UN | 1 | 5 | B | D | EAR99 | N | 85362090 | 1 |  | 3 | KG | 981.2 | 981.2 | LP20 | LP20 | circuit breaker VL160N standard breaking capacity Icu=55kA, 415V AC 4-pole, non-auto. air circ. br. Electronic Trip Unit magnetic In=160A, rated current II=2500A, short-circuit protection, with screw terminals without auxiliary release without auxiliary/alarm switch with Safety Label for USA | - | 0 | 0
3VL2716-1EJ43-0AA0 |  | 3VL2716-1EJ43-0AA0 | 1 | UN | 1 | 5 | B | D | EAR99 | N | 85362090 | 1 | 4011209482524 | 3 | KG | 1298 | 1179.5 | LP20 | LP20 | circuit breaker VL160N standard breaking capacity Icu=55kA, 415V AC 4-pole, line protection Electronic Trip Unit TM, LI In=160A, rated current IR=125...160A, overload protection, II=800...1600A, short-circuit protection N unprotected without auxiliary release without auxiliary/alarm switch | - | 0 | 0
3VL2716-1EJ43-0AA0-Z | U01 | 3VL2716-1EJ43-0AA0-ZU01 | 1 | UN | 1 | 5 | B | D | EAR99 | N | 85362090 | 1 |  | 3 | KG | 1346.4 | 1346.4 | LP20 | LP20 | circuit breaker VL160N standard breaking capacity Icu=55kA, 415V AC 4-pole, line protection Electronic Trip Unit TM, LI In=160A, rated current IR=125...160A, overload protection, II=800...1600A, short-circuit protection N unprotected without auxiliary release without auxiliary/alarm switch with Safety Label for USA | - | 0 | 0
3VL2716-1EJ43-0AB1 |  | 3VL2716-1EJ43-0AB1 | 1 | UN | 1 | 5 | B | D | EAR99 | N | 85362090 | 1 | 4011209754218 | 3.159 | KG | 1373.68 | 1373.68 | LP20 | LP20 | circuit breaker VL160N standard breaking capacity Icu=55kA, 415V AC 4-pole, line protection Electronic Trip Unit TM, LI In=160A, rated current IR=125...160A, overload protection, II=800...1600A, short-circuit protection N unprotected without auxiliary release Auxiliary switch mounting kit 2 AUX (1 NO + 1 NC) | - | 0 | 0
3VL2716-1EJ43-0AB1-Z | U01 | 3VL2716-1EJ43-0AB1-ZU01 | 1 | UN | 1 | 5 | B | D | EAR99 | N | 85362090 | 1 |  | 3 | KG | 1422.08 | 1422.08 | LP20 | LP20 | circuit breaker VL160N standard breaking capacity Icu=55kA, 415V AC 4-pole, line protection Electronic Trip Unit TM, LI In=160A, rated current IR=125...160A, overload protection, II=800...1600A, short-circuit protection N unprotected without auxiliary release Auxiliary switch mounting kit 2 AUX (1 NO + 1 NC) with Safety Label for USA | - | 0 | 0
3VL2716-1EJ43-0AD1 |  | 3VL2716-1EJ43-0AD1 | 1 | UN | 1 | 5 | B | D | EAR99 | N | 85362090 | 1 | 4011209754225 | 3.165 | KG | 1394.25 | 1394.25 | LP20 | LP20 | circuit breaker VL160N standard breaking capacity Icu=55kA, 415V AC 4-pole, line protection Electronic Trip Unit TM, LI In=160A, rated current IR=125...160A, overload protection, II=800...1600A, short-circuit protection N unprotected without auxiliary release Auxiliary/alarm switch mounting kit 2 AUX (1 NO+1 NC)+1 AS (1 NO) | - | 0 | 0
3VL2716-1EJ43-8KD1 |  | 3VL2716-1EJ43-8KD1 | 1 | UN | 1 | 5 | B | D | EAR99 | N | 85362090 | 1 | 4011209754232 | 3.264 | KG | 1539.45 | 1539.45 | LP20 | LP20 | circuit breaker VL160N standard breaking capacity Icu=55kA, 415V AC 4-pole, line protection Electronic Trip Unit TM, LI In=160A, rated current IR=125...160A, overload protection, II=800...1600A, short-circuit protection N unprotected Shunt release 110...127 V DC Auxiliary/alarm switch mounting kit 2 AUX (1 NO+1 NC)+1 AS (1 NO) | - | 0 | 0
3VL2716-1EJ43-8TA0 |  | 3VL2716-1EJ43-8TA0 | 1 | UN | 1 | 5 | B | D | EAR99 | N | 85362090 | 1 | 4011209754249 | 3.2 | KG | 1443.2 | 1443.2 | LP20 | LP20 | circuit breaker VL160N standard breaking capacity Icu=55kA, 415V AC 4-pole, line protection Electronic Trip Unit TM, LI In=160A, rated current IR=125...160A, overload protection, II=800...1600A, short-circuit protection N unprotected Shunt release 208...277 V AC without auxiliary/alarm switch | - | 0 | 0
3VL2716-1EJ46-0AA0 |  | 3VL2716-1EJ46-0AA0 | 1 | UN | 1 | 5 | B | D | EAR99 | N | 85362090 | 1 | 4011209611436 | 3.195 | KG | 1276 | 1179.5 | LP20 | LP20 | circuit breaker VL160N standard breaking capacity Icu=55kA, 415V AC 4-pole, line protection Electronic Trip Unit TM, LI In=160A, rated current IR=125...160A, overload protection, II=800...1600A, short-circuit protection N unprotected with screw terminals without auxiliary release without auxiliary/alarm switch | - | 0 | 0
3VL2716-1EJ46-0AA0-Z | U01 | 3VL2716-1EJ46-0AA0-ZU01 | 1 | UN | 1 | 5 | B | D | EAR99 | N | 85362090 | 1 |  | 3 | KG | 1324.4 | 1324.4 | LP20 | LP20 | circuit breaker VL160N standard breaking capacity Icu=55kA, 415V AC 4-pole, line protection Electronic Trip Unit TM, LI In=160A, rated current IR=125...160A, overload protection, II=800...1600A, short-circuit protection N unprotected with screw terminals without auxiliary release without auxiliary/alarm switch with Safety Label for USA | - | 0 | 0
3VL2716-1EJ46-8CB1-Z | U01 | 3VL2716-1EJ46-8CB1-ZU01 | 1 | UN | 1 | 5 | B | D | EAR99 | N | 85362090 | 1 |  | 3 | KG | 1545.28 | 1545.28 | LP20 | LP20 | circuit breaker VL160N standard breaking capacity Icu=55kA, 415V AC 4-pole, line protection Electronic Trip Unit TM, LI In=160A, rated current IR=125...160A, overload protection, II=800...1600A, short-circuit protection N unprotected with screw terminals Shunt release 24 V AC/DC Auxiliary switch mounting kit 2 AUX (1 NO + 1 NC) with Safety Label for USA | - | 0 | 0
3VL2716-1EM43-0AA0 |  | 3VL2716-1EM43-0AA0 | 1 | UN | 1 | 5 | B | D | EAR99 | N | 85362090 | 1 | 4011209660137 | 3.15 | KG | 1419 | 1286.3 | LP20 | LP20 | circuit breaker VL160N standard breaking capacity Icu=55kA, 415V AC 4-pole, line protection trip unit, TM, LI In=160A, rated current Ir=125...160A, overload prot. II=800...1600A, short-circuit protection N protected (100%) without auxiliary release without auxiliary/alarm switch | - | 0 | 0
3VL2716-1EM43-0AA0-Z | U01 | 3VL2716-1EM43-0AA0-ZU01 | 1 | UN | 1 | 5 | B | D | EAR99 | N | 85362090 | 1 |  | 3 | KG | 1467.4 | 1467.4 | LP20 | LP20 | circuit breaker VL160N standard breaking capacity Icu=55kA, 415V AC 4-pole, line protection trip unit, TM, LI In=160A, rated current Ir=125...160A, overload prot. II=800...1600A, short-circuit protection N protected (100%) without auxiliary release without auxiliary/alarm switch with Safety Label for USA | - | 0 | 0
3VL2716-1EM46-0AA0 |  | 3VL2716-1EM46-0AA0 | 1 | UN | 1 | 5 | B | D | EAR99 | N | 85362090 | 1 | 4011209735743 | 3.06 | KG | 1375 | 1286.3 | LP20 | LP20 | circuit breaker VL160N standard breaking capacity Icu=55kA, 415V AC 4-pole, line protection Electronic Trip Unit TM, LI In=160A, rated current IR=125...160A, overload protection, II=800...1600A, short-circuit protection N protected with screw terminals without auxiliary release without auxiliary/alarm switch | - | 0 | 0
3VL2716-1EM46-0AA0-Z | U01 | 3VL2716-1EM46-0AA0-ZU01 | 1 | UN | 1 | 5 | B | D | EAR99 | N | 85362090 | 1 |  | 3 | KG | 1423.4 | 1423.4 | LP20 | LP20 | circuit breaker VL160N standard breaking capacity Icu=55kA, 415V AC 4-pole, line protection Electronic Trip Unit TM, LI In=160A, rated current IR=125...160A, overload protection, II=800...1600A, short-circuit protection N protected with screw terminals without auxiliary release without auxiliary/alarm switch with Safety Label for USA | - | 0 | 0
3VL2716-1LA43-0AA0 |  | 3VL2716-1LA43-0AA0 | 1 | UN | 1 | 5 | B | D | EAR99 | N | 85362090 | 1 | 4011209873025 | 2.447 | KG | 2024 | 2024 | LP20 | LP20 | circuit breaker VL160N standard breaking capacity Icu=55kA, 415V AC 4-pole, line protection Electronic Trip Unit ETU10, LI In=160A, rated current IR=64...160A, overload protection, II=1.25 to 11xIN, short-circuit protection N protected without auxiliary release shipbuilding certificate for LRS, DNV and gL without auxiliary/alarm switch | - | 0 | 0
3VL2716-1LA43-0AA0-Z | U01 | 3VL2716-1LA43-0AA0-ZU01 | 1 | UN | 1 | 5 | B | D | EAR99 | N | 85362090 | 1 |  | 3.1 | KG | 2072.4 | 2072.4 | LP20 | LP20 | circuit breaker VL160N standard breaking capacity Icu=55kA, 415V AC 4-pole, line protection Electronic Trip Unit ETU10, LI In=160A, rated current IR=64...160A, overload protection, II=1.25 to 11xIN, short-circuit protection N protected without auxiliary release shipbuilding certificate for LRS, DNV and gL without auxiliary/alarm switch with Safety Label for USA | - | 0 | 0
3VL2716-1LA46-0AA0 |  | 3VL2716-1LA46-0AA0 | 1 | UN | 1 | 5 | B | D | EAR99 | N | 85362090 | 1 | 4011209873056 | 2.447 | KG | 1980 | 1980 | LP20 | LP20 | circuit breaker VL160N standard breaking capacity Icu=55kA, 415V AC 4-pole, line protection Electronic Trip Unit ETU10, LI In=160A, rated current IR=64...160A, overload protection, II=1.25 to 11xIN, short-circuit protection N protected with screw terminals without auxiliary release shipbuilding certificate for LRS, DNV and gL without auxiliary/alarm switch | - | 0 | 0
3VL2716-1LA46-0AA0-Z | U01 | 3VL2716-1LA46-0AA0-ZU01 | 1 | UN | 1 | 5 | B | D | EAR99 | N | 85362090 | 1 |  | 3.1 | KG | 2028.4 | 2028.4 | LP20 | LP20 | circuit breaker VL160N standard breaking capacity Icu=55kA, 415V AC 4-pole, line protection Electronic Trip Unit ETU10, LI In=160A, rated current IR=64...160A, overload protection, II=1.25 to 11xIN, short-circuit protection N protected with screw terminals without auxiliary release shipbuilding certificate for LRS, DNV and gL without auxiliary/alarm switch with Safety Label for USA | - | 0 | 0
3VL2716-1LB33-0AA0 |  | 3VL2716-1LB33-0AA0 | 1 | UN | 1 | 5 | B | D | EAR99 | N | 85362090 | 1 | 4011209872134 | 2.447 | KG | 1452 | 1452 | LP20 | LP20 | circuit breaker VL160N standard breaking capacity Icu=55kA, 415V AC 3-pole, line protection Electronic Trip Unit ETU10, LI In=160A, rated current IR=64...160A, overload protection, II=1.25 to 11xIN, short-circuit protection without auxiliary release shipbuilding certificate for LRS, DNV and gL without auxiliary/alarm switch | - | 0 | 0
3VL2716-1LB33-0AA0-Z | U01 | 3VL2716-1LB33-0AA0-ZU01 | 1 | UN | 1 | 5 | B | D | EAR99 | N | 85362090 | 1 |  | 2.4 | KG | 1500.4 | 1500.4 | LP20 | LP20 | circuit breaker VL160N standard breaking capacity Icu=55kA, 415V AC 3-pole, line protection Electronic Trip Unit ETU10, LI In=160A, rated current IR=64...160A, overload protection, II=1.25 to 11xIN, short-circuit protection without auxiliary release shipbuilding certificate for LRS, DNV and gL without auxiliary/alarm switch with Safety Label for USA | - | 0 | 0
3VL2716-1LB36-0AA0 |  | 3VL2716-1LB36-0AA0 | 1 | UN | 1 | 5 | B | D | EAR99 | N | 85362090 | 1 | 4011209872165 | 2.447 | KG | 1430 | 1430 | LP20 | LP20 | circuit breaker VL160N standard breaking capacity Icu=55kA, 415V AC 3-pole, line protection Electronic Trip Unit ETU10, LI In=160A, rated current IR=64...160A, overload protection, II=1.25 to 11xIN, short-circuit protection with screw terminals without auxiliary release shipbuilding certificate for LRS, DNV and gL without auxiliary/alarm switch | - | 0 | 0
3VL2716-1LB36-0AA0-Z | U01 | 3VL2716-1LB36-0AA0-ZU01 | 1 | UN | 1 | 5 | B | D | EAR99 | N | 85362090 | 1 |  | 2.4 | KG | 1478.4 | 1478.4 | LP20 | LP20 | circuit breaker VL160N standard breaking capacity Icu=55kA, 415V AC 3-pole, line protection Electronic Trip Unit ETU10, LI In=160A, rated current IR=64...160A, overload protection, II=1.25 to 11xIN, short-circuit protection with screw terminals without auxiliary release shipbuilding certificate for LRS, DNV and gL without auxiliary/alarm switch with Safety Label for USA | - | 0 | 0
3VL2716-1LE33-0AA0 |  | 3VL2716-1LE33-0AA0 | 1 | UN | 1 | 5 | B | D | EAR99 | N | 85362090 | 1 | 4011209872301 | 2.447 | KG | 1573 | 1573 | LP20 | LP20 | circuit breaker VL160N standard breaking capacity Icu=55kA, 415V AC 3-pole, line protection Electronic Trip Unit ETU20, LSI In=160A, rated current IR=64...160A, overload protection, ISD=1.5 to 10xIR, II=11xIN short-circuit protection without auxiliary release shipbuilding certificate for LRS, DNV and gL without auxiliary/alarm switch | - | 0 | 0
3VL2716-1LE33-0AA0-Z | U01 | 3VL2716-1LE33-0AA0-ZU01 | 1 | UN | 1 | 5 | B | D | EAR99 | N | 85362090 | 1 |  | 2.4 | KG | 1621.4 | 1621.4 | LP20 | LP20 | circuit breaker VL160N standard breaking capacity Icu=55kA, 415V AC 3-pole, line protection Electronic Trip Unit ETU20, LSI In=160A, rated current IR=64...160A, overload protection, ISD=1.5 to 10xIR, II=11xIN short-circuit protection without auxiliary release shipbuilding certificate for LRS, DNV and gL without auxiliary/alarm switch with Safety Label for USA | - | 0 | 0
3VL2716-1LE36-0AA0 |  | 3VL2716-1LE36-0AA0 | 1 | UN | 1 | 5 | B | D | EAR99 | N | 85362090 | 1 | 4011209872332 | 2.447 | KG | 1562 | 1562 | LP20 | LP20 | circuit breaker VL160N standard breaking capacity Icu=55kA, 415V AC 3-pole, line protection Electronic Trip Unit ETU20, LSI In=160A, rated current IR=64...160A, overload protection, ISD=1.5 to 10xIR, II=11xIN short-circuit protection with screw terminals without auxiliary release shipbuilding certificate for LRS, DNV and gL without auxiliary/alarm switch | - | 0 | 0
3VL2716-1LE36-0AA0-Z | U01 | 3VL2716-1LE36-0AA0-ZU01 | 1 | UN | 1 | 5 | B | D | EAR99 | N | 85362090 | 1 |  | 2.4 | KG | 1610.4 | 1610.4 | LP20 | LP20 | circuit breaker VL160N standard breaking capacity Icu=55kA, 415V AC 3-pole, line protection Electronic Trip Unit ETU20, LSI In=160A, rated current IR=64...160A, overload protection, ISD=1.5 to 10xIR, II=11xIN short-circuit protection with screw terminals without auxiliary release shipbuilding certificate for LRS, DNV and gL without auxiliary/alarm switch with Safety Label for USA | - | 0 | 0
3VL2716-1LF43-0AA0 |  | 3VL2716-1LF43-0AA0 | 1 | UN | 1 | 5 | B | D | EAR99 | N | 85362090 | 1 | 4011209873193 | 2.447 | KG | 2211 | 2211 | LP20 | LP20 | circuit breaker VL160N standard breaking capacity Icu=55kA, 415V AC 4-pole, line protection Electronic Trip Unit ETU20, LSI In=160A, rated current IR=64...160A, overload protection, ISD=1.5 to 10xIR, II=11xIN short-circuit protection N protected without auxiliary release shipbuilding certificate for LRS, DNV and gL without auxiliary/alarm switch | - | 0 | 0
3VL2716-1LF43-0AA0-Z | U01 | 3VL2716-1LF43-0AA0-ZU01 | 1 | UN | 1 | 5 | B | D | EAR99 | N | 85362090 | 1 |  | 3.1 | KG | 2259.4 | 2259.4 | LP20 | LP20 | circuit breaker VL160N standard breaking capacity Icu=55kA, 415V AC 4-pole, line protection Electronic Trip Unit ETU20, LSI In=160A, rated current IR=64...160A, overload protection, ISD=1.5 to 10xIR, II=11xIN short-circuit protection N protected without auxiliary release shipbuilding certificate for LRS, DNV and gL without auxiliary/alarm switch with Safety Label for USA | - | 0 | 0
3VL2716-1LF46-0AA0 |  | 3VL2716-1LF46-0AA0 | 1 | UN | 1 | 5 | B | D | EAR99 | N | 85362090 | 1 | 4011209873223 | 2.447 | KG | 2178 | 2178 | LP20 | LP20 | circuit breaker VL160N standard breaking capacity Icu=55kA, 415V AC 4-pole, line protection Electronic Trip Unit ETU20, LSI In=160A, rated current IR=64...160A, overload protection, ISD=1.5 to 10xIR, II=11xIN short-circuit protection N protected with screw terminals without auxiliary release shipbuilding certificate for LRS, DNV and gL without auxiliary/alarm switch | - | 0 | 0
3VL2716-1LF46-0AA0-Z | U01 | 3VL2716-1LF46-0AA0-ZU01 | 1 | UN | 1 | 5 | B | D | EAR99 | N | 85362090 | 1 |  | 3.1 | KG | 2226.4 | 2226.4 | LP20 | LP20 | circuit breaker VL160N standard breaking capacity Icu=55kA, 415V AC 4-pole, line protection Electronic Trip Unit ETU20, LSI In=160A, rated current IR=64...160A, overload protection, ISD=1.5 to 10xIR, II=11xIN short-circuit protection N protected with screw terminals without auxiliary release shipbuilding certificate for LRS, DNV and gL without auxiliary/alarm switch with Safety Label for USA | - | 0 | 0
3VL2716-1LS33-0AA0-Z | U01 | 3VL2716-1LS33-0AA0-ZU01 | 1 | UN | 1 | 5 | B | D | EAR99 | N | 85362090 | 1 |  | 2.4 | KG | 1522.4 | 1522.4 | LP20 | LP20 | circuit breaker VL160N standard breaking capacity Icu=55kA, 415V AC 3-pole, motor protection Electronic Trip Unit ETU30M, LI IR=63...160A, overload prot., TC=10A...30, II=6/8/11 xIN, short-circuit protection without auxiliary release shipbuilding certificate for LRS, DNV and gL without auxiliary/alarm switch with Safety Label for USA | - | 0 | 0
3VL2716-1LS36-0AA0 |  | 3VL2716-1LS36-0AA0 | 1 | UN | 1 | 5 | B | D | EAR99 | N | 85362090 | 1 | 4011209872516 | 2.447 | KG | 1452 | 1452 | LP20 | LP20 | circuit breaker VL160N standard breaking capacity Icu=55kA, 415V AC 3-pole, motor protection Electronic Trip Unit ETU30M, LI IR=63...160A, overload prot., TC=10A...30, II=6/8/11 xIN, short-circuit protection with screw terminals without auxiliary release shipbuilding certificate for LRS, DNV and gL without auxiliary/alarm switch | - | 0 | 0
3VL2716-1LS36-0AA0-Z | U01 | 3VL2716-1LS36-0AA0-ZU01 | 1 | UN | 1 | 5 | B | D | EAR99 | N | 85362090 | 1 |  | 2.4 | KG | 1500.4 | 1500.4 | LP20 | LP20 | circuit breaker VL160N standard breaking capacity Icu=55kA, 415V AC 3-pole, motor protection Electronic Trip Unit ETU30M, LI IR=63...160A, overload prot., TC=10A...30, II=6/8/11 xIN, short-circuit protection with screw terminals without auxiliary release shipbuilding certificate for LRS, DNV and gL without auxiliary/alarm switch with Safety Label for USA | - | 0 | 0
3VL2716-1MB33-0AA0 |  | 3VL2716-1MB33-0AA0 | 1 | UN | 1 | 5 | B | D | EAR99 | N | 85362090 | 1 | 4011209803213 | 2.447 | KG | 1353 | 1353 | LP20 | LP20 | circuit breaker VL160N standard breaking capacity Icu=55kA, 415V AC 3-pole, line protection Electronic Trip Unit ETU10, LI In=160A, rated current IR=64...160A, overload protection, II=1.25 to 11xIN, short-circuit protection without auxiliary release ETU communication-capable without auxiliary/alarm switch | - | 0 | 0
3VL2716-1MB33-0AA0-Z | U01 | 3VL2716-1MB33-0AA0-ZU01 | 1 | UN | 1 | 5 | B | D | EAR99 | N | 85362090 | 1 |  | 2.4 | KG | 1401.4 | 1401.4 | LP20 | LP20 | circuit breaker VL160N standard breaking capacity Icu=55kA, 415V AC 3-pole, line protection Electronic Trip Unit ETU10, LI In=160A, rated current IR=64...160A, overload protection, II=1.25 to 11xIN, short-circuit protection without auxiliary release ETU communication-capable without auxiliary/alarm switch with Safety Label for USA | - | 0 | 0
3VL2716-1MB36-0AA0 |  | 3VL2716-1MB36-0AA0 | 1 | UN | 1 | 5 | B | D | EAR99 | N | 85362090 | 1 | 4011209804050 | 2.447 | KG | 1342 | 1342 | LP20 | LP20 | circuit breaker VL160N standard breaking capacity Icu=55kA, 415V AC 3-pole, line protection Electronic Trip Unit ETU10, LI In=160A, rated current IR=64...160A, overload protection, II=1.25 to 11xIN, short-circuit protection with screw terminals without auxiliary release ETU communication-capable without auxiliary/alarm switch | - | 0 | 0
3VL2716-1MB36-0AA0-Z | U01 | 3VL2716-1MB36-0AA0-ZU01 | 1 | UN | 1 | 5 | B | D | EAR99 | N | 85362090 | 1 |  | 2.4 | KG | 1390.4 | 1390.4 | LP20 | LP20 | circuit breaker VL160N standard breaking capacity Icu=55kA, 415V AC 3-pole, line protection Electronic Trip Unit ETU10, LI In=160A, rated current IR=64...160A, overload protection, II=1.25 to 11xIN, short-circuit protection with screw terminals without auxiliary release ETU communication-capable without auxiliary/alarm switch with Safety Label for USA | - | 0 | 0
3VL2716-1ME33-0AA0 |  | 3VL2716-1ME33-0AA0 | 1 | UN | 1 | 5 | B | D | EAR99 | N | 85362090 | 1 | 4011209803244 | 2.447 | KG | 1463 | 1463 | LP20 | LP20 | circuit breaker VL160N standard breaking capacity Icu=55kA, 415V AC 3-pole, line protection Electronic Trip Unit ETU20, LSI In=160A, rated current IR=64...160A, overload protection, ISD=1.5 to 10xIR, II=11xIN short-circuit protection without auxiliary release ETU communication-capable without auxiliary/alarm switch | - | 0 | 0
3VL2716-1ME33-0AA0-Z | U01 | 3VL2716-1ME33-0AA0-ZU01 | 1 | UN | 1 | 5 | B | D | EAR99 | N | 85362090 | 1 |  | 2.4 | KG | 1511.4 | 1511.4 | LP20 | LP20 | circuit breaker VL160N standard breaking capacity Icu=55kA, 415V AC 3-pole, line protection Electronic Trip Unit ETU20, LSI In=160A, rated current IR=64...160A, overload protection, ISD=1.5 to 10xIR, II=11xIN short-circuit protection without auxiliary release ETU communication-capable without auxiliary/alarm switch with Safety Label for USA | - | 0 | 0
3VL2716-1ME36-0AA0 |  | 3VL2716-1ME36-0AA0 | 1 | UN | 1 | 5 | B | D | EAR99 | N | 85362090 | 1 | 4011209804081 | 2.447 | KG | 1452 | 1452 | LP20 | LP20 | circuit breaker VL160N standard breaking capacity Icu=55kA, 415V AC 3-pole, line protection Electronic Trip Unit ETU20, LSI In=160A, rated current IR=64...160A, overload protection, ISD=1.5 to 10xIR, II=11xIN short-circuit protection with screw terminals without auxiliary release ETU communication-capable without auxiliary/alarm switch | - | 0 | 0
3VL2716-1ME36-0AA0-Z | U01 | 3VL2716-1ME36-0AA0-ZU01 | 1 | UN | 1 | 5 | B | D | EAR99 | N | 85362090 | 1 |  | 2.4 | KG | 1500.4 | 1500.4 | LP20 | LP20 | circuit breaker VL160N standard breaking capacity Icu=55kA, 415V AC 3-pole, line protection Electronic Trip Unit ETU20, LSI In=160A, rated current IR=64...160A, overload protection, ISD=1.5 to 10xIR, II=11xIN short-circuit protection with screw terminals without auxiliary release ETU communication-capable without auxiliary/alarm switch with Safety Label for USA | - | 0 | 0
3VL2716-1MF33-0AA0 |  | 3VL2716-1MF33-0AA0 | 1 | UN | 1 | 5 | B | D | EAR99 | N | 85362090 | 1 | 4011209803275 | 2.447 | KG | 1936 | 1936 | LP20 | LP20 | circuit breaker VL160N standard breaking capacity Icu=55kA, 415V AC 3-pole, line protection Electronic Trip Unit ETU12, LIGN 3 phases/4 lines In=160A, rated current IR=64...160A, overload protection, II=1.25 to 11xIN, short-circuit protection without auxiliary release ETU communication-capable without auxiliary/alarm switch | - | 0 | 0
3VL2716-1MF33-0AA0-Z | U01 | 3VL2716-1MF33-0AA0-ZU01 | 1 | UN | 1 | 5 | B | D | EAR99 | N | 85362090 | 1 |  | 2.4 | KG | 1984.4 | 1984.4 | LP20 | LP20 | circuit breaker VL160N standard breaking capacity Icu=55kA, 415V AC 3-pole, line protection Electronic Trip Unit ETU12, LIGN 3 phases/4 lines In=160A, rated current IR=64...160A, overload protection, II=1.25 to 11xIN, short-circuit protection without auxiliary release ETU communication-capable without auxiliary/alarm switch with Safety Label for USA | - | 0 | 0
3VL2716-1MF36-0AA0 |  | 3VL2716-1MF36-0AA0 | 1 | UN | 1 | 5 | B | D | EAR99 | N | 85362090 | 1 | 4011209804111 | 2.447 | KG | 1914 | 1914 | LP20 | LP20 | circuit breaker VL160N standard breaking capacity Icu=55kA, 415V AC 3-pole, line protection Electronic Trip Unit ETU12, LIGN 3 phases/4 lines In=160A, rated current IR=64...160A, overload protection, II=1.25 to 11xIN, short-circuit protection with screw terminals without auxiliary release ETU communication-capable without auxiliary/alarm switch | - | 0 | 0
3VL2716-1MF36-0AA0-Z | U01 | 3VL2716-1MF36-0AA0-ZU01 | 1 | UN | 1 | 5 | B | D | EAR99 | N | 85362090 | 1 |  | 2.4 | KG | 1962.4 | 1962.4 | LP20 | LP20 | circuit breaker VL160N standard breaking capacity Icu=55kA, 415V AC 3-pole, line protection Electronic Trip Unit ETU12, LIGN 3 phases/4 lines In=160A, rated current IR=64...160A, overload protection, II=1.25 to 11xIN, short-circuit protection with screw terminals without auxiliary release ETU communication-capable without auxiliary/alarm switch with Safety Label for USA | - | 0 | 0
3VL2716-1MG33-0AA0 |  | 3VL2716-1MG33-0AA0 | 1 | UN | 1 | 5 | B | D | EAR99 | N | 85362090 | 1 | 4011209803305 | 2.447 | KG | 1826 | 1826 | LP20 | LP20 | circuit breaker VL160N standard breaking capacity Icu=55kA, 415V AC 3-pole, line protection Electronic Trip Unit ETU22, LSIG 3 phases/3 lines In=160A, rated current IR=64...160A, overload protection, ISD=1.5 to 10xIR, II=11xIN short-circuit protection without auxiliary release ETU communication-capable without auxiliary/alarm switch | - | 0 | 0
3VL2716-1MG33-0AA0-Z | U01 | 3VL2716-1MG33-0AA0-ZU01 | 1 | UN | 1 | 5 | B | D | EAR99 | N | 85362090 | 1 |  | 2.4 | KG | 1874.4 | 1874.4 | LP20 | LP20 | circuit breaker VL160N standard breaking capacity Icu=55kA, 415V AC 3-pole, line protection Electronic Trip Unit ETU22, LSIG 3 phases/3 lines In=160A, rated current IR=64...160A, overload protection, ISD=1.5 to 10xIR, II=11xIN short-circuit protection without auxiliary release ETU communication-capable without auxiliary/alarm switch with Safety Label for USA | - | 0 | 0
3VL2716-1MG36-0AA0 |  | 3VL2716-1MG36-0AA0 | 1 | UN | 1 | 5 | B | D | EAR99 | N | 85362090 | 1 | 4011209804142 | 2.447 | KG | 1782 | 1782 | LP20 | LP20 | circuit breaker VL160N standard breaking capacity Icu=55kA, 415V AC 3-pole, line protection Electronic Trip Unit ETU22, LSIG 3 phases/3 lines In=160A, rated current IR=64...160A, overload protection, ISD=1.5 to 10xIR, II=11xIN short-circuit protection with screw terminals without auxiliary release ETU communication-capable without auxiliary/alarm switch | - | 0 | 0
3VL2716-1MG36-0AA0-Z | U01 | 3VL2716-1MG36-0AA0-ZU01 | 1 | UN | 1 | 5 | B | D | EAR99 | N | 85362090 | 1 |  | 2.4 | KG | 1830.4 | 1830.4 | LP20 | LP20 | circuit breaker VL160N standard breaking capacity Icu=55kA, 415V AC 3-pole, line protection Electronic Trip Unit ETU22, LSIG 3 phases/3 lines In=160A, rated current IR=64...160A, overload protection, ISD=1.5 to 10xIR, II=11xIN short-circuit protection with screw terminals without auxiliary release ETU communication-capable without auxiliary/alarm switch with Safety Label for USA | - | 0 | 0
3VL2716-1MH33-0AA0 |  | 3VL2716-1MH33-0AA0 | 1 | UN | 1 | 5 | B | D | EAR99 | N | 85362090 | 1 | 4011209803336 | 2.447 | KG | 1826 | 1826 | LP20 | LP20 | circuit breaker VL160N standard breaking capacity Icu=55kA, 415V AC 3-pole, line protection Electronic Trip Unit ETU22, LSIG 3 phases/4 lines with connecting cable In=160A, rated current IR=64...160A, overload protection, ISD=1.5 to 10xIR, II=11xIN short-circuit protection without auxiliary release ETU communication-capable without auxiliary/alarm switch | - | 0 | 0
3VL2716-1MH33-0AA0-Z | U01 | 3VL2716-1MH33-0AA0-ZU01 | 1 | UN | 1 | 5 | B | D | EAR99 | N | 85362090 | 1 |  | 2.4 | KG | 1874.4 | 1874.4 | LP20 | LP20 | circuit breaker VL160N standard breaking capacity Icu=55kA, 415V AC 3-pole, line protection Electronic Trip Unit ETU22, LSIG 3 phases/4 lines with connecting cable In=160A, rated current IR=64...160A, overload protection, ISD=1.5 to 10xIR, II=11xIN short-circuit protection without auxiliary release ETU communication-capable without auxiliary/alarm switch with Safety Label for USA | - | 0 | 0
3VL2716-1MH36-0AA0 |  | 3VL2716-1MH36-0AA0 | 1 | UN | 1 | 5 | B | D | EAR99 | N | 85362090 | 1 | 4011209804173 | 2.447 | KG | 1782 | 1782 | LP20 | LP20 | circuit breaker VL160N standard breaking capacity Icu=55kA, 415V AC 3-pole, line protection Electronic Trip Unit ETU22, LSIG 3 phases/4 lines with connecting cable In=160A, rated current IR=64...160A, overload protection, ISD=1.5 to 10xIR, II=11xIN with screw terminals without auxiliary release ETU communication-capable without auxiliary/alarm switch | - | 0 | 0
3VL2716-1MH36-0AA0-Z | U01 | 3VL2716-1MH36-0AA0-ZU01 | 1 | UN | 1 | 5 | B | D | EAR99 | N | 85362090 | 1 |  | 2.4 | KG | 1830.4 | 1830.4 | LP20 | LP20 | circuit breaker VL160N standard breaking capacity Icu=55kA, 415V AC 3-pole, line protection Electronic Trip Unit ETU22, LSIG 3 phases/4 lines with connecting cable In=160A, rated current IR=64...160A, overload protection, ISD=1.5 to 10xIR, II=11xIN with screw terminals without auxiliary release ETU communication-capable without auxiliary/alarm switch with Safety Label for USA | - | 0 | 0
3VL2716-1ML33-0AA0 |  | 3VL2716-1ML33-0AA0 | 1 | UN | 1 | 5 | B | D | EAR99 | N | 85362090 | 1 | 4011209803367 | 2.447 | KG | 1760 | 1760 | LP20 | LP20 | circuit breaker VL160N standard breaking capacity Icu=55kA, 415V AC 3-pole, line protection Electronic Trip Unit ETU12, LIG 3 phases/3 lines In=160A, rated current IR=64...160A, overload protection, II=1.25 to 11xIN, short-circuit protection without auxiliary release ETU communication-capable without auxiliary/alarm switch | - | 0 | 0
3VL2716-1ML33-0AA0-Z | U01 | 3VL2716-1ML33-0AA0-ZU01 | 1 | UN | 1 | 5 | B | D | EAR99 | N | 85362090 | 1 |  | 2.4 | KG | 1808.4 | 1808.4 | LP20 | LP20 | circuit breaker VL160N standard breaking capacity Icu=55kA, 415V AC 3-pole, line protection Electronic Trip Unit ETU12, LIG 3 phases/3 lines In=160A, rated current IR=64...160A, overload protection, II=1.25 to 11xIN, short-circuit protection without auxiliary release ETU communication-capable without auxiliary/alarm switch with Safety Label for USA | - | 0 | 0
3VL2716-1ML36-0AA0 |  | 3VL2716-1ML36-0AA0 | 1 | UN | 1 | 5 | B | D | EAR99 | N | 85362090 | 1 | 4011209804203 | 2.447 | KG | 1738 | 1738 | LP20 | LP20 | circuit breaker VL160N standard breaking capacity Icu=55kA, 415V AC 3-pole, line protection Electronic Trip Unit ETU12, LIG 3 phases/3 lines In=160A, rated current IR=64...160A, overload protection, II=1.25 to 11xIN, short-circuit protection with screw terminals without auxiliary release ETU communication-capable without auxiliary/alarm switch | - | 0 | 0
3VL2716-1ML36-0AA0-Z | U01 | 3VL2716-1ML36-0AA0-ZU01 | 1 | UN | 1 | 5 | B | D | EAR99 | N | 85362090 | 1 |  | 2.4 | KG | 1786.4 | 1786.4 | LP20 | LP20 | circuit breaker VL160N standard breaking capacity Icu=55kA, 415V AC 3-pole, line protection Electronic Trip Unit ETU12, LIG 3 phases/3 lines In=160A, rated current IR=64...160A, overload protection, II=1.25 to 11xIN, short-circuit protection with screw terminals without auxiliary release ETU communication-capable without auxiliary/alarm switch with Safety Label for USA | - | 0 | 0
3VL2716-1MP33-0AA0 |  | 3VL2716-1MP33-0AA0 | 1 | UN | 1 | 5 | B | D | EAR99 | N | 85362090 | 1 | 4011209803398 | 2.447 | KG | 1276 | 1276 | LP20 | LP20 | circuit breaker VL160N standard breaking capacity Icu=55kA, 415V AC 3-pole, motor/generator prot. Electronic Trip Unit ETU10M, LI In=160A, rated current IR=64...160A, overload protection, II=1.25 to 11xIN, short-circuit protection without auxiliary release ETU communication-capable without auxiliary/alarm switch | - | 0 | 0
3VL2716-1MP33-0AA0-Z | U01 | 3VL2716-1MP33-0AA0-ZU01 | 1 | UN | 1 | 5 | B | D | EAR99 | N | 85362090 | 1 |  | 2.4 | KG | 1324.4 | 1324.4 | LP20 | LP20 | circuit breaker VL160N standard breaking capacity Icu=55kA, 415V AC 3-pole, motor/generator prot. Electronic Trip Unit ETU10M, LI In=160A, rated current IR=64...160A, overload protection, II=1.25 to 11xIN, short-circuit protection without auxiliary release ETU communication-capable without auxiliary/alarm switch with Safety Label for USA | - | 0 | 0
3VL2716-1MP36-0AA0 |  | 3VL2716-1MP36-0AA0 | 1 | UN | 1 | 5 | B | D | EAR99 | N | 85362090 | 1 | 4011209804234 | 2.447 | KG | 1254 | 1254 | LP20 | LP20 | circuit breaker VL160N standard breaking capacity Icu=55kA, 415V AC 3-pole, motor/generator prot. Electronic Trip Unit ETU10M, LI In=160A, rated current IR=64...160A, overload protection, II=1.25 to 11xIN, short-circuit protection with screw terminals without auxiliary release ETU communication-capable without auxiliary/alarm switch | - | 0 | 0
3VL2716-1MP36-0AA0-Z | U01 | 3VL2716-1MP36-0AA0-ZU01 | 1 | UN | 1 | 5 | B | D | EAR99 | N | 85362090 | 1 |  | 2.4 | KG | 1302.4 | 1302.4 | LP20 | LP20 | circuit breaker VL160N standard breaking capacity Icu=55kA, 415V AC 3-pole, motor/generator prot. Electronic Trip Unit ETU10M, LI In=160A, rated current IR=64...160A, overload protection, II=1.25 to 11xIN, short-circuit protection with screw terminals without auxiliary release ETU communication-capable without auxiliary/alarm switch with Safety Label for USA | - | 0 | 0
3VL2716-1MS33-0AA0 |  | 3VL2716-1MS33-0AA0 | 1 | UN | 1 | 5 | B | D | EAR99 | N | 85362090 | 1 | 4011209803428 | 2.447 | KG | 1375 | 1375 | LP20 | LP20 | circuit breaker VL160N standard breaking capacity Icu=55kA, 415V AC 3-pole, motor protection Electronic Trip Unit ETU30M, LI IR=63...160A, overload prot., TC=10A...30, II=6/8/11 xIN, short-circuit protection without auxiliary release ETU communication-capable without auxiliary/alarm switch | - | 0 | 0
3VL2716-1MS33-0AA0-Z | U01 | 3VL2716-1MS33-0AA0-ZU01 | 1 | UN | 1 | 5 | B | D | EAR99 | N | 85362090 | 1 |  | 2.4 | KG | 1423.4 | 1423.4 | LP20 | LP20 | circuit breaker VL160N standard breaking capacity Icu=55kA, 415V AC 3-pole, motor protection Electronic Trip Unit ETU30M, LI IR=63...160A, overload prot., TC=10A...30, II=6/8/11 xIN, short-circuit protection without auxiliary release ETU communication-capable without auxiliary/alarm switch with Safety Label for USA | - | 0 | 0
3VL2716-1MS36-0AA0 |  | 3VL2716-1MS36-0AA0 | 1 | UN | 1 | 5 | B | D | EAR99 | N | 85362090 | 1 | 4011209804265 | 2.447 | KG | 1364 | 1364 | LP20 | LP20 | circuit breaker VL160N standard breaking capacity Icu=55kA, 415V AC 3-pole, motor protection Electronic Trip Unit ETU30M, LI IR=63...160A, overload prot., TC=10A...30, II=6/8/11 xIN, short-circuit protection with screw terminals without auxiliary release ETU communication-capable without auxiliary/alarm switch | - | 0 | 0
3VL2716-1MS36-0AA0-Z | U01 | 3VL2716-1MS36-0AA0-ZU01 | 1 | UN | 1 | 5 | B | D | EAR99 | N | 85362090 | 1 |  | 2.4 | KG | 1412.4 | 1412.4 | LP20 | LP20 | circuit breaker VL160N standard breaking capacity Icu=55kA, 415V AC 3-pole, motor protection Electronic Trip Unit ETU30M, LI IR=63...160A, overload prot., TC=10A...30, II=6/8/11 xIN, short-circuit protection with screw terminals without auxiliary release ETU communication-capable without auxiliary/alarm switch with Safety Label for USA | - | 0 | 0
3VL2716-1NA43-0AA0 |  | 3VL2716-1NA43-0AA0 | 1 | UN | 1 | 5 | B | D | EAR99 | N | 85362090 | 1 | 4011209803633 | 2.447 | KG | 1848 | 1848 | LP20 | LP20 | circuit breaker VL160N standard breaking capacity Icu=55kA, 415V AC 4-pole, line protection Electronic Trip Unit ETU10, LIN In=160A, rated current IR=64...160A, overload protection, II=1.25 to 11xIN, short-circuit protection N protected without auxiliary release ETU communication-capable without auxiliary/alarm switch | - | 0 | 0
3VL2716-1NA43-0AA0-Z | U01 | 3VL2716-1NA43-0AA0-ZU01 | 1 | UN | 1 | 5 | B | D | EAR99 | N | 85362090 | 1 |  | 3.1 | KG | 1896.4 | 1896.4 | LP20 | LP20 | circuit breaker VL160N standard breaking capacity Icu=55kA, 415V AC 4-pole, line protection Electronic Trip Unit ETU10, LIN In=160A, rated current IR=64...160A, overload protection, II=1.25 to 11xIN, short-circuit protection N protected without auxiliary release ETU communication-capable without auxiliary/alarm switch with Safety Label for USA | - | 0 | 0
3VL2716-1NA46-0AA0 |  | 3VL2716-1NA46-0AA0 | 1 | UN | 1 | 5 | B | D | EAR99 | N | 85362090 | 1 | 4011209804470 | 2.447 | KG | 1826 | 1826 | LP20 | LP20 | circuit breaker VL160N standard breaking capacity Icu=55kA, 415V AC 4-pole, line protection Electronic Trip Unit ETU10, LIN In=160A, rated current IR=64...160A, overload protection, II=1.25 to 11xIN, short-circuit protection N protected with screw terminals without auxiliary release ETU communication-capable without auxiliary/alarm switch | - | 0 | 0
3VL2716-1NA46-0AA0-Z | U01 | 3VL2716-1NA46-0AA0-ZU01 | 1 | UN | 1 | 5 | B | D | EAR99 | N | 85362090 | 1 |  | 3.1 | KG | 1874.4 | 1874.4 | LP20 | LP20 | circuit breaker VL160N standard breaking capacity Icu=55kA, 415V AC 4-pole, line protection Electronic Trip Unit ETU10, LIN In=160A, rated current IR=64...160A, overload protection, II=1.25 to 11xIN, short-circuit protection N protected with screw terminals without auxiliary release ETU communication-capable without auxiliary/alarm switch with Safety Label for USA | - | 0 | 0
3VL2716-1NB43-0AA0 |  | 3VL2716-1NB43-0AA0 | 1 | UN | 1 | 5 | B | D | EAR99 | N | 85362090 | 1 | 4011209803664 | 2.447 | KG | 1727 | 1727 | LP20 | LP20 | circuit breaker VL160N standard breaking capacity Icu=55kA, 415V AC 4-pole, line protection Electronic Trip Unit ETU10, LI In=160A, rated current IR=64...160A, overload protection, II=1.25 to 11xIN, short-circuit protection without auxiliary release ETU communication-capable without auxiliary/alarm switch | - | 0 | 0
3VL2716-1NB43-0AA0-Z | U01 | 3VL2716-1NB43-0AA0-ZU01 | 1 | UN | 1 | 5 | B | D | EAR99 | N | 85362090 | 1 |  | 3.1 | KG | 1775.4 | 1775.4 | LP20 | LP20 | circuit breaker VL160N standard breaking capacity Icu=55kA, 415V AC 4-pole, line protection Electronic Trip Unit ETU10, LI In=160A, rated current IR=64...160A, overload protection, II=1.25 to 11xIN, short-circuit protection without auxiliary release ETU communication-capable without auxiliary/alarm switch with Safety Label for USA | - | 0 | 0
3VL2716-1NB46-0AA0 |  | 3VL2716-1NB46-0AA0 | 1 | UN | 1 | 5 | B | D | EAR99 | N | 85362090 | 1 | 4011209804500 | 2.447 | KG | 1716 | 1716 | LP20 | LP20 | circuit breaker VL160N standard breaking capacity Icu=55kA, 415V AC 4-pole, line protection Electronic Trip Unit ETU10, LI In=160A, rated current IR=64...160A, overload protection, II=1.25 to 11xIN, short-circuit protection with screw terminals without auxiliary release ETU communication-capable without auxiliary/alarm switch | - | 0 | 0
3VL2716-1NB46-0AA0-Z | U01 | 3VL2716-1NB46-0AA0-ZU01 | 1 | UN | 1 | 5 | B | D | EAR99 | N | 85362090 | 1 |  | 3.1 | KG | 1764.4 | 1764.4 | LP20 | LP20 | circuit breaker VL160N standard breaking capacity Icu=55kA, 415V AC 4-pole, line protection Electronic Trip Unit ETU10, LI In=160A, rated current IR=64...160A, overload protection, II=1.25 to 11xIN, short-circuit protection with screw terminals without auxiliary release ETU communication-capable without auxiliary/alarm switch with Safety Label for USA | - | 0 | 0
3VL2716-1NE43-0AA0 |  | 3VL2716-1NE43-0AA0 | 1 | UN | 1 | 5 | B | D | EAR99 | N | 85362090 | 1 | 4011209803695 | 2.447 | KG | 1859 | 1859 | LP20 | LP20 | circuit breaker VL160N standard breaking capacity Icu=55kA, 415V AC 4-pole, line protection Electronic Trip Unit ETU20, LSI In=160A, rated current IR=64...160A, overload protection, ISD=1.5 to 10xIR, II=11xIN short-circuit protection without auxiliary release ETU communication-capable without auxiliary/alarm switch | - | 0 | 0
3VL2716-1NE43-0AA0-Z | U01 | 3VL2716-1NE43-0AA0-ZU01 | 1 | UN | 1 | 5 | B | D | EAR99 | N | 85362090 | 1 |  | 3.1 | KG | 1907.4 | 1907.4 | LP20 | LP20 | circuit breaker VL160N standard breaking capacity Icu=55kA, 415V AC 4-pole, line protection Electronic Trip Unit ETU20, LSI In=160A, rated current IR=64...160A, overload protection, ISD=1.5 to 10xIR, II=11xIN short-circuit protection without auxiliary release ETU communication-capable without auxiliary/alarm switch with Safety Label for USA | - | 0 | 0
3VL2716-1NE46-0AA0 |  | 3VL2716-1NE46-0AA0 | 1 | UN | 1 | 5 | B | D | EAR99 | N | 85362090 | 1 | 4011209804531 | 2.447 | KG | 1837 | 1837 | LP20 | LP20 | circuit breaker VL160N standard breaking capacity Icu=55kA, 415V AC 4-pole, line protection Electronic Trip Unit ETU20, LSI In=160A, rated current IR=64...160A, overload protection, ISD=1.5 to 10xIR, II=11xIN short-circuit protection with screw terminals without auxiliary release ETU communication-capable without auxiliary/alarm switch | - | 0 | 0
3VL2716-1NE46-0AA0-Z | U01 | 3VL2716-1NE46-0AA0-ZU01 | 1 | UN | 1 | 5 | B | D | EAR99 | N | 85362090 | 1 |  | 3.1 | KG | 1885.4 | 1885.4 | LP20 | LP20 | circuit breaker VL160N standard breaking capacity Icu=55kA, 415V AC 4-pole, line protection Electronic Trip Unit ETU20, LSI In=160A, rated current IR=64...160A, overload protection, ISD=1.5 to 10xIR, II=11xIN short-circuit protection with screw terminals without auxiliary release ETU communication-capable without auxiliary/alarm switch with Safety Label for USA | - | 0 | 0
3VL2716-1NF43-0AA0 |  | 3VL2716-1NF43-0AA0 | 1 | UN | 1 | 5 | B | D | EAR99 | N | 85362090 | 1 | 4011209803725 | 2.447 | KG | 2024 | 2024 | LP20 | LP20 | circuit breaker VL160N standard breaking capacity Icu=55kA, 415V AC 4-pole, line protection Electronic Trip Unit ETU20, LSI In=160A, rated current IR=64...160A, overload protection, ISD=1.5 to 10xIR, II=11xIN short-circuit protection N protected without auxiliary release ETU communication-capable without auxiliary/alarm switch | - | 0 | 0
3VL2716-1NF43-0AA0-Z | U01 | 3VL2716-1NF43-0AA0-ZU01 | 1 | UN | 1 | 5 | B | D | EAR99 | N | 85362090 | 1 |  | 3.1 | KG | 2072.4 | 2072.4 | LP20 | LP20 | circuit breaker VL160N standard breaking capacity Icu=55kA, 415V AC 4-pole, line protection Electronic Trip Unit ETU20, LSI In=160A, rated current IR=64...160A, overload protection, ISD=1.5 to 10xIR, II=11xIN short-circuit protection N protected without auxiliary release ETU communication-capable without auxiliary/alarm switch with Safety Label for USA | - | 0 | 0
3VL2716-1NF46-0AA0 |  | 3VL2716-1NF46-0AA0 | 1 | UN | 1 | 5 | B | D | EAR99 | N | 85362090 | 1 | 4011209804562 | 2.447 | KG | 1980 | 1980 | LP20 | LP20 | circuit breaker VL160N standard breaking capacity Icu=55kA, 415V AC 4-pole, line protection Electronic Trip Unit ETU20, LSI In=160A, rated current IR=64...160A, overload protection, ISD=1.5 to 10xIR, II=11xIN short-circuit protection N protected with screw terminals without auxiliary release ETU communication-capable without auxiliary/alarm switch | - | 0 | 0
3VL2716-1NF46-0AA0-Z | U01 | 3VL2716-1NF46-0AA0-ZU01 | 1 | UN | 1 | 5 | B | D | EAR99 | N | 85362090 | 1 |  | 3.1 | KG | 2028.4 | 2028.4 | LP20 | LP20 | circuit breaker VL160N standard breaking capacity Icu=55kA, 415V AC 4-pole, line protection Electronic Trip Unit ETU20, LSI In=160A, rated current IR=64...160A, overload protection, ISD=1.5 to 10xIR, II=11xIN short-circuit protection N protected with screw terminals without auxiliary release ETU communication-capable without auxiliary/alarm switch with Safety Label for USA | - | 0 | 0
3VL2716-1NH43-0AA0 |  | 3VL2716-1NH43-0AA0 | 1 | UN | 1 | 5 | B | D | EAR99 | N | 85362090 | 1 | 4011209803756 | 2.447 | KG | 2508 | 2508 | LP20 | LP20 | circuit breaker VL160N standard breaking capacity Icu=55kA, 415V AC 4-pole, line protection Electronic Trip Unit ETU22, LSIG In=160A, rated current IR=64...160A, overload protection, ISD=1.5 to 10xIR, II=11xIN short-circuit protection N protected without auxiliary release ETU communication-capable without auxiliary/alarm switch | - | 0 | 0
3VL2716-1NH43-0AA0-Z | U01 | 3VL2716-1NH43-0AA0-ZU01 | 1 | UN | 1 | 5 | B | D | EAR99 | N | 85362090 | 1 |  | 3.1 | KG | 2556.4 | 2556.4 | LP20 | LP20 | circuit breaker VL160N standard breaking capacity Icu=55kA, 415V AC 4-pole, line protection Electronic Trip Unit ETU22, LSIG In=160A, rated current IR=64...160A, overload protection, ISD=1.5 to 10xIR, II=11xIN short-circuit protection N protected without auxiliary release ETU communication-capable without auxiliary/alarm switch with Safety Label for USA | - | 0 | 0
3VL2716-1NH46-0AA0 |  | 3VL2716-1NH46-0AA0 | 1 | UN | 1 | 5 | B | D | EAR99 | N | 85362090 | 1 | 4011209804593 | 2.447 | KG | 2464 | 2464 | LP20 | LP20 | circuit breaker VL160N standard breaking capacity Icu=55kA, 415V AC 4-pole, line protection Electronic Trip Unit ETU22, LSIG In=160A, rated current IR=64...160A, overload protection, ISD=1.5 to 10xIR, II=11xIN short-circuit protection N protected with screw terminals without auxiliary release ETU communication-capable without auxiliary/alarm switch | - | 0 | 0
3VL2716-1NH46-0AA0-Z | U01 | 3VL2716-1NH46-0AA0-ZU01 | 1 | UN | 1 | 5 | B | D | EAR99 | N | 85362090 | 1 |  | 3.1 | KG | 2512.4 | 2512.4 | LP20 | LP20 | circuit breaker VL160N standard breaking capacity Icu=55kA, 415V AC 4-pole, line protection Electronic Trip Unit ETU22, LSIG In=160A, rated current IR=64...160A, overload protection, ISD=1.5 to 10xIR, II=11xIN short-circuit protection N protected with screw terminals without auxiliary release ETU communication-capable without auxiliary/alarm switch with Safety Label for USA | - | 0 | 0
3VL2716-1NN43-0AA0 |  | 3VL2716-1NN43-0AA0 | 1 | UN | 1 | 5 | B | D | EAR99 | N | 85362090 | 1 | 4011209803787 | 2.447 | KG | 2431 | 2431 | LP20 | LP20 | circuit breaker VL160N standard breaking capacity Icu=55kA, 415V AC 4-pole, line protection Electronic Trip Unit ETU12, LIG In=160A, rated current IR=64...160A, overload protection, II=1.25 to 11xIN, short-circuit protection N protected without auxiliary release ETU communication-capable without auxiliary/alarm switch | - | 0 | 0
3VL2716-1NN43-0AA0-Z | U01 | 3VL2716-1NN43-0AA0-ZU01 | 1 | UN | 1 | 5 | B | D | EAR99 | N | 85362090 | 1 |  | 3.1 | KG | 2479.4 | 2479.4 | LP20 | LP20 | circuit breaker VL160N standard breaking capacity Icu=55kA, 415V AC 4-pole, line protection Electronic Trip Unit ETU12, LIG In=160A, rated current IR=64...160A, overload protection, II=1.25 to 11xIN, short-circuit protection N protected without auxiliary release ETU communication-capable without auxiliary/alarm switch with Safety Label for USA | - | 0 | 0
3VL2716-1NN46-0AA0 |  | 3VL2716-1NN46-0AA0 | 1 | UN | 1 | 5 | B | D | EAR99 | N | 85362090 | 1 | 4011209804623 | 2.447 | KG | 2409 | 2409 | LP20 | LP20 | circuit breaker VL160N standard breaking capacity Icu=55kA, 415V AC 4-pole, line protection Electronic Trip Unit ETU12, LIG In=160A, rated current IR=64...160A, overload protection, II=1.25 to 11xIN, short-circuit protection N protected with screw terminals without auxiliary release ETU communication-capable without auxiliary/alarm switch | - | 0 | 0
3VL2716-1NN46-0AA0-Z | U01 | 3VL2716-1NN46-0AA0-ZU01 | 1 | UN | 1 | 5 | B | D | EAR99 | N | 85362090 | 1 |  | 3.1 | KG | 2457.4 | 2457.4 | LP20 | LP20 | circuit breaker VL160N standard breaking capacity Icu=55kA, 415V AC 4-pole, line protection Electronic Trip Unit ETU12, LIG In=160A, rated current IR=64...160A, overload protection, II=1.25 to 11xIN, short-circuit protection N protected with screw terminals without auxiliary release ETU communication-capable without auxiliary/alarm switch with Safety Label for USA | - | 0 | 0
3VL2716-1SB33-0AA0 |  | 3VL2716-1SB33-0AA0 | 1 | UN | 1 | 5 | B | D | EAR99 | N | 85362090 | 1 | 4011209802971 | 2.442 | KG | 1254 | 1155.1 | LP20 | LP20 | circuit breaker VL160N standard breaking capacity Icu=55kA, 415V AC 3-pole, line protection Electronic Trip Unit ETU10, LI In=160A, rated current IR=64...160A, overload protection, II=1.25 to 11xIN, short-circuit protection without auxiliary release without auxiliary/alarm switch | - | 0 | 0
3VL2716-1SB33-0AA0-Z | U01 | 3VL2716-1SB33-0AA0-ZU01 | 1 | UN | 1 | 5 | B | D | EAR99 | N | 85362090 | 1 |  | 2.4 | KG | 1302.4 | 1302.4 | LP20 | LP20 | circuit breaker VL160N standard breaking capacity Icu=55kA, 415V AC 3-pole, line protection Electronic Trip Unit ETU10, LI In=160A, rated current IR=64...160A, overload protection, II=1.25 to 11xIN, short-circuit protection without auxiliary release without auxiliary/alarm switch with Safety Label for USA | - | 0 | 0
3VL2716-1SB36-0AA0 |  | 3VL2716-1SB36-0AA0 | 1 | UN | 1 | 5 | B | D | EAR99 | N | 85362090 | 1 | 4011209803817 | 2.4 | KG | 1243 | 1155.1 | LP20 | LP20 | circuit breaker VL160N standard breaking capacity Icu=55kA, 415V AC 3-pole, line protection Electronic Trip Unit ETU10, LI In=160A, rated current IR=64...160A, overload protection, II=1.25 to 11xIN, short-circuit protection with screw terminals without auxiliary release without auxiliary/alarm switch | - | 0 | 0
3VL2716-1SB36-0AA0-Z | U01 | 3VL2716-1SB36-0AA0-ZU01 | 1 | UN | 1 | 5 | B | D | EAR99 | N | 85362090 | 1 |  | 2.4 | KG | 1291.4 | 1291.4 | LP20 | LP20 | circuit breaker VL160N standard breaking capacity Icu=55kA, 415V AC 3-pole, line protection Electronic Trip Unit ETU10, LI In=160A, rated current IR=64...160A, overload protection, II=1.25 to 11xIN, short-circuit protection with screw terminals without auxiliary release without auxiliary/alarm switch with Safety Label for USA | - | 0 | 0
3VL2716-1SE33-0AA0 |  | 3VL2716-1SE33-0AA0 | 1 | UN | 1 | 5 | B | D | EAR99 | N | 85362090 | 1 | 4011209803008 | 2.432 | KG | 1364 | 1257.3 | LP20 | LP20 | circuit breaker VL160N standard breaking capacity Icu=55kA, 415V AC 3-pole, line protection Electronic Trip Unit ETU20, LSI In=160A, rated current IR=64...160A, overload protection, ISD=1.5 to 10xIR, II=11xIN short-circuit protection without auxiliary release without auxiliary/alarm switch | - | 0 | 0
3VL2716-1SE33-0AA0-Z | U01 | 3VL2716-1SE33-0AA0-ZU01 | 1 | UN | 1 | 5 | B | D | EAR99 | N | 85362090 | 1 |  | 2.4 | KG | 1412.4 | 1412.4 | LP20 | LP20 | circuit breaker VL160N standard breaking capacity Icu=55kA, 415V AC 3-pole, line protection Electronic Trip Unit ETU20, LSI In=160A, rated current IR=64...160A, overload protection, ISD=1.5 to 10xIR, II=11xIN short-circuit protection without auxiliary release without auxiliary/alarm switch with Safety Label for USA | - | 0 | 0
3VL2716-1SE33-2KB1-Z | U01 | 3VL2716-1SE33-2KB1-ZU01 | 1 | UN | 1 | 5 | B | D | EAR99 | N | 85362090 | 1 |  | 2.4 | KG | 1679.48 | 1679.48 | LP20 | LP20 | circuit breaker VL160N standard breaking capacity Icu=55kA, 415V AC 3-pole, line protection Electronic Trip Unit ETU20, LSI In=160A, rated current IR=64...160A, overload protection, ISD=1.5 to 10xIR, II=11xIN short-circuit protection Undervoltage release 440...480 V AC Auxiliary switch mounting kit 2 AUX (1 NO + 1 NC) with Safety Label for USA | - | 0 | 0
3VL2716-1SE33-2KD1-Z | U01 | 3VL2716-1SE33-2KD1-ZU01 | 1 | UN | 1 | 5 | B | D | EAR99 | N | 85362090 | 1 |  | 2.4 | KG | 1700.05 | 1700.05 | LP20 | LP20 | circuit breaker VL160N standard breaking capacity Icu=55kA, 415V AC 3-pole, line protection Electronic Trip Unit ETU20, LSI In=160A, rated current IR=64...160A, overload protection, ISD=1.5 to 10xIR, II=11xIN short-circuit protection Undervoltage release 440...480 V AC Auxiliary/alarm switch mounting kit 2 AUX (1 NO+1 NC)+1 AS (1 NO) with Safety Label for USA | - | 0 | 0
3VL2716-1SE36-0AA0 |  | 3VL2716-1SE36-0AA0 | 1 | UN | 1 | 5 | B | D | EAR99 | N | 85362090 | 1 | 4011209803848 | 2.44 | KG | 1353 | 1257.3 | LP20 | LP20 | circuit breaker VL160N standard breaking capacity Icu=55kA, 415V AC 3-pole, line protection Electronic Trip Unit ETU20, LSI In=160A, rated current IR=64...160A, overload protection, ISD=1.5 to 10xIR, II=11xIN short-circuit protection with screw terminals without auxiliary release without auxiliary/alarm switch | - | 0 | 0
3VL2716-1SE36-0AA0-Z | U01 | 3VL2716-1SE36-0AA0-ZU01 | 1 | UN | 1 | 5 | B | D | EAR99 | N | 85362090 | 1 |  | 2.4 | KG | 1401.4 | 1401.4 | LP20 | LP20 | circuit breaker VL160N standard breaking capacity Icu=55kA, 415V AC 3-pole, line protection Electronic Trip Unit ETU20, LSI In=160A, rated current IR=64...160A, overload protection, ISD=1.5 to 10xIR, II=11xIN short-circuit protection with screw terminals without auxiliary release without auxiliary/alarm switch with Safety Label for USA | - | 0 | 0
3VL2716-1SF33-0AA0 |  | 3VL2716-1SF33-0AA0 | 1 | UN | 1 | 5 | B | D | EAR99 | N | 85362090 | 1 | 4011209803039 | 2.44 | KG | 1837 | 1837 | LP20 | LP20 | circuit breaker VL160N standard breaking capacity Icu=55kA, 415V AC 3-pole, line protection Electronic Trip Unit ETU12, LIG 3 phases/4 lines In=160A, rated current IR=64...160A, overload protection, II=1.25 to 11xIN, short-circuit protection without auxiliary release without auxiliary/alarm switch | - | 0 | 0
3VL2716-1SF33-0AA0-Z | U01 | 3VL2716-1SF33-0AA0-ZU01 | 1 | UN | 1 | 5 | B | D | EAR99 | N | 85362090 | 1 |  | 2.4 | KG | 1885.4 | 1885.4 | LP20 | LP20 | circuit breaker VL160N standard breaking capacity Icu=55kA, 415V AC 3-pole, line protection Electronic Trip Unit ETU12, LIG 3 phases/4 lines In=160A, rated current IR=64...160A, overload protection, II=1.25 to 11xIN, short-circuit protection without auxiliary release without auxiliary/alarm switch with Safety Label for USA | - | 0 | 0
3VL2716-1SF36-0AA0 |  | 3VL2716-1SF36-0AA0 | 1 | UN | 1 | 5 | B | D | EAR99 | N | 85362090 | 1 | 4011209803879 | 2.44 | KG | 1804 | 1804 | LP20 | LP20 | circuit breaker VL160N standard breaking capacity Icu=55kA, 415V AC 3-pole, line protection Electronic Trip Unit ETU12, LIG 3 phases/4 lines In=160A, rated current IR=64...160A, overload protection, II=1.25 to 11xIN, short-circuit protection with screw terminals without auxiliary release without auxiliary/alarm switch | - | 0 | 0
3VL2716-1SF36-0AA0-Z | U01 | 3VL2716-1SF36-0AA0-ZU01 | 1 | UN | 1 | 5 | B | D | EAR99 | N | 85362090 | 1 |  | 2.4 | KG | 1852.4 | 1852.4 | LP20 | LP20 | circuit breaker VL160N standard breaking capacity Icu=55kA, 415V AC 3-pole, line protection Electronic Trip Unit ETU12, LIG 3 phases/4 lines In=160A, rated current IR=64...160A, overload protection, II=1.25 to 11xIN, short-circuit protection with screw terminals without auxiliary release without auxiliary/alarm switch with Safety Label for USA | - | 0 | 0
3VL2716-1SG33-0AA0 |  | 3VL2716-1SG33-0AA0 | 1 | UN | 1 | 5 | B | D | EAR99 | N | 85362090 | 1 | 4011209803060 | 2.44 | KG | 1716 | 1716 | LP20 | LP20 | circuit breaker VL160N standard breaking capacity Icu=55kA, 415V AC 3-pole, line protection Electronic Trip Unit ETU22, LSIG 3 phases/3 lines In=160A, rated current IR=64...160A, overload protection, ISD=1.5 to 10xIR, II=11xIN short-circuit protection without auxiliary release without auxiliary/alarm switch | - | 0 | 0
3VL2716-1SG33-0AA0-Z | U01 | 3VL2716-1SG33-0AA0-ZU01 | 1 | UN | 1 | 5 | B | D | EAR99 | N | 85362090 | 1 |  | 2.4 | KG | 1764.4 | 1764.4 | LP20 | LP20 | circuit breaker VL160N standard breaking capacity Icu=55kA, 415V AC 3-pole, line protection Electronic Trip Unit ETU22, LSIG 3 phases/3 lines In=160A, rated current IR=64...160A, overload protection, ISD=1.5 to 10xIR, II=11xIN short-circuit protection without auxiliary release without auxiliary/alarm switch with Safety Label for USA | - | 0 | 0
3VL2716-1SG36-0AA0 |  | 3VL2716-1SG36-0AA0 | 1 | UN | 1 | 5 | B | D | EAR99 | N | 85362090 | 1 | 4011209803909 | 2.365 | KG | 1705 | 1705 | LP20 | LP20 | circuit breaker VL160N standard breaking capacity Icu=55kA, 415V AC 3-pole, line protection Electronic Trip Unit ETU22, LSIG 3 phases/3 lines In=160A, rated current IR=64...160A, overload protection, ISD=1.5 to 10xIR, II=11xIN short-circuit protection with screw terminals without auxiliary release without auxiliary/alarm switch | - | 0 | 0
3VL2716-1SG36-0AA0-Z | U01 | 3VL2716-1SG36-0AA0-ZU01 | 1 | UN | 1 | 5 | B | D | EAR99 | N | 85362090 | 1 |  | 2.4 | KG | 1753.4 | 1753.4 | LP20 | LP20 | circuit breaker VL160N standard breaking capacity Icu=55kA, 415V AC 3-pole, line protection Electronic Trip Unit ETU22, LSIG 3 phases/3 lines In=160A, rated current IR=64...160A, overload protection, ISD=1.5 to 10xIR, II=11xIN short-circuit protection with screw terminals without auxiliary release without auxiliary/alarm switch with Safety Label for USA | - | 0 | 0
3VL2716-1SH33-0AA0 |  | 3VL2716-1SH33-0AA0 | 1 | UN | 1 | 5 | B | D | EAR99 | N | 85362090 | 1 | 4011209803091 | 2.458 | KG | 1716 | 1716 | LP20 | LP20 | circuit breaker VL160N standard breaking capacity Icu=55kA, 415V AC 3-pole, line protection Electronic Trip Unit ETU22, LSIG 3 phases/4 lines with connecting cable In=160A, rated current IR=64...160A, overload protection, ISD=1.5 to 10xIR, II=11xIN short-circuit protection without auxiliary release without auxiliary/alarm switch | - | 0 | 0
3VL2716-1SH33-0AA0-Z | U01 | 3VL2716-1SH33-0AA0-ZU01 | 1 | UN | 1 | 5 | B | D | EAR99 | N | 85362090 | 1 |  | 2.4 | KG | 1764.4 | 1764.4 | LP20 | LP20 | circuit breaker VL160N standard breaking capacity Icu=55kA, 415V AC 3-pole, line protection Electronic Trip Unit ETU22, LSIG 3 phases/4 lines with connecting cable In=160A, rated current IR=64...160A, overload protection, ISD=1.5 to 10xIR, II=11xIN short-circuit protection without auxiliary release without auxiliary/alarm switch with Safety Label for USA | - | 0 | 0
3VL2716-1SH36-0AA0 |  | 3VL2716-1SH36-0AA0 | 1 | UN | 1 | 5 | B | D | EAR99 | N | 85362090 | 1 | 4011209803930 | 2.458 | KG | 1705 | 1705 | LP20 | LP20 | circuit breaker VL160N standard breaking capacity Icu=55kA, 415V AC 3-pole, line protection Electronic Trip Unit ETU22, LSIG 3 phases/4 lines with connecting cable In=160A, rated current IR=64...160A, overload protection, ISD=1.5 to 10xIR, II=11xIN with screw terminals without auxiliary release without auxiliary/alarm switch | - | 0 | 0
3VL2716-1SH36-0AA0-Z | U01 | 3VL2716-1SH36-0AA0-ZU01 | 1 | UN | 1 | 5 | B | D | EAR99 | N | 85362090 | 1 |  | 2.4 | KG | 1753.4 | 1753.4 | LP20 | LP20 | circuit breaker VL160N standard breaking capacity Icu=55kA, 415V AC 3-pole, line protection Electronic Trip Unit ETU22, LSIG 3 phases/4 lines with connecting cable In=160A, rated current IR=64...160A, overload protection, ISD=1.5 to 10xIR, II=11xIN with screw terminals without auxiliary release without auxiliary/alarm switch with Safety Label for USA | - | 0 | 0
3VL2716-1SL33-0AA0 |  | 3VL2716-1SL33-0AA0 | 1 | UN | 1 | 5 | B | D | EAR99 | N | 85362090 | 1 | 4011209803121 | 2.458 | KG | 1672 | 1672 | LP20 | LP20 | circuit breaker VL160N standard breaking capacity Icu=55kA, 415V AC 3-pole, line protection Electronic Trip Unit ETU12, LIG 3 phases/3 lines In=160A, rated current IR=64...160A, overload protection, II=1.25 to 11xIN, short-circuit protection without auxiliary release without auxiliary/alarm switch | - | 0 | 0
3VL2716-1SL33-0AA0-Z | U01 | 3VL2716-1SL33-0AA0-ZU01 | 1 | UN | 1 | 5 | B | D | EAR99 | N | 85362090 | 1 |  | 2.4 | KG | 1720.4 | 1720.4 | LP20 | LP20 | circuit breaker VL160N standard breaking capacity Icu=55kA, 415V AC 3-pole, line protection Electronic Trip Unit ETU12, LIG 3 phases/3 lines In=160A, rated current IR=64...160A, overload protection, II=1.25 to 11xIN, short-circuit protection without auxiliary release without auxiliary/alarm switch with Safety Label for USA | - | 0 | 0
3VL2716-1SL36-0AA0 |  | 3VL2716-1SL36-0AA0 | 1 | UN | 1 | 5 | B | D | EAR99 | N | 85362090 | 1 | 4011209803961 | 2.458 | KG | 1650 | 1650 | LP20 | LP20 | circuit breaker VL160N standard breaking capacity Icu=55kA, 415V AC 3-pole, line protection Electronic Trip Unit ETU12, LIG 3 phases/3 lines In=160A, rated current IR=64...160A, overload protection, II=1.25 to 11xIN, short-circuit protection with screw terminals without auxiliary release without auxiliary/alarm switch | - | 0 | 0
3VL2716-1SL36-0AA0-Z | U01 | 3VL2716-1SL36-0AA0-ZU01 | 1 | UN | 1 | 5 | B | D | EAR99 | N | 85362090 | 1 |  | 2.4 | KG | 1698.4 | 1698.4 | LP20 | LP20 | circuit breaker VL160N standard breaking capacity Icu=55kA, 415V AC 3-pole, line protection Electronic Trip Unit ETU12, LIG 3 phases/3 lines In=160A, rated current IR=64...160A, overload protection, II=1.25 to 11xIN, short-circuit protection with screw terminals without auxiliary release without auxiliary/alarm switch with Safety Label for USA | - | 0 | 0
3VL2716-1SP33-0AA0 |  | 3VL2716-1SP33-0AA0 | 1 | UN | 1 | 5 | B | D | EAR99 | N | 85362090 | 1 | 4011209803152 | 2.447 | KG | 1166 | 1065.9 | LP20 | LP20 | circuit breaker VL160N standard breaking capacity Icu=55kA, 415V AC 3-pole, motor/generator prot. Electronic Trip Unit ETU10M, LI In=160A, rated current IR=64...160A, overload protection, II=1.25 to 11xIN, short-circuit protection without auxiliary release without auxiliary/alarm switch | - | 0 | 0
3VL2716-1SP33-0AA0-Z | U01 | 3VL2716-1SP33-0AA0-ZU01 | 1 | UN | 1 | 5 | B | D | EAR99 | N | 85362090 | 1 |  | 2.4 | KG | 1214.4 | 1214.4 | LP20 | LP20 | circuit breaker VL160N standard breaking capacity Icu=55kA, 415V AC 3-pole, motor/generator prot. Electronic Trip Unit ETU10M, LI In=160A, rated current IR=64...160A, overload protection, II=1.25 to 11xIN, short-circuit protection without auxiliary release without auxiliary/alarm switch with Safety Label for USA | - | 0 | 0
3VL2716-1SP33-0AB1-Z | U01 | 3VL2716-1SP33-0AB1-ZU01 | 1 | UN | 1 | 5 | B | D | EAR99 | N | 85362090 | 1 |  | 2.4 | KG | 1290.08 | 1290.08 | LP20 | LP20 | circuit breaker VL160N standard breaking capacity Icu=55kA, 415V AC 3-pole, motor/generator prot. Electronic Trip Unit ETU10M, LI In=160A, rated current IR=64...160A, overload protection, II=1.25 to 11xIN, short-circuit protection without auxiliary release Auxiliary switch mounting kit 2 AUX (1 NO + 1 NC) with Safety Label for USA | - | 0 | 0
3VL2716-1SP36-0AA0 |  | 3VL2716-1SP36-0AA0 | 1 | UN | 1 | 5 | B | D | EAR99 | N | 85362090 | 1 | 4011209803992 | 2.37 | KG | 1144 | 1065.9 | LP20 | LP20 | circuit breaker VL160N standard breaking capacity Icu=55kA, 415V AC 3-pole, motor/generator prot. Electronic Trip Unit ETU10M, LI In=160A, rated current IR=64...160A, overload protection, II=1.25 to 11xIN, short-circuit protection with screw terminals without auxiliary release without auxiliary/alarm switch | - | 0 | 0
3VL2716-1SP36-0AA0-Z | U01 | 3VL2716-1SP36-0AA0-ZU01 | 1 | UN | 1 | 5 | B | D | EAR99 | N | 85362090 | 1 |  | 2.4 | KG | 1192.4 | 1192.4 | LP20 | LP20 | circuit breaker VL160N standard breaking capacity Icu=55kA, 415V AC 3-pole, motor/generator prot. Electronic Trip Unit ETU10M, LI In=160A, rated current IR=64...160A, overload protection, II=1.25 to 11xIN, short-circuit protection with screw terminals without auxiliary release without auxiliary/alarm switch with Safety Label for USA | - | 0 | 0
3VL2716-1SS33-0AA0 |  | 3VL2716-1SS33-0AA0 | 1 | UN | 1 | 5 | B | D | EAR99 | N | 85362090 | 1 | 4011209803183 | 2.43 | KG | 1298 | 1177.9 | LP20 | LP20 | circuit breaker VL160N standard breaking capacity Icu=55kA, 415V AC 3-pole, motor protection Electronic Trip Unit ETU30M, LI IR=63...160A, overload prot., TC=10A...30, II=6/8/11 xIN, short-circuit protection without auxiliary release without auxiliary/alarm switch | - | 0 | 0
3VL2716-1SS33-0AA0-Z | U01 | 3VL2716-1SS33-0AA0-ZU01 | 1 | UN | 1 | 5 | B | D | EAR99 | N | 85362090 | 1 |  | 2.4 | KG | 1346.4 | 1346.4 | LP20 | LP20 | circuit breaker VL160N standard breaking capacity Icu=55kA, 415V AC 3-pole, motor protection Electronic Trip Unit ETU30M, LI IR=63...160A, overload prot., TC=10A...30, II=6/8/11 xIN, short-circuit protection without auxiliary release without auxiliary/alarm switch with Safety Label for USA | - | 0 | 0
3VL2716-1SS33-0AB1-Z | U01 | 3VL2716-1SS33-0AB1-ZU01 | 1 | UN | 1 | 5 | B | D | EAR99 | N | 85362090 | 1 |  | 2.4 | KG | 1422.08 | 1422.08 | LP20 | LP20 | circuit breaker VL160N standard breaking capacity Icu=55kA, 415V AC 3-pole, motor protection Electronic Trip Unit ETU30M, LI IR=63...160A, overload prot., TC=10A...30, II=6/8/11 xIN, short-circuit protection without auxiliary release Auxiliary switch mounting kit 2 AUX (1 NO + 1 NC) with Safety Label for USA | - | 0 | 0
3VL2716-1SS36-0AA0 |  | 3VL2716-1SS36-0AA0 | 1 | UN | 1 | 5 | B | D | EAR99 | N | 85362090 | 1 | 4011209804029 | 2.43 | KG | 1276 | 1177.9 | LP20 | LP20 | circuit breaker VL160N standard breaking capacity Icu=55kA, 415V AC 3-pole, motor protection Electronic Trip Unit ETU30M, LI IR=63...160A, overload prot., TC=10A...30, II=6/8/11 xIN, short-circuit protection with screw terminals without auxiliary release without auxiliary/alarm switch | - | 0 | 0
3VL2716-1SS36-0AA0-Z | U01 | 3VL2716-1SS36-0AA0-ZU01 | 1 | UN | 1 | 5 | B | D | EAR99 | N | 85362090 | 1 |  | 2.4 | KG | 1324.4 | 1324.4 | LP20 | LP20 | circuit breaker VL160N standard breaking capacity Icu=55kA, 415V AC 3-pole, motor protection Electronic Trip Unit ETU30M, LI IR=63...160A, overload prot., TC=10A...30, II=6/8/11 xIN, short-circuit protection with screw terminals without auxiliary release without auxiliary/alarm switch with Safety Label for USA | - | 0 | 0
3VL2716-1TA43-0AA0 |  | 3VL2716-1TA43-0AA0 | 1 | UN | 1 | 5 | B | D | EAR99 | N | 85362090 | 1 | 4011209803459 | 3.129 | KG | 1738 | 1738 | LP20 | LP20 | circuit breaker VL160N standard breaking capacity Icu=55kA, 415V AC 4-pole, line protection Electronic Trip Unit ETU10, LIN In=160A, rated current IR=64...160A, overload protection, II=1.25 to 11xIN, short-circuit protection N protected without auxiliary release without auxiliary/alarm switch | - | 0 | 0
3VL2716-1TA43-0AA0-Z | U01 | 3VL2716-1TA43-0AA0-ZU01 | 1 | UN | 1 | 5 | B | D | EAR99 | N | 85362090 | 1 |  | 3.1 | KG | 1786.4 | 1786.4 | LP20 | LP20 | circuit breaker VL160N standard breaking capacity Icu=55kA, 415V AC 4-pole, line protection Electronic Trip Unit ETU10, LIN In=160A, rated current IR=64...160A, overload protection, II=1.25 to 11xIN, short-circuit protection N protected without auxiliary release without auxiliary/alarm switch with Safety Label for USA | - | 0 | 0
3VL2716-1TA46-0AA0 |  | 3VL2716-1TA46-0AA0 | 1 | UN | 1 | 5 | B | D | EAR99 | N | 85362090 | 1 | 4011209804296 | 3.129 | KG | 1727 | 1727 | LP20 | LP20 | circuit breaker VL160N standard breaking capacity Icu=55kA, 415V AC 4-pole, line protection Electronic Trip Unit ETU10, LIN In=160A, rated current IR=64...160A, overload protection, II=1.25 to 11xIN, short-circuit protection N protected with screw terminals without auxiliary release without auxiliary/alarm switch | - | 0 | 0
3VL2716-1TA46-0AA0-Z | U01 | 3VL2716-1TA46-0AA0-ZU01 | 1 | UN | 1 | 5 | B | D | EAR99 | N | 85362090 | 1 |  | 3.1 | KG | 1775.4 | 1775.4 | LP20 | LP20 | circuit breaker VL160N standard breaking capacity Icu=55kA, 415V AC 4-pole, line protection Electronic Trip Unit ETU10, LIN In=160A, rated current IR=64...160A, overload protection, II=1.25 to 11xIN, short-circuit protection N protected with screw terminals without auxiliary release without auxiliary/alarm switch with Safety Label for USA | - | 0 | 0
3VL2716-1TB43-0AA0 |  | 3VL2716-1TB43-0AA0 | 1 | UN | 1 | 5 | B | D | EAR99 | N | 85362090 | 1 | 4011209803480 | 3.061 | KG | 1650 | 1650 | LP20 | LP20 | circuit breaker VL160N standard breaking capacity Icu=55kA, 415V AC 4-pole, line protection Electronic Trip Unit ETU10, LI In=160A, rated current IR=64...160A, overload protection, II=1.25 to 11xIN, short-circuit protection without auxiliary release without auxiliary/alarm switch | - | 0 | 0
3VL2716-1TB43-0AA0-Z | U01 | 3VL2716-1TB43-0AA0-ZU01 | 1 | UN | 1 | 5 | B | D | EAR99 | N | 85362090 | 1 |  | 3.1 | KG | 1698.4 | 1698.4 | LP20 | LP20 | circuit breaker VL160N standard breaking capacity Icu=55kA, 415V AC 4-pole, line protection Electronic Trip Unit ETU10, LI In=160A, rated current IR=64...160A, overload protection, II=1.25 to 11xIN, short-circuit protection without auxiliary release without auxiliary/alarm switch with Safety Label for USA | - | 0 | 0
3VL2716-1TB46-0AA0 |  | 3VL2716-1TB46-0AA0 | 1 | UN | 1 | 5 | B | D | EAR99 | N | 85362090 | 1 | 4011209804326 | 3.061 | KG | 1617 | 1617 | LP20 | LP20 | circuit breaker VL160N standard breaking capacity Icu=55kA, 415V AC 4-pole, line protection Electronic Trip Unit ETU10, LI In=160A, rated current IR=64...160A, overload protection, II=1.25 to 11xIN, short-circuit protection with screw terminals without auxiliary release without auxiliary/alarm switch | - | 0 | 0
3VL2716-1TB46-0AA0-Z | U01 | 3VL2716-1TB46-0AA0-ZU01 | 1 | UN | 1 | 5 | B | D | EAR99 | N | 85362090 | 1 |  | 3.1 | KG | 1665.4 | 1665.4 | LP20 | LP20 | circuit breaker VL160N standard breaking capacity Icu=55kA, 415V AC 4-pole, line protection Electronic Trip Unit ETU10, LI In=160A, rated current IR=64...160A, overload protection, II=1.25 to 11xIN, short-circuit protection with screw terminals without auxiliary release without auxiliary/alarm switch with Safety Label for USA | - | 0 | 0
3VL2716-1TE43-0AA0 |  | 3VL2716-1TE43-0AA0 | 1 | UN | 1 | 5 | B | D | EAR99 | N | 85362090 | 1 | 4011209803510 | 3.061 | KG | 1771 | 1771 | LP20 | LP20 | circuit breaker VL160N standard breaking capacity Icu=55kA, 415V AC 4-pole, line protection Electronic Trip Unit ETU20, LSI In=160A, rated current IR=64...160A, overload protection, ISD=1.5 to 10xIR, II=11xIN short-circuit protection N unprotected without auxiliary release without auxiliary/alarm switch | - | 0 | 0
3VL2716-1TE43-0AA0-Z | U01 | 3VL2716-1TE43-0AA0-ZU01 | 1 | UN | 1 | 5 | B | D | EAR99 | N | 85362090 | 1 |  | 3.1 | KG | 1819.4 | 1819.4 | LP20 | LP20 | circuit breaker VL160N standard breaking capacity Icu=55kA, 415V AC 4-pole, line protection Electronic Trip Unit ETU20, LSI In=160A, rated current IR=64...160A, overload protection, ISD=1.5 to 10xIR, II=11xIN short-circuit protection N unprotected without auxiliary release without auxiliary/alarm switch with Safety Label for USA | - | 0 | 0
3VL2716-1TE46-0AA0 |  | 3VL2716-1TE46-0AA0 | 1 | UN | 1 | 5 | B | D | EAR99 | N | 85362090 | 1 | 4011209804357 | 3.061 | KG | 1738 | 1738 | LP20 | LP20 | circuit breaker VL160N standard breaking capacity Icu=55kA, 415V AC 4-pole, line protection Electronic Trip Unit ETU20, LSI In=160A, rated current IR=64...160A, overload protection, ISD=1.5 to 10xIR, II=11xIN short-circuit protection N unprotected with screw terminals without auxiliary release without auxiliary/alarm switch | - | 0 | 0
3VL2716-1TE46-0AA0-Z | U01 | 3VL2716-1TE46-0AA0-ZU01 | 1 | UN | 1 | 5 | B | D | EAR99 | N | 85362090 | 1 |  | 3.1 | KG | 1786.4 | 1786.4 | LP20 | LP20 | circuit breaker VL160N standard breaking capacity Icu=55kA, 415V AC 4-pole, line protection Electronic Trip Unit ETU20, LSI In=160A, rated current IR=64...160A, overload protection, ISD=1.5 to 10xIR, II=11xIN short-circuit protection N unprotected with screw terminals without auxiliary release without auxiliary/alarm switch with Safety Label for USA | - | 0 | 0
3VL2716-1TF43-0AA0 |  | 3VL2716-1TF43-0AA0 | 1 | UN | 1 | 5 | B | D | EAR99 | N | 85362090 | 1 | 4011209803541 | 3.12 | KG | 1914 | 1747.1 | LP20 | LP20 | circuit breaker VL160N standard breaking capacity Icu=55kA, 415V AC 4-pole, line protection Electronic Trip Unit ETU20, LSI In=160A, rated current IR=64...160A, overload protection, ISD=1.5 to 10xIR, II=11xIN short-circuit protection N protected without auxiliary release without auxiliary/alarm switch | - | 0 | 0
3VL2716-1TF43-0AA0-Z | U01 | 3VL2716-1TF43-0AA0-ZU01 | 1 | UN | 1 | 5 | B | D | EAR99 | N | 85362090 | 1 |  | 3.1 | KG | 1962.4 | 1962.4 | LP20 | LP20 | circuit breaker VL160N standard breaking capacity Icu=55kA, 415V AC 4-pole, line protection Electronic Trip Unit ETU20, LSI In=160A, rated current IR=64...160A, overload protection, ISD=1.5 to 10xIR, II=11xIN short-circuit protection N protected without auxiliary release without auxiliary/alarm switch with Safety Label for USA | - | 0 | 0
3VL2716-1TF46-0AA0 |  | 3VL2716-1TF46-0AA0 | 1 | UN | 1 | 5 | B | D | EAR99 | N | 85362090 | 1 | 4011209804388 | 3.12 | KG | 1881 | 1747.1 | LP20 | LP20 | circuit breaker VL160N standard breaking capacity Icu=55kA, 415V AC 4-pole, line protection Electronic Trip Unit ETU20, LSI In=160A, rated current IR=64...160A, overload protection, ISD=1.5 to 10xIR, II=11xIN short-circuit protection N protected with screw terminals without auxiliary release without auxiliary/alarm switch | - | 0 | 0
3VL2716-1TF46-0AA0-Z | U01 | 3VL2716-1TF46-0AA0-ZU01 | 1 | UN | 1 | 5 | B | D | EAR99 | N | 85362090 | 1 |  | 3.1 | KG | 1929.4 | 1929.4 | LP20 | LP20 | circuit breaker VL160N standard breaking capacity Icu=55kA, 415V AC 4-pole, line protection Electronic Trip Unit ETU20, LSI In=160A, rated current IR=64...160A, overload protection, ISD=1.5 to 10xIR, II=11xIN short-circuit protection N protected with screw terminals without auxiliary release without auxiliary/alarm switch with Safety Label for USA | - | 0 | 0
3VL2716-1TH43-0AA0 |  | 3VL2716-1TH43-0AA0 | 1 | UN | 1 | 5 | B | D | EAR99 | N | 85362090 | 1 | 4011209803572 | 3.12 | KG | 2420 | 2420 | LP20 | LP20 | circuit breaker VL160N standard breaking capacity Icu=55kA, 415V AC 4-pole, line protection Electronic Trip Unit ETU22, LSIG In=160A, rated current IR=64...160A, overload protection, ISD=1.5 to 10xIR, II=11xIN short-circuit protection N protected without auxiliary release without auxiliary/alarm switch | - | 0 | 0
3VL2716-1TH43-0AA0-Z | U01 | 3VL2716-1TH43-0AA0-ZU01 | 1 | UN | 1 | 5 | B | D | EAR99 | N | 85362090 | 1 |  | 3.1 | KG | 2468.4 | 2468.4 | LP20 | LP20 | circuit breaker VL160N standard breaking capacity Icu=55kA, 415V AC 4-pole, line protection Electronic Trip Unit ETU22, LSIG In=160A, rated current IR=64...160A, overload protection, ISD=1.5 to 10xIR, II=11xIN short-circuit protection N protected without auxiliary release without auxiliary/alarm switch with Safety Label for USA | - | 0 | 0
3VL2716-1TH46-0AA0 |  | 3VL2716-1TH46-0AA0 | 1 | UN | 1 | 5 | B | D | EAR99 | N | 85362090 | 1 | 4011209804418 | 3.12 | KG | 2398 | 2398 | LP20 | LP20 | circuit breaker VL160N standard breaking capacity Icu=55kA, 415V AC 4-pole, line protection Electronic Trip Unit ETU22, LSIG In=160A, rated current IR=64...160A, overload protection, ISD=1.5 to 10xIR, II=11xIN short-circuit protection N protected with screw terminals without auxiliary release without auxiliary/alarm switch | - | 0 | 0
3VL2716-1TH46-0AA0-Z | U01 | 3VL2716-1TH46-0AA0-ZU01 | 1 | UN | 1 | 5 | B | D | EAR99 | N | 85362090 | 1 |  | 3.1 | KG | 2446.4 | 2446.4 | LP20 | LP20 | circuit breaker VL160N standard breaking capacity Icu=55kA, 415V AC 4-pole, line protection Electronic Trip Unit ETU22, LSIG In=160A, rated current IR=64...160A, overload protection, ISD=1.5 to 10xIR, II=11xIN short-circuit protection N protected with screw terminals without auxiliary release without auxiliary/alarm switch with Safety Label for USA | - | 0 | 0
3VL2716-1TN43-0AA0 |  | 3VL2716-1TN43-0AA0 | 1 | UN | 1 | 5 | B | D | EAR99 | N | 85362090 | 1 | 4011209803602 | 3.12 | KG | 2343 | 2343 | LP20 | LP20 | circuit breaker VL160N standard breaking capacity Icu=55kA, 415V AC 4-pole, line protection Electronic Trip Unit ETU12, LIG In=160A, rated current IR=64...160A, overload protection, II=1.25 to 11xIN, short-circuit protection N protected without auxiliary release without auxiliary/alarm switch | - | 0 | 0
3VL2716-1TN43-0AA0-Z | U01 | 3VL2716-1TN43-0AA0-ZU01 | 1 | UN | 1 | 5 | B | D | EAR99 | N | 85362090 | 1 |  | 3.1 | KG | 2391.4 | 2391.4 | LP20 | LP20 | circuit breaker VL160N standard breaking capacity Icu=55kA, 415V AC 4-pole, line protection Electronic Trip Unit ETU12, LIG In=160A, rated current IR=64...160A, overload protection, II=1.25 to 11xIN, short-circuit protection N protected without auxiliary release without auxiliary/alarm switch with Safety Label for USA | - | 0 | 0
3VL2716-1TN46-0AA0 |  | 3VL2716-1TN46-0AA0 | 1 | UN | 1 | 5 | B | D | EAR99 | N | 85362090 | 1 | 4011209804449 | 3.12 | KG | 2310 | 2310 | LP20 | LP20 | circuit breaker VL160N standard breaking capacity Icu=55kA, 415V AC 4-pole, line protection Electronic Trip Unit ETU12, LIG In=160A, rated current IR=64...160A, overload protection, II=1.25 to 11xIN, short-circuit protection N protected with screw terminals without auxiliary release without auxiliary/alarm switch | - | 0 | 0
3VL2716-1TN46-0AA0-Z | U01 | 3VL2716-1TN46-0AA0-ZU01 | 1 | UN | 1 | 5 | B | D | EAR99 | N | 85362090 | 1 |  | 3.1 | KG | 2358.4 | 2358.4 | LP20 | LP20 | circuit breaker VL160N standard breaking capacity Icu=55kA, 415V AC 4-pole, line protection Electronic Trip Unit ETU12, LIG In=160A, rated current IR=64...160A, overload protection, II=1.25 to 11xIN, short-circuit protection N protected with screw terminals without auxiliary release without auxiliary/alarm switch with Safety Label for USA | - | 0 | 0
3VL2716-1UH33-0AA0 |  | 3VL2716-1UH33-0AA0 | 1 | UN | 1 | 5 | B | D | EAR99 | N | 85362090 | 1 | 4011209885202 | 2.458 | KG | 1980 | 1980 | LP20 | LP20 | circuit breaker VL160N standard breaking capacity Icu=55kA, 415V AC 3-pole, line protection Electronic Trip Unit LCD ETU40, LI/LS/LSI In=160A, rated current IR=64...160A, overload protection, ISD=1.5 to 10xIR, II=11xIN short-circuit protection without auxiliary release without auxiliary/alarm switch | - | 0 | 0
3VL2716-1UH33-0AA0-Z | U01 | 3VL2716-1UH33-0AA0-ZU01 | 1 | UN | 1 | 5 | B | D | EAR99 | N | 85362090 | 1 |  | 2.4 | KG | 2028.4 | 2028.4 | LP20 | LP20 | circuit breaker VL160N standard breaking capacity Icu=55kA, 415V AC 3-pole, line protection Electronic Trip Unit LCD ETU40, LI/LS/LSI In=160A, rated current IR=64...160A, overload protection, ISD=1.5 to 10xIR, II=11xIN short-circuit protection without auxiliary release without auxiliary/alarm switch with Safety Label for USA | - | 0 | 0
3VL2716-1UH36-0AA0 |  | 3VL2716-1UH36-0AA0 | 1 | UN | 1 | 5 | B | D | EAR99 | N | 85362090 | 1 | 4011209885233 | 2.458 | KG | 1958 | 1958 | LP20 | LP20 | circuit breaker VL160N standard breaking capacity Icu=55kA, 415V AC 3-pole, line protection Electronic Trip Unit LCD ETU40, LI/LS/LSI In=160A, rated current IR=64...160A, overload protection, ISD=1.5 to 10xIR, II=11xIN short-circuit protection with screw terminals without auxiliary release without auxiliary/alarm switch | - | 0 | 0
3VL2716-1UH36-0AA0-Z | U01 | 3VL2716-1UH36-0AA0-ZU01 | 1 | UN | 1 | 5 | B | D | EAR99 | N | 85362090 | 1 |  | 2.4 | KG | 2006.4 | 2006.4 | LP20 | LP20 | circuit breaker VL160N standard breaking capacity Icu=55kA, 415V AC 3-pole, line protection Electronic Trip Unit LCD ETU40, LI/LS/LSI In=160A, rated current IR=64...160A, overload protection, ISD=1.5 to 10xIR, II=11xIN short-circuit protection with screw terminals without auxiliary release without auxiliary/alarm switch with Safety Label for USA | - | 0 | 0
3VL2716-1UJ43-0AA0 |  | 3VL2716-1UJ43-0AA0 | 1 | UN | 1 | 5 | B | D | EAR99 | N | 85362090 | 1 | 4011209886230 | 3.12 | KG | 2827 | 2827 | LP20 | LP20 | circuit breaker VL160N standard breaking capacity Icu=55kA, 415V AC 4-pole, line protection Electronic Trip Unit LCD ETU40, LI/LS/LSI In=160A, rated current IR=64...160A, overload protection, ISD=1.5 to 10xIR, II=11xIN short-circuit protection N protected without auxiliary release without auxiliary/alarm switch | - | 0 | 0
3VL2716-1UJ43-0AA0-Z | U01 | 3VL2716-1UJ43-0AA0-ZU01 | 1 | UN | 1 | 5 | B | D | EAR99 | N | 85362090 | 1 |  | 3.1 | KG | 2875.4 | 2875.4 | LP20 | LP20 | circuit breaker VL160N standard breaking capacity Icu=55kA, 415V AC 4-pole, line protection Electronic Trip Unit LCD ETU40, LI/LS/LSI In=160A, rated current IR=64...160A, overload protection, ISD=1.5 to 10xIR, II=11xIN short-circuit protection N protected without auxiliary release without auxiliary/alarm switch with Safety Label for USA | - | 0 | 0
3VL2716-1UJ46-0AA0 |  | 3VL2716-1UJ46-0AA0 | 1 | UN | 1 | 5 | B | D | EAR99 | N | 85362090 | 1 | 4011209886261 | 3.12 | KG | 2816 | 2816 | LP20 | LP20 | circuit breaker VL160N standard breaking capacity Icu=55kA, 415V AC 4-pole, line protection Electronic Trip Unit LCD ETU40, LI/LS/LSI In=160A, rated current IR=64...160A, overload protection, ISD=1.5 to 10xIR, II=11xIN short-circuit protection N protected with screw terminals without auxiliary release without auxiliary/alarm switch | - | 0 | 0
3VL2716-1UJ46-0AA0-Z | U01 | 3VL2716-1UJ46-0AA0-ZU01 | 1 | UN | 1 | 5 | B | D | EAR99 | N | 85362090 | 1 |  | 3.1 | KG | 2864.4 | 2864.4 | LP20 | LP20 | circuit breaker VL160N standard breaking capacity Icu=55kA, 415V AC 4-pole, line protection Electronic Trip Unit LCD ETU40, LI/LS/LSI In=160A, rated current IR=64...160A, overload protection, ISD=1.5 to 10xIR, II=11xIN short-circuit protection N protected with screw terminals without auxiliary release without auxiliary/alarm switch with Safety Label for USA | - | 0 | 0
3VL2716-1UL33-0AA0 |  | 3VL2716-1UL33-0AA0 | 1 | UN | 1 | 5 | B | D | EAR99 | N | 85362090 | 1 | 4011209885387 | 2.458 | KG | 2222 | 2222 | LP20 | LP20 | circuit breaker VL160N standard breaking capacity Icu=55kA, 415V AC 3-pole, line protection Electronic Trip Unit LCD ETU42, LSIG 3 phases/3 lines In=160A, rated current IR=64...160A, overload protection, ISD=1.5 to 10xIR, II=11xIN short-circuit protection without auxiliary release without auxiliary/alarm switch | - | 0 | 0
3VL2716-1UL33-0AA0-Z | U01 | 3VL2716-1UL33-0AA0-ZU01 | 1 | UN | 1 | 5 | B | D | EAR99 | N | 85362090 | 1 |  | 2.4 | KG | 2270.4 | 2270.4 | LP20 | LP20 | circuit breaker VL160N standard breaking capacity Icu=55kA, 415V AC 3-pole, line protection Electronic Trip Unit LCD ETU42, LSIG 3 phases/3 lines In=160A, rated current IR=64...160A, overload protection, ISD=1.5 to 10xIR, II=11xIN short-circuit protection without auxiliary release without auxiliary/alarm switch with Safety Label for USA | - | 0 | 0
3VL2716-1UL36-0AA0 |  | 3VL2716-1UL36-0AA0 | 1 | UN | 1 | 5 | B | D | EAR99 | N | 85362090 | 1 | 4011209885417 | 2.458 | KG | 2211 | 2211 | LP20 | LP20 | circuit breaker VL160N standard breaking capacity Icu=55kA, 415V AC 3-pole, line protection Electronic Trip Unit LCD ETU42, LSIG 3 phases/3 lines In=160A, rated current IR=64...160A, overload protection, ISD=1.5 to 10xIR, II=11xIN short-circuit protection with screw terminals without auxiliary release without auxiliary/alarm switch | - | 0 | 0
3VL2716-1UL36-0AA0-Z | U01 | 3VL2716-1UL36-0AA0-ZU01 | 1 | UN | 1 | 5 | B | D | EAR99 | N | 85362090 | 1 |  | 2.4 | KG | 2259.4 | 2259.4 | LP20 | LP20 | circuit breaker VL160N standard breaking capacity Icu=55kA, 415V AC 3-pole, line protection Electronic Trip Unit LCD ETU42, LSIG 3 phases/3 lines In=160A, rated current IR=64...160A, overload protection, ISD=1.5 to 10xIR, II=11xIN short-circuit protection with screw terminals without auxiliary release without auxiliary/alarm switch with Safety Label for USA | - | 0 | 0
3VL2716-1UM33-0AA0 |  | 3VL2716-1UM33-0AA0 | 1 | UN | 1 | 5 | B | D | EAR99 | N | 85362090 | 1 | 4011209885561 | 2.458 | KG | 2222 | 2222 | LP20 | LP20 | circuit breaker VL160N standard breaking capacity Icu=55kA, 415V AC 3-pole, line protection Electronic Trip Unit LCD ETU42, LSIG 3 phases/4 lines with connecting cable In=160A, rated current IR=64...160A, overload protection, ISD=1.5 to 10xIR, II=11xIN short-circuit protection without auxiliary release without auxiliary/alarm switch | - | 0 | 0
3VL2716-1UM33-0AA0-Z | U01 | 3VL2716-1UM33-0AA0-ZU01 | 1 | UN | 1 | 5 | B | D | EAR99 | N | 85362090 | 1 |  | 2.4 | KG | 2270.4 | 2270.4 | LP20 | LP20 | circuit breaker VL160N standard breaking capacity Icu=55kA, 415V AC 3-pole, line protection Electronic Trip Unit LCD ETU42, LSIG 3 phases/4 lines with connecting cable In=160A, rated current IR=64...160A, overload protection, ISD=1.5 to 10xIR, II=11xIN short-circuit protection without auxiliary release without auxiliary/alarm switch with Safety Label for USA | - | 0 | 0
3VL2716-1UM36-0AA0 |  | 3VL2716-1UM36-0AA0 | 1 | UN | 1 | 5 | B | D | EAR99 | N | 85362090 | 1 | 4011209885592 | 2.458 | KG | 2211 | 2211 | LP20 | LP20 | circuit breaker VL160N standard breaking capacity Icu=55kA, 415V AC 3-pole, line protection Electronic Trip Unit LCD ETU42, LSIG 3 phases/4 lines with connecting cable In=160A, rated current IR=64...160A, overload protection, ISD=1.5 to 10xIR, II=11xIN with screw terminals without auxiliary release without auxiliary/alarm switch | - | 0 | 0
3VL2716-1UM36-0AA0-Z | U01 | 3VL2716-1UM36-0AA0-ZU01 | 1 | UN | 1 | 5 | B | D | EAR99 | N | 85362090 | 1 |  | 2.4 | KG | 2259.4 | 2259.4 | LP20 | LP20 | circuit breaker VL160N standard breaking capacity Icu=55kA, 415V AC 3-pole, line protection Electronic Trip Unit LCD ETU42, LSIG 3 phases/4 lines with connecting cable In=160A, rated current IR=64...160A, overload protection, ISD=1.5 to 10xIR, II=11xIN with screw terminals without auxiliary release without auxiliary/alarm switch with Safety Label for USA | - | 0 | 0
3VL2716-1UN43-0AA0 |  | 3VL2716-1UN43-0AA0 | 1 | UN | 1 | 5 | B | D | EAR99 | N | 85362090 | 1 | 4011209886414 | 3.12 | KG | 2827 | 2827 | LP20 | LP20 | circuit breaker VL160N standard breaking capacity Icu=55kA, 415V AC 4-pole, line protection Electronic Trip Unit LCD ETU42, LSIG In=160A, rated current IR=64...160A, overload protection, ISD=1.5 to 10xIR, II=11xIN short-circuit protection N protected with ground-fault protection without auxiliary release without auxiliary/alarm switch | - | 0 | 0
3VL2716-1UN43-0AA0-Z | U01 | 3VL2716-1UN43-0AA0-ZU01 | 1 | UN | 1 | 5 | B | D | EAR99 | N | 85362090 | 1 |  | 3.1 | KG | 2875.4 | 2875.4 | LP20 | LP20 | circuit breaker VL160N standard breaking capacity Icu=55kA, 415V AC 4-pole, line protection Electronic Trip Unit LCD ETU42, LSIG In=160A, rated current IR=64...160A, overload protection, ISD=1.5 to 10xIR, II=11xIN short-circuit protection N protected with ground-fault protection without auxiliary release without auxiliary/alarm switch with Safety Label for USA | - | 0 | 0
3VL2716-1UN46-0AA0 |  | 3VL2716-1UN46-0AA0 | 1 | UN | 1 | 5 | B | D | EAR99 | N | 85362090 | 1 | 4011209886445 | 3.12 | KG | 2816 | 2816 | LP20 | LP20 | circuit breaker VL160N standard breaking capacity Icu=55kA, 415V AC 4-pole, line protection Electronic Trip Unit LCD ETU42, LSIG In=160A, rated current IR=64...160A, overload protection, ISD=1.5 to 10xIR, II=11xIN short-circuit protection N protected with screw terminals without auxiliary release without auxiliary/alarm switch | - | 0 | 0
3VL2716-1UN46-0AA0-Z | U01 | 3VL2716-1UN46-0AA0-ZU01 | 1 | UN | 1 | 5 | B | D | EAR99 | N | 85362090 | 1 |  | 3.1 | KG | 2864.4 | 2864.4 | LP20 | LP20 | circuit breaker VL160N standard breaking capacity Icu=55kA, 415V AC 4-pole, line protection Electronic Trip Unit LCD ETU42, LSIG In=160A, rated current IR=64...160A, overload protection, ISD=1.5 to 10xIR, II=11xIN short-circuit protection N protected with screw terminals without auxiliary release without auxiliary/alarm switch with Safety Label for USA | - | 0 | 0
3VL2716-1UP33-0AA0 |  | 3VL2716-1UP33-0AA0 | 1 | UN | 1 | 5 | B | D | EAR99 | N | 85362090 | 1 | 4011209885028 | 2.458 | KG | 1980 | 1980 | LP20 | LP20 | circuit breaker VL160N standard breaking capacity Icu=55kA, 415V AC 3-pole, motor/generator prot. Electronic Trip Unit LCD ETU40M, LI In=160A, rated current IR=64...160A, overload protection, II=1.25 to 11xIN, short-circuit protection without auxiliary release without auxiliary/alarm switch | - | 0 | 0
3VL2716-1UP33-0AA0-Z | U01 | 3VL2716-1UP33-0AA0-ZU01 | 1 | UN | 1 | 5 | B | D | EAR99 | N | 85362090 | 1 |  | 2.4 | KG | 2028.4 | 2028.4 | LP20 | LP20 | circuit breaker VL160N standard breaking capacity Icu=55kA, 415V AC 3-pole, motor/generator prot. Electronic Trip Unit LCD ETU40M, LI In=160A, rated current IR=64...160A, overload protection, II=1.25 to 11xIN, short-circuit protection without auxiliary release without auxiliary/alarm switch with Safety Label for USA | - | 0 | 0
3VL2716-1UP36-0AA0 |  | 3VL2716-1UP36-0AA0 | 1 | UN | 1 | 5 | B | D | EAR99 | N | 85362090 | 1 | 4011209885059 | 2.458 | KG | 1958 | 1958 | LP20 | LP20 | circuit breaker VL160N standard breaking capacity Icu=55kA, 415V AC 3-pole, motor/generator prot. Electronic Trip Unit LCD ETU40M, LI In=160A, rated current IR=64...160A, overload protection, II=1.25 to 11xIN, short-circuit protection with screw terminals without auxiliary release without auxiliary/alarm switch | - | 0 | 0
3VL2716-1UP36-0AA0-Z | U01 | 3VL2716-1UP36-0AA0-ZU01 | 1 | UN | 1 | 5 | B | D | EAR99 | N | 85362090 | 1 |  | 2.4 | KG | 2006.4 | 2006.4 | LP20 | LP20 | circuit breaker VL160N standard breaking capacity Icu=55kA, 415V AC 3-pole, motor/generator prot. Electronic Trip Unit LCD ETU40M, LI In=160A, rated current IR=64...160A, overload protection, II=1.25 to 11xIN, short-circuit protection with screw terminals without auxiliary release without auxiliary/alarm switch with Safety Label for USA | - | 0 | 0
3VL2716-2AA33-0AA0 |  | 3VL2716-2AA33-0AA0 | 1 | UN | 1 | 5 | B | D | N | N | 85362090 | 1 | 4011209652019 | 1.74 | KG | 462 | 462 | LP20 | LP20 | circuit breaker VL160H without Electronic Trip Unit high breaking capacity Icu=70kA/415V AC, 3-pole In=< 160A, rated current without auxiliary release with box terminals f. switching unit and Electronic Trip Unit | - | 0 | 0
3VL2716-2AA36-0AA0 |  | 3VL2716-2AA36-0AA0 | 1 | UN | 1 | 5 | B | D | N | N | 85362090 | 1 | 4011209652026 | 1.655 | KG | 451 | 451 | LP20 | LP20 | circuit breaker VL160N without Electronic Trip Unit standard breaking capacity Icu=40kA/415V AC, 3-pole In=< 160A, rated current without auxiliary release with screw terminal connections for switching unit and Electronic Trip Unit | - | 0 | 0
3VL2716-2AA43-0AA0 |  | 3VL2716-2AA43-0AA0 | 1 | UN | 1 | 5 | B | D | N | N | 85362090 | 1 | 4011209652033 | 2.26 | KG | 595.1 | 595.1 | LP20 | LP20 | circuit breaker VL160H without Electronic Trip Unit high breaking capacity Icu=70kA/415V AC, 4-pole In=< 160A, rated current without auxiliary release with box terminals f. switching unit and Electronic Trip Unit | - | 0 | 0
3VL2716-2AA46-0AA0 |  | 3VL2716-2AA46-0AA0 | 1 | UN | 1 | 5 | B | D | N | N | 85362090 | 1 | 4011209652040 | 2.18 | KG | 584.1 | 584.1 | LP20 | LP20 | circuit breaker VL160H without Electronic Trip Unit high breaking capacity Icu=70kA/415V AC, 4-pole In=< 160A, rated current without auxiliary release with screw terminal connections for switching unit and Electronic Trip Unit | - | 0 | 0
3VL2716-2CH33-0AA0-Z | U01 | 3VL2716-2CH33-0AA0-ZU01 | 1 | UN | 1 | 30 | D | D | EAR99 | N | 85362090 | 1 |  | 2.4 | KG | 3337.4 | 3337.4 | LP20 | LP20 | circuit breaker VL160H high breaking capacity Icu=70kA, 415V AC 3-pole, line protection Electronic Trip Unit LCD ETU40, LI/LS/LSI In=160A, rated current IR=64...160A, overload protection, ISD=1.5 to 10xIR, II=11xIN short-circuit protection without auxiliary release without auxiliary/alarm switch with Safety Label for USA | - | 0 | 0
3VL2716-2CH33-0AD1 |  | 3VL2716-2CH33-0AD1 | 1 | UN | 1 | 30 | D | D | EAR99 | N | 85362090 | 1 | 4011209754355 | 2.686 | KG | 3385.25 | 3385.25 | LP20 | LP20 | circuit breaker VL160H high breaking capacity Icu=70kA, 415V AC 3-pole, line protection Electronic Trip Unit LCD ETU40, LI/LS/LSI In=160A, rated current IR=64...160A, overload protection, ISD=1.5 to 10xIR, II=11xIN short-circuit protection without auxiliary release Auxiliary/alarm switch mounting kit 2 AUX (1 NO+1 NC)+1 AS (1 NO) | - | 0 | 0
3VL2716-2CH36-0AA0-Z | U01 | 3VL2716-2CH36-0AA0-ZU01 | 1 | UN | 1 | 30 | D | D | EAR99 | N | 85362090 | 1 |  | 2.4 | KG | 3337.4 | 3337.4 | LP20 | LP20 | circuit breaker VL160H high breaking capacity Icu=70kA, 415V AC 3-pole, line protection Electronic Trip Unit LCD ETU40, LI/LS/LSI In=160A, rated current IR=64...160A, overload protection, ISD=1.5 to 10xIR, II=11xIN short-circuit protection with screw terminals without auxiliary release without auxiliary/alarm switch with Safety Label for USA | - | 0 | 0
3VL2716-2CH36-0AD1-Z | U01 | 3VL2716-2CH36-0AD1-ZU01 | 1 | UN | 1 | 30 | D | D | EAR99 | N | 85362090 | 1 |  | 2.4 | KG | 3433.65 | 3433.65 | LP20 | LP20 | circuit breaker VL160H high breaking capacity Icu=70kA, 415V AC 3-pole, line protection Electronic Trip Unit LCD ETU40, LI/LS/LSI In=160A, rated current IR=64...160A, overload protection, ISD=1.5 to 10xIR, II=11xIN short-circuit protection with screw terminals without auxiliary release Auxiliary/alarm switch mounting kit 2 AUX (1 NO+1 NC)+1 AS (1 NO) with Safety Label for USA | - | 0 | 0
3VL2716-2CJ43-0AA0 |  | 3VL2716-2CJ43-0AA0 | 1 | UN | 1 | 30 | D | D | EAR99 | N | 85362090 | 1 | 4011209482715 | 3.1 | KG | 4620 | 4620 | LP20 | LP20 | circuit breaker VL160H high breaking capacity Icu=70kA, 415V AC 4-pole, line protection Electronic Trip Unit LCD ETU40, LI/LS/LSI In=160A, rated current IR=64...160A, overload protection, ISD=1.5 to 10xIR, II=11xIN short-circuit protection N protected without auxiliary release without auxiliary/alarm switch | - | 0 | 0
3VL2716-2CJ43-0AA0-Z | U01 | 3VL2716-2CJ43-0AA0-ZU01 | 1 | UN | 1 | 30 | D | D | EAR99 | N | 85362090 | 1 |  | 3.1 | KG | 4668.4 | 4668.4 | LP20 | LP20 | circuit breaker VL160H high breaking capacity Icu=70kA, 415V AC 4-pole, line protection Electronic Trip Unit LCD ETU40, LI/LS/LSI In=160A, rated current IR=64...160A, overload protection, ISD=1.5 to 10xIR, II=11xIN short-circuit protection N protected without auxiliary release without auxiliary/alarm switch with Safety Label for USA | - | 0 | 0
3VL2716-2CJ46-0AA0-Z | U01 | 3VL2716-2CJ46-0AA0-ZU01 | 1 | UN | 1 | 30 | D | D | EAR99 | N | 85362090 | 1 |  | 3.1 | KG | 4668.4 | 4668.4 | LP20 | LP20 | circuit breaker VL160H high breaking capacity Icu=70kA, 415V AC 4-pole, line protection Electronic Trip Unit LCD ETU40, LI/LS/LSI In=160A, rated current IR=64...160A, overload protection, ISD=1.5 to 10xIR, II=11xIN short-circuit protection N protected with screw terminals without auxiliary release without auxiliary/alarm switch with Safety Label for USA | - | 0 | 0
3VL2716-2CL33-0AA0-Z | U01 | 3VL2716-2CL33-0AA0-ZU01 | 1 | UN | 1 | 30 | D | D | EAR99 | N | 85362090 | 1 |  | 2.4 | KG | 3689.4 | 3689.4 | LP20 | LP20 | circuit breaker VL160H high breaking capacity Icu=70kA, 415V AC 3-pole, line protection Electronic Trip Unit LCD ETU42, LSIG 3 phases/3 lines In=160A, rated current IR=64...160A, overload protection, ISD=1.5 to 10xIR, II=11xIN short-circuit protection without auxiliary release without auxiliary/alarm switch with Safety Label for USA | - | 0 | 0
3VL2716-2CL36-0AA0-Z | U01 | 3VL2716-2CL36-0AA0-ZU01 | 1 | UN | 1 | 30 | D | D | EAR99 | N | 85362090 | 1 |  | 2.4 | KG | 3689.4 | 3689.4 | LP20 | LP20 | circuit breaker VL160H high breaking capacity Icu=70kA, 415V AC 3-pole, line protection Electronic Trip Unit LCD ETU42, LSIG 3 phases/3 lines In=160A, rated current IR=64...160A, overload protection, ISD=1.5 to 10xIR, II=11xIN short-circuit protection with screw terminals without auxiliary release without auxiliary/alarm switch with Safety Label for USA | - | 0 | 0
3VL2716-2CM33-0AA0-Z | U01 | 3VL2716-2CM33-0AA0-ZU01 | 1 | UN | 1 | 30 | D | D | EAR99 | N | 85362090 | 1 |  | 2.4 | KG | 3689.4 | 3689.4 | LP20 | LP20 | circuit breaker VL160H high breaking capacity Icu=70kA, 415V AC 3-pole, line protection Electronic Trip Unit LCD ETU42, LSIG 3 phases/4 lines with connecting cable In=160A, rated current IR=64...160A, overload protection, ISD=1.5 to 10xIR, II=11xIN short-circuit protection without auxiliary release without auxiliary/alarm switch with Safety Label for USA | - | 0 | 0
3VL2716-2CM36-0AA0-Z | U01 | 3VL2716-2CM36-0AA0-ZU01 | 1 | UN | 1 | 30 | D | D | EAR99 | N | 85362090 | 1 |  | 2.4 | KG | 3689.4 | 3689.4 | LP20 | LP20 | circuit breaker VL160H high breaking capacity Icu=70kA, 415V AC 3-pole, line protection Electronic Trip Unit LCD ETU42, LSIG 3 phases/4 lines with connecting cable In=160A, rated current IR=64...160A, overload protection, ISD=1.5 to 10xIR, II=11xIN with screw terminals without auxiliary release without auxiliary/alarm switch with Safety Label for USA | - | 0 | 0
3VL2716-2CN43-0AA0 |  | 3VL2716-2CN43-0AA0 | 1 | UN | 1 | 30 | D | D | EAR99 | N | 85362090 | 1 | 4011209482746 | 3.1 | KG | 4620 | 4620 | LP20 | LP20 | circuit breaker VL160H high breaking capacity Icu=70kA, 415V AC 4-pole, line protection Electronic Trip Unit LCD ETU42, LSIG In=160A, rated current IR=64...160A, overload protection, ISD=1.5 to 10xIR, II=11xIN short-circuit protection N protected with ground-fault protection without auxiliary release without auxiliary/alarm switch | - | 0 | 0
3VL2716-2CN43-0AA0-Z | U01 | 3VL2716-2CN43-0AA0-ZU01 | 1 | UN | 1 | 30 | D | D | EAR99 | N | 85362090 | 1 |  | 3.1 | KG | 4668.4 | 4668.4 | LP20 | LP20 | circuit breaker VL160H high breaking capacity Icu=70kA, 415V AC 4-pole, line protection Electronic Trip Unit LCD ETU42, LSIG In=160A, rated current IR=64...160A, overload protection, ISD=1.5 to 10xIR, II=11xIN short-circuit protection N protected with ground-fault protection without auxiliary release without auxiliary/alarm switch with Safety Label for USA | - | 0 | 0
3VL2716-2CN43-0AD1 |  | 3VL2716-2CN43-0AD1 | 1 | UN | 1 | 30 | D | D | EAR99 | N | 85362090 | 1 | 4011209754362 | 3.49 | KG | 4716.25 | 4716.25 | LP20 | LP20 | circuit breaker VL160H high breaking capacity Icu=70kA, 415V AC 4-pole, line protection Electronic Trip Unit LCD ETU42, LSIG In=160A, rated current IR=64...160A, overload protection, ISD=1.5 to 10xIR, II=11xIN short-circuit protection N protected with ground-fault protection without auxiliary release Auxiliary/alarm switch mounting kit 2 AUX (1 NO+1 NC)+1 AS (1 NO) | - | 0 | 0
3VL2716-2CN43-8TB1 |  | 3VL2716-2CN43-8TB1 | 1 | UN | 1 | 30 | D | D | EAR99 | N | 85362090 | 1 | 4011209754379 | 3.507 | KG | 4840.88 | 4840.88 | LP20 | LP20 | circuit breaker VL160H high breaking capacity Icu=70kA, 415V AC 4-pole, line protection Electronic Trip Unit LCD ETU42, LSIG In=160A, rated current IR=64...160A, overload protection, ISD=1.5 to 10xIR, II=11xIN short-circuit protection N protected with ground-fault protection Shunt release 208...277 V AC Auxiliary switch mounting kit 2 AUX (1 NO + 1 NC) | - | 0 | 0
3VL2716-2CN46-0AA0-Z | U01 | 3VL2716-2CN46-0AA0-ZU01 | 1 | UN | 1 | 30 | D | D | EAR99 | N | 85362090 | 1 |  | 3.1 | KG | 4668.4 | 4668.4 | LP20 | LP20 | circuit breaker VL160H high breaking capacity Icu=70kA, 415V AC 4-pole, line protection Electronic Trip Unit LCD ETU42, LSIG In=160A, rated current IR=64...160A, overload protection, ISD=1.5 to 10xIR, II=11xIN short-circuit protection N protected with screw terminals without auxiliary release without auxiliary/alarm switch with Safety Label for USA | - | 0 | 0
3VL2716-2CP33-0AA0 |  | 3VL2716-2CP33-0AA0 | 1 | UN | 1 | 30 | D | D | EAR99 | N | 85362090 | 1 | 4011209482753 | 2.4 | KG | 3289 | 3289 | LP20 | LP20 | circuit breaker VL160H high breaking capacity Icu=70kA, 415V AC 3-pole, motor/generator prot. Electronic Trip Unit LCD ETU40M, LI In=160A, rated current IR=64...160A, overload protection, II=1.25 to 11xIN, short-circuit protection without auxiliary release without auxiliary/alarm switch | - | 0 | 0
3VL2716-2CP36-0AA0-Z | U01 | 3VL2716-2CP36-0AA0-ZU01 | 1 | UN | 1 | 30 | D | D | EAR99 | N | 85362090 | 1 |  | 2.4 | KG | 3337.4 | 3337.4 | LP20 | LP20 | circuit breaker VL160H high breaking capacity Icu=70kA, 415V AC 3-pole, motor/generator prot. Electronic Trip Unit LCD ETU40M, LI In=160A, rated current IR=64...160A, overload protection, II=1.25 to 11xIN, short-circuit protection with screw terminals without auxiliary release without auxiliary/alarm switch with Safety Label for USA | - | 0 | 0
3VL2716-2DC33-0AA0 |  | 3VL2716-2DC33-0AA0 | 1 | UN | 1 | 5 | B | D | EAR99 | N | 85362090 | 1 | 4011209482760 | 2.568 | KG | 1090.1 | 995.7 | LP20 | LP20 | circuit breaker VL160H high breaking capacity Icu=70kA, 415V AC 3-pole, line protection Electronic Trip Unit TM, LI In=160A, rated current IR=125...160A, overload protection, II=800...1600A, short-circuit protection without auxiliary release without auxiliary/alarm switch | - | 0 | 0
3VL2716-2DC33-0AA0-Z | U01 | 3VL2716-2DC33-0AA0-ZU01 | 1 | UN | 1 | 5 | B | D | EAR99 | N | 85362090 | 1 |  | 2.2 | KG | 1138.5 | 1138.5 | LP20 | LP20 | circuit breaker VL160H high breaking capacity Icu=70kA, 415V AC 3-pole, line protection Electronic Trip Unit TM, LI In=160A, rated current IR=125...160A, overload protection, II=800...1600A, short-circuit protection without auxiliary release without auxiliary/alarm switch with Safety Label for USA | - | 0 | 0
3VL2716-2DC33-0AB1 |  | 3VL2716-2DC33-0AB1 | 1 | UN | 1 | 5 | B | D | EAR99 | N | 85362090 | 1 | 4011209754393 | 2.56 | KG | 1165.78 | 1165.78 | LP20 | LP20 | circuit breaker VL160H high breaking capacity Icu=70kA, 415V AC 3-pole, line protection Electronic Trip Unit TM, LI In=160A, rated current IR=125...160A, overload protection, II=800...1600A, short-circuit protection without auxiliary release Auxiliary switch mounting kit 2 AUX (1 NO + 1 NC) | - | 0 | 0
3VL2716-2DC33-0AB1-Z | A01U01 | 3VL2716-2DC33-0AB1-ZA01U01 | 1 | UN | 1 | 5 | B | D | EAR99 | N | 85362090 | 1 |  | 2.2 | KG | 2534.18 | 2534.18 | LP20 | LP20 | circuit breaker VL160H high breaking capacity Icu=70kA, 415V AC 3-pole, line protection Electronic Trip Unit TM, LI In=160A, rated current IR=125...160A, overload protection, II=800...1600A, short-circuit protection without auxiliary release Auxiliary switch mounting kit 2 AUX (1 NO + 1 NC) With RCD module for VL160 In=160 A, 127...480 V AC with Safety Label for USA | - | 0 | 0
3VL2716-2DC33-0AB1-Z | U01 | 3VL2716-2DC33-0AB1-ZU01 | 1 | UN | 1 | 5 | B | D | EAR99 | N | 85362090 | 1 |  | 2.2 | KG | 1214.18 | 1214.18 | LP20 | LP20 | circuit breaker VL160H high breaking capacity Icu=70kA, 415V AC 3-pole, line protection Electronic Trip Unit TM, LI In=160A, rated current IR=125...160A, overload protection, II=800...1600A, short-circuit protection without auxiliary release Auxiliary switch mounting kit 2 AUX (1 NO + 1 NC) with Safety Label for USA | - | 0 | 0
3VL2716-2DC33-0AD1 |  | 3VL2716-2DC33-0AD1 | 1 | UN | 1 | 5 | B | D | EAR99 | N | 85362090 | 1 | 4011209754409 | 2.461 | KG | 1186.35 | 1186.35 | LP20 | LP20 | circuit breaker VL160H high breaking capacity Icu=70kA, 415V AC 3-pole, line protection Electronic Trip Unit TM, LI In=160A, rated current IR=125...160A, overload protection, II=800...1600A, short-circuit protection without auxiliary release Auxiliary/alarm switch mounting kit 2 AUX (1 NO+1 NC)+1 AS (1 NO) | - | 0 | 0
3VL2716-2DC33-2PA0-Z | U01 | 3VL2716-2DC33-2PA0-ZU01 | 1 | UN | 1 | 5 | B | D | EAR99 | N | 85362090 | 1 |  | 2.2 | KG | 1329.9 | 1329.9 | LP20 | LP20 | circuit breaker VL160H high breaking capacity Icu=70kA, 415V AC 3-pole, line protection Electronic Trip Unit TM, LI In=160A, rated current IR=125...160A, overload protection, II=800...1600A, short-circuit protection Undervoltage release 24 V DC without auxiliary/alarm switch with Safety Label for USA | - | 0 | 0
3VL2716-2DC33-2PB1 |  | 3VL2716-2DC33-2PB1 | 1 | UN | 1 | 5 | B | D | EAR99 | N | 85362090 | 1 | 4011209754416 | 2.478 | KG | 1357.18 | 1357.18 | LP20 | LP20 | circuit breaker VL160H high breaking capacity Icu=70kA, 415V AC 3-pole, line protection Electronic Trip Unit TM, LI In=160A, rated current IR=125...160A, overload protection, II=800...1600A, short-circuit protection Undervoltage release 24 V DC Auxiliary switch mounting kit 2 AUX (1 NO + 1 NC) | - | 0 | 0
3VL2716-2DC33-2UB1 |  | 3VL2716-2DC33-2UB1 | 1 | UN | 1 | 5 | B | D | EAR99 | N | 85362090 | 1 | 4011209754423 | 2.48 | KG | 1357.18 | 1357.18 | LP20 | LP20 | circuit breaker VL160H high breaking capacity Icu=70kA, 415V AC 3-pole, line protection Electronic Trip Unit TM, LI In=160A, rated current IR=125...160A, overload protection, II=800...1600A, short-circuit protection Undervoltage release 48V DC Auxiliary switch mounting kit 2 AUX (1 NO + 1 NC) | - | 0 | 0
3VL2716-2DC33-8TD1 |  | 3VL2716-2DC33-8TD1 | 1 | UN | 1 | 5 | B | D | EAR99 | N | 85362090 | 1 | 4011209754430 | 2.48 | KG | 1331.55 | 1331.55 | LP20 | LP20 | circuit breaker VL160H high breaking capacity Icu=70kA, 415V AC 3-pole, line protection Electronic Trip Unit TM, LI In=160A, rated current IR=125...160A, overload protection, II=800...1600A, short-circuit protection Shunt release 208...277 V AC Auxiliary/alarm switch mounting kit 2 AUX (1 NO+1 NC)+1 AS (1 NO) | - | 0 | 0
3VL2716-2DC36-0AA0 |  | 3VL2716-2DC36-0AA0 | 1 | UN | 1 | 5 | B | D | EAR99 | N | 85362090 | 1 | 4011209613133 | 2.2 | KG | 1073.6 | 995.7 | LP20 | LP20 | circuit breaker VL160H high breaking capacity Icu=70kA, 415V AC 3-pole, line protection Electronic Trip Unit TM, LI In=160A, rated current IR=125...160A, overload protection, II=800...1600A, short-circuit protection with screw terminals without auxiliary release without auxiliary/alarm switch | - | 0 | 0
3VL2716-2DC36-0AA0-Z | U01 | 3VL2716-2DC36-0AA0-ZU01 | 1 | UN | 1 | 5 | B | D | EAR99 | N | 85362090 | 1 |  | 2.2 | KG | 1122 | 1122 | LP20 | LP20 | circuit breaker VL160H high breaking capacity Icu=70kA, 415V AC 3-pole, line protection Electronic Trip Unit TM, LI In=160A, rated current IR=125...160A, overload protection, II=800...1600A, short-circuit protection with screw terminals without auxiliary release without auxiliary/alarm switch with Safety Label for USA | - | 0 | 0
3VL2716-2DC36-8TB1 |  | 3VL2716-2DC36-8TB1 | 1 | UN | 1 | 5 | B | D | EAR99 | N | 85362090 | 1 | 4011209754447 | 2.416 | KG | 1294.48 | 1294.48 | LP20 | LP20 | circuit breaker VL160H high breaking capacity Icu=70kA, 415V AC 3-pole, line protection Electronic Trip Unit TM, LI In=160A, rated current IR=125...160A, overload protection, II=800...1600A, short-circuit protection with screw terminals Shunt release 208...277 V AC Auxiliary switch mounting kit 2 AUX (1 NO + 1 NC) | - | 0 | 0
3VL2716-2DE33-0AA0 |  | 3VL2716-2DE33-0AA0 | 1 | UN | 1 | 5 | B | D | EAR99 | N | 85362090 | 1 | 4011209474215 | 2.44 | KG | 832.7 | 760.1 | LP20 | LP20 | circuit breaker VL160H high breaking capacity Icu=70kA, 415V AC 3-pole, non-auto. air circ. br. Electronic Trip Unit magnetic In=160A, rated current II=2500A, short-circuit protection without auxiliary release without auxiliary/alarm switch | - | 0 | 0
3VL2716-2DE33-0AA0-Z | U01 | 3VL2716-2DE33-0AA0-ZU01 | 1 | UN | 1 | 5 | B | D | EAR99 | N | 85362090 | 1 |  | 2.2 | KG | 881.1 | 881.1 | LP20 | LP20 | circuit breaker VL160H high breaking capacity Icu=70kA, 415V AC 3-pole, non-auto. air circ. br. Electronic Trip Unit magnetic In=160A, rated current II=2500A, short-circuit protection without auxiliary release without auxiliary/alarm switch with Safety Label for USA | - | 0 | 0
3VL2716-2DE33-0AD1 |  | 3VL2716-2DE33-0AD1 | 1 | UN | 1 | 5 | B | D | EAR99 | N | 85362090 | 1 | 4011209754454 | 2.471 | KG | 928.95 | 928.95 | LP20 | LP20 | circuit breaker VL160H high breaking capacity Icu=70kA, 415V AC 3-pole, non-auto. air circ. br. Electronic Trip Unit magnetic In=160A, rated current II=2500A, short-circuit protection without auxiliary release Auxiliary/alarm switch mounting kit 2 AUX (1 NO+1 NC)+1 AS (1 NO) | - | 0 | 0
3VL2716-2DE36-0AA0 |  | 3VL2716-2DE36-0AA0 | 1 | UN | 1 | 5 | B | D | EAR99 | N | 85362090 | 1 | 4011209735842 | 2.291 | KG | 814 | 760.1 | LP20 | LP20 | circuit breaker VL160H high breaking capacity Icu=70kA, 415V AC 3-pole, non-auto. air circ. br. Electronic Trip Unit magnetic In=160A, rated current II=2500A, short-circuit protection with screw terminals without auxiliary release without auxiliary/alarm switch | - | 0 | 0
3VL2716-2DE36-0AA0-Z | U01 | 3VL2716-2DE36-0AA0-ZU01 | 1 | UN | 1 | 5 | B | D | EAR99 | N | 85362090 | 1 |  | 2.2 | KG | 862.4 | 862.4 | LP20 | LP20 | circuit breaker VL160H high breaking capacity Icu=70kA, 415V AC 3-pole, non-auto. air circ. br. Electronic Trip Unit magnetic In=160A, rated current II=2500A, short-circuit protection with screw terminals without auxiliary release without auxiliary/alarm switch with Safety Label for USA | - | 0 | 0
3VL2716-2DK33-0AA0 |  | 3VL2716-2DK33-0AA0 | 1 | UN | 1 | 5 | B | D | EAR99 | N | 85362090 | 1 | 4011209482777 | 2.425 | KG | 1041.7 | 952.5 | LP20 | LP20 | circuit breaker VL160H high breaking capacity Icu=70kA, 415V AC 3-pole, starter combination Electronic Trip Unit magnetic In=160A, rated current II=1250...2500A, short-circuit protection without auxiliary release without auxiliary/alarm switch | - | 0 | 0
3VL2716-2DK33-0AA0-Z | U01 | 3VL2716-2DK33-0AA0-ZU01 | 1 | UN | 1 | 5 | B | D | EAR99 | N | 85362090 | 1 |  | 2.2 | KG | 1090.1 | 1090.1 | LP20 | LP20 | circuit breaker VL160H high breaking capacity Icu=70kA, 415V AC 3-pole, starter combination Electronic Trip Unit magnetic In=160A, rated current II=1250...2500A, short-circuit protection without auxiliary release without auxiliary/alarm switch with Safety Label for USA | - | 0 | 0
3VL2716-2DK33-0AB1 |  | 3VL2716-2DK33-0AB1 | 1 | UN | 1 | 5 | B | D | EAR99 | N | 85362090 | 1 | 4011209754461 | 2.41 | KG | 1117.38 | 1117.38 | LP20 | LP20 | circuit breaker VL160H high breaking capacity Icu=70kA, 415V AC 3-pole, starter combination Electronic Trip Unit magnetic In=160A, rated current II=1250...2500A, short-circuit protection without auxiliary release Auxiliary switch mounting kit 2 AUX (1 NO + 1 NC) | - | 0 | 0
3VL2716-2DK33-0AB1-Z | A01U01 | 3VL2716-2DK33-0AB1-ZA01U01 | 1 | UN | 1 | 5 | B | D | EAR99 | N | 85362090 | 1 |  | 2.2 | KG | 2485.78 | 2485.78 | LP20 | LP20 | circuit breaker VL160H high breaking capacity Icu=70kA, 415V AC 3-pole, starter combination Electronic Trip Unit magnetic In=160A, rated current II=1250...2500A, short-circuit protection without auxiliary release Auxiliary switch mounting kit 2 AUX (1 NO + 1 NC) With RCD module for VL160 In=160 A, 127...480 V AC with Safety Label for USA | - | 0 | 0
3VL2716-2DK33-0AB1-Z | U01 | 3VL2716-2DK33-0AB1-ZU01 | 1 | UN | 1 | 5 | B | D | EAR99 | N | 85362090 | 1 |  | 2.2 | KG | 1165.78 | 1165.78 | LP20 | LP20 | circuit breaker VL160H high breaking capacity Icu=70kA, 415V AC 3-pole, starter combination Electronic Trip Unit magnetic In=160A, rated current II=1250...2500A, short-circuit protection without auxiliary release Auxiliary switch mounting kit 2 AUX (1 NO + 1 NC) with Safety Label for USA | - | 0 | 0
3VL2716-2DK33-0AD1 |  | 3VL2716-2DK33-0AD1 | 1 | UN | 1 | 5 | B | D | EAR99 | N | 85362090 | 1 | 4011209754478 | 2.41 | KG | 1137.95 | 1137.95 | LP20 | LP20 | circuit breaker VL160H high breaking capacity Icu=70kA, 415V AC 3-pole, starter combination Electronic Trip Unit magnetic In=160A, rated current II=1250...2500A, short-circuit protection without auxiliary release Auxiliary/alarm switch mounting kit 2 AUX (1 NO+1 NC)+1 AS (1 NO) | - | 0 | 0
3VL2716-2DK33-2HD1-Z | U01 | 3VL2716-2DK33-2HD1-ZU01 | 1 | UN | 1 | 5 | B | D | EAR99 | N | 85362090 | 1 |  | 2.2 | KG | 1377.75 | 1377.75 | LP20 | LP20 | circuit breaker VL160H high breaking capacity Icu=70kA, 415V AC 3-pole, starter combination Electronic Trip Unit magnetic In=160A, rated current II=1250...2500A, short-circuit protection Undervoltage release 220...250 V AC Auxiliary/alarm switch mounting kit 2 AUX (1 NO+1 NC)+1 AS (1 NO) with Safety Label for USA | - | 0 | 0
3VL2716-2DK33-8TD1-Z | U01 | 3VL2716-2DK33-8TD1-ZU01 | 1 | UN | 1 | 5 | B | D | EAR99 | N | 85362090 | 1 |  | 2.2 | KG | 1331.55 | 1331.55 | LP20 | LP20 | circuit breaker VL160H high breaking capacity Icu=70kA, 415V AC 3-pole, starter combination Electronic Trip Unit magnetic In=160A, rated current II=1250...2500A, short-circuit protection Shunt release 208...277 V AC Auxiliary/alarm switch mounting kit 2 AUX (1 NO+1 NC)+1 AS (1 NO) with Safety Label for USA | - | 0 | 0
3VL2716-2DK33-8VA0 |  | 3VL2716-2DK33-8VA0 | 1 | UN | 1 | 5 | B | D | EAR99 | N | 85362090 | 1 | 4011209754485 | 2.41 | KG | 1186.9 | 1186.9 | LP20 | LP20 | circuit breaker VL160H high breaking capacity Icu=70kA, 415V AC 3-pole, starter combination Electronic Trip Unit magnetic In=160A, rated current II=1250...2500A, short-circuit protection Shunt release 380...600 V AC without auxiliary/alarm switch | - | 0 | 0
3VL2716-2DK33-8VA0-Z | U01 | 3VL2716-2DK33-8VA0-ZU01 | 1 | UN | 1 | 5 | B | D | EAR99 | N | 85362090 | 1 |  | 2.2 | KG | 1235.3 | 1235.3 | LP20 | LP20 | circuit breaker VL160H high breaking capacity Icu=70kA, 415V AC 3-pole, starter combination Electronic Trip Unit magnetic In=160A, rated current II=1250...2500A, short-circuit protection Shunt release 380...600 V AC without auxiliary/alarm switch with Safety Label for USA | - | 0 | 0
3VL2716-2DK33-8VB1 |  | 3VL2716-2DK33-8VB1 | 1 | UN | 1 | 5 | B | D | EAR99 | N | 85362090 | 1 | 4011209754492 | 2.54 | KG | 1262.58 | 1262.58 | LP20 | LP20 | circuit breaker VL160H high breaking capacity Icu=70kA, 415V AC 3-pole, starter combination Electronic Trip Unit magnetic In=160A, rated current II=1250...2500A, short-circuit protection Shunt release 380...600 V AC Auxiliary switch mounting kit 2 AUX (1 NO + 1 NC) | - | 0 | 0
3VL2716-2DK36-0AA0 |  | 3VL2716-2DK36-0AA0 | 1 | UN | 1 | 5 | B | D | EAR99 | N | 85362090 | 1 | 4011209607101 | 2.2 | KG | 1025.2 | 952.5 | LP20 | LP20 | circuit breaker VL160H high breaking capacity Icu=70kA, 415V AC 3-pole, starter combination Electronic Trip Unit magnetic In=160A, rated current II=1250...2500A, short-circuit protection with screw terminals without auxiliary release without auxiliary/alarm switch | - | 0 | 0
3VL2716-2DK36-0AA0-Z | U01 | 3VL2716-2DK36-0AA0-ZU01 | 1 | UN | 1 | 5 | B | D | EAR99 | N | 85362090 | 1 |  | 2.2 | KG | 1073.6 | 1073.6 | LP20 | LP20 | circuit breaker VL160H high breaking capacity Icu=70kA, 415V AC 3-pole, starter combination Electronic Trip Unit magnetic In=160A, rated current II=1250...2500A, short-circuit protection with screw terminals without auxiliary release without auxiliary/alarm switch with Safety Label for USA | - | 0 | 0
3VL2716-2EC43-0AA0 |  | 3VL2716-2EC43-0AA0 | 1 | UN | 1 | 5 | B | D | EAR99 | N | 85362090 | 1 | 4011209482784 | 3.175 | KG | 1551 | 1402.3 | LP20 | LP20 | circuit breaker VL160H high breaking capacity Icu=70kA, 415V AC 4-pole, line protection Electronic Trip Unit TM, LI In=160A, rated current IR=125...160A, overload protection, II=800...1600A, short-circuit protection N protected without auxiliary release without auxiliary/alarm switch | - | 0 | 0
3VL2716-2EC43-0AA0-Z | U01 | 3VL2716-2EC43-0AA0-ZU01 | 1 | UN | 1 | 5 | B | D | EAR99 | N | 85362090 | 1 |  | 3 | KG | 1599.4 | 1599.4 | LP20 | LP20 | circuit breaker VL160H high breaking capacity Icu=70kA, 415V AC 4-pole, line protection Electronic Trip Unit TM, LI In=160A, rated current IR=125...160A, overload protection, II=800...1600A, short-circuit protection N protected without auxiliary release without auxiliary/alarm switch with Safety Label for USA | - | 0 | 0
3VL2716-2EC43-0AB1 |  | 3VL2716-2EC43-0AB1 | 1 | UN | 1 | 5 | B | D | EAR99 | N | 85362090 | 1 | 4011209754508 | 3.197 | KG | 1626.68 | 1626.68 | LP20 | LP20 | circuit breaker VL160H high breaking capacity Icu=70kA, 415V AC 4-pole, line protection Electronic Trip Unit TM, LI In=160A, rated current IR=125...160A, overload protection, II=800...1600A, short-circuit protection N protected without auxiliary release Auxiliary switch mounting kit 2 AUX (1 NO + 1 NC) | - | 0 | 0
3VL2716-2EC43-2HD1 |  | 3VL2716-2EC43-2HD1 | 1 | UN | 1 | 5 | B | D | EAR99 | N | 85362090 | 1 | 4011209754515 | 3.291 | KG | 1838.65 | 1838.65 | LP20 | LP20 | circuit breaker VL160H high breaking capacity Icu=70kA, 415V AC 4-pole, line protection Electronic Trip Unit TM, LI In=160A, rated current IR=125...160A, overload protection, II=800...1600A, short-circuit protection N protected Undervoltage release 220...250 V AC Auxiliary/alarm switch mounting kit 2 AUX (1 NO+1 NC)+1 AS (1 NO) | - | 0 | 0
3VL2716-2EC43-8TA0 |  | 3VL2716-2EC43-8TA0 | 1 | UN | 1 | 5 | B | D | EAR99 | N | 85362090 | 1 | 4011209754522 | 3.247 | KG | 1696.2 | 1696.2 | LP20 | LP20 | circuit breaker VL160H high breaking capacity Icu=70kA, 415V AC 4-pole, line protection Electronic Trip Unit TM, LI In=160A, rated current IR=125...160A, overload protection, II=800...1600A, short-circuit protection N protected Shunt release 208...277 V AC without auxiliary/alarm switch | - | 0 | 0
3VL2716-2EC46-0AA0 |  | 3VL2716-2EC46-0AA0 | 1 | UN | 1 | 5 | B | D | EAR99 | N | 85362090 | 1 | 4011209607002 | 3.061 | KG | 1496 | 1402.3 | LP20 | LP20 | circuit breaker VL160H high breaking capacity Icu=70kA, 415V AC 4-pole, line protection Electronic Trip Unit TM, LI In=160A, rated current IR=125...160A, overload protection, II=800...1600A, short-circuit protection N protected with screw terminals without auxiliary release without auxiliary/alarm switch | - | 0 | 0
3VL2716-2EC46-0AA0-Z | U01 | 3VL2716-2EC46-0AA0-ZU01 | 1 | UN | 1 | 5 | B | D | EAR99 | N | 85362090 | 1 |  | 3 | KG | 1544.4 | 1544.4 | LP20 | LP20 | circuit breaker VL160H high breaking capacity Icu=70kA, 415V AC 4-pole, line protection Electronic Trip Unit TM, LI In=160A, rated current IR=125...160A, overload protection, II=800...1600A, short-circuit protection N protected with screw terminals without auxiliary release without auxiliary/alarm switch with Safety Label for USA | - | 0 | 0
3VL2716-2EE43-0AA0 |  | 3VL2716-2EE43-0AA0 | 1 | UN | 1 | 5 | B | D | EAR99 | N | 85362090 | 1 | 4011209474208 | 3.33 | KG | 1095.6 | 1001 | LP20 | LP20 | circuit breaker VL160H high breaking capacity Icu=70kA, 415V AC 4-pole, non-auto. air circ. br. Electronic Trip Unit magnetic In=160A, rated current II=2500A, short-circuit protection without auxiliary release without auxiliary/alarm switch | - | 0 | 0
3VL2716-2EE43-0AA0-Z | U01 | 3VL2716-2EE43-0AA0-ZU01 | 1 | UN | 1 | 5 | B | D | EAR99 | N | 85362090 | 1 |  | 3 | KG | 1144 | 1144 | LP20 | LP20 | circuit breaker VL160H high breaking capacity Icu=70kA, 415V AC 4-pole, non-auto. air circ. br. Electronic Trip Unit magnetic In=160A, rated current II=2500A, short-circuit protection without auxiliary release without auxiliary/alarm switch with Safety Label for USA | - | 0 | 0
3VL2716-2EE46-0AA0 |  | 3VL2716-2EE46-0AA0 | 1 | UN | 1 | 5 | B | D | EAR99 | N | 85362090 | 1 | 4011209893009 | 3.048 | KG | 1073.6 | 1001 | LP20 | LP20 | circuit breaker VL160H high breaking capacity Icu=70kA, 415V AC 4-pole, non-auto. air circ. br. Electronic Trip Unit magnetic In=160A, rated current II=2500A, short-circuit protection with screw terminals without auxiliary release without auxiliary/alarm switch | - | 0 | 0
3VL2716-2EE46-0AA0-Z | U01 | 3VL2716-2EE46-0AA0-ZU01 | 1 | UN | 1 | 5 | B | D | EAR99 | N | 85362090 | 1 |  | 3 | KG | 1122 | 1122 | LP20 | LP20 | circuit breaker VL160H high breaking capacity Icu=70kA, 415V AC 4-pole, non-auto. air circ. br. Electronic Trip Unit magnetic In=160A, rated current II=2500A, short-circuit protection with screw terminals without auxiliary release without auxiliary/alarm switch with Safety Label for USA | - | 0 | 0
3VL2716-2EJ43-0AA0 |  | 3VL2716-2EJ43-0AA0 | 1 | UN | 1 | 5 | B | D | EAR99 | N | 85362090 | 1 | 4011209482791 | 3.129 | KG | 1419 | 1299.7 | LP20 | LP20 | circuit breaker VL160H high breaking capacity Icu=70kA, 415V AC 4-pole, line protection Electronic Trip Unit TM, LI In=160A, rated current IR=125...160A, overload protection, II=800...1600A, short-circuit protection N unprotected without auxiliary release without auxiliary/alarm switch | - | 0 | 0
3VL2716-2EJ43-0AA0-Z | U01 | 3VL2716-2EJ43-0AA0-ZU01 | 1 | UN | 1 | 5 | B | D | EAR99 | N | 85362090 | 1 |  | 3 | KG | 1467.4 | 1467.4 | LP20 | LP20 | circuit breaker VL160H high breaking capacity Icu=70kA, 415V AC 4-pole, line protection Electronic Trip Unit TM, LI In=160A, rated current IR=125...160A, overload protection, II=800...1600A, short-circuit protection N unprotected without auxiliary release without auxiliary/alarm switch with Safety Label for USA | - | 0 | 0
3VL2716-2EJ43-0AB1 |  | 3VL2716-2EJ43-0AB1 | 1 | UN | 1 | 5 | B | D | EAR99 | N | 85362090 | 1 | 4011209754539 | 3 | KG | 1494.68 | 1494.68 | LP20 | LP20 | circuit breaker VL160H high breaking capacity Icu=70kA, 415V AC 4-pole, line protection Electronic Trip Unit TM, LI In=160A, rated current IR=125...160A, overload protection, II=800...1600A, short-circuit protection N unprotected without auxiliary release Auxiliary switch mounting kit 2 AUX (1 NO + 1 NC) | - | 0 | 0
3VL2716-2EJ43-0AB1-Z | U01 | 3VL2716-2EJ43-0AB1-ZU01 | 1 | UN | 1 | 5 | B | D | EAR99 | N | 85362090 | 1 |  | 3 | KG | 1543.08 | 1543.08 | LP20 | LP20 | circuit breaker VL160H high breaking capacity Icu=70kA, 415V AC 4-pole, line protection Electronic Trip Unit TM, LI In=160A, rated current IR=125...160A, overload protection, II=800...1600A, short-circuit protection N unprotected without auxiliary release Auxiliary switch mounting kit 2 AUX (1 NO + 1 NC) with Safety Label for USA | - | 0 | 0
3VL2716-2EJ43-0AD1 |  | 3VL2716-2EJ43-0AD1 | 1 | UN | 1 | 5 | B | D | EAR99 | N | 85362090 | 1 | 4011209754546 | 3.285 | KG | 1515.25 | 1515.25 | LP20 | LP20 | circuit breaker VL160H high breaking capacity Icu=70kA, 415V AC 4-pole, line protection Electronic Trip Unit TM, LI In=160A, rated current IR=125...160A, overload protection, II=800...1600A, short-circuit protection N unprotected without auxiliary release Auxiliary/alarm switch mounting kit 2 AUX (1 NO+1 NC)+1 AS (1 NO) | - | 0 | 0
3VL2716-2EJ43-8TA0 |  | 3VL2716-2EJ43-8TA0 | 1 | UN | 1 | 5 | B | D | EAR99 | N | 85362090 | 1 | 4011209754553 | 3.206 | KG | 1564.2 | 1564.2 | LP20 | LP20 | circuit breaker VL160H high breaking capacity Icu=70kA, 415V AC 4-pole, line protection Electronic Trip Unit TM, LI In=160A, rated current IR=125...160A, overload protection, II=800...1600A, short-circuit protection N unprotected Shunt release 208...277 V AC without auxiliary/alarm switch | - | 0 | 0
3VL2716-2EJ43-8TD1 |  | 3VL2716-2EJ43-8TD1 | 1 | UN | 1 | 5 | B | D | EAR99 | N | 85362090 | 1 | 4011209754560 | 3.254 | KG | 1660.45 | 1660.45 | LP20 | LP20 | circuit breaker VL160H high breaking capacity Icu=70kA, 415V AC 4-pole, line protection Electronic Trip Unit TM, LI In=160A, rated current IR=125...160A, overload protection, II=800...1600A, short-circuit protection N unprotected Shunt release 208...277 V AC Auxiliary/alarm switch mounting kit 2 AUX (1 NO+1 NC)+1 AS (1 NO) | - | 0 | 0
3VL2716-2EJ46-0AA0 |  | 3VL2716-2EJ46-0AA0 | 1 | UN | 1 | 5 | B | D | EAR99 | N | 85362090 | 1 | 4011209688551 | 3.066 | KG | 1408 | 1299.7 | LP20 | LP20 | circuit breaker VL160H high breaking capacity Icu=70kA, 415V AC 4-pole, line protection Electronic Trip Unit TM, LI In=160A, rated current IR=125...160A, overload protection, II=800...1600A, short-circuit protection N unprotected with screw terminals without auxiliary release without auxiliary/alarm switch | - | 0 | 0
3VL2716-2EJ46-0AA0-Z | U01 | 3VL2716-2EJ46-0AA0-ZU01 | 1 | UN | 1 | 5 | B | D | EAR99 | N | 85362090 | 1 |  | 3 | KG | 1456.4 | 1456.4 | LP20 | LP20 | circuit breaker VL160H high breaking capacity Icu=70kA, 415V AC 4-pole, line protection Electronic Trip Unit TM, LI In=160A, rated current IR=125...160A, overload protection, II=800...1600A, short-circuit protection N unprotected with screw terminals without auxiliary release without auxiliary/alarm switch with Safety Label for USA | - | 0 | 0
3VL2716-2EM43-0AA0 |  | 3VL2716-2EM43-0AA0 | 1 | UN | 1 | 5 | B | D | EAR99 | N | 85362090 | 1 | 4011209683839 | 3.19 | KG | 1551 | 1402.3 | LP20 | LP20 | circuit breaker VL160H high breaking capacity Icu=70kA, 415V AC 4-pole, line protection trip unit, TM, LI In=160A, rated current Ir=125...160A, overload prot. II=800...1600A, short-circuit protection N protected (100%) without auxiliary release without auxiliary/alarm switch | - | 0 | 0
3VL2716-2EM43-0AA0-Z | U01 | 3VL2716-2EM43-0AA0-ZU01 | 1 | UN | 1 | 5 | B | D | EAR99 | N | 85362090 | 1 |  | 3 | KG | 1599.4 | 1599.4 | LP20 | LP20 | circuit breaker VL160H high breaking capacity Icu=70kA, 415V AC 4-pole, line protection trip unit, TM, LI In=160A, rated current Ir=125...160A, overload prot. II=800...1600A, short-circuit protection N protected (100%) without auxiliary release without auxiliary/alarm switch with Safety Label for USA | - | 0 | 0
3VL2716-2EM46-0AA0 |  | 3VL2716-2EM46-0AA0 | 1 | UN | 1 | 5 | B | D | EAR99 | N | 85362090 | 1 | 4011209680692 | 3.095 | KG | 1496 | 1402.3 | LP20 | LP20 | circuit breaker VL160H high breaking capacity Icu=70kA, 415V AC 4-pole, line protection Electronic Trip Unit TM, LI In=160A, rated current IR=125...160A, overload protection, II=800...1600A, short-circuit protection N protected with screw terminals without auxiliary release without auxiliary/alarm switch | - | 0 | 0
3VL2716-2EM46-0AA0-Z | U01 | 3VL2716-2EM46-0AA0-ZU01 | 1 | UN | 1 | 5 | B | D | EAR99 | N | 85362090 | 1 |  | 3 | KG | 1544.4 | 1544.4 | LP20 | LP20 | circuit breaker VL160H high breaking capacity Icu=70kA, 415V AC 4-pole, line protection Electronic Trip Unit TM, LI In=160A, rated current IR=125...160A, overload protection, II=800...1600A, short-circuit protection N protected with screw terminals without auxiliary release without auxiliary/alarm switch with Safety Label for USA | - | 0 | 0
3VL2716-2LA43-0AA0 |  | 3VL2716-2LA43-0AA0 | 1 | UN | 1 | 5 | B | D | EAR99 | N | 85362090 | 1 | 4011209873032 | 2.447 | KG | 2178 | 2178 | LP20 | LP20 | circuit breaker VL160H high breaking capacity Icu=70kA, 415V AC 4-pole, line protection Electronic Trip Unit ETU10, LI In=160A, rated current IR=64...160A, overload protection, II=1.25 to 11xIN, short-circuit protection N protected without auxiliary release shipbuilding certificate for LRS, DNV and gL without auxiliary/alarm switch | - | 0 | 0
3VL2716-2LA43-0AA0-Z | U01 | 3VL2716-2LA43-0AA0-ZU01 | 1 | UN | 1 | 5 | B | D | EAR99 | N | 85362090 | 1 |  | 3.1 | KG | 2226.4 | 2226.4 | LP20 | LP20 | circuit breaker VL160H high breaking capacity Icu=70kA, 415V AC 4-pole, line protection Electronic Trip Unit ETU10, LI In=160A, rated current IR=64...160A, overload protection, II=1.25 to 11xIN, short-circuit protection N protected without auxiliary release shipbuilding certificate for LRS, DNV and gL without auxiliary/alarm switch with Safety Label for USA | - | 0 | 0
3VL2716-2LA46-0AA0 |  | 3VL2716-2LA46-0AA0 | 1 | UN | 1 | 5 | B | D | EAR99 | N | 85362090 | 1 | 4011209873063 | 2.447 | KG | 2156 | 2156 | LP20 | LP20 | circuit breaker VL160H high breaking capacity Icu=70kA, 415V AC 4-pole, line protection Electronic Trip Unit ETU10, LI In=160A, rated current IR=64...160A, overload protection, II=1.25 to 11xIN, short-circuit protection N protected with screw terminals without auxiliary release shipbuilding certificate for LRS, DNV and gL without auxiliary/alarm switch | - | 0 | 0
3VL2716-2LA46-0AA0-Z | U01 | 3VL2716-2LA46-0AA0-ZU01 | 1 | UN | 1 | 5 | B | D | EAR99 | N | 85362090 | 1 |  | 3.1 | KG | 2204.4 | 2204.4 | LP20 | LP20 | circuit breaker VL160H high breaking capacity Icu=70kA, 415V AC 4-pole, line protection Electronic Trip Unit ETU10, LI In=160A, rated current IR=64...160A, overload protection, II=1.25 to 11xIN, short-circuit protection N protected with screw terminals without auxiliary release shipbuilding certificate for LRS, DNV and gL without auxiliary/alarm switch with Safety Label for USA | - | 0 | 0
3VL2716-2LB33-0AA0 |  | 3VL2716-2LB33-0AA0 | 1 | UN | 1 | 5 | B | D | EAR99 | N | 85362090 | 1 | 4011209872141 | 2.447 | KG | 1573 | 1573 | LP20 | LP20 | circuit breaker VL160H high breaking capacity Icu=70kA, 415V AC 3-pole, line protection Electronic Trip Unit ETU10, LI In=160A, rated current IR=64...160A, overload protection, II=1.25 to 11xIN, short-circuit protection without auxiliary release shipbuilding certificate for LRS, DNV and gL without auxiliary/alarm switch | - | 0 | 0
3VL2716-2LB33-0AA0-Z | U01 | 3VL2716-2LB33-0AA0-ZU01 | 1 | UN | 1 | 5 | B | D | EAR99 | N | 85362090 | 1 |  | 2.4 | KG | 1621.4 | 1621.4 | LP20 | LP20 | circuit breaker VL160H high breaking capacity Icu=70kA, 415V AC 3-pole, line protection Electronic Trip Unit ETU10, LI In=160A, rated current IR=64...160A, overload protection, II=1.25 to 11xIN, short-circuit protection without auxiliary release shipbuilding certificate for LRS, DNV and gL without auxiliary/alarm switch with Safety Label for USA | - | 0 | 0
3VL2716-2LB36-0AA0 |  | 3VL2716-2LB36-0AA0 | 1 | UN | 1 | 5 | B | D | EAR99 | N | 85362090 | 1 | 4011209872172 | 2.447 | KG | 1562 | 1562 | LP20 | LP20 | circuit breaker VL160H high breaking capacity Icu=70kA, 415V AC 3-pole, line protection Electronic Trip Unit ETU10, LI In=160A, rated current IR=64...160A, overload protection, II=1.25 to 11xIN, short-circuit protection with screw terminals without auxiliary release shipbuilding certificate for LRS, DNV and gL without auxiliary/alarm switch | - | 0 | 0
3VL2716-2LB36-0AA0-Z | U01 | 3VL2716-2LB36-0AA0-ZU01 | 1 | UN | 1 | 5 | B | D | EAR99 | N | 85362090 | 1 |  | 2.4 | KG | 1610.4 | 1610.4 | LP20 | LP20 | circuit breaker VL160H high breaking capacity Icu=70kA, 415V AC 3-pole, line protection Electronic Trip Unit ETU10, LI In=160A, rated current IR=64...160A, overload protection, II=1.25 to 11xIN, short-circuit protection with screw terminals without auxiliary release shipbuilding certificate for LRS, DNV and gL without auxiliary/alarm switch with Safety Label for USA | - | 0 | 0
3VL2716-2LE33-0AA0 |  | 3VL2716-2LE33-0AA0 | 1 | UN | 1 | 5 | B | D | EAR99 | N | 85362090 | 1 | 4011209872318 | 2.447 | KG | 1705 | 1705 | LP20 | LP20 | circuit breaker VL160H high breaking capacity Icu=70kA, 415V AC 3-pole, line protection Electronic Trip Unit ETU20, LSI In=160A, rated current IR=64...160A, overload protection, ISD=1.5 to 10xIR, II=11xIN short-circuit protection without auxiliary release shipbuilding certificate for LRS, DNV and gL without auxiliary/alarm switch | - | 0 | 0
3VL2716-2LE33-0AA0-Z | U01 | 3VL2716-2LE33-0AA0-ZU01 | 1 | UN | 1 | 5 | B | D | EAR99 | N | 85362090 | 1 |  | 2.4 | KG | 1753.4 | 1753.4 | LP20 | LP20 | circuit breaker VL160H high breaking capacity Icu=70kA, 415V AC 3-pole, line protection Electronic Trip Unit ETU20, LSI In=160A, rated current IR=64...160A, overload protection, ISD=1.5 to 10xIR, II=11xIN short-circuit protection without auxiliary release shipbuilding certificate for LRS, DNV and gL without auxiliary/alarm switch with Safety Label for USA | - | 0 | 0
3VL2716-2LE36-0AA0 |  | 3VL2716-2LE36-0AA0 | 1 | UN | 1 | 5 | B | D | EAR99 | N | 85362090 | 1 | 4011209872349 | 2.447 | KG | 1683 | 1683 | LP20 | LP20 | circuit breaker VL160H high breaking capacity Icu=70kA, 415V AC 3-pole, line protection Electronic Trip Unit ETU20, LSI In=160A, rated current IR=64...160A, overload protection, ISD=1.5 to 10xIR, II=11xIN short-circuit protection with screw terminals without auxiliary release shipbuilding certificate for LRS, DNV and gL without auxiliary/alarm switch | - | 0 | 0
3VL2716-2LE36-0AA0-Z | U01 | 3VL2716-2LE36-0AA0-ZU01 | 1 | UN | 1 | 5 | B | D | EAR99 | N | 85362090 | 1 |  | 2.4 | KG | 1731.4 | 1731.4 | LP20 | LP20 | circuit breaker VL160H high breaking capacity Icu=70kA, 415V AC 3-pole, line protection Electronic Trip Unit ETU20, LSI In=160A, rated current IR=64...160A, overload protection, ISD=1.5 to 10xIR, II=11xIN short-circuit protection with screw terminals without auxiliary release shipbuilding certificate for LRS, DNV and gL without auxiliary/alarm switch with Safety Label for USA | - | 0 | 0
3VL2716-2LF43-0AA0 |  | 3VL2716-2LF43-0AA0 | 1 | UN | 1 | 5 | B | D | EAR99 | N | 85362090 | 1 | 4011209873209 | 2.447 | KG | 2343 | 2343 | LP20 | LP20 | circuit breaker VL160H high breaking capacity Icu=70kA, 415V AC 4-pole, line protection Electronic Trip Unit ETU20, LSI In=160A, rated current IR=64...160A, overload protection, ISD=1.5 to 10xIR, II=11xIN short-circuit protection N protected without auxiliary release shipbuilding certificate for LRS, DNV and gL without auxiliary/alarm switch | - | 0 | 0
3VL2716-2LF43-0AA0-Z | U01 | 3VL2716-2LF43-0AA0-ZU01 | 1 | UN | 1 | 5 | B | D | EAR99 | N | 85362090 | 1 |  | 3.1 | KG | 2391.4 | 2391.4 | LP20 | LP20 | circuit breaker VL160H high breaking capacity Icu=70kA, 415V AC 4-pole, line protection Electronic Trip Unit ETU20, LSI In=160A, rated current IR=64...160A, overload protection, ISD=1.5 to 10xIR, II=11xIN short-circuit protection N protected without auxiliary release shipbuilding certificate for LRS, DNV and gL without auxiliary/alarm switch with Safety Label for USA | - | 0 | 0
3VL2716-2LF46-0AA0 |  | 3VL2716-2LF46-0AA0 | 1 | UN | 1 | 5 | B | D | EAR99 | N | 85362090 | 1 | 4011209873230 | 2.447 | KG | 2310 | 2310 | LP20 | LP20 | circuit breaker VL160H high breaking capacity Icu=70kA, 415V AC 4-pole, line protection Electronic Trip Unit ETU20, LSI In=160A, rated current IR=64...160A, overload protection, ISD=1.5 to 10xIR, II=11xIN short-circuit protection N protected with screw terminals without auxiliary release shipbuilding certificate for LRS, DNV and gL without auxiliary/alarm switch | - | 0 | 0
3VL2716-2LF46-0AA0-Z | U01 | 3VL2716-2LF46-0AA0-ZU01 | 1 | UN | 1 | 5 | B | D | EAR99 | N | 85362090 | 1 |  | 3.1 | KG | 2358.4 | 2358.4 | LP20 | LP20 | circuit breaker VL160H high breaking capacity Icu=70kA, 415V AC 4-pole, line protection Electronic Trip Unit ETU20, LSI In=160A, rated current IR=64...160A, overload protection, ISD=1.5 to 10xIR, II=11xIN short-circuit protection N protected with screw terminals without auxiliary release shipbuilding certificate for LRS, DNV and gL without auxiliary/alarm switch with Safety Label for USA | - | 0 | 0
3VL2716-2LS33-0AA0 |  | 3VL2716-2LS33-0AA0 | 1 | UN | 1 | 5 | B | D | EAR99 | N | 85362090 | 1 | 4011209872493 | 2.447 | KG | 1595 | 1595 | LP20 | LP20 | circuit breaker VL160H high breaking capacity Icu=70kA, 415V AC 3-pole, motor protection Electronic Trip Unit ETU30M, LI IR=63...160A, overload prot., TC=10A...30, II=6/8/11 xIN, short-circuit protection without auxiliary release shipbuilding certificate for LRS, DNV and gL without auxiliary/alarm switch | - | 0 | 0
3VL2716-2LS33-0AA0-Z | U01 | 3VL2716-2LS33-0AA0-ZU01 | 1 | UN | 1 | 5 | B | D | EAR99 | N | 85362090 | 1 |  | 2.4 | KG | 1643.4 | 1643.4 | LP20 | LP20 | circuit breaker VL160H high breaking capacity Icu=70kA, 415V AC 3-pole, motor protection Electronic Trip Unit ETU30M, LI IR=63...160A, overload prot., TC=10A...30, II=6/8/11 xIN, short-circuit protection without auxiliary release shipbuilding certificate for LRS, DNV and gL without auxiliary/alarm switch with Safety Label for USA | - | 0 | 0
3VL2716-2LS36-0AA0 |  | 3VL2716-2LS36-0AA0 | 1 | UN | 1 | 5 | B | D | EAR99 | N | 85362090 | 1 | 4011209872523 | 2.447 | KG | 1584 | 1584 | LP20 | LP20 | circuit breaker VL160H high breaking capacity Icu=70kA, 415V AC 3-pole, motor protection Electronic Trip Unit ETU30M, LI IR=63...160A, overload prot., TC=10A...30, II=6/8/11 xIN, short-circuit protection with screw terminals without auxiliary release shipbuilding certificate for LRS, DNV and gL without auxiliary/alarm switch | - | 0 | 0
3VL2716-2LS36-0AA0-Z | U01 | 3VL2716-2LS36-0AA0-ZU01 | 1 | UN | 1 | 5 | B | D | EAR99 | N | 85362090 | 1 |  | 2.4 | KG | 1632.4 | 1632.4 | LP20 | LP20 | circuit breaker VL160H high breaking capacity Icu=70kA, 415V AC 3-pole, motor protection Electronic Trip Unit ETU30M, LI IR=63...160A, overload prot., TC=10A...30, II=6/8/11 xIN, short-circuit protection with screw terminals without auxiliary release shipbuilding certificate for LRS, DNV and gL without auxiliary/alarm switch with Safety Label for USA | - | 0 | 0
3VL2716-2MB33-0AA0 |  | 3VL2716-2MB33-0AA0 | 1 | UN | 1 | 5 | B | D | EAR99 | N | 85362090 | 1 | 4011209804890 | 2.447 | KG | 1463 | 1463 | LP20 | LP20 | circuit breaker VL160H high breaking capacity Icu=70kA, 415V AC 3-pole, line protection Electronic Trip Unit ETU10, LI In=160A, rated current IR=64...160A, overload protection, II=1.25 to 11xIN, short-circuit protection without auxiliary release ETU communication-capable without auxiliary/alarm switch | - | 0 | 0
3VL2716-2MB33-0AA0-Z | U01 | 3VL2716-2MB33-0AA0-ZU01 | 1 | UN | 1 | 5 | B | D | EAR99 | N | 85362090 | 1 |  | 2.4 | KG | 1511.4 | 1511.4 | LP20 | LP20 | circuit breaker VL160H high breaking capacity Icu=70kA, 415V AC 3-pole, line protection Electronic Trip Unit ETU10, LI In=160A, rated current IR=64...160A, overload protection, II=1.25 to 11xIN, short-circuit protection without auxiliary release ETU communication-capable without auxiliary/alarm switch with Safety Label for USA | - | 0 | 0
3VL2716-2MB36-0AA0 |  | 3VL2716-2MB36-0AA0 | 1 | UN | 1 | 5 | B | D | EAR99 | N | 85362090 | 1 | 4011209805736 | 2.447 | KG | 1452 | 1452 | LP20 | LP20 | circuit breaker VL160H high breaking capacity Icu=70kA, 415V AC 3-pole, line protection Electronic Trip Unit ETU10, LI In=160A, rated current IR=64...160A, overload protection, II=1.25 to 11xIN, short-circuit protection with screw terminals without auxiliary release ETU communication-capable without auxiliary/alarm switch | - | 0 | 0
3VL2716-2MB36-0AA0-Z | U01 | 3VL2716-2MB36-0AA0-ZU01 | 1 | UN | 1 | 5 | B | D | EAR99 | N | 85362090 | 1 |  | 2.4 | KG | 1500.4 | 1500.4 | LP20 | LP20 | circuit breaker VL160H high breaking capacity Icu=70kA, 415V AC 3-pole, line protection Electronic Trip Unit ETU10, LI In=160A, rated current IR=64...160A, overload protection, II=1.25 to 11xIN, short-circuit protection with screw terminals without auxiliary release ETU communication-capable without auxiliary/alarm switch with Safety Label for USA | - | 0 | 0
3VL2716-2ME33-0AA0 |  | 3VL2716-2ME33-0AA0 | 1 | UN | 1 | 5 | B | D | EAR99 | N | 85362090 | 1 | 4011209804920 | 2.447 | KG | 1573 | 1573 | LP20 | LP20 | circuit breaker VL160H high breaking capacity Icu=70kA, 415V AC 3-pole, line protection Electronic Trip Unit ETU20, LSI In=160A, rated current IR=64...160A, overload protection, ISD=1.5 to 10xIR, II=11xIN short-circuit protection without auxiliary release ETU communication-capable without auxiliary/alarm switch | - | 0 | 0
3VL2716-2ME33-0AA0-Z | U01 | 3VL2716-2ME33-0AA0-ZU01 | 1 | UN | 1 | 5 | B | D | EAR99 | N | 85362090 | 1 |  | 2.4 | KG | 1621.4 | 1621.4 | LP20 | LP20 | circuit breaker VL160H high breaking capacity Icu=70kA, 415V AC 3-pole, line protection Electronic Trip Unit ETU20, LSI In=160A, rated current IR=64...160A, overload protection, ISD=1.5 to 10xIR, II=11xIN short-circuit protection without auxiliary release ETU communication-capable without auxiliary/alarm switch with Safety Label for USA | - | 0 | 0
3VL2716-2ME36-0AA0 |  | 3VL2716-2ME36-0AA0 | 1 | UN | 1 | 5 | B | D | EAR99 | N | 85362090 | 1 | 4011209805767 | 2.447 | KG | 1562 | 1562 | LP20 | LP20 | circuit breaker VL160H high breaking capacity Icu=70kA, 415V AC 3-pole, line protection Electronic Trip Unit ETU20, LSI In=160A, rated current IR=64...160A, overload protection, ISD=1.5 to 10xIR, II=11xIN short-circuit protection with screw terminals without auxiliary release ETU communication-capable without auxiliary/alarm switch | - | 0 | 0
3VL2716-2ME36-0AA0-Z | U01 | 3VL2716-2ME36-0AA0-ZU01 | 1 | UN | 1 | 5 | B | D | EAR99 | N | 85362090 | 1 |  | 2.4 | KG | 1610.4 | 1610.4 | LP20 | LP20 | circuit breaker VL160H high breaking capacity Icu=70kA, 415V AC 3-pole, line protection Electronic Trip Unit ETU20, LSI In=160A, rated current IR=64...160A, overload protection, ISD=1.5 to 10xIR, II=11xIN short-circuit protection with screw terminals without auxiliary release ETU communication-capable without auxiliary/alarm switch with Safety Label for USA | - | 0 | 0
3VL2716-2MF33-0AA0 |  | 3VL2716-2MF33-0AA0 | 1 | UN | 1 | 5 | B | D | EAR99 | N | 85362090 | 1 | 4011209804951 | 2.447 | KG | 2024 | 2024 | LP20 | LP20 | circuit breaker VL160H high breaking capacity Icu=70kA, 415V AC 3-pole, line protection Electronic Trip Unit ETU12, LIGN 3 phases/4 lines In=160A, rated current IR=64...160A, overload protection, II=1.25 to 11xIN, short-circuit protection without auxiliary release ETU communication-capable without auxiliary/alarm switch | - | 0 | 0
3VL2716-2MF33-0AA0-Z | U01 | 3VL2716-2MF33-0AA0-ZU01 | 1 | UN | 1 | 5 | B | D | EAR99 | N | 85362090 | 1 |  | 2.4 | KG | 2072.4 | 2072.4 | LP20 | LP20 | circuit breaker VL160H high breaking capacity Icu=70kA, 415V AC 3-pole, line protection Electronic Trip Unit ETU12, LIGN 3 phases/4 lines In=160A, rated current IR=64...160A, overload protection, II=1.25 to 11xIN, short-circuit protection without auxiliary release ETU communication-capable without auxiliary/alarm switch with Safety Label for USA | - | 0 | 0
3VL2716-2MF36-0AA0 |  | 3VL2716-2MF36-0AA0 | 1 | UN | 1 | 5 | B | D | EAR99 | N | 85362090 | 1 | 4011209805798 | 2.447 | KG | 2024 | 2024 | LP20 | LP20 | circuit breaker VL160H high breaking capacity Icu=70kA, 415V AC 3-pole, line protection Electronic Trip Unit ETU12, LIGN 3 phases/4 lines In=160A, rated current IR=64...160A, overload protection, II=1.25 to 11xIN, short-circuit protection with screw terminals without auxiliary release ETU communication-capable without auxiliary/alarm switch | - | 0 | 0
3VL2716-2MF36-0AA0-Z | U01 | 3VL2716-2MF36-0AA0-ZU01 | 1 | UN | 1 | 5 | B | D | EAR99 | N | 85362090 | 1 |  | 2.4 | KG | 2072.4 | 2072.4 | LP20 | LP20 | circuit breaker VL160H high breaking capacity Icu=70kA, 415V AC 3-pole, line protection Electronic Trip Unit ETU12, LIGN 3 phases/4 lines In=160A, rated current IR=64...160A, overload protection, II=1.25 to 11xIN, short-circuit protection with screw terminals without auxiliary release ETU communication-capable without auxiliary/alarm switch with Safety Label for USA | - | 0 | 0
3VL2716-2MG33-0AA0 |  | 3VL2716-2MG33-0AA0 | 1 | UN | 1 | 5 | B | D | EAR99 | N | 85362090 | 1 | 4011209804982 | 2.447 | KG | 1914 | 1914 | LP20 | LP20 | circuit breaker VL160H high breaking capacity Icu=70kA, 415V AC 3-pole, line protection Electronic Trip Unit ETU22, LSIG 3 phases/3 lines In=160A, rated current IR=64...160A, overload protection, ISD=1.5 to 10xIR, II=11xIN short-circuit protection without auxiliary release ETU communication-capable without auxiliary/alarm switch | - | 0 | 0
3VL2716-2MG33-0AA0-Z | U01 | 3VL2716-2MG33-0AA0-ZU01 | 1 | UN | 1 | 5 | B | D | EAR99 | N | 85362090 | 1 |  | 2.4 | KG | 1962.4 | 1962.4 | LP20 | LP20 | circuit breaker VL160H high breaking capacity Icu=70kA, 415V AC 3-pole, line protection Electronic Trip Unit ETU22, LSIG 3 phases/3 lines In=160A, rated current IR=64...160A, overload protection, ISD=1.5 to 10xIR, II=11xIN short-circuit protection without auxiliary release ETU communication-capable without auxiliary/alarm switch with Safety Label for USA | - | 0 | 0
3VL2716-2MG36-0AA0 |  | 3VL2716-2MG36-0AA0 | 1 | UN | 1 | 5 | B | D | EAR99 | N | 85362090 | 1 | 4011209805828 | 2.447 | KG | 1892 | 1892 | LP20 | LP20 | circuit breaker VL160H high breaking capacity Icu=70kA, 415V AC 3-pole, line protection Electronic Trip Unit ETU22, LSIG 3 phases/3 lines In=160A, rated current IR=64...160A, overload protection, ISD=1.5 to 10xIR, II=11xIN short-circuit protection with screw terminals without auxiliary release ETU communication-capable without auxiliary/alarm switch | - | 0 | 0
3VL2716-2MG36-0AA0-Z | U01 | 3VL2716-2MG36-0AA0-ZU01 | 1 | UN | 1 | 5 | B | D | EAR99 | N | 85362090 | 1 |  | 2.4 | KG | 1940.4 | 1940.4 | LP20 | LP20 | circuit breaker VL160H high breaking capacity Icu=70kA, 415V AC 3-pole, line protection Electronic Trip Unit ETU22, LSIG 3 phases/3 lines In=160A, rated current IR=64...160A, overload protection, ISD=1.5 to 10xIR, II=11xIN short-circuit protection with screw terminals without auxiliary release ETU communication-capable without auxiliary/alarm switch with Safety Label for USA | - | 0 | 0
3VL2716-2MH33-0AA0 |  | 3VL2716-2MH33-0AA0 | 1 | UN | 1 | 5 | B | D | EAR99 | N | 85362090 | 1 | 4011209805019 | 2.447 | KG | 1914 | 1914 | LP20 | LP20 | circuit breaker VL160H high breaking capacity Icu=70kA, 415V AC 3-pole, line protection Electronic Trip Unit ETU22, LSIG 3 phases/4 lines with connecting cable In=160A, rated current IR=64...160A, overload protection, ISD=1.5 to 10xIR, II=11xIN short-circuit protection without auxiliary release ETU communication-capable without auxiliary/alarm switch | - | 0 | 0
3VL2716-2MH33-0AA0-Z | U01 | 3VL2716-2MH33-0AA0-ZU01 | 1 | UN | 1 | 5 | B | D | EAR99 | N | 85362090 | 1 |  | 2.4 | KG | 1962.4 | 1962.4 | LP20 | LP20 | circuit breaker VL160H high breaking capacity Icu=70kA, 415V AC 3-pole, line protection Electronic Trip Unit ETU22, LSIG 3 phases/4 lines with connecting cable In=160A, rated current IR=64...160A, overload protection, ISD=1.5 to 10xIR, II=11xIN short-circuit protection without auxiliary release ETU communication-capable without auxiliary/alarm switch with Safety Label for USA | - | 0 | 0
3VL2716-2MH36-0AA0 |  | 3VL2716-2MH36-0AA0 | 1 | UN | 1 | 5 | B | D | EAR99 | N | 85362090 | 1 | 4011209805859 | 2.447 | KG | 1892 | 1892 | LP20 | LP20 | circuit breaker VL160H high breaking capacity Icu=70kA, 415V AC 3-pole, line protection Electronic Trip Unit ETU22, LSIG 3 phases/4 lines with connecting cable In=160A, rated current IR=64...160A, overload protection, ISD=1.5 to 10xIR, II=11xIN with screw terminals without auxiliary release ETU communication-capable without auxiliary/alarm switch | - | 0 | 0
3VL2716-2MH36-0AA0-Z | U01 | 3VL2716-2MH36-0AA0-ZU01 | 1 | UN | 1 | 5 | B | D | EAR99 | N | 85362090 | 1 |  | 2.4 | KG | 1940.4 | 1940.4 | LP20 | LP20 | circuit breaker VL160H high breaking capacity Icu=70kA, 415V AC 3-pole, line protection Electronic Trip Unit ETU22, LSIG 3 phases/4 lines with connecting cable In=160A, rated current IR=64...160A, overload protection, ISD=1.5 to 10xIR, II=11xIN with screw terminals without auxiliary release ETU communication-capable without auxiliary/alarm switch with Safety Label for USA | - | 0 | 0
3VL2716-2ML33-0AA0 |  | 3VL2716-2ML33-0AA0 | 1 | UN | 1 | 5 | B | D | EAR99 | N | 85362090 | 1 | 4011209805040 | 2.447 | KG | 1859 | 1859 | LP20 | LP20 | circuit breaker VL160H high breaking capacity Icu=70kA, 415V AC 3-pole, line protection Electronic Trip Unit ETU12, LIG 3 phases/3 lines In=160A, rated current IR=64...160A, overload protection, II=1.25 to 11xIN, short-circuit protection without auxiliary release ETU communication-capable without auxiliary/alarm switch | - | 0 | 0
3VL2716-2ML33-0AA0-Z | U01 | 3VL2716-2ML33-0AA0-ZU01 | 1 | UN | 1 | 5 | B | D | EAR99 | N | 85362090 | 1 |  | 2.4 | KG | 1907.4 | 1907.4 | LP20 | LP20 | circuit breaker VL160H high breaking capacity Icu=70kA, 415V AC 3-pole, line protection Electronic Trip Unit ETU12, LIG 3 phases/3 lines In=160A, rated current IR=64...160A, overload protection, II=1.25 to 11xIN, short-circuit protection without auxiliary release ETU communication-capable without auxiliary/alarm switch with Safety Label for USA | - | 0 | 0
3VL2716-2ML36-0AA0 |  | 3VL2716-2ML36-0AA0 | 1 | UN | 1 | 5 | B | D | EAR99 | N | 85362090 | 1 | 4011209805880 | 2.447 | KG | 1837 | 1837 | LP20 | LP20 | circuit breaker VL160H high breaking capacity Icu=70kA, 415V AC 3-pole, line protection Electronic Trip Unit ETU12, LIG 3 phases/3 lines In=160A, rated current IR=64...160A, overload protection, II=1.25 to 11xIN, short-circuit protection with screw terminals without auxiliary release ETU communication-capable without auxiliary/alarm switch | - | 0 | 0
3VL2716-2ML36-0AA0-Z | U01 | 3VL2716-2ML36-0AA0-ZU01 | 1 | UN | 1 | 5 | B | D | EAR99 | N | 85362090 | 1 |  | 2.4 | KG | 1885.4 | 1885.4 | LP20 | LP20 | circuit breaker VL160H high breaking capacity Icu=70kA, 415V AC 3-pole, line protection Electronic Trip Unit ETU12, LIG 3 phases/3 lines In=160A, rated current IR=64...160A, overload protection, II=1.25 to 11xIN, short-circuit protection with screw terminals without auxiliary release ETU communication-capable without auxiliary/alarm switch with Safety Label for USA | - | 0 | 0
3VL2716-2MP33-0AA0 |  | 3VL2716-2MP33-0AA0 | 1 | UN | 1 | 5 | B | D | EAR99 | N | 85362090 | 1 | 4011209805071 | 2.447 | KG | 1364 | 1364 | LP20 | LP20 | circuit breaker VL160H high breaking capacity Icu=70kA, 415V AC 3-pole, motor/generator prot. Electronic Trip Unit ETU10M, LI In=160A, rated current IR=64...160A, overload protection, II=1.25 to 11xIN, short-circuit protection without auxiliary release ETU communication-capable without auxiliary/alarm switch | - | 0 | 0
3VL2716-2MP33-0AA0-Z | U01 | 3VL2716-2MP33-0AA0-ZU01 | 1 | UN | 1 | 5 | B | D | EAR99 | N | 85362090 | 1 |  | 2.4 | KG | 1412.4 | 1412.4 | LP20 | LP20 | circuit breaker VL160H high breaking capacity Icu=70kA, 415V AC 3-pole, motor/generator prot. Electronic Trip Unit ETU10M, LI In=160A, rated current IR=64...160A, overload protection, II=1.25 to 11xIN, short-circuit protection without auxiliary release ETU communication-capable without auxiliary/alarm switch with Safety Label for USA | - | 0 | 0
3VL2716-2MP36-0AA0 |  | 3VL2716-2MP36-0AA0 | 1 | UN | 1 | 5 | B | D | EAR99 | N | 85362090 | 1 | 4011209805910 | 2.447 | KG | 1353 | 1353 | LP20 | LP20 | circuit breaker VL160H high breaking capacity Icu=70kA, 415V AC 3-pole, motor/generator prot. Electronic Trip Unit ETU10M, LI In=160A, rated current IR=64...160A, overload protection, II=1.25 to 11xIN, short-circuit protection with screw terminals without auxiliary release ETU communication-capable without auxiliary/alarm switch | - | 0 | 0
3VL2716-2MP36-0AA0-Z | U01 | 3VL2716-2MP36-0AA0-ZU01 | 1 | UN | 1 | 5 | B | D | EAR99 | N | 85362090 | 1 |  | 2.4 | KG | 1401.4 | 1401.4 | LP20 | LP20 | circuit breaker VL160H high breaking capacity Icu=70kA, 415V AC 3-pole, motor/generator prot. Electronic Trip Unit ETU10M, LI In=160A, rated current IR=64...160A, overload protection, II=1.25 to 11xIN, short-circuit protection with screw terminals without auxiliary release ETU communication-capable without auxiliary/alarm switch with Safety Label for USA | - | 0 | 0
3VL2716-2MS33-0AA0 |  | 3VL2716-2MS33-0AA0 | 1 | UN | 1 | 5 | B | D | EAR99 | N | 85362090 | 1 | 4011209805101 | 2.447 | KG | 1485 | 1485 | LP20 | LP20 | circuit breaker VL160H high breaking capacity Icu=70kA, 415V AC 3-pole, motor protection Electronic Trip Unit ETU30M, LI IR=63...160A, overload prot., TC=10A...30, II=6/8/11 xIN, short-circuit protection without auxiliary release ETU communication-capable without auxiliary/alarm switch | - | 0 | 0
3VL2716-2MS33-0AA0-Z | U01 | 3VL2716-2MS33-0AA0-ZU01 | 1 | UN | 1 | 5 | B | D | EAR99 | N | 85362090 | 1 |  | 2.4 | KG | 1533.4 | 1533.4 | LP20 | LP20 | circuit breaker VL160H high breaking capacity Icu=70kA, 415V AC 3-pole, motor protection Electronic Trip Unit ETU30M, LI IR=63...160A, overload prot., TC=10A...30, II=6/8/11 xIN, short-circuit protection without auxiliary release ETU communication-capable without auxiliary/alarm switch with Safety Label for USA | - | 0 | 0
3VL2716-2MS36-0AA0 |  | 3VL2716-2MS36-0AA0 | 1 | UN | 1 | 5 | B | D | EAR99 | N | 85362090 | 1 | 4011209805941 | 2.447 | KG | 1474 | 1474 | LP20 | LP20 | circuit breaker VL160H high breaking capacity Icu=70kA, 415V AC 3-pole, motor protection Electronic Trip Unit ETU30M, LI IR=63...160A, overload prot., TC=10A...30, II=6/8/11 xIN, short-circuit protection with screw terminals without auxiliary release ETU communication-capable without auxiliary/alarm switch | - | 0 | 0
3VL2716-2MS36-0AA0-Z | U01 | 3VL2716-2MS36-0AA0-ZU01 | 1 | UN | 1 | 5 | B | D | EAR99 | N | 85362090 | 1 |  | 2.4 | KG | 1522.4 | 1522.4 | LP20 | LP20 | circuit breaker VL160H high breaking capacity Icu=70kA, 415V AC 3-pole, motor protection Electronic Trip Unit ETU30M, LI IR=63...160A, overload prot., TC=10A...30, II=6/8/11 xIN, short-circuit protection with screw terminals without auxiliary release ETU communication-capable without auxiliary/alarm switch with Safety Label for USA | - | 0 | 0
3VL2716-2NA43-0AA0 |  | 3VL2716-2NA43-0AA0 | 1 | UN | 1 | 5 | B | D | EAR99 | N | 85362090 | 1 | 4011209805316 | 2.447 | KG | 1980 | 1980 | LP20 | LP20 | circuit breaker VL160H high breaking capacity Icu=70kA, 415V AC 4-pole, line protection Electronic Trip Unit ETU10, LIN In=160A, rated current IR=64...160A, overload protection, II=1.25 to 11xIN, short-circuit protection N protected without auxiliary release ETU communication-capable without auxiliary/alarm switch | - | 0 | 0
3VL2716-2NA43-0AA0-Z | U01 | 3VL2716-2NA43-0AA0-ZU01 | 1 | UN | 1 | 5 | B | D | EAR99 | N | 85362090 | 1 |  | 3.1 | KG | 2028.4 | 2028.4 | LP20 | LP20 | circuit breaker VL160H high breaking capacity Icu=70kA, 415V AC 4-pole, line protection Electronic Trip Unit ETU10, LIN In=160A, rated current IR=64...160A, overload protection, II=1.25 to 11xIN, short-circuit protection N protected without auxiliary release ETU communication-capable without auxiliary/alarm switch with Safety Label for USA | - | 0 | 0
3VL2716-2NA46-0AA0 |  | 3VL2716-2NA46-0AA0 | 1 | UN | 1 | 5 | B | D | EAR99 | N | 85362090 | 1 | 4011209806153 | 2.447 | KG | 1958 | 1958 | LP20 | LP20 | circuit breaker VL160H high breaking capacity Icu=70kA, 415V AC 4-pole, line protection Electronic Trip Unit ETU10, LIN In=160A, rated current IR=64...160A, overload protection, II=1.25 to 11xIN, short-circuit protection N protected with screw terminals without auxiliary release ETU communication-capable without auxiliary/alarm switch | - | 0 | 0
3VL2716-2NA46-0AA0-Z | U01 | 3VL2716-2NA46-0AA0-ZU01 | 1 | UN | 1 | 5 | B | D | EAR99 | N | 85362090 | 1 |  | 3.1 | KG | 2006.4 | 2006.4 | LP20 | LP20 | circuit breaker VL160H high breaking capacity Icu=70kA, 415V AC 4-pole, line protection Electronic Trip Unit ETU10, LIN In=160A, rated current IR=64...160A, overload protection, II=1.25 to 11xIN, short-circuit protection N protected with screw terminals without auxiliary release ETU communication-capable without auxiliary/alarm switch with Safety Label for USA | - | 0 | 0
3VL2716-2NB43-0AA0 |  | 3VL2716-2NB43-0AA0 | 1 | UN | 1 | 5 | B | D | EAR99 | N | 85362090 | 1 | 4011209805347 | 2.447 | KG | 1859 | 1859 | LP20 | LP20 | circuit breaker VL160H high breaking capacity Icu=70kA, 415V AC 4-pole, line protection Electronic Trip Unit ETU10, LI In=160A, rated current IR=64...160A, overload protection, II=1.25 to 11xIN, short-circuit protection without auxiliary release ETU communication-capable without auxiliary/alarm switch | - | 0 | 0
3VL2716-2NB43-0AA0-Z | U01 | 3VL2716-2NB43-0AA0-ZU01 | 1 | UN | 1 | 5 | B | D | EAR99 | N | 85362090 | 1 |  | 3.1 | KG | 1907.4 | 1907.4 | LP20 | LP20 | circuit breaker VL160H high breaking capacity Icu=70kA, 415V AC 4-pole, line protection Electronic Trip Unit ETU10, LI In=160A, rated current IR=64...160A, overload protection, II=1.25 to 11xIN, short-circuit protection without auxiliary release ETU communication-capable without auxiliary/alarm switch with Safety Label for USA | - | 0 | 0
3VL2716-2NB46-0AA0 |  | 3VL2716-2NB46-0AA0 | 1 | UN | 1 | 5 | B | D | EAR99 | N | 85362090 | 1 | 4011209806184 | 2.447 | KG | 1837 | 1837 | LP20 | LP20 | circuit breaker VL160H high breaking capacity Icu=70kA, 415V AC 4-pole, line protection Electronic Trip Unit ETU10, LI In=160A, rated current IR=64...160A, overload protection, II=1.25 to 11xIN, short-circuit protection with screw terminals without auxiliary release ETU communication-capable without auxiliary/alarm switch | - | 0 | 0
3VL2716-2NB46-0AA0-Z | U01 | 3VL2716-2NB46-0AA0-ZU01 | 1 | UN | 1 | 5 | B | D | EAR99 | N | 85362090 | 1 |  | 3.1 | KG | 1885.4 | 1885.4 | LP20 | LP20 | circuit breaker VL160H high breaking capacity Icu=70kA, 415V AC 4-pole, line protection Electronic Trip Unit ETU10, LI In=160A, rated current IR=64...160A, overload protection, II=1.25 to 11xIN, short-circuit protection with screw terminals without auxiliary release ETU communication-capable without auxiliary/alarm switch with Safety Label for USA | - | 0 | 0
3VL2716-2NE43-0AA0 |  | 3VL2716-2NE43-0AA0 | 1 | UN | 1 | 5 | B | D | EAR99 | N | 85362090 | 1 | 4011209805378 | 2.447 | KG | 1980 | 1980 | LP20 | LP20 | circuit breaker VL160H high breaking capacity Icu=70kA, 415V AC 4-pole, line protection Electronic Trip Unit ETU20, LSI In=160A, rated current IR=64...160A, overload protection, ISD=1.5 to 10xIR, II=11xIN short-circuit protection without auxiliary release ETU communication-capable without auxiliary/alarm switch | - | 0 | 0
3VL2716-2NE43-0AA0-Z | U01 | 3VL2716-2NE43-0AA0-ZU01 | 1 | UN | 1 | 5 | B | D | EAR99 | N | 85362090 | 1 |  | 3.1 | KG | 2028.4 | 2028.4 | LP20 | LP20 | circuit breaker VL160H high breaking capacity Icu=70kA, 415V AC 4-pole, line protection Electronic Trip Unit ETU20, LSI In=160A, rated current IR=64...160A, overload protection, ISD=1.5 to 10xIR, II=11xIN short-circuit protection without auxiliary release ETU communication-capable without auxiliary/alarm switch with Safety Label for USA | - | 0 | 0
3VL2716-2NE46-0AA0 |  | 3VL2716-2NE46-0AA0 | 1 | UN | 1 | 5 | B | D | EAR99 | N | 85362090 | 1 | 4011209806214 | 2.447 | KG | 1958 | 1958 | LP20 | LP20 | circuit breaker VL160H high breaking capacity Icu=70kA, 415V AC 4-pole, line protection Electronic Trip Unit ETU20, LSI In=160A, rated current IR=64...160A, overload protection, ISD=1.5 to 10xIR, II=11xIN short-circuit protection with screw terminals without auxiliary release ETU communication-capable without auxiliary/alarm switch | - | 0 | 0
3VL2716-2NE46-0AA0-Z | U01 | 3VL2716-2NE46-0AA0-ZU01 | 1 | UN | 1 | 5 | B | D | EAR99 | N | 85362090 | 1 |  | 3.1 | KG | 2006.4 | 2006.4 | LP20 | LP20 | circuit breaker VL160H high breaking capacity Icu=70kA, 415V AC 4-pole, line protection Electronic Trip Unit ETU20, LSI In=160A, rated current IR=64...160A, overload protection, ISD=1.5 to 10xIR, II=11xIN short-circuit protection with screw terminals without auxiliary release ETU communication-capable without auxiliary/alarm switch with Safety Label for USA | - | 0 | 0
3VL2716-2NF43-0AA0 |  | 3VL2716-2NF43-0AA0 | 1 | UN | 1 | 5 | B | D | EAR99 | N | 85362090 | 1 | 4011209805408 | 2.447 | KG | 2145 | 2145 | LP20 | LP20 | circuit breaker VL160H high breaking capacity Icu=70kA, 415V AC 4-pole, line protection Electronic Trip Unit ETU20, LSI In=160A, rated current IR=64...160A, overload protection, ISD=1.5 to 10xIR, II=11xIN short-circuit protection N protected without auxiliary release ETU communication-capable without auxiliary/alarm switch | - | 0 | 0
3VL2716-2NF43-0AA0-Z | U01 | 3VL2716-2NF43-0AA0-ZU01 | 1 | UN | 1 | 5 | B | D | EAR99 | N | 85362090 | 1 |  | 3.1 | KG | 2193.4 | 2193.4 | LP20 | LP20 | circuit breaker VL160H high breaking capacity Icu=70kA, 415V AC 4-pole, line protection Electronic Trip Unit ETU20, LSI In=160A, rated current IR=64...160A, overload protection, ISD=1.5 to 10xIR, II=11xIN short-circuit protection N protected without auxiliary release ETU communication-capable without auxiliary/alarm switch with Safety Label for USA | - | 0 | 0
3VL2716-2NF46-0AA0 |  | 3VL2716-2NF46-0AA0 | 1 | UN | 1 | 5 | B | D | EAR99 | N | 85362090 | 1 | 4011209806245 | 2.447 | KG | 2123 | 2123 | LP20 | LP20 | circuit breaker VL160H high breaking capacity Icu=70kA, 415V AC 4-pole, line protection Electronic Trip Unit ETU20, LSI In=160A, rated current IR=64...160A, overload protection, ISD=1.5 to 10xIR, II=11xIN short-circuit protection N protected with screw terminals without auxiliary release ETU communication-capable without auxiliary/alarm switch | - | 0 | 0
3VL2716-2NF46-0AA0-Z | U01 | 3VL2716-2NF46-0AA0-ZU01 | 1 | UN | 1 | 5 | B | D | EAR99 | N | 85362090 | 1 |  | 3.1 | KG | 2171.4 | 2171.4 | LP20 | LP20 | circuit breaker VL160H high breaking capacity Icu=70kA, 415V AC 4-pole, line protection Electronic Trip Unit ETU20, LSI In=160A, rated current IR=64...160A, overload protection, ISD=1.5 to 10xIR, II=11xIN short-circuit protection N protected with screw terminals without auxiliary release ETU communication-capable without auxiliary/alarm switch with Safety Label for USA | - | 0 | 0
3VL2716-2NH43-0AA0 |  | 3VL2716-2NH43-0AA0 | 1 | UN | 1 | 5 | B | D | EAR99 | N | 85362090 | 1 | 4011209805439 | 2.447 | KG | 2607 | 2607 | LP20 | LP20 | circuit breaker VL160H high breaking capacity Icu=70kA, 415V AC 4-pole, line protection Electronic Trip Unit ETU22, LSIG In=160A, rated current IR=64...160A, overload protection, ISD=1.5 to 10xIR, II=11xIN short-circuit protection N protected without auxiliary release ETU communication-capable without auxiliary/alarm switch | - | 0 | 0
3VL2716-2NH43-0AA0-Z | U01 | 3VL2716-2NH43-0AA0-ZU01 | 1 | UN | 1 | 5 | B | D | EAR99 | N | 85362090 | 1 |  | 3.1 | KG | 2655.4 | 2655.4 | LP20 | LP20 | circuit breaker VL160H high breaking capacity Icu=70kA, 415V AC 4-pole, line protection Electronic Trip Unit ETU22, LSIG In=160A, rated current IR=64...160A, overload protection, ISD=1.5 to 10xIR, II=11xIN short-circuit protection N protected without auxiliary release ETU communication-capable without auxiliary/alarm switch with Safety Label for USA | - | 0 | 0
3VL2716-2NH46-0AA0 |  | 3VL2716-2NH46-0AA0 | 1 | UN | 1 | 5 | B | D | EAR99 | N | 85362090 | 1 | 4011209806276 | 2.447 | KG | 2563 | 2563 | LP20 | LP20 | circuit breaker VL160H high breaking capacity Icu=70kA, 415V AC 4-pole, line protection Electronic Trip Unit ETU22, LSIG In=160A, rated current IR=64...160A, overload protection, ISD=1.5 to 10xIR, II=11xIN short-circuit protection N protected with screw terminals without auxiliary release ETU communication-capable without auxiliary/alarm switch | - | 0 | 0
3VL2716-2NH46-0AA0-Z | U01 | 3VL2716-2NH46-0AA0-ZU01 | 1 | UN | 1 | 5 | B | D | EAR99 | N | 85362090 | 1 |  | 3.1 | KG | 2611.4 | 2611.4 | LP20 | LP20 | circuit breaker VL160H high breaking capacity Icu=70kA, 415V AC 4-pole, line protection Electronic Trip Unit ETU22, LSIG In=160A, rated current IR=64...160A, overload protection, ISD=1.5 to 10xIR, II=11xIN short-circuit protection N protected with screw terminals without auxiliary release ETU communication-capable without auxiliary/alarm switch with Safety Label for USA | - | 0 | 0
3VL2716-2NN43-0AA0 |  | 3VL2716-2NN43-0AA0 | 1 | UN | 1 | 5 | B | D | EAR99 | N | 85362090 | 1 | 4011209805460 | 2.447 | KG | 2552 | 2552 | LP20 | LP20 | circuit breaker VL160H high breaking capacity Icu=70kA, 415V AC 4-pole, line protection Electronic Trip Unit ETU12, LIG In=160A, rated current IR=64...160A, overload protection, II=1.25 to 11xIN, short-circuit protection N protected without auxiliary release ETU communication-capable without auxiliary/alarm switch | - | 0 | 0
3VL2716-2NN43-0AA0-Z | U01 | 3VL2716-2NN43-0AA0-ZU01 | 1 | UN | 1 | 5 | B | D | EAR99 | N | 85362090 | 1 |  | 3.1 | KG | 2600.4 | 2600.4 | LP20 | LP20 | circuit breaker VL160H high breaking capacity Icu=70kA, 415V AC 4-pole, line protection Electronic Trip Unit ETU12, LIG In=160A, rated current IR=64...160A, overload protection, II=1.25 to 11xIN, short-circuit protection N protected without auxiliary release ETU communication-capable without auxiliary/alarm switch with Safety Label for USA | - | 0 | 0
3VL2716-2NN46-0AA0 |  | 3VL2716-2NN46-0AA0 | 1 | UN | 1 | 5 | B | D | EAR99 | N | 85362090 | 1 | 4011209806306 | 2.447 | KG | 2530 | 2530 | LP20 | LP20 | circuit breaker VL160H high breaking capacity Icu=70kA, 415V AC 4-pole, line protection Electronic Trip Unit ETU12, LIG In=160A, rated current IR=64...160A, overload protection, II=1.25 to 11xIN, short-circuit protection N protected with screw terminals without auxiliary release ETU communication-capable without auxiliary/alarm switch | - | 0 | 0
3VL2716-2NN46-0AA0-Z | U01 | 3VL2716-2NN46-0AA0-ZU01 | 1 | UN | 1 | 5 | B | D | EAR99 | N | 85362090 | 1 |  | 3.1 | KG | 2578.4 | 2578.4 | LP20 | LP20 | circuit breaker VL160H high breaking capacity Icu=70kA, 415V AC 4-pole, line protection Electronic Trip Unit ETU12, LIG In=160A, rated current IR=64...160A, overload protection, II=1.25 to 11xIN, short-circuit protection N protected with screw terminals without auxiliary release ETU communication-capable without auxiliary/alarm switch with Safety Label for USA | - | 0 | 0
3VL2716-2SB33-0AA0 |  | 3VL2716-2SB33-0AA0 | 1 | UN | 1 | 5 | B | D | EAR99 | N | 85362090 | 1 | 4011209804654 | 2.4 | KG | 1364 | 1243.8 | LP20 | LP20 | circuit breaker VL160H high breaking capacity Icu=70kA, 415V AC 3-pole, line protection Electronic Trip Unit ETU10, LI In=160A, rated current IR=64...160A, overload protection, II=1.25 to 11xIN, short-circuit protection without auxiliary release without auxiliary/alarm switch | - | 0 | 0
3VL2716-2SB33-0AA0-Z | U01 | 3VL2716-2SB33-0AA0-ZU01 | 1 | UN | 1 | 5 | B | D | EAR99 | N | 85362090 | 1 |  | 2.4 | KG | 1412.4 | 1412.4 | LP20 | LP20 | circuit breaker VL160H high breaking capacity Icu=70kA, 415V AC 3-pole, line protection Electronic Trip Unit ETU10, LI In=160A, rated current IR=64...160A, overload protection, II=1.25 to 11xIN, short-circuit protection without auxiliary release without auxiliary/alarm switch with Safety Label for USA | - | 0 | 0
3VL2716-2SB33-0AB1-Z | U01 | 3VL2716-2SB33-0AB1-ZU01 | 1 | UN | 1 | 5 | B | D | EAR99 | N | 85362090 | 1 |  | 2.4 | KG | 1488.08 | 1488.08 | LP20 | LP20 | circuit breaker VL160H high breaking capacity Icu=70kA, 415V AC 3-pole, line protection Electronic Trip Unit ETU10, LI In=160A, rated current IR=64...160A, overload protection, II=1.25 to 11xIN, short-circuit protection without auxiliary release Auxiliary switch mounting kit 2 AUX (1 NO + 1 NC) with Safety Label for USA | - | 0 | 0
3VL2716-2SB36-0AA0 |  | 3VL2716-2SB36-0AA0 | 1 | UN | 1 | 5 | B | D | EAR99 | N | 85362090 | 1 | 4011209805491 | 2.348 | KG | 1342 | 1243.8 | LP20 | LP20 | circuit breaker VL160H high breaking capacity Icu=70kA, 415V AC 3-pole, line protection Electronic Trip Unit ETU10, LI In=160A, rated current IR=64...160A, overload protection, II=1.25 to 11xIN, short-circuit protection with screw terminals without auxiliary release without auxiliary/alarm switch | - | 0 | 0
3VL2716-2SB36-0AA0-Z | U01 | 3VL2716-2SB36-0AA0-ZU01 | 1 | UN | 1 | 5 | B | D | EAR99 | N | 85362090 | 1 |  | 2.4 | KG | 1390.4 | 1390.4 | LP20 | LP20 | circuit breaker VL160H high breaking capacity Icu=70kA, 415V AC 3-pole, line protection Electronic Trip Unit ETU10, LI In=160A, rated current IR=64...160A, overload protection, II=1.25 to 11xIN, short-circuit protection with screw terminals without auxiliary release without auxiliary/alarm switch with Safety Label for USA | - | 0 | 0
3VL2716-2SE33-0AA0 |  | 3VL2716-2SE33-0AA0 | 1 | UN | 1 | 5 | B | D | EAR99 | N | 85362090 | 1 | 4011209804685 | 2.405 | KG | 1463 | 1338 | LP20 | LP20 | circuit breaker VL160H high breaking capacity Icu=70kA, 415V AC 3-pole, line protection Electronic Trip Unit ETU20, LSI In=160A, rated current IR=64...160A, overload protection, ISD=1.5 to 10xIR, II=11xIN short-circuit protection without auxiliary release without auxiliary/alarm switch | - | 0 | 0
3VL2716-2SE33-0AA0-Z | U01 | 3VL2716-2SE33-0AA0-ZU01 | 1 | UN | 1 | 5 | B | D | EAR99 | N | 85362090 | 1 |  | 2.4 | KG | 1511.4 | 1511.4 | LP20 | LP20 | circuit breaker VL160H high breaking capacity Icu=70kA, 415V AC 3-pole, line protection Electronic Trip Unit ETU20, LSI In=160A, rated current IR=64...160A, overload protection, ISD=1.5 to 10xIR, II=11xIN short-circuit protection without auxiliary release without auxiliary/alarm switch with Safety Label for USA | - | 0 | 0
3VL2716-2SE36-0AA0 |  | 3VL2716-2SE36-0AA0 | 1 | UN | 1 | 5 | B | D | EAR99 | N | 85362090 | 1 | 4011209805521 | 2.342 | KG | 1452 | 1338 | LP20 | LP20 | circuit breaker VL160H high breaking capacity Icu=70kA, 415V AC 3-pole, line protection Electronic Trip Unit ETU20, LSI In=160A, rated current IR=64...160A, overload protection, ISD=1.5 to 10xIR, II=11xIN short-circuit protection with screw terminals without auxiliary release without auxiliary/alarm switch | - | 0 | 0
3VL2716-2SE36-0AA0-Z | U01 | 3VL2716-2SE36-0AA0-ZU01 | 1 | UN | 1 | 5 | B | D | EAR99 | N | 85362090 | 1 |  | 2.4 | KG | 1500.4 | 1500.4 | LP20 | LP20 | circuit breaker VL160H high breaking capacity Icu=70kA, 415V AC 3-pole, line protection Electronic Trip Unit ETU20, LSI In=160A, rated current IR=64...160A, overload protection, ISD=1.5 to 10xIR, II=11xIN short-circuit protection with screw terminals without auxiliary release without auxiliary/alarm switch with Safety Label for USA | - | 0 | 0
3VL2716-2SF33-0AA0 |  | 3VL2716-2SF33-0AA0 | 1 | UN | 1 | 5 | B | D | EAR99 | N | 85362090 | 1 | 4011209804715 | 2.342 | KG | 1936 | 1936 | LP20 | LP20 | circuit breaker VL160H high breaking capacity Icu=70kA, 415V AC 3-pole, line protection Electronic Trip Unit ETU12, LIG 3 phases/4 lines In=160A, rated current IR=64...160A, overload protection, II=1.25 to 11xIN, short-circuit protection without auxiliary release without auxiliary/alarm switch | - | 0 | 0
3VL2716-2SF33-0AA0-Z | U01 | 3VL2716-2SF33-0AA0-ZU01 | 1 | UN | 1 | 5 | B | D | EAR99 | N | 85362090 | 1 |  | 2.4 | KG | 1984.4 | 1984.4 | LP20 | LP20 | circuit breaker VL160H high breaking capacity Icu=70kA, 415V AC 3-pole, line protection Electronic Trip Unit ETU12, LIG 3 phases/4 lines In=160A, rated current IR=64...160A, overload protection, II=1.25 to 11xIN, short-circuit protection without auxiliary release without auxiliary/alarm switch with Safety Label for USA | - | 0 | 0
3VL2716-2SF36-0AA0 |  | 3VL2716-2SF36-0AA0 | 1 | UN | 1 | 5 | B | D | EAR99 | N | 85362090 | 1 | 4011209805552 | 2.342 | KG | 1914 | 1914 | LP20 | LP20 | circuit breaker VL160H high breaking capacity Icu=70kA, 415V AC 3-pole, line protection Electronic Trip Unit ETU12, LIG 3 phases/4 lines In=160A, rated current IR=64...160A, overload protection, II=1.25 to 11xIN, short-circuit protection with screw terminals without auxiliary release without auxiliary/alarm switch | - | 0 | 0
3VL2716-2SF36-0AA0-Z | U01 | 3VL2716-2SF36-0AA0-ZU01 | 1 | UN | 1 | 5 | B | D | EAR99 | N | 85362090 | 1 |  | 2.4 | KG | 1962.4 | 1962.4 | LP20 | LP20 | circuit breaker VL160H high breaking capacity Icu=70kA, 415V AC 3-pole, line protection Electronic Trip Unit ETU12, LIG 3 phases/4 lines In=160A, rated current IR=64...160A, overload protection, II=1.25 to 11xIN, short-circuit protection with screw terminals without auxiliary release without auxiliary/alarm switch with Safety Label for USA | - | 0 | 0
3VL2716-2SG33-0AA0 |  | 3VL2716-2SG33-0AA0 | 1 | UN | 1 | 5 | B | D | EAR99 | N | 85362090 | 1 | 4011209804746 | 2.391 | KG | 1826 | 1826 | LP20 | LP20 | circuit breaker VL160H high breaking capacity Icu=70kA, 415V AC 3-pole, line protection Electronic Trip Unit ETU22, LSIG 3 phases/3 lines In=160A, rated current IR=64...160A, overload protection, ISD=1.5 to 10xIR, II=11xIN short-circuit protection without auxiliary release without auxiliary/alarm switch | - | 0 | 0
3VL2716-2SG33-0AA0-Z | U01 | 3VL2716-2SG33-0AA0-ZU01 | 1 | UN | 1 | 5 | B | D | EAR99 | N | 85362090 | 1 |  | 2.4 | KG | 1874.4 | 1874.4 | LP20 | LP20 | circuit breaker VL160H high breaking capacity Icu=70kA, 415V AC 3-pole, line protection Electronic Trip Unit ETU22, LSIG 3 phases/3 lines In=160A, rated current IR=64...160A, overload protection, ISD=1.5 to 10xIR, II=11xIN short-circuit protection without auxiliary release without auxiliary/alarm switch with Safety Label for USA | - | 0 | 0
3VL2716-2SG36-0AA0 |  | 3VL2716-2SG36-0AA0 | 1 | UN | 1 | 5 | B | D | EAR99 | N | 85362090 | 1 | 4011209805583 | 2.391 | KG | 1782 | 1782 | LP20 | LP20 | circuit breaker VL160H high breaking capacity Icu=70kA, 415V AC 3-pole, line protection Electronic Trip Unit ETU22, LSIG 3 phases/3 lines In=160A, rated current IR=64...160A, overload protection, ISD=1.5 to 10xIR, II=11xIN short-circuit protection with screw terminals without auxiliary release without auxiliary/alarm switch | - | 0 | 0
3VL2716-2SG36-0AA0-Z | U01 | 3VL2716-2SG36-0AA0-ZU01 | 1 | UN | 1 | 5 | B | D | EAR99 | N | 85362090 | 1 |  | 2.4 | KG | 1830.4 | 1830.4 | LP20 | LP20 | circuit breaker VL160H high breaking capacity Icu=70kA, 415V AC 3-pole, line protection Electronic Trip Unit ETU22, LSIG 3 phases/3 lines In=160A, rated current IR=64...160A, overload protection, ISD=1.5 to 10xIR, II=11xIN short-circuit protection with screw terminals without auxiliary release without auxiliary/alarm switch with Safety Label for USA | - | 0 | 0
3VL2716-2SH33-0AA0 |  | 3VL2716-2SH33-0AA0 | 1 | UN | 1 | 5 | B | D | EAR99 | N | 85362090 | 1 | 4011209804777 | 2.616 | KG | 1826 | 1826 | LP20 | LP20 | circuit breaker VL160H high breaking capacity Icu=70kA, 415V AC 3-pole, line protection Electronic Trip Unit ETU22, LSIG 3 phases/4 lines with connecting cable In=160A, rated current IR=64...160A, overload protection, ISD=1.5 to 10xIR, II=11xIN short-circuit protection without auxiliary release without auxiliary/alarm switch | - | 0 | 0
3VL2716-2SH33-0AA0-Z | U01 | 3VL2716-2SH33-0AA0-ZU01 | 1 | UN | 1 | 5 | B | D | EAR99 | N | 85362090 | 1 |  | 2.4 | KG | 1874.4 | 1874.4 | LP20 | LP20 | circuit breaker VL160H high breaking capacity Icu=70kA, 415V AC 3-pole, line protection Electronic Trip Unit ETU22, LSIG 3 phases/4 lines with connecting cable In=160A, rated current IR=64...160A, overload protection, ISD=1.5 to 10xIR, II=11xIN short-circuit protection without auxiliary release without auxiliary/alarm switch with Safety Label for USA | - | 0 | 0
3VL2716-2SH36-0AA0 |  | 3VL2716-2SH36-0AA0 | 1 | UN | 1 | 5 | B | D | EAR99 | N | 85362090 | 1 | 4011209805613 | 2.616 | KG | 1782 | 1782 | LP20 | LP20 | circuit breaker VL160H high breaking capacity Icu=70kA, 415V AC 3-pole, line protection Electronic Trip Unit ETU22, LSIG 3 phases/4 lines with connecting cable In=160A, rated current IR=64...160A, overload protection, ISD=1.5 to 10xIR, II=11xIN with screw terminals without auxiliary release without auxiliary/alarm switch | - | 0 | 0
3VL2716-2SH36-0AA0-Z | U01 | 3VL2716-2SH36-0AA0-ZU01 | 1 | UN | 1 | 5 | B | D | EAR99 | N | 85362090 | 1 |  | 2.4 | KG | 1830.4 | 1830.4 | LP20 | LP20 | circuit breaker VL160H high breaking capacity Icu=70kA, 415V AC 3-pole, line protection Electronic Trip Unit ETU22, LSIG 3 phases/4 lines with connecting cable In=160A, rated current IR=64...160A, overload protection, ISD=1.5 to 10xIR, II=11xIN with screw terminals without auxiliary release without auxiliary/alarm switch with Safety Label for USA | - | 0 | 0
3VL2716-2SL33-0AA0 |  | 3VL2716-2SL33-0AA0 | 1 | UN | 1 | 5 | B | D | EAR99 | N | 85362090 | 1 | 4011209804807 | 2.616 | KG | 1760 | 1760 | LP20 | LP20 | circuit breaker VL160H high breaking capacity Icu=70kA, 415V AC 3-pole, line protection Electronic Trip Unit ETU12, LIG 3 phases/3 lines In=160A, rated current IR=64...160A, overload protection, II=1.25 to 11xIN, short-circuit protection without auxiliary release without auxiliary/alarm switch | - | 0 | 0
3VL2716-2SL33-0AA0-Z | U01 | 3VL2716-2SL33-0AA0-ZU01 | 1 | UN | 1 | 5 | B | D | EAR99 | N | 85362090 | 1 |  | 2.4 | KG | 1808.4 | 1808.4 | LP20 | LP20 | circuit breaker VL160H high breaking capacity Icu=70kA, 415V AC 3-pole, line protection Electronic Trip Unit ETU12, LIG 3 phases/3 lines In=160A, rated current IR=64...160A, overload protection, II=1.25 to 11xIN, short-circuit protection without auxiliary release without auxiliary/alarm switch with Safety Label for USA | - | 0 | 0
3VL2716-2SL36-0AA0 |  | 3VL2716-2SL36-0AA0 | 1 | UN | 1 | 5 | B | D | EAR99 | N | 85362090 | 1 | 4011209805644 | 2.616 | KG | 1738 | 1738 | LP20 | LP20 | circuit breaker VL160H high breaking capacity Icu=70kA, 415V AC 3-pole, line protection Electronic Trip Unit ETU12, LIG 3 phases/3 lines In=160A, rated current IR=64...160A, overload protection, II=1.25 to 11xIN, short-circuit protection with screw terminals without auxiliary release without auxiliary/alarm switch | - | 0 | 0
3VL2716-2SL36-0AA0-Z | U01 | 3VL2716-2SL36-0AA0-ZU01 | 1 | UN | 1 | 5 | B | D | EAR99 | N | 85362090 | 1 |  | 2.4 | KG | 1786.4 | 1786.4 | LP20 | LP20 | circuit breaker VL160H high breaking capacity Icu=70kA, 415V AC 3-pole, line protection Electronic Trip Unit ETU12, LIG 3 phases/3 lines In=160A, rated current IR=64...160A, overload protection, II=1.25 to 11xIN, short-circuit protection with screw terminals without auxiliary release without auxiliary/alarm switch with Safety Label for USA | - | 0 | 0
3VL2716-2SP33-0AA0 |  | 3VL2716-2SP33-0AA0 | 1 | UN | 1 | 5 | B | D | EAR99 | N | 85362090 | 1 | 4011209804838 | 2.399 | KG | 1276 | 1161.4 | LP20 | LP20 | circuit breaker VL160H high breaking capacity Icu=70kA, 415V AC 3-pole, motor/generator prot. Electronic Trip Unit ETU10M, LI In=160A, rated current IR=64...160A, overload protection, II=1.25 to 11xIN, short-circuit protection without auxiliary release without auxiliary/alarm switch | - | 0 | 0
3VL2716-2SP33-0AA0-Z | U01 | 3VL2716-2SP33-0AA0-ZU01 | 1 | UN | 1 | 5 | B | D | EAR99 | N | 85362090 | 1 |  | 2.4 | KG | 1324.4 | 1324.4 | LP20 | LP20 | circuit breaker VL160H high breaking capacity Icu=70kA, 415V AC 3-pole, motor/generator prot. Electronic Trip Unit ETU10M, LI In=160A, rated current IR=64...160A, overload protection, II=1.25 to 11xIN, short-circuit protection without auxiliary release without auxiliary/alarm switch with Safety Label for USA | - | 0 | 0
3VL2716-2SP36-0AA0 |  | 3VL2716-2SP36-0AA0 | 1 | UN | 1 | 5 | B | D | EAR99 | N | 85362090 | 1 | 4011209805675 | 2.337 | KG | 1254 | 1161.4 | LP20 | LP20 | circuit breaker VL160H high breaking capacity Icu=70kA, 415V AC 3-pole, motor/generator prot. Electronic Trip Unit ETU10M, LI In=160A, rated current IR=64...160A, overload protection, II=1.25 to 11xIN, short-circuit protection with screw terminals without auxiliary release without auxiliary/alarm switch | - | 0 | 0
3VL2716-2SP36-0AA0-Z | U01 | 3VL2716-2SP36-0AA0-ZU01 | 1 | UN | 1 | 5 | B | D | EAR99 | N | 85362090 | 1 |  | 2.4 | KG | 1302.4 | 1302.4 | LP20 | LP20 | circuit breaker VL160H high breaking capacity Icu=70kA, 415V AC 3-pole, motor/generator prot. Electronic Trip Unit ETU10M, LI In=160A, rated current IR=64...160A, overload protection, II=1.25 to 11xIN, short-circuit protection with screw terminals without auxiliary release without auxiliary/alarm switch with Safety Label for USA | - | 0 | 0
3VL2716-2SS33-0AA0 |  | 3VL2716-2SS33-0AA0 | 1 | UN | 1 | 5 | B | D | EAR99 | N | 85362090 | 1 | 4011209804869 | 2.399 | KG | 1408 | 1269.3 | LP20 | LP20 | circuit breaker VL160H high breaking capacity Icu=70kA, 415V AC 3-pole, motor protection Electronic Trip Unit ETU30M, LI IR=63...160A, overload prot., TC=10A...30, II=6/8/11 xIN, short-circuit protection without auxiliary release without auxiliary/alarm switch | - | 0 | 0
3VL2716-2SS33-0AA0-Z | U01 | 3VL2716-2SS33-0AA0-ZU01 | 1 | UN | 1 | 5 | B | D | EAR99 | N | 85362090 | 1 |  | 2.4 | KG | 1456.4 | 1456.4 | LP20 | LP20 | circuit breaker VL160H high breaking capacity Icu=70kA, 415V AC 3-pole, motor protection Electronic Trip Unit ETU30M, LI IR=63...160A, overload prot., TC=10A...30, II=6/8/11 xIN, short-circuit protection without auxiliary release without auxiliary/alarm switch with Safety Label for USA | - | 0 | 0
3VL2716-2SS36-0AA0 |  | 3VL2716-2SS36-0AA0 | 1 | UN | 1 | 5 | B | D | EAR99 | N | 85362090 | 1 | 4011209805705 | 2.313 | KG | 1364 | 1269.3 | LP20 | LP20 | circuit breaker VL160H high breaking capacity Icu=70kA, 415V AC 3-pole, motor protection Electronic Trip Unit ETU30M, LI IR=63...160A, overload prot., TC=10A...30, II=6/8/11 xIN, short-circuit protection with screw terminals without auxiliary release without auxiliary/alarm switch | - | 0 | 0
3VL2716-2SS36-0AA0-Z | U01 | 3VL2716-2SS36-0AA0-ZU01 | 1 | UN | 1 | 5 | B | D | EAR99 | N | 85362090 | 1 |  | 2.4 | KG | 1412.4 | 1412.4 | LP20 | LP20 | circuit breaker VL160H high breaking capacity Icu=70kA, 415V AC 3-pole, motor protection Electronic Trip Unit ETU30M, LI IR=63...160A, overload prot., TC=10A...30, II=6/8/11 xIN, short-circuit protection with screw terminals without auxiliary release without auxiliary/alarm switch with Safety Label for USA | - | 0 | 0
3VL2716-2TA43-0AA0 |  | 3VL2716-2TA43-0AA0 | 1 | UN | 1 | 5 | B | D | EAR99 | N | 85362090 | 1 | 4011209805132 | 3.123 | KG | 1892 | 1892 | LP20 | LP20 | circuit breaker VL160H high breaking capacity Icu=70kA, 415V AC 4-pole, line protection Electronic Trip Unit ETU10, LIN In=160A, rated current IR=64...160A, overload protection, II=1.25 to 11xIN, short-circuit protection N protected without auxiliary release without auxiliary/alarm switch | - | 0 | 0
3VL2716-2TA43-0AA0-Z | U01 | 3VL2716-2TA43-0AA0-ZU01 | 1 | UN | 1 | 5 | B | D | EAR99 | N | 85362090 | 1 |  | 3.1 | KG | 1940.4 | 1940.4 | LP20 | LP20 | circuit breaker VL160H high breaking capacity Icu=70kA, 415V AC 4-pole, line protection Electronic Trip Unit ETU10, LIN In=160A, rated current IR=64...160A, overload protection, II=1.25 to 11xIN, short-circuit protection N protected without auxiliary release without auxiliary/alarm switch with Safety Label for USA | - | 0 | 0
3VL2716-2TA46-0AA0 |  | 3VL2716-2TA46-0AA0 | 1 | UN | 1 | 5 | B | D | EAR99 | N | 85362090 | 1 | 4011209805972 | 3.123 | KG | 1859 | 1859 | LP20 | LP20 | circuit breaker VL160H high breaking capacity Icu=70kA, 415V AC 4-pole, line protection Electronic Trip Unit ETU10, LIN In=160A, rated current IR=64...160A, overload protection, II=1.25 to 11xIN, short-circuit protection N protected with screw terminals without auxiliary release without auxiliary/alarm switch | - | 0 | 0
3VL2716-2TA46-0AA0-Z | U01 | 3VL2716-2TA46-0AA0-ZU01 | 1 | UN | 1 | 5 | B | D | EAR99 | N | 85362090 | 1 |  | 3.1 | KG | 1907.4 | 1907.4 | LP20 | LP20 | circuit breaker VL160H high breaking capacity Icu=70kA, 415V AC 4-pole, line protection Electronic Trip Unit ETU10, LIN In=160A, rated current IR=64...160A, overload protection, II=1.25 to 11xIN, short-circuit protection N protected with screw terminals without auxiliary release without auxiliary/alarm switch with Safety Label for USA | - | 0 | 0
3VL2716-2TB43-0AA0 |  | 3VL2716-2TB43-0AA0 | 1 | UN | 1 | 5 | B | D | EAR99 | N | 85362090 | 1 | 4011209805163 | 3.123 | KG | 1771 | 1771 | LP20 | LP20 | circuit breaker VL160H high breaking capacity Icu=70kA, 415V AC 4-pole, line protection Electronic Trip Unit ETU10, LI In=160A, rated current IR=64...160A, overload protection, II=1.25 to 11xIN, short-circuit protection without auxiliary release without auxiliary/alarm switch | - | 0 | 0
3VL2716-2TB43-0AA0-Z | U01 | 3VL2716-2TB43-0AA0-ZU01 | 1 | UN | 1 | 5 | B | D | EAR99 | N | 85362090 | 1 |  | 3.1 | KG | 1819.4 | 1819.4 | LP20 | LP20 | circuit breaker VL160H high breaking capacity Icu=70kA, 415V AC 4-pole, line protection Electronic Trip Unit ETU10, LI In=160A, rated current IR=64...160A, overload protection, II=1.25 to 11xIN, short-circuit protection without auxiliary release without auxiliary/alarm switch with Safety Label for USA | - | 0 | 0
3VL2716-2TB46-0AA0 |  | 3VL2716-2TB46-0AA0 | 1 | UN | 1 | 5 | B | D | EAR99 | N | 85362090 | 1 | 4011209806009 | 3.123 | KG | 1738 | 1738 | LP20 | LP20 | circuit breaker VL160H high breaking capacity Icu=70kA, 415V AC 4-pole, line protection Electronic Trip Unit ETU10, LI In=160A, rated current IR=64...160A, overload protection, II=1.25 to 11xIN, short-circuit protection with screw terminals without auxiliary release without auxiliary/alarm switch | - | 0 | 0
3VL2716-2TB46-0AA0-Z | U01 | 3VL2716-2TB46-0AA0-ZU01 | 1 | UN | 1 | 5 | B | D | EAR99 | N | 85362090 | 1 |  | 3.1 | KG | 1786.4 | 1786.4 | LP20 | LP20 | circuit breaker VL160H high breaking capacity Icu=70kA, 415V AC 4-pole, line protection Electronic Trip Unit ETU10, LI In=160A, rated current IR=64...160A, overload protection, II=1.25 to 11xIN, short-circuit protection with screw terminals without auxiliary release without auxiliary/alarm switch with Safety Label for USA | - | 0 | 0
3VL2716-2TE43-0AA0 |  | 3VL2716-2TE43-0AA0 | 1 | UN | 1 | 5 | B | D | EAR99 | N | 85362090 | 1 | 4011209805194 | 3.123 | KG | 1914 | 1914 | LP20 | LP20 | circuit breaker VL160H high breaking capacity Icu=70kA, 415V AC 4-pole, line protection Electronic Trip Unit ETU20, LSI In=160A, rated current IR=64...160A, overload protection, ISD=1.5 to 10xIR, II=11xIN short-circuit protection N unprotected without auxiliary release without auxiliary/alarm switch | - | 0 | 0
3VL2716-2TE43-0AA0-Z | U01 | 3VL2716-2TE43-0AA0-ZU01 | 1 | UN | 1 | 5 | B | D | EAR99 | N | 85362090 | 1 |  | 3.1 | KG | 1962.4 | 1962.4 | LP20 | LP20 | circuit breaker VL160H high breaking capacity Icu=70kA, 415V AC 4-pole, line protection Electronic Trip Unit ETU20, LSI In=160A, rated current IR=64...160A, overload protection, ISD=1.5 to 10xIR, II=11xIN short-circuit protection N unprotected without auxiliary release without auxiliary/alarm switch with Safety Label for USA | - | 0 | 0
3VL2716-2TE46-0AA0 |  | 3VL2716-2TE46-0AA0 | 1 | UN | 1 | 5 | B | D | EAR99 | N | 85362090 | 1 | 4011209806030 | 3.123 | KG | 1881 | 1881 | LP20 | LP20 | circuit breaker VL160H high breaking capacity Icu=70kA, 415V AC 4-pole, line protection Electronic Trip Unit ETU20, LSI In=160A, rated current IR=64...160A, overload protection, ISD=1.5 to 10xIR, II=11xIN short-circuit protection N unprotected with screw terminals without auxiliary release without auxiliary/alarm switch | - | 0 | 0
3VL2716-2TE46-0AA0-Z | U01 | 3VL2716-2TE46-0AA0-ZU01 | 1 | UN | 1 | 5 | B | D | EAR99 | N | 85362090 | 1 |  | 3.1 | KG | 1929.4 | 1929.4 | LP20 | LP20 | circuit breaker VL160H high breaking capacity Icu=70kA, 415V AC 4-pole, line protection Electronic Trip Unit ETU20, LSI In=160A, rated current IR=64...160A, overload protection, ISD=1.5 to 10xIR, II=11xIN short-circuit protection N unprotected with screw terminals without auxiliary release without auxiliary/alarm switch with Safety Label for USA | - | 0 | 0
3VL2716-2TF43-0AA0 |  | 3VL2716-2TF43-0AA0 | 1 | UN | 1 | 5 | B | D | EAR99 | N | 85362090 | 1 | 4011209805224 | 3.123 | KG | 2035 | 1860.2 | LP20 | LP20 | circuit breaker VL160H high breaking capacity Icu=70kA, 415V AC 4-pole, line protection Electronic Trip Unit ETU20, LSI In=160A, rated current IR=64...160A, overload protection, ISD=1.5 to 10xIR, II=11xIN short-circuit protection N protected without auxiliary release without auxiliary/alarm switch | - | 0 | 0
3VL2716-2TF43-0AA0-Z | U01 | 3VL2716-2TF43-0AA0-ZU01 | 1 | UN | 1 | 5 | B | D | EAR99 | N | 85362090 | 1 |  | 3.1 | KG | 2083.4 | 2083.4 | LP20 | LP20 | circuit breaker VL160H high breaking capacity Icu=70kA, 415V AC 4-pole, line protection Electronic Trip Unit ETU20, LSI In=160A, rated current IR=64...160A, overload protection, ISD=1.5 to 10xIR, II=11xIN short-circuit protection N protected without auxiliary release without auxiliary/alarm switch with Safety Label for USA | - | 0 | 0
3VL2716-2TF46-0AA0 |  | 3VL2716-2TF46-0AA0 | 1 | UN | 1 | 5 | B | D | EAR99 | N | 85362090 | 1 | 4011209806061 | 3.123 | KG | 2024 | 1860.2 | LP20 | LP20 | circuit breaker VL160H high breaking capacity Icu=70kA, 415V AC 4-pole, line protection Electronic Trip Unit ETU20, LSI In=160A, rated current IR=64...160A, overload protection, ISD=1.5 to 10xIR, II=11xIN short-circuit protection N protected with screw terminals without auxiliary release without auxiliary/alarm switch | - | 0 | 0
3VL2716-2TF46-0AA0-Z | U01 | 3VL2716-2TF46-0AA0-ZU01 | 1 | UN | 1 | 5 | B | D | EAR99 | N | 85362090 | 1 |  | 3.1 | KG | 2072.4 | 2072.4 | LP20 | LP20 | circuit breaker VL160H high breaking capacity Icu=70kA, 415V AC 4-pole, line protection Electronic Trip Unit ETU20, LSI In=160A, rated current IR=64...160A, overload protection, ISD=1.5 to 10xIR, II=11xIN short-circuit protection N protected with screw terminals without auxiliary release without auxiliary/alarm switch with Safety Label for USA | - | 0 | 0
3VL2716-2TH43-0AA0 |  | 3VL2716-2TH43-0AA0 | 1 | UN | 1 | 5 | B | D | EAR99 | N | 85362090 | 1 | 4011209805255 | 3.123 | KG | 2508 | 2508 | LP20 | LP20 | circuit breaker VL160H high breaking capacity Icu=70kA, 415V AC 4-pole, line protection Electronic Trip Unit ETU22, LSIG In=160A, rated current IR=64...160A, overload protection, ISD=1.5 to 10xIR, II=11xIN short-circuit protection N protected without auxiliary release without auxiliary/alarm switch | - | 0 | 0
3VL2716-2TH43-0AA0-Z | U01 | 3VL2716-2TH43-0AA0-ZU01 | 1 | UN | 1 | 5 | B | D | EAR99 | N | 85362090 | 1 |  | 3.1 | KG | 2556.4 | 2556.4 | LP20 | LP20 | circuit breaker VL160H high breaking capacity Icu=70kA, 415V AC 4-pole, line protection Electronic Trip Unit ETU22, LSIG In=160A, rated current IR=64...160A, overload protection, ISD=1.5 to 10xIR, II=11xIN short-circuit protection N protected without auxiliary release without auxiliary/alarm switch with Safety Label for USA | - | 0 | 0
3VL2716-2TH46-0AA0 |  | 3VL2716-2TH46-0AA0 | 1 | UN | 1 | 5 | B | D | EAR99 | N | 85362090 | 1 | 4011209806092 | 3.123 | KG | 2464 | 2464 | LP20 | LP20 | circuit breaker VL160H high breaking capacity Icu=70kA, 415V AC 4-pole, line protection Electronic Trip Unit ETU22, LSIG In=160A, rated current IR=64...160A, overload protection, ISD=1.5 to 10xIR, II=11xIN short-circuit protection N protected with screw terminals without auxiliary release without auxiliary/alarm switch | - | 0 | 0
3VL2716-2TH46-0AA0-Z | U01 | 3VL2716-2TH46-0AA0-ZU01 | 1 | UN | 1 | 5 | B | D | EAR99 | N | 85362090 | 1 |  | 3.1 | KG | 2512.4 | 2512.4 | LP20 | LP20 | circuit breaker VL160H high breaking capacity Icu=70kA, 415V AC 4-pole, line protection Electronic Trip Unit ETU22, LSIG In=160A, rated current IR=64...160A, overload protection, ISD=1.5 to 10xIR, II=11xIN short-circuit protection N protected with screw terminals without auxiliary release without auxiliary/alarm switch with Safety Label for USA | - | 0 | 0
3VL2716-2TN43-0AA0 |  | 3VL2716-2TN43-0AA0 | 1 | UN | 1 | 5 | B | D | EAR99 | N | 85362090 | 1 | 4011209805286 | 3.123 | KG | 2442 | 2442 | LP20 | LP20 | circuit breaker VL160H high breaking capacity Icu=70kA, 415V AC 4-pole, line protection Electronic Trip Unit ETU12, LIG In=160A, rated current IR=64...160A, overload protection, II=1.25 to 11xIN, short-circuit protection N protected without auxiliary release without auxiliary/alarm switch | - | 0 | 0
3VL2716-2TN43-0AA0-Z | U01 | 3VL2716-2TN43-0AA0-ZU01 | 1 | UN | 1 | 5 | B | D | EAR99 | N | 85362090 | 1 |  | 3.1 | KG | 2490.4 | 2490.4 | LP20 | LP20 | circuit breaker VL160H high breaking capacity Icu=70kA, 415V AC 4-pole, line protection Electronic Trip Unit ETU12, LIG In=160A, rated current IR=64...160A, overload protection, II=1.25 to 11xIN, short-circuit protection N protected without auxiliary release without auxiliary/alarm switch with Safety Label for USA | - | 0 | 0
3VL2716-2TN46-0AA0 |  | 3VL2716-2TN46-0AA0 | 1 | UN | 1 | 5 | B | D | EAR99 | N | 85362090 | 1 | 4011209806122 | 3.123 | KG | 2420 | 2420 | LP20 | LP20 | circuit breaker VL160H high breaking capacity Icu=70kA, 415V AC 4-pole, line protection Electronic Trip Unit ETU12, LIG In=160A, rated current IR=64...160A, overload protection, II=1.25 to 11xIN, short-circuit protection N protected with screw terminals without auxiliary release without auxiliary/alarm switch | - | 0 | 0
3VL2716-2TN46-0AA0-Z | U01 | 3VL2716-2TN46-0AA0-ZU01 | 1 | UN | 1 | 5 | B | D | EAR99 | N | 85362090 | 1 |  | 3.1 | KG | 2468.4 | 2468.4 | LP20 | LP20 | circuit breaker VL160H high breaking capacity Icu=70kA, 415V AC 4-pole, line protection Electronic Trip Unit ETU12, LIG In=160A, rated current IR=64...160A, overload protection, II=1.25 to 11xIN, short-circuit protection N protected with screw terminals without auxiliary release without auxiliary/alarm switch with Safety Label for USA | - | 0 | 0
3VL2716-2UH33-0AA0 |  | 3VL2716-2UH33-0AA0 | 1 | UN | 1 | 5 | B | D | EAR99 | N | 85362090 | 1 | 4011209885219 | 2.616 | KG | 2101 | 2101 | LP20 | LP20 | circuit breaker VL160H high breaking capacity Icu=70kA, 415V AC 3-pole, line protection Electronic Trip Unit LCD ETU40, LI/LS/LSI In=160A, rated current IR=64...160A, overload protection, ISD=1.5 to 10xIR, II=11xIN short-circuit protection without auxiliary release without auxiliary/alarm switch | - | 0 | 0
3VL2716-2UH33-0AA0-Z | U01 | 3VL2716-2UH33-0AA0-ZU01 | 1 | UN | 1 | 5 | B | D | EAR99 | N | 85362090 | 1 |  | 2.4 | KG | 2149.4 | 2149.4 | LP20 | LP20 | circuit breaker VL160H high breaking capacity Icu=70kA, 415V AC 3-pole, line protection Electronic Trip Unit LCD ETU40, LI/LS/LSI In=160A, rated current IR=64...160A, overload protection, ISD=1.5 to 10xIR, II=11xIN short-circuit protection without auxiliary release without auxiliary/alarm switch with Safety Label for USA | - | 0 | 0
3VL2716-2UH36-0AA0 |  | 3VL2716-2UH36-0AA0 | 1 | UN | 1 | 5 | B | D | EAR99 | N | 85362090 | 1 | 4011209885240 | 2.616 | KG | 2079 | 2079 | LP20 | LP20 | circuit breaker VL160H high breaking capacity Icu=70kA, 415V AC 3-pole, line protection Electronic Trip Unit LCD ETU40, LI/LS/LSI In=160A, rated current IR=64...160A, overload protection, ISD=1.5 to 10xIR, II=11xIN short-circuit protection with screw terminals without auxiliary release without auxiliary/alarm switch | - | 0 | 0
3VL2716-2UH36-0AA0-Z | U01 | 3VL2716-2UH36-0AA0-ZU01 | 1 | UN | 1 | 5 | B | D | EAR99 | N | 85362090 | 1 |  | 2.4 | KG | 2127.4 | 2127.4 | LP20 | LP20 | circuit breaker VL160H high breaking capacity Icu=70kA, 415V AC 3-pole, line protection Electronic Trip Unit LCD ETU40, LI/LS/LSI In=160A, rated current IR=64...160A, overload protection, ISD=1.5 to 10xIR, II=11xIN short-circuit protection with screw terminals without auxiliary release without auxiliary/alarm switch with Safety Label for USA | - | 0 | 0
3VL2716-2UJ43-0AA0 |  | 3VL2716-2UJ43-0AA0 | 1 | UN | 1 | 5 | B | D | EAR99 | N | 85362090 | 1 | 4011209886247 | 3.123 | KG | 2970 | 2970 | LP20 | LP20 | circuit breaker VL160H high breaking capacity Icu=70kA, 415V AC 4-pole, line protection Electronic Trip Unit LCD ETU40, LI/LS/LSI In=160A, rated current IR=64...160A, overload protection, ISD=1.5 to 10xIR, II=11xIN short-circuit protection N protected without auxiliary release without auxiliary/alarm switch | - | 0 | 0
3VL2716-2UJ43-0AA0-Z | U01 | 3VL2716-2UJ43-0AA0-ZU01 | 1 | UN | 1 | 5 | B | D | EAR99 | N | 85362090 | 1 |  | 3.1 | KG | 3018.4 | 3018.4 | LP20 | LP20 | circuit breaker VL160H high breaking capacity Icu=70kA, 415V AC 4-pole, line protection Electronic Trip Unit LCD ETU40, LI/LS/LSI In=160A, rated current IR=64...160A, overload protection, ISD=1.5 to 10xIR, II=11xIN short-circuit protection N protected without auxiliary release without auxiliary/alarm switch with Safety Label for USA | - | 0 | 0
3VL2716-2UJ46-0AA0 |  | 3VL2716-2UJ46-0AA0 | 1 | UN | 1 | 5 | B | D | EAR99 | N | 85362090 | 1 | 4011209886278 | 3.123 | KG | 2937 | 2937 | LP20 | LP20 | circuit breaker VL160H high breaking capacity Icu=70kA, 415V AC 4-pole, line protection Electronic Trip Unit LCD ETU40, LI/LS/LSI In=160A, rated current IR=64...160A, overload protection, ISD=1.5 to 10xIR, II=11xIN short-circuit protection N protected with screw terminals without auxiliary release without auxiliary/alarm switch | - | 0 | 0
3VL2716-2UJ46-0AA0-Z | U01 | 3VL2716-2UJ46-0AA0-ZU01 | 1 | UN | 1 | 5 | B | D | EAR99 | N | 85362090 | 1 |  | 3.1 | KG | 2985.4 | 2985.4 | LP20 | LP20 | circuit breaker VL160H high breaking capacity Icu=70kA, 415V AC 4-pole, line protection Electronic Trip Unit LCD ETU40, LI/LS/LSI In=160A, rated current IR=64...160A, overload protection, ISD=1.5 to 10xIR, II=11xIN short-circuit protection N protected with screw terminals without auxiliary release without auxiliary/alarm switch with Safety Label for USA | - | 0 | 0
3VL2716-2UL33-0AA0 |  | 3VL2716-2UL33-0AA0 | 1 | UN | 1 | 5 | B | D | EAR99 | N | 85362090 | 1 | 4011209885394 | 2.616 | KG | 2332 | 2332 | LP20 | LP20 | circuit breaker VL160H high breaking capacity Icu=70kA, 415V AC 3-pole, line protection Electronic Trip Unit LCD ETU42, LSIG 3 phases/3 lines In=160A, rated current IR=64...160A, overload protection, ISD=1.5 to 10xIR, II=11xIN short-circuit protection without auxiliary release without auxiliary/alarm switch | - | 0 | 0
3VL2716-2UL33-0AA0-Z | U01 | 3VL2716-2UL33-0AA0-ZU01 | 1 | UN | 1 | 5 | B | D | EAR99 | N | 85362090 | 1 |  | 2.4 | KG | 2380.4 | 2380.4 | LP20 | LP20 | circuit breaker VL160H high breaking capacity Icu=70kA, 415V AC 3-pole, line protection Electronic Trip Unit LCD ETU42, LSIG 3 phases/3 lines In=160A, rated current IR=64...160A, overload protection, ISD=1.5 to 10xIR, II=11xIN short-circuit protection without auxiliary release without auxiliary/alarm switch with Safety Label for USA | - | 0 | 0
3VL2716-2UL36-0AA0 |  | 3VL2716-2UL36-0AA0 | 1 | UN | 1 | 5 | B | D | EAR99 | N | 85362090 | 1 | 4011209885424 | 2.616 | KG | 2310 | 2310 | LP20 | LP20 | circuit breaker VL160H high breaking capacity Icu=70kA, 415V AC 3-pole, line protection Electronic Trip Unit LCD ETU42, LSIG 3 phases/3 lines In=160A, rated current IR=64...160A, overload protection, ISD=1.5 to 10xIR, II=11xIN short-circuit protection with screw terminals without auxiliary release without auxiliary/alarm switch | - | 0 | 0
3VL2716-2UL36-0AA0-Z | U01 | 3VL2716-2UL36-0AA0-ZU01 | 1 | UN | 1 | 5 | B | D | EAR99 | N | 85362090 | 1 |  | 2.4 | KG | 2358.4 | 2358.4 | LP20 | LP20 | circuit breaker VL160H high breaking capacity Icu=70kA, 415V AC 3-pole, line protection Electronic Trip Unit LCD ETU42, LSIG 3 phases/3 lines In=160A, rated current IR=64...160A, overload protection, ISD=1.5 to 10xIR, II=11xIN short-circuit protection with screw terminals without auxiliary release without auxiliary/alarm switch with Safety Label for USA | - | 0 | 0
3VL2716-2UM33-0AA0 |  | 3VL2716-2UM33-0AA0 | 1 | UN | 1 | 5 | B | D | EAR99 | N | 85362090 | 1 | 4011209885578 | 2.616 | KG | 2332 | 2332 | LP20 | LP20 | circuit breaker VL160H high breaking capacity Icu=70kA, 415V AC 3-pole, line protection Electronic Trip Unit LCD ETU42, LSIG 3 phases/4 lines with connecting cable In=160A, rated current IR=64...160A, overload protection, ISD=1.5 to 10xIR, II=11xIN short-circuit protection without auxiliary release without auxiliary/alarm switch | - | 0 | 0
3VL2716-2UM33-0AA0-Z | U01 | 3VL2716-2UM33-0AA0-ZU01 | 1 | UN | 1 | 5 | B | D | EAR99 | N | 85362090 | 1 |  | 2.4 | KG | 2380.4 | 2380.4 | LP20 | LP20 | circuit breaker VL160H high breaking capacity Icu=70kA, 415V AC 3-pole, line protection Electronic Trip Unit LCD ETU42, LSIG 3 phases/4 lines with connecting cable In=160A, rated current IR=64...160A, overload protection, ISD=1.5 to 10xIR, II=11xIN short-circuit protection without auxiliary release without auxiliary/alarm switch with Safety Label for USA | - | 0 | 0
3VL2716-2UM36-0AA0 |  | 3VL2716-2UM36-0AA0 | 1 | UN | 1 | 5 | B | D | EAR99 | N | 85362090 | 1 | 4011209885608 | 2.616 | KG | 2310 | 2310 | LP20 | LP20 | circuit breaker VL160H high breaking capacity Icu=70kA, 415V AC 3-pole, line protection Electronic Trip Unit LCD ETU42, LSIG 3 phases/4 lines with connecting cable In=160A, rated current IR=64...160A, overload protection, ISD=1.5 to 10xIR, II=11xIN with screw terminals without auxiliary release without auxiliary/alarm switch | - | 0 | 0
3VL2716-2UM36-0AA0-Z | U01 | 3VL2716-2UM36-0AA0-ZU01 | 1 | UN | 1 | 5 | B | D | EAR99 | N | 85362090 | 1 |  | 2.4 | KG | 2358.4 | 2358.4 | LP20 | LP20 | circuit breaker VL160H high breaking capacity Icu=70kA, 415V AC 3-pole, line protection Electronic Trip Unit LCD ETU42, LSIG 3 phases/4 lines with connecting cable In=160A, rated current IR=64...160A, overload protection, ISD=1.5 to 10xIR, II=11xIN with screw terminals without auxiliary release without auxiliary/alarm switch with Safety Label for USA | - | 0 | 0
3VL2716-2UN43-0AA0 |  | 3VL2716-2UN43-0AA0 | 1 | UN | 1 | 5 | B | D | EAR99 | N | 85362090 | 1 | 4011209886421 | 3.123 | KG | 2970 | 2970 | LP20 | LP20 | circuit breaker VL160H high breaking capacity Icu=70kA, 415V AC 4-pole, line protection Electronic Trip Unit LCD ETU42, LSIG In=160A, rated current IR=64...160A, overload protection, ISD=1.5 to 10xIR, II=11xIN short-circuit protection N protected with ground-fault protection without auxiliary release without auxiliary/alarm switch | - | 0 | 0
3VL2716-2UN43-0AA0-Z | U01 | 3VL2716-2UN43-0AA0-ZU01 | 1 | UN | 1 | 5 | B | D | EAR99 | N | 85362090 | 1 |  | 3.1 | KG | 3018.4 | 3018.4 | LP20 | LP20 | circuit breaker VL160H high breaking capacity Icu=70kA, 415V AC 4-pole, line protection Electronic Trip Unit LCD ETU42, LSIG In=160A, rated current IR=64...160A, overload protection, ISD=1.5 to 10xIR, II=11xIN short-circuit protection N protected with ground-fault protection without auxiliary release without auxiliary/alarm switch with Safety Label for USA | - | 0 | 0
3VL2716-2UN46-0AA0 |  | 3VL2716-2UN46-0AA0 | 1 | UN | 1 | 5 | B | D | EAR99 | N | 85362090 | 1 | 4011209886452 | 3.123 | KG | 2937 | 2937 | LP20 | LP20 | circuit breaker VL160H high breaking capacity Icu=70kA, 415V AC 4-pole, line protection Electronic Trip Unit LCD ETU42, LSIG In=160A, rated current IR=64...160A, overload protection, ISD=1.5 to 10xIR, II=11xIN short-circuit protection N protected with screw terminals without auxiliary release without auxiliary/alarm switch | - | 0 | 0
3VL2716-2UN46-0AA0-Z | U01 | 3VL2716-2UN46-0AA0-ZU01 | 1 | UN | 1 | 5 | B | D | EAR99 | N | 85362090 | 1 |  | 3.1 | KG | 2985.4 | 2985.4 | LP20 | LP20 | circuit breaker VL160H high breaking capacity Icu=70kA, 415V AC 4-pole, line protection Electronic Trip Unit LCD ETU42, LSIG In=160A, rated current IR=64...160A, overload protection, ISD=1.5 to 10xIR, II=11xIN short-circuit protection N protected with screw terminals without auxiliary release without auxiliary/alarm switch with Safety Label for USA | - | 0 | 0
3VL2716-2UP33-0AA0 |  | 3VL2716-2UP33-0AA0 | 1 | UN | 1 | 5 | B | D | EAR99 | N | 85362090 | 1 | 4011209885035 | 2.616 | KG | 2101 | 2101 | LP20 | LP20 | circuit breaker VL160H high breaking capacity Icu=70kA, 415V AC 3-pole, motor/generator prot. Electronic Trip Unit LCD ETU40M, LI In=160A, rated current IR=64...160A, overload protection, II=1.25 to 11xIN, short-circuit protection without auxiliary release without auxiliary/alarm switch | - | 0 | 0
3VL2716-2UP33-0AA0-Z | U01 | 3VL2716-2UP33-0AA0-ZU01 | 1 | UN | 1 | 5 | B | D | EAR99 | N | 85362090 | 1 |  | 2.4 | KG | 2149.4 | 2149.4 | LP20 | LP20 | circuit breaker VL160H high breaking capacity Icu=70kA, 415V AC 3-pole, motor/generator prot. Electronic Trip Unit LCD ETU40M, LI In=160A, rated current IR=64...160A, overload protection, II=1.25 to 11xIN, short-circuit protection without auxiliary release without auxiliary/alarm switch with Safety Label for USA | - | 0 | 0
3VL2716-2UP36-0AA0 |  | 3VL2716-2UP36-0AA0 | 1 | UN | 1 | 5 | B | D | EAR99 | N | 85362090 | 1 | 4011209885066 | 2.616 | KG | 2079 | 2079 | LP20 | LP20 | circuit breaker VL160H high breaking capacity Icu=70kA, 415V AC 3-pole, motor/generator prot. Electronic Trip Unit LCD ETU40M, LI In=160A, rated current IR=64...160A, overload protection, II=1.25 to 11xIN, short-circuit protection with screw terminals without auxiliary release without auxiliary/alarm switch | - | 0 | 0
3VL2716-2UP36-0AA0-Z | U01 | 3VL2716-2UP36-0AA0-ZU01 | 1 | UN | 1 | 5 | B | D | EAR99 | N | 85362090 | 1 |  | 2.4 | KG | 2127.4 | 2127.4 | LP20 | LP20 | circuit breaker VL160H high breaking capacity Icu=70kA, 415V AC 3-pole, motor/generator prot. Electronic Trip Unit LCD ETU40M, LI In=160A, rated current IR=64...160A, overload protection, II=1.25 to 11xIN, short-circuit protection with screw terminals without auxiliary release without auxiliary/alarm switch with Safety Label for USA | - | 0 | 0
3VL2716-3AA33-0AA0 |  | 3VL2716-3AA33-0AA0 | 1 | UN | 1 | 5 | B | D | N | N | 85362090 | 1 | 4011209652064 | 1.725 | KG | 674.3 | 674.3 | LP20 | LP20 | circuit breaker VL160L without Electronic Trip Unit very high breaking capacity Icu=100kA/415V AC, 3-pole In=< 160A, rated current without auxiliary release with box terminals f. switching unit and Electronic Trip Unit | - | 0 | 0
3VL2716-3AA36-0AA0 |  | 3VL2716-3AA36-0AA0 | 1 | UN | 1 | 5 | B | D | N | N | 85362090 | 1 | 4011209652057 | 1.67 | KG | 665.5 | 665.5 | LP20 | LP20 | circuit breaker VL160N without Electronic Trip Unit standard breaking capacity Icu=40kA/415V AC, 3-pole In=< 160A, rated current without auxiliary release with screw terminal connections for switching unit and Electronic Trip Unit | - | 0 | 0
3VL2716-3AA43-0AA0 |  | 3VL2716-3AA43-0AA0 | 1 | UN | 1 | 5 | B | D | N | N | 85362090 | 1 | 4011209651975 | 2.263 | KG | 877.8 | 877.8 | LP20 | LP20 | circuit breaker VL160L without Electronic Trip Unit very high breaking capacity Icu=100kA/415V AC, 4-pole In=< 160A, rated current without auxiliary release with box terminals f. switching unit and Electronic Trip Unit | - | 0 | 0
3VL2716-3AA46-0AA0 |  | 3VL2716-3AA46-0AA0 | 1 | UN | 1 | 5 | B | D | N | N | 85362090 | 1 | 4011209652071 | 2.214 | KG | 866.8 | 866.8 | LP20 | LP20 | circuit breaker VL160L without Electronic Trip Unit very high breaking capacity Icu=100kA/415V AC, 4-pole In=< 160A, rated current without auxiliary release with screw terminal connections for switching unit and Electronic Trip Unit | - | 0 | 0
3VL2716-3CH33-0AA0-Z | U01 | 3VL2716-3CH33-0AA0-ZU01 | 1 | UN | 1 | 30 | D | D | EAR99 | N | 85362090 | 1 |  | 2.4 | KG | 3722.4 | 3722.4 | LP20 | LP20 | circuit breaker VL160L very high breaking capacity Icu=100kA, 415V AC 3-pole, line protection Electronic Trip Unit LCD ETU40, LI/LS/LSI In=160A, rated current IR=64...160A, overload protection, ISD=1.5 to 10xIR, II=11xIN short-circuit protection without auxiliary release without auxiliary/alarm switch with Safety Label for USA | - | 0 | 0
3VL2716-3CH36-0AA0-Z | U01 | 3VL2716-3CH36-0AA0-ZU01 | 1 | UN | 1 | 30 | D | D | EAR99 | N | 85362090 | 1 |  | 2.4 | KG | 3722.4 | 3722.4 | LP20 | LP20 | circuit breaker VL160L very high breaking capacity Icu=100kA, 415V AC 3-pole, line protection Electronic Trip Unit LCD ETU40, LI/LS/LSI In=160A, rated current IR=64...160A, overload protection, ISD=1.5 to 10xIR, II=11xIN short-circuit protection with screw terminals without auxiliary release without auxiliary/alarm switch with Safety Label for USA | - | 0 | 0
3VL2716-3CJ43-0AA0-Z | U01 | 3VL2716-3CJ43-0AA0-ZU01 | 1 | UN | 1 | 30 | D | D | EAR99 | N | 85362090 | 1 |  | 3.1 | KG | 5141.4 | 5141.4 | LP20 | LP20 | circuit breaker VL160L very high breaking capacity Icu=100kA, 415V AC 4-pole, line protection Electronic Trip Unit LCD ETU40, LI/LS/LSI In=160A, rated current IR=64...160A, overload protection, ISD=1.5 to 10xIR, II=11xIN short-circuit protection N protected without auxiliary release without auxiliary/alarm switch with Safety Label for USA | - | 0 | 0
3VL2716-3CJ43-0AD1 |  | 3VL2716-3CJ43-0AD1 | 1 | UN | 1 | 30 | D | D | EAR99 | N | 85362090 | 1 | 4011209754621 | 3.412 | KG | 5189.25 | 5189.25 | LP20 | LP20 | circuit breaker VL160L very high breaking capacity Icu=100kA, 415V AC 4-pole, line protection Electronic Trip Unit LCD ETU40, LI/LS/LSI In=160A, rated current IR=64...160A, overload protection, ISD=1.5 to 10xIR, II=11xIN short-circuit protection N protected without auxiliary release Auxiliary/alarm switch mounting kit 2 AUX (1 NO+1 NC)+1 AS (1 NO) | - | 0 | 0
3VL2716-3CJ46-0AA0-Z | U01 | 3VL2716-3CJ46-0AA0-ZU01 | 1 | UN | 1 | 30 | D | D | EAR99 | N | 85362090 | 1 |  | 3.1 | KG | 5141.4 | 5141.4 | LP20 | LP20 | circuit breaker VL160L very high breaking capacity Icu=100kA, 415V AC 4-pole, line protection Electronic Trip Unit LCD ETU40, LI/LS/LSI In=160A, rated current IR=64...160A, overload protection, ISD=1.5 to 10xIR, II=11xIN short-circuit protection N protected with screw terminals without auxiliary release without auxiliary/alarm switch with Safety Label for USA | - | 0 | 0
3VL2716-3CL33-0AA0-Z | U01 | 3VL2716-3CL33-0AA0-ZU01 | 1 | UN | 1 | 30 | D | D | EAR99 | N | 85362090 | 1 |  | 2.4 | KG | 4118.4 | 4118.4 | LP20 | LP20 | circuit breaker VL160L very high breaking capacity Icu=100kA, 415V AC 3-pole, line protection Electronic Trip Unit LCD ETU42, LSIG 3 phases/3 lines In=160A, rated current IR=64...160A, overload protection, ISD=1.5 to 10xIR, II=11xIN short-circuit protection without auxiliary release without auxiliary/alarm switch with Safety Label for USA | - | 0 | 0
3VL2716-3CL36-0AA0-Z | U01 | 3VL2716-3CL36-0AA0-ZU01 | 1 | UN | 1 | 30 | D | D | EAR99 | N | 85362090 | 1 |  | 2.4 | KG | 4118.4 | 4118.4 | LP20 | LP20 | circuit breaker VL160L very high breaking capacity Icu=100kA, 415V AC 3-pole, line protection Electronic Trip Unit LCD ETU42, LSIG 3 phases/3 lines In=160A, rated current IR=64...160A, overload protection, ISD=1.5 to 10xIR, II=11xIN short-circuit protection with screw terminals without auxiliary release without auxiliary/alarm switch with Safety Label for USA | - | 0 | 0
3VL2716-3CM33-0AA0-Z | U01 | 3VL2716-3CM33-0AA0-ZU01 | 1 | UN | 1 | 30 | D | D | EAR99 | N | 85362090 | 1 |  | 2.4 | KG | 4118.4 | 4118.4 | LP20 | LP20 | circuit breaker VL160L very high breaking capacity Icu=100kA, 415V AC 3-pole, line protection Electronic Trip Unit LCD ETU42, LSIG 3 phases/4 lines with connecting cable In=160A, rated current IR=64...160A, overload protection, ISD=1.5 to 10xIR, II=11xIN short-circuit protection without auxiliary release without auxiliary/alarm switch with Safety Label for USA | - | 0 | 0
3VL2716-3CM36-0AA0-Z | U01 | 3VL2716-3CM36-0AA0-ZU01 | 1 | UN | 1 | 30 | D | D | EAR99 | N | 85362090 | 1 |  | 2.4 | KG | 4118.4 | 4118.4 | LP20 | LP20 | circuit breaker VL160L very high breaking capacity Icu=100kA, 415V AC 3-pole, line protection Electronic Trip Unit LCD ETU42, LSIG 3 phases/4 lines with connecting cable In=160A, rated current IR=64...160A, overload protection, ISD=1.5 to 10xIR, II=11xIN with screw terminals without auxiliary release without auxiliary/alarm switch with Safety Label for USA | - | 0 | 0
3VL2716-3CN43-0AA0-Z | U01 | 3VL2716-3CN43-0AA0-ZU01 | 1 | UN | 1 | 30 | D | D | EAR99 | N | 85362090 | 1 |  | 3.1 | KG | 5141.4 | 5141.4 | LP20 | LP20 | circuit breaker VL160L very high breaking capacity Icu=100kA, 415V AC 4-pole, line protection Electronic Trip Unit LCD ETU42, LSIG In=160A, rated current IR=64...160A, overload protection, ISD=1.5 to 10xIR, II=11xIN short-circuit protection N protected with ground-fault protection without auxiliary release without auxiliary/alarm switch with Safety Label for USA | - | 0 | 0
3VL2716-3CN46-0AA0-Z | U01 | 3VL2716-3CN46-0AA0-ZU01 | 1 | UN | 1 | 30 | D | D | EAR99 | N | 85362090 | 1 |  | 3.1 | KG | 5141.4 | 5141.4 | LP20 | LP20 | circuit breaker VL160L very high breaking capacity Icu=100kA, 415V AC 4-pole, line protection Electronic Trip Unit LCD ETU42, LSIG In=160A, rated current IR=64...160A, overload protection, ISD=1.5 to 10xIR, II=11xIN short-circuit protection N protected with screw terminals without auxiliary release without auxiliary/alarm switch with Safety Label for USA | - | 0 | 0
3VL2716-3CP33-0AA0-Z | U01 | 3VL2716-3CP33-0AA0-ZU01 | 1 | UN | 1 | 30 | D | D | EAR99 | N | 85362090 | 1 |  | 2.4 | KG | 3722.4 | 3722.4 | LP20 | LP20 | circuit breaker VL160L very high breaking capacity Icu=100kA, 415V AC 3-pole, motor/generator prot. Electronic Trip Unit LCD ETU40M, LI In=160A, rated current IR=64...160A, overload protection, II=1.25 to 11xIN, short-circuit protection without auxiliary release without auxiliary/alarm switch with Safety Label for USA | - | 0 | 0
3VL2716-3CP36-0AA0-Z | U01 | 3VL2716-3CP36-0AA0-ZU01 | 1 | UN | 1 | 30 | D | D | EAR99 | N | 85362090 | 1 |  | 2.4 | KG | 3722.4 | 3722.4 | LP20 | LP20 | circuit breaker VL160L very high breaking capacity Icu=100kA, 415V AC 3-pole, motor/generator prot. Electronic Trip Unit LCD ETU40M, LI In=160A, rated current IR=64...160A, overload protection, II=1.25 to 11xIN, short-circuit protection with screw terminals without auxiliary release without auxiliary/alarm switch with Safety Label for USA | - | 0 | 0
3VL2716-3DC33-0AA0 |  | 3VL2716-3DC33-0AA0 | 1 | UN | 1 | 5 | B | D | EAR99 | N | 85362090 | 1 | 4011209483033 | 2.57 | KG | 1309 | 1191.9 | LP20 | LP20 | circuit breaker VL160L very high breaking capacity Icu=100kA, 415V AC 3-pole, line protection Electronic Trip Unit TM, LI In=160A, rated current IR=125...160A, overload protection, II=800...1600A, short-circuit protection without auxiliary release without auxiliary/alarm switch | - | 0 | 0
3VL2716-3DC33-0AA0-Z | U01 | 3VL2716-3DC33-0AA0-ZU01 | 1 | UN | 1 | 5 | B | D | EAR99 | N | 85362090 | 1 |  | 2.2 | KG | 1357.4 | 1357.4 | LP20 | LP20 | circuit breaker VL160L very high breaking capacity Icu=100kA, 415V AC 3-pole, line protection Electronic Trip Unit TM, LI In=160A, rated current IR=125...160A, overload protection, II=800...1600A, short-circuit protection without auxiliary release without auxiliary/alarm switch with Safety Label for USA | - | 0 | 0
3VL2716-3DC33-0AB1 |  | 3VL2716-3DC33-0AB1 | 1 | UN | 1 | 5 | B | D | EAR99 | N | 85362090 | 1 | 4011209754638 | 2.41 | KG | 1384.68 | 1384.68 | LP20 | LP20 | circuit breaker VL160L very high breaking capacity Icu=100kA, 415V AC 3-pole, line protection Electronic Trip Unit TM, LI In=160A, rated current IR=125...160A, overload protection, II=800...1600A, short-circuit protection without auxiliary release Auxiliary switch mounting kit 2 AUX (1 NO + 1 NC) | - | 0 | 0
3VL2716-3DC33-0AB1-Z | U01 | 3VL2716-3DC33-0AB1-ZU01 | 1 | UN | 1 | 5 | B | D | EAR99 | N | 85362090 | 1 |  | 2.2 | KG | 1433.08 | 1433.08 | LP20 | LP20 | circuit breaker VL160L very high breaking capacity Icu=100kA, 415V AC 3-pole, line protection Electronic Trip Unit TM, LI In=160A, rated current IR=125...160A, overload protection, II=800...1600A, short-circuit protection without auxiliary release Auxiliary switch mounting kit 2 AUX (1 NO + 1 NC) with Safety Label for USA | - | 0 | 0
3VL2716-3DC33-0AD1 |  | 3VL2716-3DC33-0AD1 | 1 | UN | 1 | 5 | B | D | EAR99 | N | 85362090 | 1 | 4011209754645 | 2.565 | KG | 1405.25 | 1405.25 | LP20 | LP20 | circuit breaker VL160L very high breaking capacity Icu=100kA, 415V AC 3-pole, line protection Electronic Trip Unit TM, LI In=160A, rated current IR=125...160A, overload protection, II=800...1600A, short-circuit protection without auxiliary release Auxiliary/alarm switch mounting kit 2 AUX (1 NO+1 NC)+1 AS (1 NO) | - | 0 | 0
3VL2716-3DC33-2PA0-Z | U01 | 3VL2716-3DC33-2PA0-ZU01 | 1 | UN | 1 | 5 | B | D | EAR99 | N | 85362090 | 1 |  | 2.2 | KG | 1548.8 | 1548.8 | LP20 | LP20 | circuit breaker VL160L very high breaking capacity Icu=100kA, 415V AC 3-pole, line protection Electronic Trip Unit TM, LI In=160A, rated current IR=125...160A, overload protection, II=800...1600A, short-circuit protection Undervoltage release 24 V DC without auxiliary/alarm switch with Safety Label for USA | - | 0 | 0
3VL2716-3DC36-0AA0 |  | 3VL2716-3DC36-0AA0 | 1 | UN | 1 | 5 | B | D | EAR99 | N | 85362090 | 1 | 4011209612839 | 2.2 | KG | 1287 | 1191.9 | LP20 | LP20 | circuit breaker VL160L very high breaking capacity Icu=100kA, 415V AC 3-pole, line protection Electronic Trip Unit TM, LI In=160A, rated current IR=125...160A, overload protection, II=800...1600A, short-circuit protection with screw terminals without auxiliary release without auxiliary/alarm switch | - | 0 | 0
3VL2716-3DC36-0AA0-Z | U01 | 3VL2716-3DC36-0AA0-ZU01 | 1 | UN | 1 | 5 | B | D | EAR99 | N | 85362090 | 1 |  | 2.2 | KG | 1335.4 | 1335.4 | LP20 | LP20 | circuit breaker VL160L very high breaking capacity Icu=100kA, 415V AC 3-pole, line protection Electronic Trip Unit TM, LI In=160A, rated current IR=125...160A, overload protection, II=800...1600A, short-circuit protection with screw terminals without auxiliary release without auxiliary/alarm switch with Safety Label for USA | - | 0 | 4
3VL2716-3DC36-0AB1-Z | U01 | 3VL2716-3DC36-0AB1-ZU01 | 1 | UN | 1 | 5 | B | D | EAR99 | N | 85362090 | 1 |  | 2.2 | KG | 1411.08 | 1411.08 | LP20 | LP20 | circuit breaker VL160L very high breaking capacity Icu=100kA, 415V AC 3-pole, line protection Electronic Trip Unit TM, LI In=160A, rated current IR=125...160A, overload protection, II=800...1600A, short-circuit protection with screw terminals without auxiliary release Auxiliary switch mounting kit 2 AUX (1 NO + 1 NC) with Safety Label for USA | - | 0 | 0
3VL2716-3DE33-0AA0 |  | 3VL2716-3DE33-0AA0 | 1 | UN | 1 | 5 | B | D | EAR99 | N | 85362090 | 1 | 4011209474192 | 2.496 | KG | 1045 | 955 | LP20 | LP20 | circuit breaker VL160L very high breaking capacity Icu=100kA, 415V AC 3-pole, non-auto. air circ. br. Electronic Trip Unit magnetic In=160A, rated current II=2500A, short-circuit protection without auxiliary release without auxiliary/alarm switch | - | 0 | 0
3VL2716-3DE33-0AA0-Z | U01 | 3VL2716-3DE33-0AA0-ZU01 | 1 | UN | 1 | 5 | B | D | EAR99 | N | 85362090 | 1 |  | 2.2 | KG | 1093.4 | 1093.4 | LP20 | LP20 | circuit breaker VL160L very high breaking capacity Icu=100kA, 415V AC 3-pole, non-auto. air circ. br. Electronic Trip Unit magnetic In=160A, rated current II=2500A, short-circuit protection without auxiliary release without auxiliary/alarm switch with Safety Label for USA | - | 0 | 0
3VL2716-3DE36-0AA0 |  | 3VL2716-3DE36-0AA0 | 1 | UN | 1 | 5 | B | D | EAR99 | N | 85362090 | 1 | 4011209735903 | 2.354 | KG | 1027.4 | 955 | LP20 | LP20 | circuit breaker VL160L very high breaking capacity Icu=100kA, 415V AC 3-pole, non-auto. air circ. br. Electronic Trip Unit magnetic In=160A, rated current II=2500A, short-circuit protection with screw terminals without auxiliary release without auxiliary/alarm switch | - | 0 | 0
3VL2716-3DE36-0AA0-Z | U01 | 3VL2716-3DE36-0AA0-ZU01 | 1 | UN | 1 | 5 | B | D | EAR99 | N | 85362090 | 1 |  | 2.2 | KG | 1075.8 | 1075.8 | LP20 | LP20 | circuit breaker VL160L very high breaking capacity Icu=100kA, 415V AC 3-pole, non-auto. air circ. br. Electronic Trip Unit magnetic In=160A, rated current II=2500A, short-circuit protection with screw terminals without auxiliary release without auxiliary/alarm switch with Safety Label for USA | - | 0 | 0
3VL2716-3DK33-0AA0 |  | 3VL2716-3DK33-0AA0 | 1 | UN | 1 | 5 | B | D | EAR99 | N | 85362010 | 1 | 4011209483040 | 2.28 | KG | 1254 | 1151.2 | LP20 | LP20 | circuit breaker VL160L very high breaking capacity Icu=100kA, 415V AC 3-pole, starter combination Electronic Trip Unit magnetic In=160A, rated current II=1250...2500A, short-circuit protection without auxiliary release without auxiliary/alarm switch | - | 0 | 0
3VL2716-3DK33-0AA0-Z | U01 | 3VL2716-3DK33-0AA0-ZU01 | 1 | UN | 1 | 5 | B | D | EAR99 | N | 85362010 | 1 |  | 2.2 | KG | 1302.4 | 1302.4 | LP20 | LP20 | circuit breaker VL160L very high breaking capacity Icu=100kA, 415V AC 3-pole, starter combination Electronic Trip Unit magnetic In=160A, rated current II=1250...2500A, short-circuit protection without auxiliary release without auxiliary/alarm switch with Safety Label for USA | - | 0 | 0
3VL2716-3DK33-0AB1-Z | U01 | 3VL2716-3DK33-0AB1-ZU01 | 1 | UN | 1 | 5 | B | D | EAR99 | N | 85362010 | 1 |  | 2.2 | KG | 1378.08 | 1378.08 | LP20 | LP20 | circuit breaker VL160L very high breaking capacity Icu=100kA, 415V AC 3-pole, starter combination Electronic Trip Unit magnetic In=160A, rated current II=1250...2500A, short-circuit protection without auxiliary release Auxiliary switch mounting kit 2 AUX (1 NO + 1 NC) with Safety Label for USA | - | 0 | 0
3VL2716-3DK33-0AD1 |  | 3VL2716-3DK33-0AD1 | 1 | UN | 1 | 5 | B | D | EAR99 | N | 85362010 | 1 | 4011209754652 | 2.464 | KG | 1350.25 | 1350.25 | LP20 | LP20 | circuit breaker VL160L very high breaking capacity Icu=100kA, 415V AC 3-pole, starter combination Electronic Trip Unit magnetic In=160A, rated current II=1250...2500A, short-circuit protection without auxiliary release Auxiliary/alarm switch mounting kit 2 AUX (1 NO+1 NC)+1 AS (1 NO) | - | 0 | 0
3VL2716-3DK36-0AA0 |  | 3VL2716-3DK36-0AA0 | 1 | UN | 1 | 5 | B | D | EAR99 | N | 85362090 | 1 | 4011209735910 | 2.2 | KG | 1243 | 1151.2 | LP20 | LP20 | circuit breaker VL160L very high breaking capacity Icu=100kA, 415V AC 3-pole, starter combination Electronic Trip Unit magnetic In=160A, rated current II=1250...2500A, short-circuit protection with screw terminals without auxiliary release without auxiliary/alarm switch | - | 0 | 0
3VL2716-3DK36-0AA0-Z | U01 | 3VL2716-3DK36-0AA0-ZU01 | 1 | UN | 1 | 5 | B | D | EAR99 | N | 85362090 | 1 |  | 2.2 | KG | 1291.4 | 1291.4 | LP20 | LP20 | circuit breaker VL160L very high breaking capacity Icu=100kA, 415V AC 3-pole, starter combination Electronic Trip Unit magnetic In=160A, rated current II=1250...2500A, short-circuit protection with screw terminals without auxiliary release without auxiliary/alarm switch with Safety Label for USA | - | 0 | 0
3VL2716-3EC43-0AA0 |  | 3VL2716-3EC43-0AA0 | 1 | UN | 1 | 5 | B | D | EAR99 | N | 85362090 | 1 | 4011209483057 | 3.175 | KG | 1804 | 1644.4 | LP20 | LP20 | circuit breaker VL160L very high breaking capacity Icu=100kA, 415V AC 4-pole, line protection Electronic Trip Unit TM, LI In=160A, rated current IR=125...160A, overload protection, II=800...1600A, short-circuit protection N protected without auxiliary release without auxiliary/alarm switch | - | 0 | 0
3VL2716-3EC43-0AA0-Z | U01 | 3VL2716-3EC43-0AA0-ZU01 | 1 | UN | 1 | 5 | B | D | EAR99 | N | 85362090 | 1 |  | 3 | KG | 1852.4 | 1852.4 | LP20 | LP20 | circuit breaker VL160L very high breaking capacity Icu=100kA, 415V AC 4-pole, line protection Electronic Trip Unit TM, LI In=160A, rated current IR=125...160A, overload protection, II=800...1600A, short-circuit protection N protected without auxiliary release without auxiliary/alarm switch with Safety Label for USA | - | 0 | 0
3VL2716-3EC46-0AA0 |  | 3VL2716-3EC46-0AA0 | 1 | UN | 1 | 5 | B | D | EAR99 | N | 85362090 | 1 | 4011209949133 | 3.175 | KG | 1771 | 1644.4 | LP20 | LP20 | circuit breaker VL160L very high breaking capacity Icu=100kA, 415V AC 4-pole, line protection Electronic Trip Unit TM, LI In=160A, rated current IR=125...160A, overload protection, II=800...1600A, short-circuit protection N protected with screw terminals without auxiliary release without auxiliary/alarm switch | - | 0 | 0
3VL2716-3EC46-0AA0-Z | U01 | 3VL2716-3EC46-0AA0-ZU01 | 1 | UN | 1 | 5 | B | D | EAR99 | N | 85362090 | 1 |  | 3 | KG | 1819.4 | 1819.4 | LP20 | LP20 | circuit breaker VL160L very high breaking capacity Icu=100kA, 415V AC 4-pole, line protection Electronic Trip Unit TM, LI In=160A, rated current IR=125...160A, overload protection, II=800...1600A, short-circuit protection N protected with screw terminals without auxiliary release without auxiliary/alarm switch with Safety Label for USA | - | 0 | 0
3VL2716-3EE43-0AA0 |  | 3VL2716-3EE43-0AA0 | 1 | UN | 1 | 5 | B | D | EAR99 | N | 85362090 | 1 | 4011209477902 | 3.27 | KG | 1364 | 1249.5 | LP20 | LP20 | circuit breaker VL160L very high breaking capacity Icu=100kA, 415V AC 4-pole, non-auto. air circ. br. Electronic Trip Unit magnetic In=160A, rated current II=2500A, short-circuit protection without auxiliary release without auxiliary/alarm switch | - | 0 | 0
3VL2716-3EE43-0AA0-Z | U01 | 3VL2716-3EE43-0AA0-ZU01 | 1 | UN | 1 | 5 | B | D | EAR99 | N | 85362090 | 1 |  | 3 | KG | 1412.4 | 1412.4 | LP20 | LP20 | circuit breaker VL160L very high breaking capacity Icu=100kA, 415V AC 4-pole, non-auto. air circ. br. Electronic Trip Unit magnetic In=160A, rated current II=2500A, short-circuit protection without auxiliary release without auxiliary/alarm switch with Safety Label for USA | - | 0 | 0
3VL2716-3EE43-8CB1-Z | L02L12U01 | 3VL2716-3EE43-8CB1-ZL02L12U01 | 1 | UN | 1 | 5 | B | D | EAR99 | N | 85362090 | 1 |  | 3 | KG | 1802.68 | 1802.68 | LP20 | LP20 | circuit breaker VL160L very high breaking capacity Icu=100kA, 415V AC 4-pole, non-auto. air circ. br. Electronic Trip Unit magnetic In=160A, rated current II=2500A, short-circuit protection Shunt release 24 V AC/DC Auxiliary switch mounting kit 2 AUX (1 NO + 1 NC) Internal accessories wired Wiring of the motorized operating mechanism with Safety Label for USA | - | 0 | 0
3VL2716-3EE46-0AA0 |  | 3VL2716-3EE46-0AA0 | 1 | UN | 1 | 5 | B | D | EAR99 | N | 85362090 | 1 | 4011209949140 | 3.27 | KG | 1342 | 1249.5 | LP20 | LP20 | circuit breaker VL160L very high breaking capacity Icu=100kA, 415V AC 4-pole, non-auto. air circ. br. Electronic Trip Unit magnetic In=160A, rated current II=2500A, short-circuit protection with screw terminals without auxiliary release without auxiliary/alarm switch | - | 0 | 0
3VL2716-3EE46-0AA0-Z | U01 | 3VL2716-3EE46-0AA0-ZU01 | 1 | UN | 1 | 5 | B | D | EAR99 | N | 85362090 | 1 |  | 3 | KG | 1390.4 | 1390.4 | LP20 | LP20 | circuit breaker VL160L very high breaking capacity Icu=100kA, 415V AC 4-pole, non-auto. air circ. br. Electronic Trip Unit magnetic In=160A, rated current II=2500A, short-circuit protection with screw terminals without auxiliary release without auxiliary/alarm switch with Safety Label for USA | - | 0 | 0
3VL2716-3EJ43-0AA0 |  | 3VL2716-3EJ43-0AA0 | 1 | UN | 1 | 5 | B | D | EAR99 | N | 85362090 | 1 | 4011209483064 | 3.295 | KG | 1705 | 1555.3 | LP20 | LP20 | circuit breaker VL160L very high breaking capacity Icu=100kA, 415V AC 4-pole, line protection Electronic Trip Unit TM, LI In=160A, rated current IR=125...160A, overload protection, II=800...1600A, short-circuit protection N unprotected without auxiliary release without auxiliary/alarm switch | - | 0 | 0
3VL2716-3EJ43-0AA0-Z | U01 | 3VL2716-3EJ43-0AA0-ZU01 | 1 | UN | 1 | 5 | B | D | EAR99 | N | 85362090 | 1 |  | 3 | KG | 1753.4 | 1753.4 | LP20 | LP20 | circuit breaker VL160L very high breaking capacity Icu=100kA, 415V AC 4-pole, line protection Electronic Trip Unit TM, LI In=160A, rated current IR=125...160A, overload protection, II=800...1600A, short-circuit protection N unprotected without auxiliary release without auxiliary/alarm switch with Safety Label for USA | - | 0 | 0
3VL2716-3EJ46-0AA0 |  | 3VL2716-3EJ46-0AA0 | 1 | UN | 1 | 5 | B | D | EAR99 | N | 85362090 | 1 | 4011209949157 | 3.295 | KG | 1683 | 1555.3 | LP20 | LP20 | circuit breaker VL160L very high breaking capacity Icu=100kA, 415V AC 4-pole, line protection Electronic Trip Unit TM, LI In=160A, rated current IR=125...160A, overload protection, II=800...1600A, short-circuit protection N unprotected with screw terminals without auxiliary release without auxiliary/alarm switch | - | 0 | 0
3VL2716-3EJ46-0AA0-Z | U01 | 3VL2716-3EJ46-0AA0-ZU01 | 1 | UN | 1 | 5 | B | D | EAR99 | N | 85362090 | 1 |  | 3 | KG | 1731.4 | 1731.4 | LP20 | LP20 | circuit breaker VL160L very high breaking capacity Icu=100kA, 415V AC 4-pole, line protection Electronic Trip Unit TM, LI In=160A, rated current IR=125...160A, overload protection, II=800...1600A, short-circuit protection N unprotected with screw terminals without auxiliary release without auxiliary/alarm switch with Safety Label for USA | - | 0 | 0
3VL2716-3EM43-0AA0 |  | 3VL2716-3EM43-0AA0 | 1 | UN | 1 | 5 | B | D | EAR99 | N | 85362090 | 1 | 4011209735927 | 3.175 | KG | 1804 | 1644.4 | LP20 | LP20 | circuit breaker VL160L very high breaking capacity Icu=100kA, 415V AC 4-pole, line protection trip unit, TM, LI In=160A, rated current Ir=125...160A, overload prot. II=800...1600A, short-circuit protection N protected (100%) without auxiliary release without auxiliary/alarm switch | - | 0 | 0
3VL2716-3EM43-0AA0-Z | U01 | 3VL2716-3EM43-0AA0-ZU01 | 1 | UN | 1 | 5 | B | D | EAR99 | N | 85362090 | 1 |  | 3 | KG | 1852.4 | 1852.4 | LP20 | LP20 | circuit breaker VL160L very high breaking capacity Icu=100kA, 415V AC 4-pole, line protection trip unit, TM, LI In=160A, rated current Ir=125...160A, overload prot. II=800...1600A, short-circuit protection N protected (100%) without auxiliary release without auxiliary/alarm switch with Safety Label for USA | - | 0 | 0
3VL2716-3EM46-0AA0 |  | 3VL2716-3EM46-0AA0 | 1 | UN | 1 | 5 | B | D | EAR99 | N | 85362090 | 1 | 4011209949164 | 3.175 | KG | 1771 | 1644.4 | LP20 | LP20 | circuit breaker VL160L very high breaking capacity Icu=100kA, 415V AC 4-pole, line protection Electronic Trip Unit TM, LI In=160A, rated current IR=125...160A, overload protection, II=800...1600A, short-circuit protection N protected with screw terminals without auxiliary release without auxiliary/alarm switch | - | 0 | 0
3VL2716-3EM46-0AA0-Z | U01 | 3VL2716-3EM46-0AA0-ZU01 | 1 | UN | 1 | 5 | B | D | EAR99 | N | 85362090 | 1 |  | 3 | KG | 1819.4 | 1819.4 | LP20 | LP20 | circuit breaker VL160L very high breaking capacity Icu=100kA, 415V AC 4-pole, line protection Electronic Trip Unit TM, LI In=160A, rated current IR=125...160A, overload protection, II=800...1600A, short-circuit protection N protected with screw terminals without auxiliary release without auxiliary/alarm switch with Safety Label for USA | - | 0 | 0
3VL2716-3LA43-0AA0 |  | 3VL2716-3LA43-0AA0 | 1 | UN | 1 | 5 | B | D | EAR99 | N | 85362090 | 1 | 4011209873049 | 2.447 | KG | 2530 | 2530 | LP20 | LP20 | circuit breaker VL160L very high breaking capacity Icu=100kA, 415V AC 4-pole, line protection Electronic Trip Unit ETU10, LI In=160A, rated current IR=64...160A, overload protection, II=1.25 to 11xIN, short-circuit protection N protected without auxiliary release shipbuilding certificate for LRS, DNV and gL without auxiliary/alarm switch | - | 0 | 0
3VL2716-3LA43-0AA0-Z | U01 | 3VL2716-3LA43-0AA0-ZU01 | 1 | UN | 1 | 5 | B | D | EAR99 | N | 85362090 | 1 |  | 3.1 | KG | 2578.4 | 2578.4 | LP20 | LP20 | circuit breaker VL160L very high breaking capacity Icu=100kA, 415V AC 4-pole, line protection Electronic Trip Unit ETU10, LI In=160A, rated current IR=64...160A, overload protection, II=1.25 to 11xIN, short-circuit protection N protected without auxiliary release shipbuilding certificate for LRS, DNV and gL without auxiliary/alarm switch with Safety Label for USA | - | 0 | 0
3VL2716-3LA46-0AA0 |  | 3VL2716-3LA46-0AA0 | 1 | UN | 1 | 5 | B | D | EAR99 | N | 85362090 | 1 | 4011209874039 | 2.447 | KG | 2486 | 2486 | LP20 | LP20 | circuit breaker VL160L very high breaking capacity Icu=100kA, 415V AC 4-pole, line protection Electronic Trip Unit ETU10, LI In=160A, rated current IR=64...160A, overload protection, II=1.25 to 11xIN, short-circuit protection N protected with screw terminals without auxiliary release shipbuilding certificate for LRS, DNV and gL without auxiliary/alarm switch | - | 0 | 0
3VL2716-3LA46-0AA0-Z | U01 | 3VL2716-3LA46-0AA0-ZU01 | 1 | UN | 1 | 5 | B | D | EAR99 | N | 85362090 | 1 |  | 3.1 | KG | 2534.4 | 2534.4 | LP20 | LP20 | circuit breaker VL160L very high breaking capacity Icu=100kA, 415V AC 4-pole, line protection Electronic Trip Unit ETU10, LI In=160A, rated current IR=64...160A, overload protection, II=1.25 to 11xIN, short-circuit protection N protected with screw terminals without auxiliary release shipbuilding certificate for LRS, DNV and gL without auxiliary/alarm switch with Safety Label for USA | - | 0 | 0
3VL2716-3LB33-0AA0 |  | 3VL2716-3LB33-0AA0 | 1 | UN | 1 | 5 | B | D | EAR99 | N | 85362010 | 1 | 4011209872158 | 2.447 | KG | 1837 | 1837 | LP20 | LP20 | circuit breaker VL160L very high breaking capacity Icu=100kA, 415V AC 3-pole, line protection Electronic Trip Unit ETU10, LI In=160A, rated current IR=64...160A, overload protection, II=1.25 to 11xIN, short-circuit protection without auxiliary release shipbuilding certificate for LRS, DNV and gL without auxiliary/alarm switch | - | 0 | 0
3VL2716-3LB33-0AA0-Z | U01 | 3VL2716-3LB33-0AA0-ZU01 | 1 | UN | 1 | 5 | B | D | EAR99 | N | 85362010 | 1 |  | 2.4 | KG | 1885.4 | 1885.4 | LP20 | LP20 | circuit breaker VL160L very high breaking capacity Icu=100kA, 415V AC 3-pole, line protection Electronic Trip Unit ETU10, LI In=160A, rated current IR=64...160A, overload protection, II=1.25 to 11xIN, short-circuit protection without auxiliary release shipbuilding certificate for LRS, DNV and gL without auxiliary/alarm switch with Safety Label for USA | - | 0 | 0
3VL2716-3LB36-0AA0 |  | 3VL2716-3LB36-0AA0 | 1 | UN | 1 | 5 | B | D | EAR99 | N | 85362090 | 1 | 4011209872127 | 2.447 | KG | 1804 | 1804 | LP20 | LP20 | circuit breaker VL160L very high breaking capacity Icu=100kA, 415V AC 3-pole, line protection Electronic Trip Unit ETU10, LI In=160A, rated current IR=64...160A, overload protection, II=1.25 to 11xIN, short-circuit protection with screw terminals without auxiliary release shipbuilding certificate for LRS, DNV and gL without auxiliary/alarm switch | - | 0 | 0
3VL2716-3LB36-0AA0-Z | U01 | 3VL2716-3LB36-0AA0-ZU01 | 1 | UN | 1 | 5 | B | D | EAR99 | N | 85362090 | 1 |  | 2.4 | KG | 1852.4 | 1852.4 | LP20 | LP20 | circuit breaker VL160L very high breaking capacity Icu=100kA, 415V AC 3-pole, line protection Electronic Trip Unit ETU10, LI In=160A, rated current IR=64...160A, overload protection, II=1.25 to 11xIN, short-circuit protection with screw terminals without auxiliary release shipbuilding certificate for LRS, DNV and gL without auxiliary/alarm switch with Safety Label for USA | - | 0 | 0
3VL2716-3LE33-0AA0 |  | 3VL2716-3LE33-0AA0 | 1 | UN | 1 | 5 | B | D | EAR99 | N | 85362090 | 1 | 4011209872325 | 2.447 | KG | 1958 | 1958 | LP20 | LP20 | circuit breaker VL160L very high breaking capacity Icu=100kA, 415V AC 3-pole, line protection Electronic Trip Unit ETU20, LSI In=160A, rated current IR=64...160A, overload protection, ISD=1.5 to 10xIR, II=11xIN short-circuit protection without auxiliary release shipbuilding certificate for LRS, DNV and gL without auxiliary/alarm switch | - | 0 | 0
3VL2716-3LE33-0AA0-Z | U01 | 3VL2716-3LE33-0AA0-ZU01 | 1 | UN | 1 | 5 | B | D | EAR99 | N | 85362090 | 1 |  | 2.4 | KG | 2006.4 | 2006.4 | LP20 | LP20 | circuit breaker VL160L very high breaking capacity Icu=100kA, 415V AC 3-pole, line protection Electronic Trip Unit ETU20, LSI In=160A, rated current IR=64...160A, overload protection, ISD=1.5 to 10xIR, II=11xIN short-circuit protection without auxiliary release shipbuilding certificate for LRS, DNV and gL without auxiliary/alarm switch with Safety Label for USA | - | 0 | 0
3VL2716-3LE36-0AA0 |  | 3VL2716-3LE36-0AA0 | 1 | UN | 1 | 5 | B | D | EAR99 | N | 85362090 | 1 | 4011209872356 | 2.447 | KG | 1936 | 1936 | LP20 | LP20 | circuit breaker VL160L very high breaking capacity Icu=100kA, 415V AC 3-pole, line protection Electronic Trip Unit ETU20, LSI In=160A, rated current IR=64...160A, overload protection, ISD=1.5 to 10xIR, II=11xIN short-circuit protection with screw terminals without auxiliary release shipbuilding certificate for LRS, DNV and gL without auxiliary/alarm switch | - | 0 | 0
3VL2716-3LE36-0AA0-Z | U01 | 3VL2716-3LE36-0AA0-ZU01 | 1 | UN | 1 | 5 | B | D | EAR99 | N | 85362090 | 1 |  | 2.4 | KG | 1984.4 | 1984.4 | LP20 | LP20 | circuit breaker VL160L very high breaking capacity Icu=100kA, 415V AC 3-pole, line protection Electronic Trip Unit ETU20, LSI In=160A, rated current IR=64...160A, overload protection, ISD=1.5 to 10xIR, II=11xIN short-circuit protection with screw terminals without auxiliary release shipbuilding certificate for LRS, DNV and gL without auxiliary/alarm switch with Safety Label for USA | - | 0 | 0
3VL2716-3LF43-0AA0 |  | 3VL2716-3LF43-0AA0 | 1 | UN | 1 | 5 | B | D | EAR99 | N | 85362090 | 1 | 4011209873216 | 2.447 | KG | 2695 | 2695 | LP20 | LP20 | circuit breaker VL160L very high breaking capacity Icu=100kA, 415V AC 4-pole, line protection Electronic Trip Unit ETU20, LSI In=160A, rated current IR=64...160A, overload protection, ISD=1.5 to 10xIR, II=11xIN short-circuit protection N protected without auxiliary release shipbuilding certificate for LRS, DNV and gL without auxiliary/alarm switch | - | 0 | 0
3VL2716-3LF43-0AA0-Z | U01 | 3VL2716-3LF43-0AA0-ZU01 | 1 | UN | 1 | 5 | B | D | EAR99 | N | 85362090 | 1 |  | 3.1 | KG | 2743.4 | 2743.4 | LP20 | LP20 | circuit breaker VL160L very high breaking capacity Icu=100kA, 415V AC 4-pole, line protection Electronic Trip Unit ETU20, LSI In=160A, rated current IR=64...160A, overload protection, ISD=1.5 to 10xIR, II=11xIN short-circuit protection N protected without auxiliary release shipbuilding certificate for LRS, DNV and gL without auxiliary/alarm switch with Safety Label for USA | - | 0 | 0
3VL2716-3LF46-0AA0-Z | U01 | 3VL2716-3LF46-0AA0-ZU01 | 1 | UN | 1 | 5 | B | D | EAR99 | N | 85362090 | 1 |  | 3.1 | KG | 2732.4 | 2732.4 | LP20 | LP20 | circuit breaker VL160L very high breaking capacity Icu=100kA, 415V AC 4-pole, line protection Electronic Trip Unit ETU20, LSI In=160A, rated current IR=64...160A, overload protection, ISD=1.5 to 10xIR, II=11xIN short-circuit protection N protected with screw terminals without auxiliary release shipbuilding certificate for LRS, DNV and gL without auxiliary/alarm switch with Safety Label for USA | - | 0 | 0
3VL2716-3LS33-0AA0 |  | 3VL2716-3LS33-0AA0 | 1 | UN | 1 | 5 | B | D | EAR99 | N | 85362090 | 1 | 4011209872509 | 2.447 | KG | 1859 | 1859 | LP20 | LP20 | circuit breaker VL160L very high breaking capacity Icu=100kA, 415V AC 3-pole, motor protection Electronic Trip Unit ETU30M, LI IR=63...160A, overload prot., TC=10A...30, II=6/8/11 xIN, short-circuit protection without auxiliary release shipbuilding certificate for LRS, DNV and gL without auxiliary/alarm switch | - | 0 | 0
3VL2716-3LS33-0AA0-Z | U01 | 3VL2716-3LS33-0AA0-ZU01 | 1 | UN | 1 | 5 | B | D | EAR99 | N | 85362090 | 1 |  | 2.4 | KG | 1907.4 | 1907.4 | LP20 | LP20 | circuit breaker VL160L very high breaking capacity Icu=100kA, 415V AC 3-pole, motor protection Electronic Trip Unit ETU30M, LI IR=63...160A, overload prot., TC=10A...30, II=6/8/11 xIN, short-circuit protection without auxiliary release shipbuilding certificate for LRS, DNV and gL without auxiliary/alarm switch with Safety Label for USA | - | 0 | 0
3VL2716-3LS36-0AA0 |  | 3VL2716-3LS36-0AA0 | 1 | UN | 1 | 5 | B | D | EAR99 | N | 85362090 | 1 | 4011209872530 | 2.447 | KG | 1837 | 1837 | LP20 | LP20 | circuit breaker VL160L very high breaking capacity Icu=100kA, 415V AC 3-pole, motor protection Electronic Trip Unit ETU30M, LI IR=63...160A, overload prot., TC=10A...30, II=6/8/11 xIN, short-circuit protection with screw terminals without auxiliary release shipbuilding certificate for LRS, DNV and gL without auxiliary/alarm switch | - | 0 | 0
3VL2716-3LS36-0AA0-Z | U01 | 3VL2716-3LS36-0AA0-ZU01 | 1 | UN | 1 | 5 | B | D | EAR99 | N | 85362090 | 1 |  | 2.4 | KG | 1885.4 | 1885.4 | LP20 | LP20 | circuit breaker VL160L very high breaking capacity Icu=100kA, 415V AC 3-pole, motor protection Electronic Trip Unit ETU30M, LI IR=63...160A, overload prot., TC=10A...30, II=6/8/11 xIN, short-circuit protection with screw terminals without auxiliary release shipbuilding certificate for LRS, DNV and gL without auxiliary/alarm switch with Safety Label for USA | - | 0 | 0
3VL2716-3MB33-0AA0 |  | 3VL2716-3MB33-0AA0 | 1 | UN | 1 | 5 | B | D | EAR99 | N | 85362010 | 1 | 4011209806573 | 2.447 | KG | 1705 | 1705 | LP20 | LP20 | circuit breaker VL160L very high breaking capacity Icu=100kA, 415V AC 3-pole, line protection Electronic Trip Unit ETU10, LI In=160A, rated current IR=64...160A, overload protection, II=1.25 to 11xIN, short-circuit protection without auxiliary release ETU communication-capable without auxiliary/alarm switch | - | 0 | 0
3VL2716-3MB33-0AA0-Z | U01 | 3VL2716-3MB33-0AA0-ZU01 | 1 | UN | 1 | 5 | B | D | EAR99 | N | 85362010 | 1 |  | 2.4 | KG | 1753.4 | 1753.4 | LP20 | LP20 | circuit breaker VL160L very high breaking capacity Icu=100kA, 415V AC 3-pole, line protection Electronic Trip Unit ETU10, LI In=160A, rated current IR=64...160A, overload protection, II=1.25 to 11xIN, short-circuit protection without auxiliary release ETU communication-capable without auxiliary/alarm switch with Safety Label for USA | - | 0 | 0
3VL2716-3MB36-0AA0 |  | 3VL2716-3MB36-0AA0 | 1 | UN | 1 | 5 | B | D | EAR99 | N | 85362090 | 1 | 4011209807389 | 2.447 | KG | 1683 | 1683 | LP20 | LP20 | circuit breaker VL160L very high breaking capacity Icu=100kA, 415V AC 3-pole, line protection Electronic Trip Unit ETU10, LI In=160A, rated current IR=64...160A, overload protection, II=1.25 to 11xIN, short-circuit protection with screw terminals without auxiliary release ETU communication-capable without auxiliary/alarm switch | - | 0 | 0
3VL2716-3MB36-0AA0-Z | U01 | 3VL2716-3MB36-0AA0-ZU01 | 1 | UN | 1 | 5 | B | D | EAR99 | N | 85362090 | 1 |  | 2.4 | KG | 1731.4 | 1731.4 | LP20 | LP20 | circuit breaker VL160L very high breaking capacity Icu=100kA, 415V AC 3-pole, line protection Electronic Trip Unit ETU10, LI In=160A, rated current IR=64...160A, overload protection, II=1.25 to 11xIN, short-circuit protection with screw terminals without auxiliary release ETU communication-capable without auxiliary/alarm switch with Safety Label for USA | - | 0 | 0
3VL2716-3ME33-0AA0 |  | 3VL2716-3ME33-0AA0 | 1 | UN | 1 | 5 | B | D | EAR99 | N | 85362090 | 1 | 4011209806603 | 2.447 | KG | 1782 | 1782 | LP20 | LP20 | circuit breaker VL160L very high breaking capacity Icu=100kA, 415V AC 3-pole, line protection Electronic Trip Unit ETU20, LSI In=160A, rated current IR=64...160A, overload protection, ISD=1.5 to 10xIR, II=11xIN short-circuit protection without auxiliary release ETU communication-capable without auxiliary/alarm switch | - | 0 | 0
3VL2716-3ME33-0AA0-Z | U01 | 3VL2716-3ME33-0AA0-ZU01 | 1 | UN | 1 | 5 | B | D | EAR99 | N | 85362090 | 1 |  | 2.4 | KG | 1830.4 | 1830.4 | LP20 | LP20 | circuit breaker VL160L very high breaking capacity Icu=100kA, 415V AC 3-pole, line protection Electronic Trip Unit ETU20, LSI In=160A, rated current IR=64...160A, overload protection, ISD=1.5 to 10xIR, II=11xIN short-circuit protection without auxiliary release ETU communication-capable without auxiliary/alarm switch with Safety Label for USA | - | 0 | 0
3VL2716-3ME36-0AA0 |  | 3VL2716-3ME36-0AA0 | 1 | UN | 1 | 5 | B | D | EAR99 | N | 85362090 | 1 | 4011209807419 | 2.447 | KG | 1771 | 1771 | LP20 | LP20 | circuit breaker VL160L very high breaking capacity Icu=100kA, 415V AC 3-pole, line protection Electronic Trip Unit ETU20, LSI In=160A, rated current IR=64...160A, overload protection, ISD=1.5 to 10xIR, II=11xIN short-circuit protection with screw terminals without auxiliary release ETU communication-capable without auxiliary/alarm switch | - | 0 | 0
3VL2716-3ME36-0AA0-Z | U01 | 3VL2716-3ME36-0AA0-ZU01 | 1 | UN | 1 | 5 | B | D | EAR99 | N | 85362090 | 1 |  | 2.4 | KG | 1819.4 | 1819.4 | LP20 | LP20 | circuit breaker VL160L very high breaking capacity Icu=100kA, 415V AC 3-pole, line protection Electronic Trip Unit ETU20, LSI In=160A, rated current IR=64...160A, overload protection, ISD=1.5 to 10xIR, II=11xIN short-circuit protection with screw terminals without auxiliary release ETU communication-capable without auxiliary/alarm switch with Safety Label for USA | - | 0 | 0
3VL2716-3MF33-0AA0 |  | 3VL2716-3MF33-0AA0 | 1 | UN | 1 | 5 | B | D | EAR99 | N | 85362090 | 1 | 4011209806634 | 2.447 | KG | 2266 | 2266 | LP20 | LP20 | circuit breaker VL160L very high breaking capacity Icu=100kA, 415V AC 3-pole, line protection Electronic Trip Unit ETU12, LIGN 3 phases/4 lines In=160A, rated current IR=64...160A, overload protection, II=1.25 to 11xIN, short-circuit protection without auxiliary release ETU communication-capable without auxiliary/alarm switch | - | 0 | 0
3VL2716-3MF33-0AA0-Z | U01 | 3VL2716-3MF33-0AA0-ZU01 | 1 | UN | 1 | 5 | B | D | EAR99 | N | 85362090 | 1 |  | 2.4 | KG | 2314.4 | 2314.4 | LP20 | LP20 | circuit breaker VL160L very high breaking capacity Icu=100kA, 415V AC 3-pole, line protection Electronic Trip Unit ETU12, LIGN 3 phases/4 lines In=160A, rated current IR=64...160A, overload protection, II=1.25 to 11xIN, short-circuit protection without auxiliary release ETU communication-capable without auxiliary/alarm switch with Safety Label for USA | - | 0 | 0
3VL2716-3MF36-0AA0 |  | 3VL2716-3MF36-0AA0 | 1 | UN | 1 | 5 | B | D | EAR99 | N | 85362090 | 1 | 4011209807440 | 2.447 | KG | 2255 | 2255 | LP20 | LP20 | circuit breaker VL160L very high breaking capacity Icu=100kA, 415V AC 3-pole, line protection Electronic Trip Unit ETU12, LIGN 3 phases/4 lines In=160A, rated current IR=64...160A, overload protection, II=1.25 to 11xIN, short-circuit protection with screw terminals without auxiliary release ETU communication-capable without auxiliary/alarm switch | - | 0 | 0
3VL2716-3MF36-0AA0-Z | U01 | 3VL2716-3MF36-0AA0-ZU01 | 1 | UN | 1 | 5 | B | D | EAR99 | N | 85362090 | 1 |  | 2.4 | KG | 2303.4 | 2303.4 | LP20 | LP20 | circuit breaker VL160L very high breaking capacity Icu=100kA, 415V AC 3-pole, line protection Electronic Trip Unit ETU12, LIGN 3 phases/4 lines In=160A, rated current IR=64...160A, overload protection, II=1.25 to 11xIN, short-circuit protection with screw terminals without auxiliary release ETU communication-capable without auxiliary/alarm switch with Safety Label for USA | - | 0 | 0
3VL2716-3MG33-0AA0-Z | U01 | 3VL2716-3MG33-0AA0-ZU01 | 1 | UN | 1 | 5 | B | D | EAR99 | N | 85362090 | 1 |  | 2.4 | KG | 2182.4 | 2182.4 | LP20 | LP20 | circuit breaker VL160L very high breaking capacity Icu=100kA, 415V AC 3-pole, line protection Electronic Trip Unit ETU22, LSIG 3 phases/3 lines In=160A, rated current IR=64...160A, overload protection, ISD=1.5 to 10xIR, II=11xIN short-circuit protection without auxiliary release ETU communication-capable without auxiliary/alarm switch with Safety Label for USA | - | 0 | 0
3VL2716-3MG36-0AA0 |  | 3VL2716-3MG36-0AA0 | 1 | UN | 1 | 5 | B | D | EAR99 | N | 85362090 | 1 | 4011209807471 | 2.447 | KG | 2123 | 2123 | LP20 | LP20 | circuit breaker VL160L very high breaking capacity Icu=100kA, 415V AC 3-pole, line protection Electronic Trip Unit ETU22, LSIG 3 phases/3 lines In=160A, rated current IR=64...160A, overload protection, ISD=1.5 to 10xIR, II=11xIN short-circuit protection with screw terminals without auxiliary release ETU communication-capable without auxiliary/alarm switch | - | 0 | 0
3VL2716-3MG36-0AA0-Z | U01 | 3VL2716-3MG36-0AA0-ZU01 | 1 | UN | 1 | 5 | B | D | EAR99 | N | 85362090 | 1 |  | 2.4 | KG | 2171.4 | 2171.4 | LP20 | LP20 | circuit breaker VL160L very high breaking capacity Icu=100kA, 415V AC 3-pole, line protection Electronic Trip Unit ETU22, LSIG 3 phases/3 lines In=160A, rated current IR=64...160A, overload protection, ISD=1.5 to 10xIR, II=11xIN short-circuit protection with screw terminals without auxiliary release ETU communication-capable without auxiliary/alarm switch with Safety Label for USA | - | 0 | 0
3VL2716-3MH33-0AA0 |  | 3VL2716-3MH33-0AA0 | 1 | UN | 1 | 5 | B | D | EAR99 | N | 85362090 | 1 | 4011209806689 | 2.447 | KG | 2134 | 2134 | LP20 | LP20 | circuit breaker VL160L very high breaking capacity Icu=100kA, 415V AC 3-pole, line protection Electronic Trip Unit ETU22, LSIG 3 phases/4 lines with connecting cable In=160A, rated current IR=64...160A, overload protection, ISD=1.5 to 10xIR, II=11xIN short-circuit protection without auxiliary release ETU communication-capable without auxiliary/alarm switch | - | 0 | 0
3VL2716-3MH33-0AA0-Z | U01 | 3VL2716-3MH33-0AA0-ZU01 | 1 | UN | 1 | 5 | B | D | EAR99 | N | 85362090 | 1 |  | 2.4 | KG | 2182.4 | 2182.4 | LP20 | LP20 | circuit breaker VL160L very high breaking capacity Icu=100kA, 415V AC 3-pole, line protection Electronic Trip Unit ETU22, LSIG 3 phases/4 lines with connecting cable In=160A, rated current IR=64...160A, overload protection, ISD=1.5 to 10xIR, II=11xIN short-circuit protection without auxiliary release ETU communication-capable without auxiliary/alarm switch with Safety Label for USA | - | 0 | 0
3VL2716-3MH36-0AA0 |  | 3VL2716-3MH36-0AA0 | 1 | UN | 1 | 5 | B | D | EAR99 | N | 85362090 | 1 | 4011209807501 | 2.447 | KG | 2123 | 2123 | LP20 | LP20 | circuit breaker VL160L very high breaking capacity Icu=100kA, 415V AC 3-pole, line protection Electronic Trip Unit ETU22, LSIG 3 phases/4 lines with connecting cable In=160A, rated current IR=64...160A, overload protection, ISD=1.5 to 10xIR, II=11xIN with screw terminals without auxiliary release ETU communication-capable without auxiliary/alarm switch | - | 0 | 0
3VL2716-3MH36-0AA0-Z | U01 | 3VL2716-3MH36-0AA0-ZU01 | 1 | UN | 1 | 5 | B | D | EAR99 | N | 85362090 | 1 |  | 2.4 | KG | 2171.4 | 2171.4 | LP20 | LP20 | circuit breaker VL160L very high breaking capacity Icu=100kA, 415V AC 3-pole, line protection Electronic Trip Unit ETU22, LSIG 3 phases/4 lines with connecting cable In=160A, rated current IR=64...160A, overload protection, ISD=1.5 to 10xIR, II=11xIN with screw terminals without auxiliary release ETU communication-capable without auxiliary/alarm switch with Safety Label for USA | - | 0 | 0
3VL2716-3ML33-0AA0 |  | 3VL2716-3ML33-0AA0 | 1 | UN | 1 | 5 | B | D | EAR99 | N | 85362090 | 1 | 4011209806719 | 2.447 | KG | 2101 | 2101 | LP20 | LP20 | circuit breaker VL160L very high breaking capacity Icu=100kA, 415V AC 3-pole, line protection Electronic Trip Unit ETU12, LIG 3 phases/3 lines In=160A, rated current IR=64...160A, overload protection, II=1.25 to 11xIN, short-circuit protection without auxiliary release ETU communication-capable without auxiliary/alarm switch | - | 0 | 0
3VL2716-3ML33-0AA0-Z | U01 | 3VL2716-3ML33-0AA0-ZU01 | 1 | UN | 1 | 5 | B | D | EAR99 | N | 85362090 | 1 |  | 2.4 | KG | 2149.4 | 2149.4 | LP20 | LP20 | circuit breaker VL160L very high breaking capacity Icu=100kA, 415V AC 3-pole, line protection Electronic Trip Unit ETU12, LIG 3 phases/3 lines In=160A, rated current IR=64...160A, overload protection, II=1.25 to 11xIN, short-circuit protection without auxiliary release ETU communication-capable without auxiliary/alarm switch with Safety Label for USA | - | 0 | 0
3VL2716-3ML36-0AA0 |  | 3VL2716-3ML36-0AA0 | 1 | UN | 1 | 5 | B | D | EAR99 | N | 85362090 | 1 | 4011209807532 | 2.447 | KG | 2079 | 2079 | LP20 | LP20 | circuit breaker VL160L very high breaking capacity Icu=100kA, 415V AC 3-pole, line protection Electronic Trip Unit ETU12, LIG 3 phases/3 lines In=160A, rated current IR=64...160A, overload protection, II=1.25 to 11xIN, short-circuit protection with screw terminals without auxiliary release ETU communication-capable without auxiliary/alarm switch | - | 0 | 0
3VL2716-3ML36-0AA0-Z | U01 | 3VL2716-3ML36-0AA0-ZU01 | 1 | UN | 1 | 5 | B | D | EAR99 | N | 85362090 | 1 |  | 2.4 | KG | 2127.4 | 2127.4 | LP20 | LP20 | circuit breaker VL160L very high breaking capacity Icu=100kA, 415V AC 3-pole, line protection Electronic Trip Unit ETU12, LIG 3 phases/3 lines In=160A, rated current IR=64...160A, overload protection, II=1.25 to 11xIN, short-circuit protection with screw terminals without auxiliary release ETU communication-capable without auxiliary/alarm switch with Safety Label for USA | - | 0 | 0
3VL2716-3MP33-0AA0 |  | 3VL2716-3MP33-0AA0 | 1 | UN | 1 | 5 | B | D | EAR99 | N | 85362090 | 1 | 4011209806740 | 2.447 | KG | 1595 | 1595 | LP20 | LP20 | circuit breaker VL160L very high breaking capacity Icu=100kA, 415V AC 3-pole, motor/generator prot. Electronic Trip Unit ETU10M, LI In=160A, rated current IR=64...160A, overload protection, II=1.25 to 11xIN, short-circuit protection without auxiliary release ETU communication-capable without auxiliary/alarm switch | - | 0 | 0
3VL2716-3MP33-0AA0-Z | U01 | 3VL2716-3MP33-0AA0-ZU01 | 1 | UN | 1 | 5 | B | D | EAR99 | N | 85362090 | 1 |  | 2.4 | KG | 1643.4 | 1643.4 | LP20 | LP20 | circuit breaker VL160L very high breaking capacity Icu=100kA, 415V AC 3-pole, motor/generator prot. Electronic Trip Unit ETU10M, LI In=160A, rated current IR=64...160A, overload protection, II=1.25 to 11xIN, short-circuit protection without auxiliary release ETU communication-capable without auxiliary/alarm switch with Safety Label for USA | - | 0 | 0
3VL2716-3MP36-0AA0 |  | 3VL2716-3MP36-0AA0 | 1 | UN | 1 | 5 | B | D | EAR99 | N | 85362090 | 1 | 4011209807563 | 2.447 | KG | 1584 | 1584 | LP20 | LP20 | circuit breaker VL160L very high breaking capacity Icu=100kA, 415V AC 3-pole, motor/generator prot. Electronic Trip Unit ETU10M, LI In=160A, rated current IR=64...160A, overload protection, II=1.25 to 11xIN, short-circuit protection with screw terminals without auxiliary release ETU communication-capable without auxiliary/alarm switch | - | 0 | 0
3VL2716-3MP36-0AA0-Z | U01 | 3VL2716-3MP36-0AA0-ZU01 | 1 | UN | 1 | 5 | B | D | EAR99 | N | 85362090 | 1 |  | 2.4 | KG | 1632.4 | 1632.4 | LP20 | LP20 | circuit breaker VL160L very high breaking capacity Icu=100kA, 415V AC 3-pole, motor/generator prot. Electronic Trip Unit ETU10M, LI In=160A, rated current IR=64...160A, overload protection, II=1.25 to 11xIN, short-circuit protection with screw terminals without auxiliary release ETU communication-capable without auxiliary/alarm switch with Safety Label for USA | - | 0 | 0
3VL2716-3MS33-0AA0 |  | 3VL2716-3MS33-0AA0 | 1 | UN | 1 | 5 | B | D | EAR99 | N | 85362090 | 1 | 4011209806771 | 2.447 | KG | 1727 | 1727 | LP20 | LP20 | circuit breaker VL160L very high breaking capacity Icu=100kA, 415V AC 3-pole, motor protection Electronic Trip Unit ETU30M, LI IR=63...160A, overload prot., TC=10A...30, II=6/8/11 xIN, short-circuit protection without auxiliary release ETU communication-capable without auxiliary/alarm switch | - | 0 | 0
3VL2716-3MS33-0AA0-Z | U01 | 3VL2716-3MS33-0AA0-ZU01 | 1 | UN | 1 | 5 | B | D | EAR99 | N | 85362090 | 1 |  | 2.4 | KG | 1775.4 | 1775.4 | LP20 | LP20 | circuit breaker VL160L very high breaking capacity Icu=100kA, 415V AC 3-pole, motor protection Electronic Trip Unit ETU30M, LI IR=63...160A, overload prot., TC=10A...30, II=6/8/11 xIN, short-circuit protection without auxiliary release ETU communication-capable without auxiliary/alarm switch with Safety Label for USA | - | 0 | 0
3VL2716-3MS36-0AA0 |  | 3VL2716-3MS36-0AA0 | 1 | UN | 1 | 5 | B | D | EAR99 | N | 85362090 | 1 | 4011209807594 | 2.447 | KG | 1716 | 1716 | LP20 | LP20 | circuit breaker VL160L very high breaking capacity Icu=100kA, 415V AC 3-pole, motor protection Electronic Trip Unit ETU30M, LI IR=63...160A, overload prot., TC=10A...30, II=6/8/11 xIN, short-circuit protection with screw terminals without auxiliary release ETU communication-capable without auxiliary/alarm switch | - | 0 | 0
3VL2716-3MS36-0AA0-Z | U01 | 3VL2716-3MS36-0AA0-ZU01 | 1 | UN | 1 | 5 | B | D | EAR99 | N | 85362090 | 1 |  | 2.4 | KG | 1764.4 | 1764.4 | LP20 | LP20 | circuit breaker VL160L very high breaking capacity Icu=100kA, 415V AC 3-pole, motor protection Electronic Trip Unit ETU30M, LI IR=63...160A, overload prot., TC=10A...30, II=6/8/11 xIN, short-circuit protection with screw terminals without auxiliary release ETU communication-capable without auxiliary/alarm switch with Safety Label for USA | - | 0 | 0
3VL2716-3NA43-0AA0 |  | 3VL2716-3NA43-0AA0 | 1 | UN | 1 | 5 | B | D | EAR99 | N | 85362090 | 1 | 4011209806986 | 2.447 | KG | 2332 | 2332 | LP20 | LP20 | circuit breaker VL160L very high breaking capacity Icu=100kA, 415V AC 4-pole, line protection Electronic Trip Unit ETU10, LIN In=160A, rated current IR=64...160A, overload protection, II=1.25 to 11xIN, short-circuit protection N protected without auxiliary release ETU communication-capable without auxiliary/alarm switch | - | 0 | 0
3VL2716-3NA43-0AA0-Z | U01 | 3VL2716-3NA43-0AA0-ZU01 | 1 | UN | 1 | 5 | B | D | EAR99 | N | 85362090 | 1 |  | 3.1 | KG | 2380.4 | 2380.4 | LP20 | LP20 | circuit breaker VL160L very high breaking capacity Icu=100kA, 415V AC 4-pole, line protection Electronic Trip Unit ETU10, LIN In=160A, rated current IR=64...160A, overload protection, II=1.25 to 11xIN, short-circuit protection N protected without auxiliary release ETU communication-capable without auxiliary/alarm switch with Safety Label for USA | - | 0 | 0
3VL2716-3NA46-0AA0 |  | 3VL2716-3NA46-0AA0 | 1 | UN | 1 | 5 | B | D | EAR99 | N | 85362090 | 1 | 4011209807808 | 2.447 | KG | 2299 | 2299 | LP20 | LP20 | circuit breaker VL160L very high breaking capacity Icu=100kA, 415V AC 4-pole, line protection Electronic Trip Unit ETU10, LIN In=160A, rated current IR=64...160A, overload protection, II=1.25 to 11xIN, short-circuit protection N protected with screw terminals without auxiliary release ETU communication-capable without auxiliary/alarm switch | - | 0 | 0
3VL2716-3NA46-0AA0-Z | U01 | 3VL2716-3NA46-0AA0-ZU01 | 1 | UN | 1 | 5 | B | D | EAR99 | N | 85362090 | 1 |  | 3.1 | KG | 2347.4 | 2347.4 | LP20 | LP20 | circuit breaker VL160L very high breaking capacity Icu=100kA, 415V AC 4-pole, line protection Electronic Trip Unit ETU10, LIN In=160A, rated current IR=64...160A, overload protection, II=1.25 to 11xIN, short-circuit protection N protected with screw terminals without auxiliary release ETU communication-capable without auxiliary/alarm switch with Safety Label for USA | - | 0 | 0
3VL2716-3NB43-0AA0 |  | 3VL2716-3NB43-0AA0 | 1 | UN | 1 | 5 | B | D | EAR99 | N | 85362090 | 1 | 4011209807013 | 2.447 | KG | 2178 | 2178 | LP20 | LP20 | circuit breaker VL160L very high breaking capacity Icu=100kA, 415V AC 4-pole, line protection Electronic Trip Unit ETU10, LI In=160A, rated current IR=64...160A, overload protection, II=1.25 to 11xIN, short-circuit protection without auxiliary release ETU communication-capable without auxiliary/alarm switch | - | 0 | 0
3VL2716-3NB43-0AA0-Z | U01 | 3VL2716-3NB43-0AA0-ZU01 | 1 | UN | 1 | 5 | B | D | EAR99 | N | 85362090 | 1 |  | 3.1 | KG | 2226.4 | 2226.4 | LP20 | LP20 | circuit breaker VL160L very high breaking capacity Icu=100kA, 415V AC 4-pole, line protection Electronic Trip Unit ETU10, LI In=160A, rated current IR=64...160A, overload protection, II=1.25 to 11xIN, short-circuit protection without auxiliary release ETU communication-capable without auxiliary/alarm switch with Safety Label for USA | - | 0 | 0
3VL2716-3NB46-0AA0 |  | 3VL2716-3NB46-0AA0 | 1 | UN | 1 | 5 | B | D | EAR99 | N | 85362090 | 1 | 4011209807839 | 2.447 | KG | 2156 | 2156 | LP20 | LP20 | circuit breaker VL160L very high breaking capacity Icu=100kA, 415V AC 4-pole, line protection Electronic Trip Unit ETU10, LI In=160A, rated current IR=64...160A, overload protection, II=1.25 to 11xIN, short-circuit protection with screw terminals without auxiliary release ETU communication-capable without auxiliary/alarm switch | - | 0 | 0
3VL2716-3NB46-0AA0-Z | U01 | 3VL2716-3NB46-0AA0-ZU01 | 1 | UN | 1 | 5 | B | D | EAR99 | N | 85362090 | 1 |  | 3.1 | KG | 2204.4 | 2204.4 | LP20 | LP20 | circuit breaker VL160L very high breaking capacity Icu=100kA, 415V AC 4-pole, line protection Electronic Trip Unit ETU10, LI In=160A, rated current IR=64...160A, overload protection, II=1.25 to 11xIN, short-circuit protection with screw terminals without auxiliary release ETU communication-capable without auxiliary/alarm switch with Safety Label for USA | - | 0 | 0
3VL2716-3NE43-0AA0 |  | 3VL2716-3NE43-0AA0 | 1 | UN | 1 | 5 | B | D | EAR99 | N | 85362090 | 1 | 4011209807044 | 2.447 | KG | 2332 | 2332 | LP20 | LP20 | circuit breaker VL160L very high breaking capacity Icu=100kA, 415V AC 4-pole, line protection Electronic Trip Unit ETU20, LSI In=160A, rated current IR=64...160A, overload protection, ISD=1.5 to 10xIR, II=11xIN short-circuit protection without auxiliary release ETU communication-capable without auxiliary/alarm switch | - | 0 | 0
3VL2716-3NE43-0AA0-Z | U01 | 3VL2716-3NE43-0AA0-ZU01 | 1 | UN | 1 | 5 | B | D | EAR99 | N | 85362090 | 1 |  | 3.1 | KG | 2380.4 | 2380.4 | LP20 | LP20 | circuit breaker VL160L very high breaking capacity Icu=100kA, 415V AC 4-pole, line protection Electronic Trip Unit ETU20, LSI In=160A, rated current IR=64...160A, overload protection, ISD=1.5 to 10xIR, II=11xIN short-circuit protection without auxiliary release ETU communication-capable without auxiliary/alarm switch with Safety Label for USA | - | 0 | 0
3VL2716-3NE46-0AA0 |  | 3VL2716-3NE46-0AA0 | 1 | UN | 1 | 5 | B | D | EAR99 | N | 85362090 | 1 | 4011209807860 | 2.447 | KG | 2299 | 2299 | LP20 | LP20 | circuit breaker VL160L very high breaking capacity Icu=100kA, 415V AC 4-pole, line protection Electronic Trip Unit ETU20, LSI In=160A, rated current IR=64...160A, overload protection, ISD=1.5 to 10xIR, II=11xIN short-circuit protection with screw terminals without auxiliary release ETU communication-capable without auxiliary/alarm switch | - | 0 | 0
3VL2716-3NE46-0AA0-Z | U01 | 3VL2716-3NE46-0AA0-ZU01 | 1 | UN | 1 | 5 | B | D | EAR99 | N | 85362090 | 1 |  | 3.1 | KG | 2347.4 | 2347.4 | LP20 | LP20 | circuit breaker VL160L very high breaking capacity Icu=100kA, 415V AC 4-pole, line protection Electronic Trip Unit ETU20, LSI In=160A, rated current IR=64...160A, overload protection, ISD=1.5 to 10xIR, II=11xIN short-circuit protection with screw terminals without auxiliary release ETU communication-capable without auxiliary/alarm switch with Safety Label for USA | - | 0 | 0
3VL2716-3NF43-0AA0 |  | 3VL2716-3NF43-0AA0 | 1 | UN | 1 | 5 | B | D | EAR99 | N | 85362090 | 1 | 4011209807075 | 2.447 | KG | 2442 | 2442 | LP20 | LP20 | circuit breaker VL160L very high breaking capacity Icu=100kA, 415V AC 4-pole, line protection Electronic Trip Unit ETU20, LSI In=160A, rated current IR=64...160A, overload protection, ISD=1.5 to 10xIR, II=11xIN short-circuit protection N protected without auxiliary release ETU communication-capable without auxiliary/alarm switch | - | 0 | 0
3VL2716-3NF43-0AA0-Z | U01 | 3VL2716-3NF43-0AA0-ZU01 | 1 | UN | 1 | 5 | B | D | EAR99 | N | 85362090 | 1 |  | 3.1 | KG | 2490.4 | 2490.4 | LP20 | LP20 | circuit breaker VL160L very high breaking capacity Icu=100kA, 415V AC 4-pole, line protection Electronic Trip Unit ETU20, LSI In=160A, rated current IR=64...160A, overload protection, ISD=1.5 to 10xIR, II=11xIN short-circuit protection N protected without auxiliary release ETU communication-capable without auxiliary/alarm switch with Safety Label for USA | - | 0 | 0
3VL2716-3NF46-0AA0 |  | 3VL2716-3NF46-0AA0 | 1 | UN | 1 | 5 | B | D | EAR99 | N | 85362090 | 1 | 4011209807891 | 2.447 | KG | 2420 | 2420 | LP20 | LP20 | circuit breaker VL160L very high breaking capacity Icu=100kA, 415V AC 4-pole, line protection Electronic Trip Unit ETU20, LSI In=160A, rated current IR=64...160A, overload protection, ISD=1.5 to 10xIR, II=11xIN short-circuit protection N protected with screw terminals without auxiliary release ETU communication-capable without auxiliary/alarm switch | - | 0 | 0
3VL2716-3NF46-0AA0-Z | U01 | 3VL2716-3NF46-0AA0-ZU01 | 1 | UN | 1 | 5 | B | D | EAR99 | N | 85362090 | 1 |  | 3.1 | KG | 2468.4 | 2468.4 | LP20 | LP20 | circuit breaker VL160L very high breaking capacity Icu=100kA, 415V AC 4-pole, line protection Electronic Trip Unit ETU20, LSI In=160A, rated current IR=64...160A, overload protection, ISD=1.5 to 10xIR, II=11xIN short-circuit protection N protected with screw terminals without auxiliary release ETU communication-capable without auxiliary/alarm switch with Safety Label for USA | - | 0 | 0
3VL2716-3NH43-0AA0 |  | 3VL2716-3NH43-0AA0 | 1 | UN | 1 | 5 | B | D | EAR99 | N | 85362090 | 1 | 4011209800267 | 2.447 | KG | 2970 | 2970 | LP20 | LP20 | circuit breaker VL160L very high breaking capacity Icu=100kA, 415V AC 4-pole, line protection Electronic Trip Unit ETU22, LSIG In=160A, rated current IR=64...160A, overload protection, ISD=1.5 to 10xIR, II=11xIN short-circuit protection N protected without auxiliary release ETU communication-capable without auxiliary/alarm switch | - | 0 | 0
3VL2716-3NH43-0AA0-Z | U01 | 3VL2716-3NH43-0AA0-ZU01 | 1 | UN | 1 | 5 | B | D | EAR99 | N | 85362090 | 1 |  | 3.1 | KG | 3018.4 | 3018.4 | LP20 | LP20 | circuit breaker VL160L very high breaking capacity Icu=100kA, 415V AC 4-pole, line protection Electronic Trip Unit ETU22, LSIG In=160A, rated current IR=64...160A, overload protection, ISD=1.5 to 10xIR, II=11xIN short-circuit protection N protected without auxiliary release ETU communication-capable without auxiliary/alarm switch with Safety Label for USA | - | 0 | 0
3VL2716-3NH46-0AA0 |  | 3VL2716-3NH46-0AA0 | 1 | UN | 1 | 5 | B | D | EAR99 | N | 85362090 | 1 | 4011209807921 | 2.447 | KG | 2937 | 2937 | LP20 | LP20 | circuit breaker VL160L very high breaking capacity Icu=100kA, 415V AC 4-pole, line protection Electronic Trip Unit ETU22, LSIG In=160A, rated current IR=64...160A, overload protection, ISD=1.5 to 10xIR, II=11xIN short-circuit protection N protected with screw terminals without auxiliary release ETU communication-capable without auxiliary/alarm switch | - | 0 | 0
3VL2716-3NH46-0AA0-Z | U01 | 3VL2716-3NH46-0AA0-ZU01 | 1 | UN | 1 | 5 | B | D | EAR99 | N | 85362090 | 1 |  | 3.1 | KG | 2985.4 | 2985.4 | LP20 | LP20 | circuit breaker VL160L very high breaking capacity Icu=100kA, 415V AC 4-pole, line protection Electronic Trip Unit ETU22, LSIG In=160A, rated current IR=64...160A, overload protection, ISD=1.5 to 10xIR, II=11xIN short-circuit protection N protected with screw terminals without auxiliary release ETU communication-capable without auxiliary/alarm switch with Safety Label for USA | - | 0 | 0
3VL2716-3NN43-0AA0 |  | 3VL2716-3NN43-0AA0 | 1 | UN | 1 | 5 | B | D | EAR99 | N | 85362090 | 1 | 4011209807112 | 2.447 | KG | 2915 | 2915 | LP20 | LP20 | circuit breaker VL160L very high breaking capacity Icu=100kA, 415V AC 4-pole, line protection Electronic Trip Unit ETU12, LIG In=160A, rated current IR=64...160A, overload protection, II=1.25 to 11xIN, short-circuit protection N protected without auxiliary release ETU communication-capable without auxiliary/alarm switch | - | 0 | 0
3VL2716-3NN43-0AA0-Z | U01 | 3VL2716-3NN43-0AA0-ZU01 | 1 | UN | 1 | 5 | B | D | EAR99 | N | 85362090 | 1 |  | 3.1 | KG | 2963.4 | 2963.4 | LP20 | LP20 | circuit breaker VL160L very high breaking capacity Icu=100kA, 415V AC 4-pole, line protection Electronic Trip Unit ETU12, LIG In=160A, rated current IR=64...160A, overload protection, II=1.25 to 11xIN, short-circuit protection N protected without auxiliary release ETU communication-capable without auxiliary/alarm switch with Safety Label for USA | - | 0 | 0
3VL2716-3NN46-0AA0 |  | 3VL2716-3NN46-0AA0 | 1 | UN | 1 | 5 | B | D | EAR99 | N | 85362090 | 1 | 4011209807952 | 2.447 | KG | 2893 | 2893 | LP20 | LP20 | circuit breaker VL160L very high breaking capacity Icu=100kA, 415V AC 4-pole, line protection Electronic Trip Unit ETU12, LIG In=160A, rated current IR=64...160A, overload protection, II=1.25 to 11xIN, short-circuit protection N protected with screw terminals without auxiliary release ETU communication-capable without auxiliary/alarm switch | - | 0 | 0
3VL2716-3NN46-0AA0-Z | U01 | 3VL2716-3NN46-0AA0-ZU01 | 1 | UN | 1 | 5 | B | D | EAR99 | N | 85362090 | 1 |  | 3.1 | KG | 2941.4 | 2941.4 | LP20 | LP20 | circuit breaker VL160L very high breaking capacity Icu=100kA, 415V AC 4-pole, line protection Electronic Trip Unit ETU12, LIG In=160A, rated current IR=64...160A, overload protection, II=1.25 to 11xIN, short-circuit protection N protected with screw terminals without auxiliary release ETU communication-capable without auxiliary/alarm switch with Safety Label for USA | - | 0 | 0
3VL2716-3SB33-0AA0 |  | 3VL2716-3SB33-0AA0 | 1 | UN | 1 | 5 | B | D | EAR99 | N | 85362010 | 1 | 4011209806337 | 2.385 | KG | 1595 | 1467 | LP20 | LP20 | circuit breaker VL160L very high breaking capacity Icu=100kA, 415V AC 3-pole, line protection Electronic Trip Unit ETU10, LI In=160A, rated current IR=64...160A, overload protection, II=1.25 to 11xIN, short-circuit protection without auxiliary release without auxiliary/alarm switch | - | 0 | 0
3VL2716-3SB33-0AA0-Z | U01 | 3VL2716-3SB33-0AA0-ZU01 | 1 | UN | 1 | 5 | B | D | EAR99 | N | 85362010 | 1 |  | 2.4 | KG | 1643.4 | 1643.4 | LP20 | LP20 | circuit breaker VL160L very high breaking capacity Icu=100kA, 415V AC 3-pole, line protection Electronic Trip Unit ETU10, LI In=160A, rated current IR=64...160A, overload protection, II=1.25 to 11xIN, short-circuit protection without auxiliary release without auxiliary/alarm switch with Safety Label for USA | - | 0 | 0
3VL2716-3SB36-0AA0 |  | 3VL2716-3SB36-0AA0 | 1 | UN | 1 | 5 | B | D | EAR99 | N | 85362090 | 1 | 4011209807143 | 2.348 | KG | 1573 | 1467 | LP20 | LP20 | circuit breaker VL160L very high breaking capacity Icu=100kA, 415V AC 3-pole, line protection Electronic Trip Unit ETU10, LI In=160A, rated current IR=64...160A, overload protection, II=1.25 to 11xIN, short-circuit protection with screw terminals without auxiliary release without auxiliary/alarm switch | - | 0 | 0
3VL2716-3SB36-0AA0-Z | U01 | 3VL2716-3SB36-0AA0-ZU01 | 1 | UN | 1 | 5 | B | D | EAR99 | N | 85362090 | 1 |  | 2.4 | KG | 1621.4 | 1621.4 | LP20 | LP20 | circuit breaker VL160L very high breaking capacity Icu=100kA, 415V AC 3-pole, line protection Electronic Trip Unit ETU10, LI In=160A, rated current IR=64...160A, overload protection, II=1.25 to 11xIN, short-circuit protection with screw terminals without auxiliary release without auxiliary/alarm switch with Safety Label for USA | - | 0 | 0
3VL2716-3SE33-0AA0 |  | 3VL2716-3SE33-0AA0 | 1 | UN | 1 | 5 | B | D | EAR99 | N | 85362090 | 1 | 4011209806368 | 2.385 | KG | 1705 | 1555.3 | LP20 | LP20 | circuit breaker VL160L very high breaking capacity Icu=100kA, 415V AC 3-pole, line protection Electronic Trip Unit ETU20, LSI In=160A, rated current IR=64...160A, overload protection, ISD=1.5 to 10xIR, II=11xIN short-circuit protection without auxiliary release without auxiliary/alarm switch | - | 0 | 0
3VL2716-3SE33-0AA0-Z | U01 | 3VL2716-3SE33-0AA0-ZU01 | 1 | UN | 1 | 5 | B | D | EAR99 | N | 85362090 | 1 |  | 2.4 | KG | 1753.4 | 1753.4 | LP20 | LP20 | circuit breaker VL160L very high breaking capacity Icu=100kA, 415V AC 3-pole, line protection Electronic Trip Unit ETU20, LSI In=160A, rated current IR=64...160A, overload protection, ISD=1.5 to 10xIR, II=11xIN short-circuit protection without auxiliary release without auxiliary/alarm switch with Safety Label for USA | - | 0 | 0
3VL2716-3SE36-0AA0 |  | 3VL2716-3SE36-0AA0 | 1 | UN | 1 | 5 | B | D | EAR99 | N | 85362090 | 1 | 4011209807174 | 2.4 | KG | 1683 | 1555.3 | LP20 | LP20 | circuit breaker VL160L very high breaking capacity Icu=100kA, 415V AC 3-pole, line protection Electronic Trip Unit ETU20, LSI In=160A, rated current IR=64...160A, overload protection, ISD=1.5 to 10xIR, II=11xIN short-circuit protection with screw terminals without auxiliary release without auxiliary/alarm switch | - | 0 | 0
3VL2716-3SE36-0AA0-Z | U01 | 3VL2716-3SE36-0AA0-ZU01 | 1 | UN | 1 | 5 | B | D | EAR99 | N | 85362090 | 1 |  | 2.4 | KG | 1731.4 | 1731.4 | LP20 | LP20 | circuit breaker VL160L very high breaking capacity Icu=100kA, 415V AC 3-pole, line protection Electronic Trip Unit ETU20, LSI In=160A, rated current IR=64...160A, overload protection, ISD=1.5 to 10xIR, II=11xIN short-circuit protection with screw terminals without auxiliary release without auxiliary/alarm switch with Safety Label for USA | - | 0 | 0
3VL2716-3SF33-0AA0 |  | 3VL2716-3SF33-0AA0 | 1 | UN | 1 | 5 | B | D | EAR99 | N | 85362090 | 1 | 4011209806399 | 2.4 | KG | 2178 | 2178 | LP20 | LP20 | circuit breaker VL160L very high breaking capacity Icu=100kA, 415V AC 3-pole, line protection Electronic Trip Unit ETU12, LIG 3 phases/4 lines In=160A, rated current IR=64...160A, overload protection, II=1.25 to 11xIN, short-circuit protection without auxiliary release without auxiliary/alarm switch | - | 0 | 0
3VL2716-3SF33-0AA0-Z | U01 | 3VL2716-3SF33-0AA0-ZU01 | 1 | UN | 1 | 5 | B | D | EAR99 | N | 85362090 | 1 |  | 2.4 | KG | 2226.4 | 2226.4 | LP20 | LP20 | circuit breaker VL160L very high breaking capacity Icu=100kA, 415V AC 3-pole, line protection Electronic Trip Unit ETU12, LIG 3 phases/4 lines In=160A, rated current IR=64...160A, overload protection, II=1.25 to 11xIN, short-circuit protection without auxiliary release without auxiliary/alarm switch with Safety Label for USA | - | 0 | 0
3VL2716-3SF36-0AA0 |  | 3VL2716-3SF36-0AA0 | 1 | UN | 1 | 5 | B | D | EAR99 | N | 85362090 | 1 | 4011209807204 | 2.4 | KG | 2156 | 2156 | LP20 | LP20 | circuit breaker VL160L very high breaking capacity Icu=100kA, 415V AC 3-pole, line protection Electronic Trip Unit ETU12, LIG 3 phases/4 lines In=160A, rated current IR=64...160A, overload protection, II=1.25 to 11xIN, short-circuit protection with screw terminals without auxiliary release without auxiliary/alarm switch | - | 0 | 0
3VL2716-3SF36-0AA0-Z | U01 | 3VL2716-3SF36-0AA0-ZU01 | 1 | UN | 1 | 5 | B | D | EAR99 | N | 85362090 | 1 |  | 2.4 | KG | 2204.4 | 2204.4 | LP20 | LP20 | circuit breaker VL160L very high breaking capacity Icu=100kA, 415V AC 3-pole, line protection Electronic Trip Unit ETU12, LIG 3 phases/4 lines In=160A, rated current IR=64...160A, overload protection, II=1.25 to 11xIN, short-circuit protection with screw terminals without auxiliary release without auxiliary/alarm switch with Safety Label for USA | - | 0 | 0
3VL2716-3SG33-0AA0 |  | 3VL2716-3SG33-0AA0 | 1 | UN | 1 | 5 | B | D | EAR99 | N | 85362090 | 1 | 4011209806429 | 2.4 | KG | 2024 | 2024 | LP20 | LP20 | circuit breaker VL160L very high breaking capacity Icu=100kA, 415V AC 3-pole, line protection Electronic Trip Unit ETU22, LSIG 3 phases/3 lines In=160A, rated current IR=64...160A, overload protection, ISD=1.5 to 10xIR, II=11xIN short-circuit protection without auxiliary release without auxiliary/alarm switch | - | 0 | 0
3VL2716-3SG33-0AA0-Z | U01 | 3VL2716-3SG33-0AA0-ZU01 | 1 | UN | 1 | 5 | B | D | EAR99 | N | 85362090 | 1 |  | 2.4 | KG | 2072.4 | 2072.4 | LP20 | LP20 | circuit breaker VL160L very high breaking capacity Icu=100kA, 415V AC 3-pole, line protection Electronic Trip Unit ETU22, LSIG 3 phases/3 lines In=160A, rated current IR=64...160A, overload protection, ISD=1.5 to 10xIR, II=11xIN short-circuit protection without auxiliary release without auxiliary/alarm switch with Safety Label for USA | - | 0 | 0
3VL2716-3SG36-0AA0 |  | 3VL2716-3SG36-0AA0 | 1 | UN | 1 | 5 | B | D | EAR99 | N | 85362090 | 1 | 4011209807235 | 2.4 | KG | 2024 | 2024 | LP20 | LP20 | circuit breaker VL160L very high breaking capacity Icu=100kA, 415V AC 3-pole, line protection Electronic Trip Unit ETU22, LSIG 3 phases/3 lines In=160A, rated current IR=64...160A, overload protection, ISD=1.5 to 10xIR, II=11xIN short-circuit protection with screw terminals without auxiliary release without auxiliary/alarm switch | - | 0 | 0
3VL2716-3SG36-0AA0-Z | U01 | 3VL2716-3SG36-0AA0-ZU01 | 1 | UN | 1 | 5 | B | D | EAR99 | N | 85362090 | 1 |  | 2.4 | KG | 2072.4 | 2072.4 | LP20 | LP20 | circuit breaker VL160L very high breaking capacity Icu=100kA, 415V AC 3-pole, line protection Electronic Trip Unit ETU22, LSIG 3 phases/3 lines In=160A, rated current IR=64...160A, overload protection, ISD=1.5 to 10xIR, II=11xIN short-circuit protection with screw terminals without auxiliary release without auxiliary/alarm switch with Safety Label for USA | - | 0 | 0
3VL2716-3SH33-0AA0 |  | 3VL2716-3SH33-0AA0 | 1 | UN | 1 | 5 | B | D | EAR99 | N | 85362090 | 1 | 4011209806450 | 2.4 | KG | 2024 | 2024 | LP20 | LP20 | circuit breaker VL160L very high breaking capacity Icu=100kA, 415V AC 3-pole, line protection Electronic Trip Unit ETU22, LSIG 3 phases/4 lines with connecting cable In=160A, rated current IR=64...160A, overload protection, ISD=1.5 to 10xIR, II=11xIN short-circuit protection without auxiliary release without auxiliary/alarm switch | - | 0 | 0
3VL2716-3SH33-0AA0-Z | U01 | 3VL2716-3SH33-0AA0-ZU01 | 1 | UN | 1 | 5 | B | D | EAR99 | N | 85362090 | 1 |  | 2.4 | KG | 2072.4 | 2072.4 | LP20 | LP20 | circuit breaker VL160L very high breaking capacity Icu=100kA, 415V AC 3-pole, line protection Electronic Trip Unit ETU22, LSIG 3 phases/4 lines with connecting cable In=160A, rated current IR=64...160A, overload protection, ISD=1.5 to 10xIR, II=11xIN short-circuit protection without auxiliary release without auxiliary/alarm switch with Safety Label for USA | - | 0 | 0
3VL2716-3SH36-0AA0 |  | 3VL2716-3SH36-0AA0 | 1 | UN | 1 | 5 | B | D | EAR99 | N | 85362090 | 1 | 4011209807266 | 2.4 | KG | 2024 | 2024 | LP20 | LP20 | circuit breaker VL160L very high breaking capacity Icu=100kA, 415V AC 3-pole, line protection Electronic Trip Unit ETU22, LSIG 3 phases/4 lines with connecting cable In=160A, rated current IR=64...160A, overload protection, ISD=1.5 to 10xIR, II=11xIN with screw terminals without auxiliary release without auxiliary/alarm switch | - | 0 | 0
3VL2716-3SH36-0AA0-Z | U01 | 3VL2716-3SH36-0AA0-ZU01 | 1 | UN | 1 | 5 | B | D | EAR99 | N | 85362090 | 1 |  | 2.4 | KG | 2072.4 | 2072.4 | LP20 | LP20 | circuit breaker VL160L very high breaking capacity Icu=100kA, 415V AC 3-pole, line protection Electronic Trip Unit ETU22, LSIG 3 phases/4 lines with connecting cable In=160A, rated current IR=64...160A, overload protection, ISD=1.5 to 10xIR, II=11xIN with screw terminals without auxiliary release without auxiliary/alarm switch with Safety Label for USA | - | 0 | 0
3VL2716-3SL33-0AA0 |  | 3VL2716-3SL33-0AA0 | 1 | UN | 1 | 5 | B | D | EAR99 | N | 85362090 | 1 | 4011209806481 | 2.4 | KG | 1980 | 1980 | LP20 | LP20 | circuit breaker VL160L very high breaking capacity Icu=100kA, 415V AC 3-pole, line protection Electronic Trip Unit ETU12, LIG 3 phases/3 lines In=160A, rated current IR=64...160A, overload protection, II=1.25 to 11xIN, short-circuit protection without auxiliary release without auxiliary/alarm switch | - | 0 | 0
3VL2716-3SL33-0AA0-Z | U01 | 3VL2716-3SL33-0AA0-ZU01 | 1 | UN | 1 | 5 | B | D | EAR99 | N | 85362090 | 1 |  | 2.4 | KG | 2028.4 | 2028.4 | LP20 | LP20 | circuit breaker VL160L very high breaking capacity Icu=100kA, 415V AC 3-pole, line protection Electronic Trip Unit ETU12, LIG 3 phases/3 lines In=160A, rated current IR=64...160A, overload protection, II=1.25 to 11xIN, short-circuit protection without auxiliary release without auxiliary/alarm switch with Safety Label for USA | - | 0 | 0
3VL2716-3SL36-0AA0 |  | 3VL2716-3SL36-0AA0 | 1 | UN | 1 | 5 | B | D | EAR99 | N | 85362090 | 1 | 4011209807297 | 2.4 | KG | 1958 | 1958 | LP20 | LP20 | circuit breaker VL160L very high breaking capacity Icu=100kA, 415V AC 3-pole, line protection Electronic Trip Unit ETU12, LIG 3 phases/3 lines In=160A, rated current IR=64...160A, overload protection, II=1.25 to 11xIN, short-circuit protection with screw terminals without auxiliary release without auxiliary/alarm switch | - | 0 | 0
3VL2716-3SL36-0AA0-Z | U01 | 3VL2716-3SL36-0AA0-ZU01 | 1 | UN | 1 | 5 | B | D | EAR99 | N | 85362090 | 1 |  | 2.4 | KG | 2006.4 | 2006.4 | LP20 | LP20 | circuit breaker VL160L very high breaking capacity Icu=100kA, 415V AC 3-pole, line protection Electronic Trip Unit ETU12, LIG 3 phases/3 lines In=160A, rated current IR=64...160A, overload protection, II=1.25 to 11xIN, short-circuit protection with screw terminals without auxiliary release without auxiliary/alarm switch with Safety Label for USA | - | 0 | 0
3VL2716-3SP33-0AA0 |  | 3VL2716-3SP33-0AA0 | 1 | UN | 1 | 5 | B | D | EAR99 | N | 85362090 | 1 | 4011209806511 | 2.336 | KG | 1485 | 1363.6 | LP20 | LP20 | circuit breaker VL160L very high breaking capacity Icu=100kA, 415V AC 3-pole, motor/generator prot. Electronic Trip Unit ETU10M, LI In=160A, rated current IR=64...160A, overload protection, II=1.25 to 11xIN, short-circuit protection without auxiliary release without auxiliary/alarm switch | - | 0 | 0
3VL2716-3SP33-0AA0-Z | U01 | 3VL2716-3SP33-0AA0-ZU01 | 1 | UN | 1 | 5 | B | D | EAR99 | N | 85362090 | 1 |  | 2.4 | KG | 1533.4 | 1533.4 | LP20 | LP20 | circuit breaker VL160L very high breaking capacity Icu=100kA, 415V AC 3-pole, motor/generator prot. Electronic Trip Unit ETU10M, LI In=160A, rated current IR=64...160A, overload protection, II=1.25 to 11xIN, short-circuit protection without auxiliary release without auxiliary/alarm switch with Safety Label for USA | - | 0 | 0
3VL2716-3SP36-0AA0 |  | 3VL2716-3SP36-0AA0 | 1 | UN | 1 | 5 | B | D | EAR99 | N | 85362090 | 1 | 4011209807327 | 2.336 | KG | 1474 | 1363.6 | LP20 | LP20 | circuit breaker VL160L very high breaking capacity Icu=100kA, 415V AC 3-pole, motor/generator prot. Electronic Trip Unit ETU10M, LI In=160A, rated current IR=64...160A, overload protection, II=1.25 to 11xIN, short-circuit protection with screw terminals without auxiliary release without auxiliary/alarm switch | - | 0 | 0
3VL2716-3SP36-0AA0-Z | U01 | 3VL2716-3SP36-0AA0-ZU01 | 1 | UN | 1 | 5 | B | D | EAR99 | N | 85362090 | 1 |  | 2.4 | KG | 1522.4 | 1522.4 | LP20 | LP20 | circuit breaker VL160L very high breaking capacity Icu=100kA, 415V AC 3-pole, motor/generator prot. Electronic Trip Unit ETU10M, LI In=160A, rated current IR=64...160A, overload protection, II=1.25 to 11xIN, short-circuit protection with screw terminals without auxiliary release without auxiliary/alarm switch with Safety Label for USA | - | 0 | 0
3VL2716-3SP36-0AB1-Z | U01 | 3VL2716-3SP36-0AB1-ZU01 | 1 | UN | 1 | 5 | B | D | EAR99 | N | 85362090 | 1 |  | 2.4 | KG | 1598.08 | 1598.08 | LP20 | LP20 | circuit breaker VL160L very high breaking capacity Icu=100kA, 415V AC 3-pole, motor/generator prot. Electronic Trip Unit ETU10M, LI In=160A, rated current IR=64...160A, overload protection, II=1.25 to 11xIN, short-circuit protection with screw terminals without auxiliary release Auxiliary switch mounting kit 2 AUX (1 NO + 1 NC) with Safety Label for USA | - | 0 | 0
3VL2716-3SS33-0AA0 |  | 3VL2716-3SS33-0AA0 | 1 | UN | 1 | 5 | B | D | EAR99 | N | 85362090 | 1 | 4011209806542 | 2.336 | KG | 1639 | 1490.9 | LP20 | LP20 | circuit breaker VL160L very high breaking capacity Icu=100kA, 415V AC 3-pole, motor protection Electronic Trip Unit ETU30M, LI IR=63...160A, overload prot., TC=10A...30, II=6/8/11 xIN, short-circuit protection without auxiliary release without auxiliary/alarm switch | - | 0 | 0
3VL2716-3SS33-0AA0-Z | U01 | 3VL2716-3SS33-0AA0-ZU01 | 1 | UN | 1 | 5 | B | D | EAR99 | N | 85362090 | 1 |  | 2.4 | KG | 1687.4 | 1687.4 | LP20 | LP20 | circuit breaker VL160L very high breaking capacity Icu=100kA, 415V AC 3-pole, motor protection Electronic Trip Unit ETU30M, LI IR=63...160A, overload prot., TC=10A...30, II=6/8/11 xIN, short-circuit protection without auxiliary release without auxiliary/alarm switch with Safety Label for USA | - | 0 | 0
3VL2716-3SS36-0AA0 |  | 3VL2716-3SS36-0AA0 | 1 | UN | 1 | 5 | B | D | EAR99 | N | 85362090 | 1 | 4011209807358 | 2.52 | KG | 1617 | 1490.9 | LP20 | LP20 | circuit breaker VL160L very high breaking capacity Icu=100kA, 415V AC 3-pole, motor protection Electronic Trip Unit ETU30M, LI IR=63...160A, overload prot., TC=10A...30, II=6/8/11 xIN, short-circuit protection with screw terminals without auxiliary release without auxiliary/alarm switch | - | 0 | 0
3VL2716-3SS36-0AA0-Z | U01 | 3VL2716-3SS36-0AA0-ZU01 | 1 | UN | 1 | 5 | B | D | EAR99 | N | 85362090 | 1 |  | 2.4 | KG | 1665.4 | 1665.4 | LP20 | LP20 | circuit breaker VL160L very high breaking capacity Icu=100kA, 415V AC 3-pole, motor protection Electronic Trip Unit ETU30M, LI IR=63...160A, overload prot., TC=10A...30, II=6/8/11 xIN, short-circuit protection with screw terminals without auxiliary release without auxiliary/alarm switch with Safety Label for USA | - | 0 | 0
3VL2716-3TA43-0AA0 |  | 3VL2716-3TA43-0AA0 | 1 | UN | 1 | 5 | B | D | EAR99 | N | 85362090 | 1 | 4011209806801 | 2.447 | KG | 2211 | 2211 | LP20 | LP20 | circuit breaker VL160L very high breaking capacity Icu=100kA, 415V AC 4-pole, line protection Electronic Trip Unit ETU10, LIN In=160A, rated current IR=64...160A, overload protection, II=1.25 to 11xIN, short-circuit protection N protected without auxiliary release without auxiliary/alarm switch | - | 0 | 0
3VL2716-3TA43-0AA0-Z | U01 | 3VL2716-3TA43-0AA0-ZU01 | 1 | UN | 1 | 5 | B | D | EAR99 | N | 85362090 | 1 |  | 3.1 | KG | 2259.4 | 2259.4 | LP20 | LP20 | circuit breaker VL160L very high breaking capacity Icu=100kA, 415V AC 4-pole, line protection Electronic Trip Unit ETU10, LIN In=160A, rated current IR=64...160A, overload protection, II=1.25 to 11xIN, short-circuit protection N protected without auxiliary release without auxiliary/alarm switch with Safety Label for USA | - | 0 | 0
3VL2716-3TA46-0AA0 |  | 3VL2716-3TA46-0AA0 | 1 | UN | 1 | 5 | B | D | EAR99 | N | 85362090 | 1 | 4011209807624 | 2.447 | KG | 2178 | 2178 | LP20 | LP20 | circuit breaker VL160L very high breaking capacity Icu=100kA, 415V AC 4-pole, line protection Electronic Trip Unit ETU10, LIN In=160A, rated current IR=64...160A, overload protection, II=1.25 to 11xIN, short-circuit protection N protected with screw terminals without auxiliary release without auxiliary/alarm switch | - | 0 | 0
3VL2716-3TA46-0AA0-Z | U01 | 3VL2716-3TA46-0AA0-ZU01 | 1 | UN | 1 | 5 | B | D | EAR99 | N | 85362090 | 1 |  | 3.1 | KG | 2226.4 | 2226.4 | LP20 | LP20 | circuit breaker VL160L very high breaking capacity Icu=100kA, 415V AC 4-pole, line protection Electronic Trip Unit ETU10, LIN In=160A, rated current IR=64...160A, overload protection, II=1.25 to 11xIN, short-circuit protection N protected with screw terminals without auxiliary release without auxiliary/alarm switch with Safety Label for USA | - | 0 | 0
3VL2716-3TB43-0AA0 |  | 3VL2716-3TB43-0AA0 | 1 | UN | 1 | 5 | B | D | EAR99 | N | 85362090 | 1 | 4011209806832 | 2.447 | KG | 2068 | 2068 | LP20 | LP20 | circuit breaker VL160L very high breaking capacity Icu=100kA, 415V AC 4-pole, line protection Electronic Trip Unit ETU10, LI In=160A, rated current IR=64...160A, overload protection, II=1.25 to 11xIN, short-circuit protection without auxiliary release without auxiliary/alarm switch | - | 0 | 0
3VL2716-3TB43-0AA0-Z | U01 | 3VL2716-3TB43-0AA0-ZU01 | 1 | UN | 1 | 5 | B | D | EAR99 | N | 85362090 | 1 |  | 3.1 | KG | 2116.4 | 2116.4 | LP20 | LP20 | circuit breaker VL160L very high breaking capacity Icu=100kA, 415V AC 4-pole, line protection Electronic Trip Unit ETU10, LI In=160A, rated current IR=64...160A, overload protection, II=1.25 to 11xIN, short-circuit protection without auxiliary release without auxiliary/alarm switch with Safety Label for USA | - | 0 | 0
3VL2716-3TB46-0AA0 |  | 3VL2716-3TB46-0AA0 | 1 | UN | 1 | 5 | B | D | EAR99 | N | 85362090 | 1 | 4011209807655 | 2.447 | KG | 2046 | 2046 | LP20 | LP20 | circuit breaker VL160L very high breaking capacity Icu=100kA, 415V AC 4-pole, line protection Electronic Trip Unit ETU10, LI In=160A, rated current IR=64...160A, overload protection, II=1.25 to 11xIN, short-circuit protection with screw terminals without auxiliary release without auxiliary/alarm switch | - | 0 | 0
3VL2716-3TB46-0AA0-Z | U01 | 3VL2716-3TB46-0AA0-ZU01 | 1 | UN | 1 | 5 | B | D | EAR99 | N | 85362090 | 1 |  | 3.1 | KG | 2094.4 | 2094.4 | LP20 | LP20 | circuit breaker VL160L very high breaking capacity Icu=100kA, 415V AC 4-pole, line protection Electronic Trip Unit ETU10, LI In=160A, rated current IR=64...160A, overload protection, II=1.25 to 11xIN, short-circuit protection with screw terminals without auxiliary release without auxiliary/alarm switch with Safety Label for USA | - | 0 | 0
3VL2716-3TE43-0AA0 |  | 3VL2716-3TE43-0AA0 | 1 | UN | 1 | 5 | B | D | EAR99 | N | 85362090 | 1 | 4011209806863 | 2.447 | KG | 2211 | 2211 | LP20 | LP20 | circuit breaker VL160L very high breaking capacity Icu=100kA, 415V AC 4-pole, line protection Electronic Trip Unit ETU20, LSI In=160A, rated current IR=64...160A, overload protection, ISD=1.5 to 10xIR, II=11xIN short-circuit protection N unprotected without auxiliary release without auxiliary/alarm switch | - | 0 | 0
3VL2716-3TE43-0AA0-Z | U01 | 3VL2716-3TE43-0AA0-ZU01 | 1 | UN | 1 | 5 | B | D | EAR99 | N | 85362090 | 1 |  | 3.1 | KG | 2259.4 | 2259.4 | LP20 | LP20 | circuit breaker VL160L very high breaking capacity Icu=100kA, 415V AC 4-pole, line protection Electronic Trip Unit ETU20, LSI In=160A, rated current IR=64...160A, overload protection, ISD=1.5 to 10xIR, II=11xIN short-circuit protection N unprotected without auxiliary release without auxiliary/alarm switch with Safety Label for USA | - | 0 | 0
3VL2716-3TE46-0AA0 |  | 3VL2716-3TE46-0AA0 | 1 | UN | 1 | 5 | B | D | EAR99 | N | 85362090 | 1 | 4011209807686 | 2.447 | KG | 2178 | 2178 | LP20 | LP20 | circuit breaker VL160L very high breaking capacity Icu=100kA, 415V AC 4-pole, line protection Electronic Trip Unit ETU20, LSI In=160A, rated current IR=64...160A, overload protection, ISD=1.5 to 10xIR, II=11xIN short-circuit protection N unprotected with screw terminals without auxiliary release without auxiliary/alarm switch | - | 0 | 0
3VL2716-3TE46-0AA0-Z | U01 | 3VL2716-3TE46-0AA0-ZU01 | 1 | UN | 1 | 5 | B | D | EAR99 | N | 85362090 | 1 |  | 3.1 | KG | 2226.4 | 2226.4 | LP20 | LP20 | circuit breaker VL160L very high breaking capacity Icu=100kA, 415V AC 4-pole, line protection Electronic Trip Unit ETU20, LSI In=160A, rated current IR=64...160A, overload protection, ISD=1.5 to 10xIR, II=11xIN short-circuit protection N unprotected with screw terminals without auxiliary release without auxiliary/alarm switch with Safety Label for USA | - | 0 | 0
3VL2716-3TF43-0AA0 |  | 3VL2716-3TF43-0AA0 | 1 | UN | 1 | 5 | B | D | EAR99 | N | 85362090 | 1 | 4011209806894 | 2.447 | KG | 2365 | 2153.3 | LP20 | LP20 | circuit breaker VL160L very high breaking capacity Icu=100kA, 415V AC 4-pole, line protection Electronic Trip Unit ETU20, LSI In=160A, rated current IR=64...160A, overload protection, ISD=1.5 to 10xIR, II=11xIN short-circuit protection N protected without auxiliary release without auxiliary/alarm switch | - | 0 | 0
3VL2716-3TF43-0AA0-Z | U01 | 3VL2716-3TF43-0AA0-ZU01 | 1 | UN | 1 | 5 | B | D | EAR99 | N | 85362090 | 1 |  | 3.1 | KG | 2413.4 | 2413.4 | LP20 | LP20 | circuit breaker VL160L very high breaking capacity Icu=100kA, 415V AC 4-pole, line protection Electronic Trip Unit ETU20, LSI In=160A, rated current IR=64...160A, overload protection, ISD=1.5 to 10xIR, II=11xIN short-circuit protection N protected without auxiliary release without auxiliary/alarm switch with Safety Label for USA | - | 0 | 0
3VL2716-3TF46-0AA0 |  | 3VL2716-3TF46-0AA0 | 1 | UN | 1 | 5 | B | D | EAR99 | N | 85362090 | 1 | 4011209807716 | 2.447 | KG | 2343 | 2153.3 | LP20 | LP20 | circuit breaker VL160L very high breaking capacity Icu=100kA, 415V AC 4-pole, line protection Electronic Trip Unit ETU20, LSI In=160A, rated current IR=64...160A, overload protection, ISD=1.5 to 10xIR, II=11xIN short-circuit protection N protected with screw terminals without auxiliary release without auxiliary/alarm switch | - | 0 | 0
3VL2716-3TF46-0AA0-Z | U01 | 3VL2716-3TF46-0AA0-ZU01 | 1 | UN | 1 | 5 | B | D | EAR99 | N | 85362090 | 1 |  | 3.1 | KG | 2391.4 | 2391.4 | LP20 | LP20 | circuit breaker VL160L very high breaking capacity Icu=100kA, 415V AC 4-pole, line protection Electronic Trip Unit ETU20, LSI In=160A, rated current IR=64...160A, overload protection, ISD=1.5 to 10xIR, II=11xIN short-circuit protection N protected with screw terminals without auxiliary release without auxiliary/alarm switch with Safety Label for USA | - | 0 | 0
3VL2716-3TH43-0AA0 |  | 3VL2716-3TH43-0AA0 | 1 | UN | 1 | 5 | B | D | EAR99 | N | 85362090 | 1 | 4011209806924 | 2.447 | KG | 2871 | 2871 | LP20 | LP20 | circuit breaker VL160L very high breaking capacity Icu=100kA, 415V AC 4-pole, line protection Electronic Trip Unit ETU22, LSIG In=160A, rated current IR=64...160A, overload protection, ISD=1.5 to 10xIR, II=11xIN short-circuit protection N protected without auxiliary release without auxiliary/alarm switch | - | 0 | 0
3VL2716-3TH43-0AA0-Z | U01 | 3VL2716-3TH43-0AA0-ZU01 | 1 | UN | 1 | 5 | B | D | EAR99 | N | 85362090 | 1 |  | 3.1 | KG | 2919.4 | 2919.4 | LP20 | LP20 | circuit breaker VL160L very high breaking capacity Icu=100kA, 415V AC 4-pole, line protection Electronic Trip Unit ETU22, LSIG In=160A, rated current IR=64...160A, overload protection, ISD=1.5 to 10xIR, II=11xIN short-circuit protection N protected without auxiliary release without auxiliary/alarm switch with Safety Label for USA | - | 0 | 0
3VL2716-3TH46-0AA0 |  | 3VL2716-3TH46-0AA0 | 1 | UN | 1 | 5 | B | D | EAR99 | N | 85362090 | 1 | 4011209807747 | 2.447 | KG | 2849 | 2849 | LP20 | LP20 | circuit breaker VL160L very high breaking capacity Icu=100kA, 415V AC 4-pole, line protection Electronic Trip Unit ETU22, LSIG In=160A, rated current IR=64...160A, overload protection, ISD=1.5 to 10xIR, II=11xIN short-circuit protection N protected with screw terminals without auxiliary release without auxiliary/alarm switch | - | 0 | 0
3VL2716-3TH46-0AA0-Z | U01 | 3VL2716-3TH46-0AA0-ZU01 | 1 | UN | 1 | 5 | B | D | EAR99 | N | 85362090 | 1 |  | 3.1 | KG | 2897.4 | 2897.4 | LP20 | LP20 | circuit breaker VL160L very high breaking capacity Icu=100kA, 415V AC 4-pole, line protection Electronic Trip Unit ETU22, LSIG In=160A, rated current IR=64...160A, overload protection, ISD=1.5 to 10xIR, II=11xIN short-circuit protection N protected with screw terminals without auxiliary release without auxiliary/alarm switch with Safety Label for USA | - | 0 | 0
3VL2716-3TN43-0AA0 |  | 3VL2716-3TN43-0AA0 | 1 | UN | 1 | 5 | B | D | EAR99 | N | 85362090 | 1 | 4011209806955 | 2.447 | KG | 2794 | 2794 | LP20 | LP20 | circuit breaker VL160L very high breaking capacity Icu=100kA, 415V AC 4-pole, line protection Electronic Trip Unit ETU12, LIG In=160A, rated current IR=64...160A, overload protection, II=1.25 to 11xIN, short-circuit protection N protected without auxiliary release without auxiliary/alarm switch | - | 0 | 0
3VL2716-3TN43-0AA0-Z | U01 | 3VL2716-3TN43-0AA0-ZU01 | 1 | UN | 1 | 5 | B | D | EAR99 | N | 85362090 | 1 |  | 3.1 | KG | 2842.4 | 2842.4 | LP20 | LP20 | circuit breaker VL160L very high breaking capacity Icu=100kA, 415V AC 4-pole, line protection Electronic Trip Unit ETU12, LIG In=160A, rated current IR=64...160A, overload protection, II=1.25 to 11xIN, short-circuit protection N protected without auxiliary release without auxiliary/alarm switch with Safety Label for USA | - | 0 | 0
3VL2716-3TN46-0AA0 |  | 3VL2716-3TN46-0AA0 | 1 | UN | 1 | 5 | B | D | EAR99 | N | 85362090 | 1 | 4011209807778 | 2.447 | KG | 2761 | 2761 | LP20 | LP20 | circuit breaker VL160L very high breaking capacity Icu=100kA, 415V AC 4-pole, line protection Electronic Trip Unit ETU12, LIG In=160A, rated current IR=64...160A, overload protection, II=1.25 to 11xIN, short-circuit protection N protected with screw terminals without auxiliary release without auxiliary/alarm switch | - | 0 | 0
3VL2716-3TN46-0AA0-Z | U01 | 3VL2716-3TN46-0AA0-ZU01 | 1 | UN | 1 | 5 | B | D | EAR99 | N | 85362090 | 1 |  | 3.1 | KG | 2809.4 | 2809.4 | LP20 | LP20 | circuit breaker VL160L very high breaking capacity Icu=100kA, 415V AC 4-pole, line protection Electronic Trip Unit ETU12, LIG In=160A, rated current IR=64...160A, overload protection, II=1.25 to 11xIN, short-circuit protection N protected with screw terminals without auxiliary release without auxiliary/alarm switch with Safety Label for USA | - | 0 | 0
3VL2716-3UH33-0AA0 |  | 3VL2716-3UH33-0AA0 | 1 | UN | 1 | 5 | B | D | EAR99 | N | 85362090 | 1 | 4011209885226 | 2.4 | KG | 2365 | 2365 | LP20 | LP20 | circuit breaker VL160L very high breaking capacity Icu=100kA, 415V AC 3-pole, line protection Electronic Trip Unit LCD ETU40, LI/LS/LSI In=160A, rated current IR=64...160A, overload protection, ISD=1.5 to 10xIR, II=11xIN short-circuit protection without auxiliary release without auxiliary/alarm switch | - | 0 | 0
3VL2716-3UH33-0AA0-Z | U01 | 3VL2716-3UH33-0AA0-ZU01 | 1 | UN | 1 | 5 | B | D | EAR99 | N | 85362090 | 1 |  | 2.4 | KG | 2413.4 | 2413.4 | LP20 | LP20 | circuit breaker VL160L very high breaking capacity Icu=100kA, 415V AC 3-pole, line protection Electronic Trip Unit LCD ETU40, LI/LS/LSI In=160A, rated current IR=64...160A, overload protection, ISD=1.5 to 10xIR, II=11xIN short-circuit protection without auxiliary release without auxiliary/alarm switch with Safety Label for USA | - | 0 | 0
3VL2716-3UH36-0AA0 |  | 3VL2716-3UH36-0AA0 | 1 | UN | 1 | 5 | B | D | EAR99 | N | 85362090 | 1 | 4011209885257 | 2.4 | KG | 2343 | 2343 | LP20 | LP20 | circuit breaker VL160L very high breaking capacity Icu=100kA, 415V AC 3-pole, line protection Electronic Trip Unit LCD ETU40, LI/LS/LSI In=160A, rated current IR=64...160A, overload protection, ISD=1.5 to 10xIR, II=11xIN short-circuit protection with screw terminals without auxiliary release without auxiliary/alarm switch | - | 0 | 0
3VL2716-3UH36-0AA0-Z | U01 | 3VL2716-3UH36-0AA0-ZU01 | 1 | UN | 1 | 5 | B | D | EAR99 | N | 85362090 | 1 |  | 2.4 | KG | 2391.4 | 2391.4 | LP20 | LP20 | circuit breaker VL160L very high breaking capacity Icu=100kA, 415V AC 3-pole, line protection Electronic Trip Unit LCD ETU40, LI/LS/LSI In=160A, rated current IR=64...160A, overload protection, ISD=1.5 to 10xIR, II=11xIN short-circuit protection with screw terminals without auxiliary release without auxiliary/alarm switch with Safety Label for USA | - | 0 | 0
3VL2716-3UJ43-0AA0 |  | 3VL2716-3UJ43-0AA0 | 1 | UN | 1 | 5 | B | D | EAR99 | N | 85362090 | 1 | 4011209886254 | 2.447 | KG | 3267 | 3267 | LP20 | LP20 | circuit breaker VL160L very high breaking capacity Icu=100kA, 415V AC 4-pole, line protection Electronic Trip Unit LCD ETU40, LI/LS/LSI In=160A, rated current IR=64...160A, overload protection, ISD=1.5 to 10xIR, II=11xIN short-circuit protection N protected without auxiliary release without auxiliary/alarm switch | - | 0 | 0
3VL2716-3UJ43-0AA0-Z | U01 | 3VL2716-3UJ43-0AA0-ZU01 | 1 | UN | 1 | 5 | B | D | EAR99 | N | 85362090 | 1 |  | 3.1 | KG | 3315.4 | 3315.4 | LP20 | LP20 | circuit breaker VL160L very high breaking capacity Icu=100kA, 415V AC 4-pole, line protection Electronic Trip Unit LCD ETU40, LI/LS/LSI In=160A, rated current IR=64...160A, overload protection, ISD=1.5 to 10xIR, II=11xIN short-circuit protection N protected without auxiliary release without auxiliary/alarm switch with Safety Label for USA | - | 0 | 0
3VL2716-3UJ46-0AA0 |  | 3VL2716-3UJ46-0AA0 | 1 | UN | 1 | 5 | B | D | EAR99 | N | 85362090 | 1 | 4011209886285 | 2.447 | KG | 3234 | 3234 | LP20 | LP20 | circuit breaker VL160L very high breaking capacity Icu=100kA, 415V AC 4-pole, line protection Electronic Trip Unit LCD ETU40, LI/LS/LSI In=160A, rated current IR=64...160A, overload protection, ISD=1.5 to 10xIR, II=11xIN short-circuit protection N protected with screw terminals without auxiliary release without auxiliary/alarm switch | - | 0 | 0
3VL2716-3UJ46-0AA0-Z | U01 | 3VL2716-3UJ46-0AA0-ZU01 | 1 | UN | 1 | 5 | B | D | EAR99 | N | 85362090 | 1 |  | 3.1 | KG | 3282.4 | 3282.4 | LP20 | LP20 | circuit breaker VL160L very high breaking capacity Icu=100kA, 415V AC 4-pole, line protection Electronic Trip Unit LCD ETU40, LI/LS/LSI In=160A, rated current IR=64...160A, overload protection, ISD=1.5 to 10xIR, II=11xIN short-circuit protection N protected with screw terminals without auxiliary release without auxiliary/alarm switch with Safety Label for USA | - | 0 | 0
3VL2716-3UL33-0AA0 |  | 3VL2716-3UL33-0AA0 | 1 | UN | 1 | 5 | B | D | EAR99 | N | 85362090 | 1 | 4011209885400 | 2.4 | KG | 2574 | 2574 | LP20 | LP20 | circuit breaker VL160L very high breaking capacity Icu=100kA, 415V AC 3-pole, line protection Electronic Trip Unit LCD ETU42, LSIG 3 phases/3 lines In=160A, rated current IR=64...160A, overload protection, ISD=1.5 to 10xIR, II=11xIN short-circuit protection without auxiliary release without auxiliary/alarm switch | - | 0 | 0
3VL2716-3UL33-0AA0-Z | U01 | 3VL2716-3UL33-0AA0-ZU01 | 1 | UN | 1 | 5 | B | D | EAR99 | N | 85362090 | 1 |  | 2.4 | KG | 2622.4 | 2622.4 | LP20 | LP20 | circuit breaker VL160L very high breaking capacity Icu=100kA, 415V AC 3-pole, line protection Electronic Trip Unit LCD ETU42, LSIG 3 phases/3 lines In=160A, rated current IR=64...160A, overload protection, ISD=1.5 to 10xIR, II=11xIN short-circuit protection without auxiliary release without auxiliary/alarm switch with Safety Label for USA | - | 0 | 0
3VL2716-3UL36-0AA0 |  | 3VL2716-3UL36-0AA0 | 1 | UN | 1 | 5 | B | D | EAR99 | N | 85362090 | 1 | 4011209885431 | 2.4 | KG | 2541 | 2541 | LP20 | LP20 | circuit breaker VL160L very high breaking capacity Icu=100kA, 415V AC 3-pole, line protection Electronic Trip Unit LCD ETU42, LSIG 3 phases/3 lines In=160A, rated current IR=64...160A, overload protection, ISD=1.5 to 10xIR, II=11xIN short-circuit protection with screw terminals without auxiliary release without auxiliary/alarm switch | - | 0 | 0
3VL2716-3UL36-0AA0-Z | U01 | 3VL2716-3UL36-0AA0-ZU01 | 1 | UN | 1 | 5 | B | D | EAR99 | N | 85362090 | 1 |  | 2.4 | KG | 2589.4 | 2589.4 | LP20 | LP20 | circuit breaker VL160L very high breaking capacity Icu=100kA, 415V AC 3-pole, line protection Electronic Trip Unit LCD ETU42, LSIG 3 phases/3 lines In=160A, rated current IR=64...160A, overload protection, ISD=1.5 to 10xIR, II=11xIN short-circuit protection with screw terminals without auxiliary release without auxiliary/alarm switch with Safety Label for USA | - | 0 | 0
3VL2716-3UM33-0AA0 |  | 3VL2716-3UM33-0AA0 | 1 | UN | 1 | 5 | B | D | EAR99 | N | 85362090 | 1 | 4011209885585 | 2.4 | KG | 2574 | 2574 | LP20 | LP20 | circuit breaker VL160L very high breaking capacity Icu=100kA, 415V AC 3-pole, line protection Electronic Trip Unit LCD ETU42, LSIG 3 phases/4 lines with connecting cable In=160A, rated current IR=64...160A, overload protection, ISD=1.5 to 10xIR, II=11xIN short-circuit protection without auxiliary release without auxiliary/alarm switch | - | 0 | 0
3VL2716-3UM33-0AA0-Z | U01 | 3VL2716-3UM33-0AA0-ZU01 | 1 | UN | 1 | 5 | B | D | EAR99 | N | 85362090 | 1 |  | 2.4 | KG | 2622.4 | 2622.4 | LP20 | LP20 | circuit breaker VL160L very high breaking capacity Icu=100kA, 415V AC 3-pole, line protection Electronic Trip Unit LCD ETU42, LSIG 3 phases/4 lines with connecting cable In=160A, rated current IR=64...160A, overload protection, ISD=1.5 to 10xIR, II=11xIN short-circuit protection without auxiliary release without auxiliary/alarm switch with Safety Label for USA | - | 0 | 0
3VL2716-3UM36-0AA0 |  | 3VL2716-3UM36-0AA0 | 1 | UN | 1 | 5 | B | D | EAR99 | N | 85362090 | 1 | 4011209885615 | 2.4 | KG | 2541 | 2541 | LP20 | LP20 | circuit breaker VL160L very high breaking capacity Icu=100kA, 415V AC 3-pole, line protection Electronic Trip Unit LCD ETU42, LSIG 3 phases/4 lines with connecting cable In=160A, rated current IR=64...160A, overload protection, ISD=1.5 to 10xIR, II=11xIN with screw terminals without auxiliary release without auxiliary/alarm switch | - | 0 | 0
3VL2716-3UM36-0AA0-Z | U01 | 3VL2716-3UM36-0AA0-ZU01 | 1 | UN | 1 | 5 | B | D | EAR99 | N | 85362090 | 1 |  | 2.4 | KG | 2589.4 | 2589.4 | LP20 | LP20 | circuit breaker VL160L very high breaking capacity Icu=100kA, 415V AC 3-pole, line protection Electronic Trip Unit LCD ETU42, LSIG 3 phases/4 lines with connecting cable In=160A, rated current IR=64...160A, overload protection, ISD=1.5 to 10xIR, II=11xIN with screw terminals without auxiliary release without auxiliary/alarm switch with Safety Label for USA | - | 0 | 0
3VL2716-3UN43-0AA0 |  | 3VL2716-3UN43-0AA0 | 1 | UN | 1 | 5 | B | D | EAR99 | N | 85362090 | 1 | 4011209886438 | 2.447 | KG | 3267 | 3267 | LP20 | LP20 | circuit breaker VL160L very high breaking capacity Icu=100kA, 415V AC 4-pole, line protection Electronic Trip Unit LCD ETU42, LSIG In=160A, rated current IR=64...160A, overload protection, ISD=1.5 to 10xIR, II=11xIN short-circuit protection N protected with ground-fault protection without auxiliary release without auxiliary/alarm switch | - | 0 | 0
3VL2716-3UN43-0AA0-Z | U01 | 3VL2716-3UN43-0AA0-ZU01 | 1 | UN | 1 | 5 | B | D | EAR99 | N | 85362090 | 1 |  | 3.1 | KG | 3315.4 | 3315.4 | LP20 | LP20 | circuit breaker VL160L very high breaking capacity Icu=100kA, 415V AC 4-pole, line protection Electronic Trip Unit LCD ETU42, LSIG In=160A, rated current IR=64...160A, overload protection, ISD=1.5 to 10xIR, II=11xIN short-circuit protection N protected with ground-fault protection without auxiliary release without auxiliary/alarm switch with Safety Label for USA | - | 0 | 0
3VL2716-3UN46-0AA0 |  | 3VL2716-3UN46-0AA0 | 1 | UN | 1 | 5 | B | D | EAR99 | N | 85362090 | 1 | 4011209886469 | 2.447 | KG | 3234 | 3234 | LP20 | LP20 | circuit breaker VL160L very high breaking capacity Icu=100kA, 415V AC 4-pole, line protection Electronic Trip Unit LCD ETU42, LSIG In=160A, rated current IR=64...160A, overload protection, ISD=1.5 to 10xIR, II=11xIN short-circuit protection N protected with screw terminals without auxiliary release without auxiliary/alarm switch | - | 0 | 0
3VL2716-3UN46-0AA0-Z | U01 | 3VL2716-3UN46-0AA0-ZU01 | 1 | UN | 1 | 5 | B | D | EAR99 | N | 85362090 | 1 |  | 3.1 | KG | 3282.4 | 3282.4 | LP20 | LP20 | circuit breaker VL160L very high breaking capacity Icu=100kA, 415V AC 4-pole, line protection Electronic Trip Unit LCD ETU42, LSIG In=160A, rated current IR=64...160A, overload protection, ISD=1.5 to 10xIR, II=11xIN short-circuit protection N protected with screw terminals without auxiliary release without auxiliary/alarm switch with Safety Label for USA | - | 0 | 0
3VL2716-3UP33-0AA0 |  | 3VL2716-3UP33-0AA0 | 1 | UN | 1 | 5 | B | D | EAR99 | N | 85362090 | 1 | 4011209885042 | 2.4 | KG | 2365 | 2365 | LP20 | LP20 | circuit breaker VL160L very high breaking capacity Icu=100kA, 415V AC 3-pole, motor/generator prot. Electronic Trip Unit LCD ETU40M, LI In=160A, rated current IR=64...160A, overload protection, II=1.25 to 11xIN, short-circuit protection without auxiliary release without auxiliary/alarm switch | - | 0 | 0
3VL2716-3UP33-0AA0-Z | U01 | 3VL2716-3UP33-0AA0-ZU01 | 1 | UN | 1 | 5 | B | D | EAR99 | N | 85362090 | 1 |  | 2.4 | KG | 2413.4 | 2413.4 | LP20 | LP20 | circuit breaker VL160L very high breaking capacity Icu=100kA, 415V AC 3-pole, motor/generator prot. Electronic Trip Unit LCD ETU40M, LI In=160A, rated current IR=64...160A, overload protection, II=1.25 to 11xIN, short-circuit protection without auxiliary release without auxiliary/alarm switch with Safety Label for USA | - | 0 | 0
3VL2716-3UP36-0AA0 |  | 3VL2716-3UP36-0AA0 | 1 | UN | 1 | 5 | B | D | EAR99 | N | 85362090 | 1 | 4011209885073 | 2.4 | KG | 2343 | 2343 | LP20 | LP20 | circuit breaker VL160L very high breaking capacity Icu=100kA, 415V AC 3-pole, motor/generator prot. Electronic Trip Unit LCD ETU40M, LI In=160A, rated current IR=64...160A, overload protection, II=1.25 to 11xIN, short-circuit protection with screw terminals without auxiliary release without auxiliary/alarm switch | - | 0 | 0
3VL2716-3UP36-0AA0-Z | U01 | 3VL2716-3UP36-0AA0-ZU01 | 1 | UN | 1 | 5 | B | D | EAR99 | N | 85362090 | 1 |  | 2.4 | KG | 2391.4 | 2391.4 | LP20 | LP20 | circuit breaker VL160L very high breaking capacity Icu=100kA, 415V AC 3-pole, motor/generator prot. Electronic Trip Unit LCD ETU40M, LI In=160A, rated current IR=64...160A, overload protection, II=1.25 to 11xIN, short-circuit protection with screw terminals without auxiliary release without auxiliary/alarm switch with Safety Label for USA | - | 0 | 0
3VL3110-1KN30-0AA0 |  | 3VL3110-1KN30-0AA0 | 1 | UN | 1 | 5 | B | D | EAR99 | N | 85362010 | 1 | 4011209684881 | 2.3 | KG | 728.2 | 728.2 | LP20 | LP20 | circuit breaker VL250 UL; type FG (cat no. NFX3B100) non-interchangeable frame, with circuit breaker approval acc. to UL 489 standard breaking capacity 3-pole, NEMA rating 35kA/480V, (molded case circuit breaker) Electronic Trip Unit TM, LI TA=40Â°C In=< 100A, rated current II=625...1250A short-circuit protection IR=100A Electronic Trip Unit for line protection without connection accessories without auxiliary release without auxiliary/alarm switch | - | 0 | 0
3VL3110-1PB30-0AA0 |  | 3VL3110-1PB30-0AA0 | 1 | UN | 1 | 5 | B | D | EAR99 | N | 85362010 | 1 | 4011209905856 | 2.5 | KG | 1210 | 1210 | LP20 | LP20 | circuit breaker VL250 UL; type FG (cat no. NFX3R100) non-interchangeable frame, with circuit breaker approval acc. to UL 489 standard breaking capacity 3-pole, NEMA rating 35kA/480V, (molded case circuit breaker) Electronic Trip Unit ETU, LI TA=40Â°C In=100A, rated current II=1.25 to 11xIN, short-circuit protection IR=40-100A Electronic Trip Unit for line protection without connection accessories without auxiliary release without auxiliary/alarm switch | - | 0 | 0
3VL3110-1PD30-0AA0 |  | 3VL3110-1PD30-0AA0 | 1 | UN | 1 | 5 | B | D | EAR99 | N | 85362010 | 1 | 4011209905863 | 2.5 | KG | 1551 | 1551 | LP20 | LP20 | circuit breaker VL250 UL; type FG (cat no. NFX3W100) non-interchangeable frame, with circuit breaker approval acc. to UL 489 standard breaking capacity 3-pole, NEMA rating 35kA/480V, (molded case circuit breaker) Electronic Trip Unit ETU, LIG TA=40Â°C 3 phases/4 lines In=100A, rated current II=1.25 to 11xIN, short-circuit protection IR=40-100A Electronic Trip Unit for line protection without connection accessories without auxiliary release without auxiliary/alarm switch | - | 0 | 0
3VL3110-1PE30-0AA0 |  | 3VL3110-1PE30-0AA0 | 1 | UN | 1 | 5 | B | D | EAR99 | N | 85362010 | 1 | 4011209905870 | 2.5 | KG | 1287 | 1287 | LP20 | LP20 | circuit breaker VL250 UL; type FG (cat no. NFX3T100) non-interchangeable frame, with circuit breaker approval acc. to UL 489 standard breaking capacity 3-pole, NEMA rating 35kA/480V, (molded case circuit breaker) Electronic Trip Unit ETU, LSI TA=40Â°C In=< 100A, rated current ISD=1.5 to 10xIR, II=11xIN short-circuit protection IR=40-100A Electronic Trip Unit for line protection without connection accessories without auxiliary release without auxiliary/alarm switch | - | 0 | 0
3VL3110-1PH30-0AA0 |  | 3VL3110-1PH30-0AA0 | 1 | UN | 1 | 5 | B | D | EAR99 | N | 85362010 | 1 | 4011209905887 | 2.5 | KG | 1716 | 1716 | LP20 | LP20 | circuit breaker VL250 UL; type FG (cat no. NFX3V100) non-interchangeable frame, with circuit breaker approval acc. to UL 489 standard breaking capacity 3-pole, NEMA rating 35kA/480V, (molded case circuit breaker) Electronic Trip Unit ETU, LSIG TA=40Â°C 3 phases/4 lines In=100A, rated current ISD=1.5 to 10xIR, II=11X in short-circuit protection IR=40-100A Electronic Trip Unit for line protection without connection accessories without auxiliary release without auxiliary/alarm switch | - | 0 | 0
3VL3110-1VH30-0AA0 |  | 3VL3110-1VH30-0AA0 | 1 | UN | 1 | 5 | B | D | EAR99 | N | 85362010 | 1 | 4011209905894 | 2.5 | KG | 3212 | 3212 | LP20 | LP20 | circuit breaker VL250 UL type FG (cat no. NFX3A100) non-interchangeable frame, with circuit breaker approval acc. to UL 489 standard breaking capacity 3-pole; NEMA rating 35kA/480V and 18kA/600V (molded case circuit breaker) Electronic Trip Unit LCD ETU, LI/LS/LSI TA=40Â°C In=100A, rated current ISD=1.25-10xIR, II=11X in short-circuit protection IR=40-100A Electronic Trip Unit for line protection without auxiliary release without auxiliary/alarm switch | - | 0 | 0
3VL3110-1VJ30-0AA0 |  | 3VL3110-1VJ30-0AA0 | 1 | UN | 1 | 5 | B | D | EAR99 | N | 85362010 | 1 | 4011209905900 | 2.5 | KG | 3542 | 3542 | LP20 | LP20 | circuit breaker VL250 UL type FG (cat no. NFX3K100) non-interchangeable frame, with circuit breaker approval acc. to UL 489 standard breaking capacity 3-pole; NEMA rating 35kA/480V and 18kA/600V (molded case circuit breaker) Electronic Trip Unit LCD ETU, LSIG-G with alarm TA=40Â°C 3 phases/4 lines In=100A, rated current ISD=1.25-10xIR, II=11X in short-circuit protection IR=40-100A Electronic Trip Unit for line protection without auxiliary release without auxiliary/alarm switch | - | 0 | 0
3VL3110-1VM30-0AA0 |  | 3VL3110-1VM30-0AA0 | 1 | UN | 1 | 5 | B | D | EAR99 | N | 85362010 | 1 | 4011209905917 | 2.5 | KG | 3542 | 3542 | LP20 | LP20 | circuit breaker VL250 UL type FG (cat no. NFX3G100) non-interchangeable frame, with circuit breaker approval acc. to UL 489 standard breaking capacity 3-pole; NEMA rating 35kA/480V and 18kA/600V (molded case circuit breaker) Electronic Trip Unit LCD ETU, LSIG TA=40Â°C 3 phases/4 lines In=100A, rated current ISD=1.25-10xIR, II=11X in short-circuit protection IR=40-100A Electronic Trip Unit for line protection without auxiliary release without auxiliary/alarm switch | - | 0 | 0
3VL3110-2KN30-0AA0 |  | 3VL3110-2KN30-0AA0 | 1 | UN | 1 | 5 | B | D | EAR99 | N | 85362010 | 1 | 4011209684935 | 2.3 | KG | 865.7 | 865.7 | LP20 | LP20 | circuit breaker VL250 UL; type FG (cat no. HFX3B100) non-interchangeable frame, with circuit breaker approval acc. to UL 489 high breaking capacity 3-pole, NEMA rating 65kA/480V, (molded case circuit breaker) Electronic Trip Unit TM, LI TA=40Â°C In=< 100A, rated current II=625...1250A short-circuit protection IR=100A Electronic Trip Unit for line protection without connection accessories without auxiliary release without auxiliary/alarm switch | - | 0 | 0
3VL3110-2PB30-0AA0 |  | 3VL3110-2PB30-0AA0 | 1 | UN | 1 | 5 | B | D | EAR99 | N | 85362010 | 1 | 4011209906068 | 2.5 | KG | 1419 | 1419 | LP20 | LP20 | circuit breaker VL250 UL; type FG (cat no. HFX3R100) non-interchangeable frame, with circuit breaker approval acc. to UL 489 high breaking capacity 3-pole, NEMA rating 35kA/480V, (molded case circuit breaker) Electronic Trip Unit ETU, LI TA=40Â°C In=100A, rated current II=1.25 to 11xIN, short-circuit protection IR=40-100A Electronic Trip Unit for line protection without connection accessories without auxiliary release without auxiliary/alarm switch | - | 0 | 0
3VL3110-2PD30-0AA0 |  | 3VL3110-2PD30-0AA0 | 1 | UN | 1 | 5 | B | D | EAR99 | N | 85362010 | 1 | 4011209906075 | 2.5 | KG | 1705 | 1705 | LP20 | LP20 | circuit breaker VL250 UL; type FG (cat no. HFX3W100) non-interchangeable frame, with circuit breaker approval acc. to UL 489 high breaking capacity 3-pole, NEMA rating 65kA/480V, (molded case circuit breaker) Electronic Trip Unit ETU, LIG TA=40Â°C 3 phases/4 lines In=100A, rated current II=1.25 to 11xIN, short-circuit protection IR=40-100A Electronic Trip Unit for line protection without connection accessories without auxiliary release without auxiliary/alarm switch | - | 0 | 0
3VL3110-2PE30-0AA0 |  | 3VL3110-2PE30-0AA0 | 1 | UN | 1 | 5 | B | D | EAR99 | N | 85362010 | 1 | 4011209906082 | 2.5 | KG | 1485 | 1485 | LP20 | LP20 | circuit breaker VL250 UL; type FG (cat no. HFX3T100) non-interchangeable frame, with circuit breaker approval acc. to UL 489 high breaking capacity 3-pole, NEMA rating 65kA/480V, (molded case circuit breaker) Electronic Trip Unit ETU, LSI TA=40Â°C In=100A, rated current ISD=1.5 to 10xIR, II=11xIN short-circuit protection IR=40-100A Electronic Trip Unit for line protection without connection accessories without auxiliary release without auxiliary/alarm switch | - | 0 | 0
3VL3110-2PH30-0AA0 |  | 3VL3110-2PH30-0AA0 | 1 | UN | 1 | 5 | B | D | EAR99 | N | 85362010 | 1 | 4011209906099 | 2.5 | KG | 1958 | 1958 | LP20 | LP20 | circuit breaker VL250 UL; type FG (cat no. HFX3V100) non-interchangeable frame, with circuit breaker approval acc. to UL 489 high breaking capacity 3-pole, NEMA rating 65kA/480V, (molded case circuit breaker) Electronic Trip Unit ETU, LSIG TA=40Â°C 3 phases/4 lines In=100A, rated current ISD=1.5 to 10xIR, II=11X in short-circuit protection IR=40-100A Electronic Trip Unit for line protection without connection accessories without auxiliary release without auxiliary/alarm switch | - | 0 | 0
3VL3110-2VH30-0AA0 |  | 3VL3110-2VH30-0AA0 | 1 | UN | 1 | 5 | B | D | EAR99 | N | 85362010 | 1 | 4011209906105 | 2.5 | KG | 3399 | 3399 | LP20 | LP20 | circuit breaker VL250 UL type FG (cat no. HFX3A100) non-interchangeable frame, with circuit breaker approval acc. to UL 489 high breaking capacity 3-pole; NEMA rating 65kA/480V and 20kA/600V (molded case circuit breaker) Electronic Trip Unit LCD ETU, LI/LS/LSI TA=40Â°C In=100A, rated current ISD=1.25-10xIR, II=11X in short-circuit protection IR=40-100A Electronic Trip Unit for line protection without auxiliary release without auxiliary/alarm switch | - | 0 | 0
3VL3110-2VJ30-0AA0 |  | 3VL3110-2VJ30-0AA0 | 1 | UN | 1 | 5 | B | D | EAR99 | N | 85362010 | 1 | 4011209906112 | 2.5 | KG | 3795 | 3795 | LP20 | LP20 | circuit breaker VL250 UL type FG (cat no. HFX3K100) non-interchangeable frame, with circuit breaker approval acc. to UL 489 high breaking capacity 3-pole; NEMA rating 65kA/480V and 20kA/600V (molded case circuit breaker) Electronic Trip Unit LCD ETU, LSIG-G with alarm TA=40Â°C 3 phases/4 lines In=100A, rated current ISD=1.25-10xIR, II=11X in short-circuit protection IR=40-100A Electronic Trip Unit for line protection without auxiliary release without auxiliary/alarm switch | - | 0 | 0
3VL3110-2VM30-0AA0 |  | 3VL3110-2VM30-0AA0 | 1 | UN | 1 | 5 | B | D | EAR99 | N | 85362010 | 1 | 4011209906129 | 2.5 | KG | 3795 | 3795 | LP20 | LP20 | circuit breaker VL250 UL type FG (cat no. HFX3G100) non-interchangeable frame, with circuit breaker approval acc. to UL 489 high breaking capacity 3-pole; NEMA rating 65kA/480V and 20kA/600V (molded case circuit breaker) Electronic Trip Unit LCD ETU, LSIG TA=40Â°C 3 phases/4 lines In=100A, rated current ISD=1.25-10xIR, II=11X in short-circuit protection IR=40-100A Electronic Trip Unit for line protection without auxiliary release without auxiliary/alarm switch | - | 0 | 0
3VL3110-3KN30-0AA0 |  | 3VL3110-3KN30-0AA0 | 1 | UN | 1 | 5 | B | D | EAR99 | N | 85362010 | 1 | 4011209684980 | 2.3 | KG | 1166 | 1166 | LP20 | LP20 | circuit breaker VL250 UL; type FG (cat no. LFX3B100) non-interchangeable frame, with circuit breaker approval acc. to UL 489 very high breaking capacity 3-pole, NEMA rating 100kA/480V, (molded case circuit breaker) Electronic Trip Unit TM, LI TA=40Â°C In=< 100A, rated current II=625...1250A short-circuit protection IR=100A Electronic Trip Unit for line protection without connection accessories without auxiliary release without auxiliary/alarm switch | - | 0 | 0
3VL3110-3PB30-0AA0 |  | 3VL3110-3PB30-0AA0 | 1 | UN | 1 | 5 | B | D | EAR99 | N | 85362010 | 1 | 4011209906273 | 2.5 | KG | 1738 | 1738 | LP20 | LP20 | circuit breaker VL250 UL; type FG (cat no. LFX3R100) non-interchangeable frame, with circuit breaker approval acc. to UL 489 very high breaking capacity 3-pole, NEMA rating 100kA/480V, (molded case circuit breaker) Electronic Trip Unit ETU, LI TA=40Â°C In=100A, rated current II=1.25 to 11 xIn, short-circuit protection IR=40-100A Electronic Trip Unit for line protection without connection accessories without auxiliary release without auxiliary/alarm switch | - | 0 | 0
3VL3110-3PD30-0AA0 |  | 3VL3110-3PD30-0AA0 | 1 | UN | 1 | 5 | B | D | EAR99 | N | 85362010 | 1 | 4011209906280 | 2.5 | KG | 2167 | 2167 | LP20 | LP20 | circuit breaker VL250 UL; type FG (cat no. LFX3W100) non-interchangeable frame, with circuit breaker approval acc. to UL 489 very high breaking capacity 3-pole, NEMA rating 100kA/480V, (molded case circuit breaker) Electronic Trip Unit ETU, LIG TA=40Â°C 3 phases/4 lines In=100A, rated current II=1.25 to 11 xIn, short-circuit protection IR=40-100A Electronic Trip Unit for line protection without connection accessories without auxiliary release without auxiliary/alarm switch | - | 0 | 0
3VL3110-3PE30-0AA0 |  | 3VL3110-3PE30-0AA0 | 1 | UN | 1 | 5 | B | D | EAR99 | N | 85362010 | 1 | 4011209906297 | 2.5 | KG | 1859 | 1859 | LP20 | LP20 | circuit breaker VL250 UL; type FG (cat no. LFX3T100) non-interchangeable frame, with circuit breaker approval acc. to UL 489 very high breaking capacity 3-pole, NEMA rating 100kA/480V, (molded case circuit breaker) Electronic Trip Unit ETU, LSI TA=40Â°C In=100A, rated current ISD=1.5 to 10xIR, II=11xIn short-circuit protection IR=40-100A Electronic Trip Unit for line protection without connection accessories without auxiliary release without auxiliary/alarm switch | - | 0 | 0
3VL3110-3PH30-0AA0 |  | 3VL3110-3PH30-0AA0 | 1 | UN | 1 | 5 | B | D | EAR99 | N | 85362010 | 1 | 4011209906303 | 2.5 | KG | 2255 | 2255 | LP20 | LP20 | circuit breaker VL250 UL; type FG (cat no. LFX3V100) non-interchangeable frame, with circuit breaker approval acc. to UL 489 very high breaking capacity 3-pole, NEMA rating 100kA/480V, (molded case circuit breaker) Electronic Trip Unit ETU, LSIG TA=40Â°C 3 phases/4 lines In=100A, rated current ISD=1.5 to 10xIR, II=11xIn short-circuit protection IR=40-100A Electronic Trip Unit for line protection without connection accessories without auxiliary release without auxiliary/alarm switch | - | 0 | 0
3VL3110-3VH30-0AA0 |  | 3VL3110-3VH30-0AA0 | 1 | UN | 1 | 5 | B | D | EAR99 | N | 85362010 | 1 | 4011209906310 | 2.5 | KG | 3817 | 3817 | LP20 | LP20 | circuit breaker VL250 UL type FG (cat no. LFX3A100) non-interchangeable frame, with circuit breaker approval acc. to UL 489 very high breaking capacity 3-pole; NEMA rating 100kA/480V and 25kA/600V (molded case circuit breaker) Electronic Trip Unit LCD ETU, LI/LS/LSI TA=40Â°C In=100A, rated current ISD=1.25-10xIR, II=11X in short-circuit protection IR=40-100A Electronic Trip Unit for line protection without auxiliary release without auxiliary/alarm switch | - | 0 | 0
3VL3110-3VJ30-0AA0 |  | 3VL3110-3VJ30-0AA0 | 1 | UN | 1 | 5 | B | D | EAR99 | N | 85362010 | 1 | 4011209906327 | 2.5 | KG | 4180 | 4180 | LP20 | LP20 | circuit breaker VL250 UL type FG (cat no. LFX3K100) non-interchangeable frame, with circuit breaker approval acc. to UL 489 very high breaking capacity 3-pole; NEMA rating 100kA/480V and 25kA/600V (molded case circuit breaker) Electronic Trip Unit LCD ETU, LSIG-G with alarm TA=40Â°C 3 phases/4 lines In=100A, rated current ISD=1.25-10xIR, II=11X in short-circuit protection IR=40-100A Electronic Trip Unit for line protection without auxiliary release without auxiliary/alarm switch | - | 0 | 0
3VL3110-3VM30-0AA0 |  | 3VL3110-3VM30-0AA0 | 1 | UN | 1 | 5 | B | D | EAR99 | N | 85362010 | 1 | 4011209906334 | 2.5 | KG | 4180 | 4180 | LP20 | LP20 | circuit breaker VL250 UL type FG (cat no. LFX3G100) non-interchangeable frame, with circuit breaker approval acc. to UL 489 very high breaking capacity 3-pole; NEMA rating 100kA/480V and 25kA/600V (molded case circuit breaker) Electronic Trip Unit LCD ETU, LSIG TA=40Â°C 3 phases/4 lines In=100A, rated current ISD=1.25-10xIR, II=11X in short-circuit protection IR=40-100A Electronic Trip Unit for line protection without auxiliary release without auxiliary/alarm switch | - | 0 | 0
3VL3111-1KN30-0AA0 |  | 3VL3111-1KN30-0AA0 | 1 | UN | 1 | 5 | B | D | EAR99 | N | 85362010 | 1 | 4011209684997 | 2.3 | KG | 807.4 | 807.4 | LP20 | LP20 | circuit breaker VL250 UL; type FG (cat no. NFX3B110) non-interchangeable frame, with circuit breaker approval acc. to UL 489 standard breaking capacity 3-pole, NEMA rating 35kA/480V, (molded case circuit breaker) Electronic Trip Unit TM, LI TA=40Â°C In=< 110A, rated current II=800...1600A short-circuit protection IR=110A Electronic Trip Unit for line protection without connection accessories without auxiliary release without auxiliary/alarm switch | - | 0 | 0
3VL3111-2KN30-0AA0 |  | 3VL3111-2KN30-0AA0 | 1 | UN | 1 | 5 | B | D | EAR99 | N | 85362010 | 1 | 4011209685000 | 2.3 | KG | 943.8 | 943.8 | LP20 | LP20 | circuit breaker VL250 UL; type FG (cat no. HFX3B110) non-interchangeable frame, with circuit breaker approval acc. to UL 489 high breaking capacity 3-pole, NEMA rating 65kA/480V, (molded case circuit breaker) Electronic Trip Unit TM, LI TA=40Â°C In=< 110A, rated current II=800...1600A short-circuit protection IR=110A Electronic Trip Unit for line protection without connection accessories without auxiliary release without auxiliary/alarm switch | - | 0 | 0
3VL3111-3KN30-0AA0 |  | 3VL3111-3KN30-0AA0 | 1 | UN | 1 | 5 | B | D | EAR99 | N | 85362010 | 1 | 4011209685017 | 2.3 | KG | 1254 | 1254 | LP20 | LP20 | circuit breaker VL250 UL; type FG (cat no. LFX3B110) non-interchangeable frame, with circuit breaker approval acc. to UL 489 very high breaking capacity 3-pole, NEMA rating 100kA/480V, (molded case circuit breaker) Electronic Trip Unit TM, LI TA=40Â°C In=< 110A, rated current II=800...1600A short-circuit protection IR=110A Electronic Trip Unit for line protection without connection accessories without auxiliary release without auxiliary/alarm switch | - | 0 | 0
3VL3112-1KN30-0AA0 |  | 3VL3112-1KN30-0AA0 | 1 | UN | 1 | 5 | B | D | EAR99 | N | 85362010 | 1 | 4011209685024 | 2.3 | KG | 920.7 | 920.7 | LP20 | LP20 | circuit breaker VL250 UL; type FG (cat no. NFX3B125) non-interchangeable frame, with circuit breaker approval acc. to UL 489 standard breaking capacity 3-pole, NEMA rating 35kA/480V, (molded case circuit breaker) Electronic Trip Unit TM, LI TA=40Â°C In=< 125A, rated current II=800...1600A short-circuit protection IR=125A Electronic Trip Unit for line protection without connection accessories without auxiliary release without auxiliary/alarm switch | - | 0 | 0
3VL3112-2KN30-0AA0 |  | 3VL3112-2KN30-0AA0 | 1 | UN | 1 | 5 | B | D | EAR99 | N | 85362010 | 1 | 4011209685031 | 2.3 | KG | 1095.6 | 1095.6 | LP20 | LP20 | circuit breaker VL250 UL; type FG (cat no. HFX3B125) non-interchangeable frame, with circuit breaker approval acc. to UL 489 high breaking capacity 3-pole, NEMA rating 65kA/480V, (molded case circuit breaker) Electronic Trip Unit TM, LI TA=40Â°C In=< 125A, rated current II=800...1600A short-circuit protection IR=125A Electronic Trip Unit for line protection without connection accessories without auxiliary release without auxiliary/alarm switch | - | 0 | 0
3VL3112-3KN30-0AA0 |  | 3VL3112-3KN30-0AA0 | 1 | UN | 1 | 5 | B | D | EAR99 | N | 85362010 | 1 | 4011209685048 | 2.3 | KG | 1364 | 1364 | LP20 | LP20 | circuit breaker VL250 UL; type FG (cat no. LFX3B125) non-interchangeable frame, with circuit breaker approval acc. to UL 489 very high breaking capacity 3-pole, NEMA rating 100kA/480V, (molded case circuit breaker) Electronic Trip Unit TM, LI TA=40Â°C In=< 125A, rated current II=800...1600A short-circuit protection IR=125A Electronic Trip Unit for line protection without connection accessories without auxiliary release without auxiliary/alarm switch | - | 0 | 0
3VL3115-1KN30-0AA0 |  | 3VL3115-1KN30-0AA0 | 1 | UN | 1 | 5 | B | D | EAR99 | N | 85362010 | 1 | 4011209685055 | 2.3 | KG | 1062.6 | 1062.6 | LP20 | LP20 | circuit breaker VL250 UL; type FG (cat no. NFX3B150) non-interchangeable frame, with circuit breaker approval acc. to UL 489 standard breaking capacity 3-pole, NEMA rating 35kA/480V, (molded case circuit breaker) Electronic Trip Unit TM, LI TA=40Â°C In=< 150A, rated current II=800...1600A short-circuit protection IR=150A Electronic Trip Unit for line protection without connection accessories without auxiliary release without auxiliary/alarm switch | - | 0 | 0
3VL3115-1PB30-0AA0 |  | 3VL3115-1PB30-0AA0 | 1 | UN | 1 | 5 | B | D | EAR99 | N | 85362010 | 1 | 4011209905924 | 2.5 | KG | 1650 | 1650 | LP20 | LP20 | circuit breaker VL250 UL; type FG (cat no. NFX3R150) non-interchangeable frame, with circuit breaker approval acc. to UL 489 standard breaking capacity 3-pole, NEMA rating 35kA/480V, (molded case circuit breaker) Electronic Trip Unit ETU, LI TA=40Â°C In=150A, rated current II=1.25 to 11xIN, short-circuit protection IR=60-150A Electronic Trip Unit for line protection without connection accessories without auxiliary release without auxiliary/alarm switch | - | 0 | 0
3VL3115-1PD30-0AA0 |  | 3VL3115-1PD30-0AA0 | 1 | UN | 1 | 5 | B | D | EAR99 | N | 85362010 | 1 | 4011209905931 | 2.5 | KG | 2134 | 2134 | LP20 | LP20 | circuit breaker VL250 UL; type FG (cat no. NFX3W150) non-interchangeable frame, with circuit breaker approval acc. to UL 489 standard breaking capacity 3-pole, NEMA rating 35kA/480V, (molded case circuit breaker) Electronic Trip Unit ETU, LIG TA=40Â°C 3 phases/4 lines In=150A, rated current II=1.25 to 11xIN, short-circuit protection IR=60-150A Electronic Trip Unit for line protection without connection accessories without auxiliary release without auxiliary/alarm switch | - | 0 | 0
3VL3115-1PE30-0AA0 |  | 3VL3115-1PE30-0AA0 | 1 | UN | 1 | 5 | B | D | EAR99 | N | 85362010 | 1 | 4011209905948 | 2.5 | KG | 1727 | 1727 | LP20 | LP20 | circuit breaker VL250 UL; type FG (cat no. NFX3T150) non-interchangeable frame, with circuit breaker approval acc. to UL 489 standard breaking capacity 3-pole, NEMA rating 35kA/480V, (molded case circuit breaker) Electronic Trip Unit ETU, LSI TA=40Â°C In=150A, rated current ISD=1.5 to 10xIR, II=11X in short-circuit protection IR=60-150A Electronic Trip Unit for line protection without connection accessories without auxiliary release without auxiliary/alarm switch | - | 0 | 0
3VL3115-1PH30-0AA0 |  | 3VL3115-1PH30-0AA0 | 1 | UN | 1 | 5 | B | D | EAR99 | N | 85362010 | 1 | 4011209905955 | 2.5 | KG | 2211 | 2211 | LP20 | LP20 | circuit breaker VL250 UL; type FG (cat no. NFX3V150) non-interchangeable frame, with circuit breaker approval acc. to UL 489 standard breaking capacity 3-pole, NEMA rating 35kA/480V, (molded case circuit breaker) Electronic Trip Unit ETU, LSIG TA=40Â°C 3 phases/4 lines In=150A, rated current ISD=1.5 to 10xIR, II=11X in short-circuit protection IR=60-150A Electronic Trip Unit for line protection without connection accessories without auxiliary release without auxiliary/alarm switch | - | 0 | 0
3VL3115-1VH30-0AA0 |  | 3VL3115-1VH30-0AA0 | 1 | UN | 1 | 5 | B | D | EAR99 | N | 85362010 | 1 | 4011209905962 | 2.5 | KG | 3212 | 3212 | LP20 | LP20 | circuit breaker VL250 UL type FG (cat no. NFX3A150) non-interchangeable frame, with circuit breaker approval acc. to UL 489 standard breaking capacity 3-pole; NEMA rating 35kA/480V and 18kA/600V (molded case circuit breaker) Electronic Trip Unit LCD ETU, LI/LS/LSI TA=40Â°C In=150A, rated current ISD=1.25-10xIR, II=11X in short-circuit protection IR=60-150A Electronic Trip Unit for line protection without auxiliary release without auxiliary/alarm switch | - | 0 | 0
3VL3115-1VJ30-0AA0 |  | 3VL3115-1VJ30-0AA0 | 1 | UN | 1 | 5 | B | D | EAR99 | N | 85362010 | 1 | 4011209905979 | 2.5 | KG | 3542 | 3542 | LP20 | LP20 | circuit breaker VL250 UL type FG (cat no. NFX3K150) non-interchangeable frame, with circuit breaker approval acc. to UL 489 standard breaking capacity 3-pole; NEMA rating 35kA/480V and 18kA/600V (molded case circuit breaker) Electronic Trip Unit LCD ETU, LSIG-G with alarm TA=40Â°C 3 phases/4 lines In=150A, rated current ISD=1.25-10xIR, II=11X in short-circuit protection IR=60-150A Electronic Trip Unit for line protection without auxiliary release without auxiliary/alarm switch | - | 0 | 0
3VL3115-1VM30-0AA0 |  | 3VL3115-1VM30-0AA0 | 1 | UN | 1 | 5 | B | D | EAR99 | N | 85362010 | 1 | 4011209905986 | 2.5 | KG | 3542 | 3542 | LP20 | LP20 | circuit breaker VL250 UL type FG (cat no. NFX3G150) non-interchangeable frame, with circuit breaker approval acc. to UL 489 standard breaking capacity 3-pole; NEMA rating 35kA/480V and 18kA/600V (molded case circuit breaker) Electronic Trip Unit LCD ETU, LSIG TA=40Â°C 3 phases/4 lines In=150A, rated current ISD=1.25-10xIR, II=11X in short-circuit protection IR=60-150A Electronic Trip Unit for line protection without auxiliary release without auxiliary/alarm switch | - | 0 | 0
3VL3115-2KN30-0AA0 |  | 3VL3115-2KN30-0AA0 | 1 | UN | 1 | 5 | B | D | EAR99 | N | 85362010 | 1 | 4011209685147 | 2.3 | KG | 1232 | 1232 | LP20 | LP20 | circuit breaker VL250 UL; type FG (cat no. HFX3B150) non-interchangeable frame, with circuit breaker approval acc. to UL 489 high breaking capacity 3-pole, NEMA rating 65kA/480V, (molded case circuit breaker) Electronic Trip Unit TM, LI TA=40Â°C In=< 150A, rated current II=800...1600A short-circuit protection IR=150A Electronic Trip Unit for line protection without connection accessories without auxiliary release without auxiliary/alarm switch | - | 0 | 0
3VL3115-2PB30-0AA0 |  | 3VL3115-2PB30-0AA0 | 1 | UN | 1 | 5 | B | D | EAR99 | N | 85362010 | 1 | 4011209906136 | 2.5 | KG | 1859 | 1859 | LP20 | LP20 | circuit breaker VL250 UL; type FG (cat no. HFX3R150) non-interchangeable frame, with circuit breaker approval acc. to UL 489 high breaking capacity 3-pole, NEMA rating 65kA/480V, (molded case circuit breaker) Electronic Trip Unit ETU, LI TA=40Â°C In=150A, rated current II=1.25 to 11xIN, short-circuit protection IR=60-150A Electronic Trip Unit for line protection without connection accessories without auxiliary release without auxiliary/alarm switch | - | 0 | 0
3VL3115-2PD30-0AA0 |  | 3VL3115-2PD30-0AA0 | 1 | UN | 1 | 5 | B | D | EAR99 | N | 85362010 | 1 | 4011209906143 | 2.5 | KG | 2255 | 2255 | LP20 | LP20 | circuit breaker VL250 UL; type FG (cat no. HFX3W150) non-interchangeable frame, with circuit breaker approval acc. to UL 489 high breaking capacity 3-pole, NEMA rating 65kA/480V, (molded case circuit breaker) Electronic Trip Unit ETU, LIG TA=40Â°C 3 phases/4 lines In=150A, rated current II=1.25 to 11xIN, short-circuit protection IR=60-150A Electronic Trip Unit for line protection without connection accessories without auxiliary release without auxiliary/alarm switch | - | 0 | 0
3VL3115-2PE30-0AA0 |  | 3VL3115-2PE30-0AA0 | 1 | UN | 1 | 5 | B | D | EAR99 | N | 85362010 | 1 | 4011209906150 | 2.5 | KG | 1969 | 1969 | LP20 | LP20 | circuit breaker VL250 UL; type FG (cat no. HFX3T150) non-interchangeable frame, with circuit breaker approval acc. to UL 489 high breaking capacity 3-pole, NEMA rating 65kA/480V, (molded case circuit breaker) Electronic Trip Unit ETU, LSI TA=40Â°C In=150A, rated current ISD=1.5 to 10xIR, II=11xIN short-circuit protection IR=60-150A Electronic Trip Unit for line protection without connection accessories without auxiliary release without auxiliary/alarm switch | - | 0 | 0
3VL3115-2PH30-0AA0 |  | 3VL3115-2PH30-0AA0 | 1 | UN | 1 | 5 | B | D | EAR99 | N | 85362010 | 1 | 4011209906167 | 2.5 | KG | 2420 | 2420 | LP20 | LP20 | circuit breaker VL250 UL; type FG (cat no. HFX3V150) non-interchangeable frame, with circuit breaker approval acc. to UL 489 high breaking capacity 3-pole, NEMA rating 65kA/480V, (molded case circuit breaker) Electronic Trip Unit ETU, LSIG TA=40Â°C 3 phases/4 lines In=150A, rated current ISD=1.5 to 10xIR, II=11X in short-circuit protection IR=60-150A Electronic Trip Unit for line protection without connection accessories without auxiliary release without auxiliary/alarm switch | - | 0 | 0
3VL3115-2VH30-0AA0 |  | 3VL3115-2VH30-0AA0 | 1 | UN | 1 | 5 | B | D | EAR99 | N | 85362010 | 1 | 4011209906174 | 2.5 | KG | 3399 | 3399 | LP20 | LP20 | circuit breaker VL250 UL type FG (cat no. HFX3A150) non-interchangeable frame, with circuit breaker approval acc. to UL 489 high breaking capacity 3-pole; NEMA rating 65kA/480V and 20kA/600V (molded case circuit breaker) Electronic Trip Unit LCD ETU, LI/LS/LSI TA=40Â°C In=150A, rated current ISD=1.25-10xIR, II=11X in short-circuit protection IR=60-150A Electronic Trip Unit for line protection without auxiliary release without auxiliary/alarm switch | - | 0 | 0
3VL3115-2VJ30-0AA0 |  | 3VL3115-2VJ30-0AA0 | 1 | UN | 1 | 5 | B | D | EAR99 | N | 85362010 | 1 | 4011209906181 | 2.5 | KG | 3795 | 3795 | LP20 | LP20 | circuit breaker VL250 UL type FG (cat no. HFX3K150) non-interchangeable frame, with circuit breaker approval acc. to UL 489 high breaking capacity 3-pole; NEMA rating 65kA/480V and 20kA/600V (molded case circuit breaker) Electronic Trip Unit LCD ETU, LSIG-G with alarm TA=40Â°C 3 phases/4 lines In=150A, rated current ISD=1.25-10xIR, II=11X in short-circuit protection IR=60-150A Electronic Trip Unit for line protection without auxiliary release without auxiliary/alarm switch | - | 0 | 0
3VL3115-2VM30-0AA0 |  | 3VL3115-2VM30-0AA0 | 1 | UN | 1 | 5 | B | D | EAR99 | N | 85362010 | 1 | 4011209906198 | 2.5 | KG | 3795 | 3795 | LP20 | LP20 | circuit breaker VL250 UL type FG (cat no. HFX3G150) non-interchangeable frame, with circuit breaker approval acc. to UL 489 high breaking capacity 3-pole; NEMA rating 65kA/480V and 20kA/600V (molded case circuit breaker) Electronic Trip Unit LCD ETU, LSIG TA=40Â°C 3 phases/4 lines In=150A, rated current ISD=1.25-10xIR, II=11X in short-circuit protection IR=60-150A Electronic Trip Unit for line protection without auxiliary release without auxiliary/alarm switch | - | 0 | 0
3VL3115-3KN30-0AA0 |  | 3VL3115-3KN30-0AA0 | 1 | UN | 1 | 5 | B | D | EAR99 | N | 85362010 | 1 | 4011209685192 | 2.3 | KG | 1518 | 1518 | LP20 | LP20 | circuit breaker VL250 UL; type FG (cat no. LFX3B150) non-interchangeable frame, with circuit breaker approval acc. to UL 489 very high breaking capacity 3-pole, NEMA rating 100kA/480V, (molded case circuit breaker) Electronic Trip Unit TM, LI TA=40Â°C In=< 150A, rated current II=800...1600A short-circuit protection IR=150A Electronic Trip Unit for line protection without connection accessories without auxiliary release without auxiliary/alarm switch | - | 0 | 0
3VL3115-3PB30-0AA0 |  | 3VL3115-3PB30-0AA0 | 1 | UN | 1 | 5 | B | D | EAR99 | N | 85362010 | 1 | 4011209906341 | 2.5 | KG | 2211 | 2211 | LP20 | LP20 | circuit breaker VL250 UL; type FG (cat no. LFX3R150) non-interchangeable frame, with circuit breaker approval acc. to UL 489 very high breaking capacity 3-pole, NEMA rating 100kA/480V, (molded case circuit breaker) Electronic Trip Unit ETU, LI TA=40Â°C In=150A, rated current II=1.25 to 11 xIn, short-circuit protection IR=60-150A Electronic Trip Unit for line protection without connection accessories without auxiliary release without auxiliary/alarm switch | - | 0 | 0
3VL3115-3PD30-0AA0 |  | 3VL3115-3PD30-0AA0 | 1 | UN | 1 | 5 | B | D | EAR99 | N | 85362010 | 1 | 4011209906358 | 2.5 | KG | 2684 | 2684 | LP20 | LP20 | circuit breaker VL250 UL; type FG (cat no. LFX3W150) non-interchangeable frame, with circuit breaker approval acc. to UL 489 very high breaking capacity 3-pole, NEMA rating 100kA/480V, (molded case circuit breaker) Electronic Trip Unit ETU, LIG TA=40Â°C 3 phases/4 lines In=150A, rated current II=1.25 to 11 xIn, short-circuit protection IR=60-150A Electronic Trip Unit for line protection without connection accessories without auxiliary release without auxiliary/alarm switch | - | 0 | 0
3VL3115-3PE30-0AA0 |  | 3VL3115-3PE30-0AA0 | 1 | UN | 1 | 5 | B | D | EAR99 | N | 85362010 | 1 | 4011209906365 | 2.5 | KG | 2332 | 2332 | LP20 | LP20 | circuit breaker VL250 UL; type FG (cat no. LFX3T150) non-interchangeable frame, with circuit breaker approval acc. to UL 489 very high breaking capacity 3-pole, NEMA rating 100kA/480V, (molded case circuit breaker) Electronic Trip Unit ETU, LSI TA=40Â°C In=150A, rated current ISD=1.5 to 10xIR, II=11xIn short-circuit protection IR=60-150A Electronic Trip Unit for line protection without connection accessories without auxiliary release without auxiliary/alarm switch | - | 0 | 0
3VL3115-3PH30-0AA0 |  | 3VL3115-3PH30-0AA0 | 1 | UN | 1 | 5 | B | D | EAR99 | N | 85362010 | 1 | 4011209906372 | 2.5 | KG | 2750 | 2750 | LP20 | LP20 | circuit breaker VL250 UL; type FG (cat no. LFX3V150) non-interchangeable frame, with circuit breaker approval acc. to UL 489 very high breaking capacity 3-pole, NEMA rating 100kA/480V, (molded case circuit breaker) Electronic Trip Unit ETU, LSIG TA=40Â°C 3 phases/4 lines In=150A, rated current ISD=1.5 to 10xIR, II=11xIn short-circuit protection IR=60-150A Electronic Trip Unit for line protection without connection accessories without auxiliary release without auxiliary/alarm switch | - | 0 | 0
3VL3115-3VH30-0AA0 |  | 3VL3115-3VH30-0AA0 | 1 | UN | 1 | 5 | B | D | EAR99 | N | 85362010 | 1 | 4011209906389 | 2.5 | KG | 3817 | 3817 | LP20 | LP20 | circuit breaker VL250 UL type FG (cat no. LFX3A150) non-interchangeable frame, with circuit breaker approval acc. to UL 489 very high breaking capacity 3-pole; NEMA rating 100kA/480V and 25kA/600V (molded case circuit breaker) Electronic Trip Unit LCD ETU, LI/LS/LSI TA=40Â°C In=150A, rated current ISD=1.25-10xIR, II=11X in short-circuit protection IR=60-150A Electronic Trip Unit for line protection without auxiliary release without auxiliary/alarm switch | - | 0 | 0
3VL3115-3VJ30-0AA0 |  | 3VL3115-3VJ30-0AA0 | 1 | UN | 1 | 5 | B | D | EAR99 | N | 85362010 | 1 | 4011209906396 | 2.5 | KG | 4180 | 4180 | LP20 | LP20 | circuit breaker VL250 UL type FG (cat no. LFX3K150) non-interchangeable frame, with circuit breaker approval acc. to UL 489 very high breaking capacity 3-pole; NEMA rating 100kA/480V and 25kA/600V (molded case circuit breaker) Electronic Trip Unit LCD ETU, LSIG-G with alarm TA=40Â°C 3 phases/4 lines In=150A, rated current ISD=1.25-10xIR, II=11X in short-circuit protection IR=60-150A Electronic Trip Unit for line protection without auxiliary release without auxiliary/alarm switch | - | 0 | 0
3VL3115-3VM30-0AA0 |  | 3VL3115-3VM30-0AA0 | 1 | UN | 1 | 5 | B | D | EAR99 | N | 85362010 | 1 | 4011209906402 | 2.5 | KG | 4180 | 4180 | LP20 | LP20 | circuit breaker VL250 UL type FG (cat no. LFX3G150) non-interchangeable frame, with circuit breaker approval acc. to UL 489 very high breaking capacity 3-pole; NEMA rating 100kA/480V and 25kA/600V (molded case circuit breaker) Electronic Trip Unit LCD ETU, LSIG TA=40Â°C 3 phases/4 lines In=150A, rated current ISD=1.25-10xIR, II=11X in short-circuit protection IR=60-150A Electronic Trip Unit for line protection without auxiliary release without auxiliary/alarm switch | - | 0 | 0
3VL3117-1KN30-0AA0 |  | 3VL3117-1KN30-0AA0 | 1 | UN | 1 | 5 | B | D | EAR99 | N | 85362010 | 1 | 4011209685208 | 2.3 | KG | 1210 | 1210 | LP20 | LP20 | circuit breaker VL250 UL; type FG (cat no. NFX3B175) non-interchangeable frame, with circuit breaker approval acc. to UL 489 standard breaking capacity 3-pole, NEMA rating 35kA/480V, (molded case circuit breaker) Electronic Trip Unit TM, LI TA=40Â°C IIn=< 175A, rated current II=1000...2000A short-circuit protection IR=175A Electronic Trip Unit for line protection without connection accessories without auxiliary release without auxiliary/alarm switch | - | 0 | 0
3VL3117-2KN30-0AA0 |  | 3VL3117-2KN30-0AA0 | 1 | UN | 1 | 5 | B | D | EAR99 | N | 85362010 | 1 | 4011209685215 | 2.3 | KG | 1375 | 1375 | LP20 | LP20 | circuit breaker VL250 UL; type FG (cat no. HFX3B175) non-interchangeable frame, with circuit breaker approval acc. to UL 489 high breaking capacity 3-pole, NEMA rating 65kA/480V, (molded case circuit breaker) Electronic Trip Unit TM, LI TA=40Â°C In=< 175A, rated current II=1000...2000A short-circuit protection IR=175A Electronic Trip Unit for line protection without connection accessories without auxiliary release without auxiliary/alarm switch | - | 0 | 0
3VL3117-3KN30-0AA0 |  | 3VL3117-3KN30-0AA0 | 1 | UN | 1 | 5 | B | D | EAR99 | N | 85362010 | 1 | 4011209685222 | 2.3 | KG | 1705 | 1705 | LP20 | LP20 | circuit breaker VL250 UL; type FG (cat no. LFX3B175) non-interchangeable frame, with circuit breaker approval acc. to UL 489 very high breaking capacity 3-pole, NEMA rating 100kA/480V, (molded case circuit breaker) Electronic Trip Unit TM, LI TA=40Â°C In=< 175A, rated current II=1000...2000A short-circuit protection IR=175A Electronic Trip Unit for line protection without connection accessories without auxiliary release without auxiliary/alarm switch | - | 0 | 0
3VL3120-1KN30-0AA0 |  | 3VL3120-1KN30-0AA0 | 1 | UN | 1 | 5 | B | D | EAR99 | N | 85362090 | 1 | 4011209679511 | 2.3 | KG | 1364 | 1364 | LP20 | LP20 | circuit breaker VL250 UL; type FG (cat no. NFX3B200) non-interchangeable frame, with circuit breaker approval acc. to UL 489 standard breaking capacity 3-pole, NEMA rating 35kA/480V, (molded case circuit breaker) Electronic Trip Unit TM, LI TA=40Â°C In=< 200A, rated current II=1000...2000A short-circuit protection IR=200A Electronic Trip Unit for line protection without connection accessories without auxiliary release without auxiliary/alarm switch | - | 0 | 0
3VL3120-2KN30-0AA0 |  | 3VL3120-2KN30-0AA0 | 1 | UN | 1 | 5 | B | D | EAR99 | N | 85362090 | 1 | 4011209679528 | 2.3 | KG | 1584 | 1584 | LP20 | LP20 | circuit breaker VL250 UL; type FG (cat no. HFX3B200) non-interchangeable frame, with circuit breaker approval acc. to UL 489 high breaking capacity 3-pole, NEMA rating 65kA/480V, (molded case circuit breaker) Electronic Trip Unit TM, LI TA=40Â°C In=< 200A, rated current II=1000...2000A short-circuit protection IR=200A Electronic Trip Unit for line protection without connection accessories without auxiliary release without auxiliary/alarm switch | - | 0 | 0
3VL3120-2KN30-0AB1-Z | L02 | 3VL3120-2KN30-0AB1-ZL02 | 1 | UN | 1 | 5 | B | D | EAR99 | N | 85362090 | 1 |  | 2.3 | KG | 1771.11 | 1771.11 | LP20 | LP20 | circuit breaker VL250 UL; type FG (cat no. HFX3B200) non-interchangeable frame, with circuit breaker approval acc. to UL 489 high breaking capacity 3-pole, NEMA rating 65kA/480V, (molded case circuit breaker) Electronic Trip Unit TM, LI TA=40Â°C In=< 200A, rated current II=1000...2000A short-circuit protection IR=200A Electronic Trip Unit for line protection without connection accessories without auxiliary release Auxiliary switch mounting kit 2 AUX (1 NO + 1 NC) Internal accessories wired | - | 0 | 0
3VL3120-2KN30-0AD1 |  | 3VL3120-2KN30-0AD1 | 1 | UN | 1 | 5 | B | D | EAR99 | N | 85362090 | 1 |  | 2.3 | KG | 1700.6 | 1700.6 | LP20 | LP20 | circuit breaker VL250 UL; type FG (cat no. HFX3B200) non-interchangeable frame, with circuit breaker approval acc. to UL 489 high breaking capacity 3-pole, NEMA rating 65kA/480V, (molded case circuit breaker) Electronic Trip Unit TM, LI TA=40Â°C In=< 200A, rated current II=1000...2000A short-circuit protection IR=200A Electronic Trip Unit for line protection without connection accessories without auxiliary release Auxiliary/alarm switch mounting kit 2 AUX (1 NO+1 NC)+1 AS (1 NO) | - | 0 | 0
3VL3120-3KN30-0AA0 |  | 3VL3120-3KN30-0AA0 | 1 | UN | 1 | 5 | B | D | EAR99 | N | 85362010 | 1 | 4011209685239 | 2.3 | KG | 1958 | 1958 | LP20 | LP20 | circuit breaker VL250 UL; type FG (cat no. LFX3B200) non-interchangeable frame, with circuit breaker approval acc. to UL 489 very high breaking capacity 3-pole, NEMA rating 100kA/480V, (molded case circuit breaker) Electronic Trip Unit TM, LI TA=40Â°C In=< 200A, rated current II=1000...2000A short-circuit protection IR=200A Electronic Trip Unit for line protection without connection accessories without auxiliary release without auxiliary/alarm switch | - | 0 | 0
3VL3122-1KN30-0AA0 |  | 3VL3122-1KN30-0AA0 | 1 | UN | 1 | 5 | B | D | EAR99 | N | 85362010 | 1 | 4011209685246 | 2.3 | KG | 1485 | 1485 | LP20 | LP20 | circuit breaker VL250 UL; type FG (cat no. NFX3B225) non-interchangeable frame, with circuit breaker approval acc. to UL 489 standard breaking capacity 3-pole, NEMA rating 35kA/480V, (molded case circuit breaker) Electronic Trip Unit TM, LI TA=40Â°C In=< 225A, rated current II=1250...2500A short-circuit protection IR=225A Electronic Trip Unit for line protection without connection accessories without auxiliary release without auxiliary/alarm switch | - | 0 | 0
3VL3122-2KN30-0AA0 |  | 3VL3122-2KN30-0AA0 | 1 | UN | 1 | 5 | B | D | EAR99 | N | 85362010 | 1 | 4011209685253 | 2.3 | KG | 1683 | 1683 | LP20 | LP20 | circuit breaker VL250 UL; type FG (cat no. HFX3B225) non-interchangeable frame, with circuit breaker approval acc. to UL 489 high breaking capacity 3-pole, NEMA rating 65kA/480V, (molded case circuit breaker) Electronic Trip Unit TM, LI TA=40Â°C In=< 225A, rated current II=1250...2500A short-circuit protection IR=225A Electronic Trip Unit for line protection without connection accessories without auxiliary release without auxiliary/alarm switch | - | 0 | 0
3VL3122-3KN30-0AA0 |  | 3VL3122-3KN30-0AA0 | 1 | UN | 1 | 5 | B | D | EAR99 | N | 85362010 | 1 | 4011209685260 | 2.3 | KG | 2101 | 2101 | LP20 | LP20 | circuit breaker VL250 UL; type FG (cat no. LFX3B225) non-interchangeable frame, with circuit breaker approval acc. to UL 489 very high breaking capacity 3-pole, NEMA rating 100kA/480V, (molded case circuit breaker) Electronic Trip Unit TM, LI TA=40Â°C In=< 225A, rated current II=1250...2500A short-circuit protection IR=225A Electronic Trip Unit for line protection without connection accessories without auxiliary release without auxiliary/alarm switch | - | 0 | 0
3VL3125-1KN30-0AA0 |  | 3VL3125-1KN30-0AA0 | 1 | UN | 1 | 5 | B | D | EAR99 | N | 85362090 | 1 | 4011209679535 | 2.3 | KG | 1573 | 1573 | LP20 | LP20 | circuit breaker VL250 UL; type FG (cat no. NFX3B250) non-interchangeable frame, with circuit breaker approval acc. to UL 489 standard breaking capacity 3-pole, NEMA rating 35kA/480V, (molded case circuit breaker) Electronic Trip Unit TM, LI TA=40Â°C In=< 250A, rated current II=1250...2500A short-circuit protection IR=250A Electronic Trip Unit for line protection without connection accessories without auxiliary release without auxiliary/alarm switch | - | 0 | 0
3VL3125-1PB30-0AA0 |  | 3VL3125-1PB30-0AA0 | 1 | UN | 1 | 5 | B | D | EAR99 | N | 85362010 | 1 | 4011209905993 | 2.5 | KG | 1826 | 1826 | LP20 | LP20 | circuit breaker VL250 UL; type FG (cat no. NFX3R250) non-interchangeable frame, with circuit breaker approval acc. to UL 489 standard breaking capacity 3-pole, NEMA rating 35kA/480V, (molded case circuit breaker) Electronic Trip Unit ETU, LI TA=40Â°C In=250A, rated current II=1.25 to 11xIN, short-circuit protection IR=70-250A Electronic Trip Unit for line protection without connection accessories without auxiliary release without auxiliary/alarm switch | - | 0 | 0
3VL3125-1PD30-0AA0 |  | 3VL3125-1PD30-0AA0 | 1 | UN | 1 | 5 | B | D | EAR99 | N | 85362010 | 1 | 4011209906006 | 2.5 | KG | 2310 | 2310 | LP20 | LP20 | circuit breaker VL250 UL; type FG (cat no. NFX3W250) non-interchangeable frame, with circuit breaker approval acc. to UL 489 standard breaking capacity 3-pole, NEMA rating 35kA/480V, (molded case circuit breaker) Electronic Trip Unit ETU, LIG TA=40Â°C 3 phases/4 lines In=250A, rated current II=1.25 to 11xIN, short-circuit protection IR=70-250A Electronic Trip Unit for line protection without connection accessories without auxiliary release without auxiliary/alarm switch | - | 0 | 0
3VL3125-1PE30-0AA0 |  | 3VL3125-1PE30-0AA0 | 1 | UN | 1 | 5 | B | D | EAR99 | N | 85362010 | 1 | 4011209906013 | 2.5 | KG | 1914 | 1914 | LP20 | LP20 | circuit breaker VL250 UL; type FG (cat no. NFX3T250) non-interchangeable frame, with circuit breaker approval acc. to UL 489 standard breaking capacity 3-pole, NEMA rating 35kA/480V, (molded case circuit breaker) Electronic Trip Unit ETU, LSI TA=40Â°C In=250A, rated current ISD=1.5 to 10xIR, II=11X in short-circuit protection IR=70-250A Electronic Trip Unit for line protection without connection accessories without auxiliary release without auxiliary/alarm switch | - | 0 | 0
3VL3125-1PH30-0AA0 |  | 3VL3125-1PH30-0AA0 | 1 | UN | 1 | 5 | B | D | EAR99 | N | 85362010 | 1 | 4011209906020 | 2.5 | KG | 2387 | 2387 | LP20 | LP20 | circuit breaker VL250 UL; type FG (cat no. NFX3V250) non-interchangeable frame, with circuit breaker approval acc. to UL 489 standard breaking capacity 3-pole, NEMA rating 35kA/480V, (molded case circuit breaker) Electronic Trip Unit ETU, LSIG TA=40Â°C 3 phases/4 lines In=250A, rated current ISD=1.5 to 10xIR, II=11X in short-circuit protection IR=70-250A Electronic Trip Unit for line protection without connection accessories without auxiliary release without auxiliary/alarm switch | - | 0 | 0
3VL3125-1VH30-0AA0 |  | 3VL3125-1VH30-0AA0 | 1 | UN | 1 | 5 | B | D | EAR99 | N | 85362010 | 1 | 4011209906037 | 2.5 | KG | 3212 | 3212 | LP20 | LP20 | circuit breaker VL250 UL type FG (cat no. NFX3A250) non-interchangeable frame, with circuit breaker approval acc. to UL 489 standard breaking capacity 3-pole; NEMA rating 35kA/480V and 18kA/600V (molded case circuit breaker) Electronic Trip Unit LCD ETU, LI/LS/LSI TA=40Â°C In=250A, rated current ISD=1.25-10xIR, II=11X in short-circuit protection IR=70-250A Electronic Trip Unit for line protection without auxiliary release without auxiliary/alarm switch | - | 0 | 0
3VL3125-1VJ30-0AA0 |  | 3VL3125-1VJ30-0AA0 | 1 | UN | 1 | 5 | B | D | EAR99 | N | 85362010 | 1 | 4011209906044 | 2.5 | KG | 3542 | 3542 | LP20 | LP20 | circuit breaker VL250 UL type FG (cat no. NFX3K250) non-interchangeable frame, with circuit breaker approval acc. to UL 489 standard breaking capacity 3-pole; NEMA rating 35kA/480V and 18kA/600V (molded case circuit breaker) Electronic Trip Unit LCD ETU, LSIG-G with alarm TA=40Â°C 3 phases/4 lines In=250A, rated current ISD=1.25-10xIR, II=11X in short-circuit protection IR=70-250A Electronic Trip Unit for line protection without auxiliary release without auxiliary/alarm switch | - | 0 | 0
3VL3125-1VM30-0AA0 |  | 3VL3125-1VM30-0AA0 | 1 | UN | 1 | 5 | B | D | EAR99 | N | 85362010 | 1 | 4011209906051 | 2.5 | KG | 3542 | 3542 | LP20 | LP20 | circuit breaker VL250 UL type FG (cat no. NFX3G250) non-interchangeable frame, with circuit breaker approval acc. to UL 489 standard breaking capacity 3-pole; NEMA rating 35kA/480V and 18kA/600V (molded case circuit breaker) Electronic Trip Unit LCD ETU, LSIG TA=40Â°C 3 phases/4 lines In=250A, rated current ISD=1.25-10xIR, II=11X in short-circuit protection IR=70-250A Electronic Trip Unit for line protection without auxiliary release without auxiliary/alarm switch | - | 0 | 0
3VL3125-2KE30-0AA0 |  | 3VL3125-2KE30-0AA0 | 1 | UN | 1 | 5 | B | D | EAR99 | N | 85362090 | 1 | 4011209679566 | 2.3 | KG | 1254 | 1254 | LP20 | LP20 | circuit breaker VL250 UL; type FG (cat no. HFS3S250) non-interchangeable frame, with circuit breaker approval acc. to UL 489 high breaking capacity 3-pole, NEMA rating 65kA/480V, (molded case switch) Electronic Trip Unit magnetic TA=40Â°C In=< 250A, rated current II=3500A short-circuit protection non-auto. air circuit breaker without connection accessories without auxiliary release without auxiliary/alarm switch | - | 0 | 0
3VL3125-2KJ30-0AA0 |  | 3VL3125-2KJ30-0AA0 | 1 | UN | 1 | 5 | B | D | EAR99 | N | 85362090 | 1 | 4011209679580 | 2.3 | KG | 1617 | 1617 | LP20 | LP20 | circuit breaker VL250 UL; type FG (cat no. HFM3L250L) non-interchangeable frame, with circuit breaker approval acc. to UL 489 high breaking capacity 3-pole, NEMA rating 65kA/480V, (motor starter protector) Electronic Trip Unit magnetic TA=40Â°C In=< 250A, rated current II=600..1200A short-circuit protection starter combination without connection accessories without auxiliary release without auxiliary/alarm switch | - | 0 | 0
3VL3125-2KK30-0AA0 |  | 3VL3125-2KK30-0AA0 | 1 | UN | 1 | 5 | B | D | EAR99 | N | 85362010 | 1 | 4011209686243 | 2.3 | KG | 1617 | 1617 | LP20 | LP20 | circuit breaker VL250 UL; type FG (cat no. HFM3M250L) non-interchangeable frame, with circuit breaker approval acc. to UL 489 high breaking capacity 3-pole, NEMA rating 65kA/480V, (motor starter protector) Electronic Trip Unit magnetic TA=40Â°C In=< 250A, rated current II=1000..2000A short-circuit protection starter combination without connection accessories without auxiliary release without auxiliary/alarm switch | - | 0 | 0
3VL3125-2KL30-0AA0 |  | 3VL3125-2KL30-0AA0 | 1 | UN | 1 | 5 | B | D | EAR99 | N | 85362090 | 1 | 4011209679597 | 2.3 | KG | 1617 | 1617 | LP20 | LP20 | circuit breaker VL250 UL; type FG (cat no. HFM3H250L) non-interchangeable frame, with circuit breaker approval acc. to UL 489 high breaking capacity 3-pole, NEMA rating 65kA/480V, (motor starter protector) Electronic Trip Unit magnetic TA=40Â°C In=< 250A, rated current II=1750..3500A short-circuit protection starter combination without connection accessories without auxiliary release without auxiliary/alarm switch | - | 0 | 0
3VL3125-2KN30-0AA0 |  | 3VL3125-2KN30-0AA0 | 1 | UN | 1 | 5 | B | D | EAR99 | N | 85362090 | 1 | 4011209679542 | 2.3 | KG | 1738 | 1738 | LP20 | LP20 | circuit breaker VL250 UL; type FG (cat no. HFX3B250) non-interchangeable frame, with circuit breaker approval acc. to UL 489 high breaking capacity 3-pole, NEMA rating 65kA/480V, (molded case circuit breaker) Electronic Trip Unit TM, LI TA=40Â°C In=< 250A, rated current II=1250...2500A short-circuit protection IR=250A Electronic Trip Unit for line protection without connection accessories without auxiliary release without auxiliary/alarm switch | - | 0 | 0
3VL3125-2PB30-0AA0 |  | 3VL3125-2PB30-0AA0 | 1 | UN | 1 | 5 | B | D | EAR99 | N | 85362010 | 1 | 4011209906204 | 2.5 | KG | 2013 | 2013 | LP20 | LP20 | circuit breaker VL250 UL; type FG (cat no. HFX3R250) non-interchangeable frame, with circuit breaker approval acc. to UL 489 high breaking capacity 3-pole, NEMA rating 65kA/480V, (molded case circuit breaker) Electronic Trip Unit ETU, LI TA=40Â°C In=250A, rated current II=1.25 to 11xIN, short-circuit protection IR=70-250A Electronic Trip Unit for line protection without connection accessories without auxiliary release without auxiliary/alarm switch | - | 0 | 0
3VL3125-2PD30-0AA0 |  | 3VL3125-2PD30-0AA0 | 1 | UN | 1 | 5 | B | D | EAR99 | N | 85362010 | 1 | 4011209906211 | 2.5 | KG | 2486 | 2486 | LP20 | LP20 | circuit breaker VL250 UL; type FG (cat no. HFX3W250) non-interchangeable frame, with circuit breaker approval acc. to UL 489 high breaking capacity 3-pole, NEMA rating 65kA/480V, (molded case circuit breaker) Electronic Trip Unit ETU, LIG TA=40Â°C 3 phases/4 lines In=250A, rated current II=1.25 to 11xIN, short-circuit protection IR=70-250A Electronic Trip Unit for line protection without connection accessories without auxiliary release without auxiliary/alarm switch | - | 0 | 0
3VL3125-2PE30-0AA0 |  | 3VL3125-2PE30-0AA0 | 1 | UN | 1 | 5 | B | D | EAR99 | N | 85362010 | 1 | 4011209906228 | 2.5 | KG | 2145 | 2145 | LP20 | LP20 | circuit breaker VL250 UL; type FG (cat no. HFX3T250) non-interchangeable frame, with circuit breaker approval acc. to UL 489 high breaking capacity 3-pole, NEMA rating 65kA/480V, (molded case circuit breaker) Electronic Trip Unit ETU, LSI TA=40Â°C In=250A, rated current ISD=1.5 to 10xIR, II=11X in short-circuit protection IR=70-250A Electronic Trip Unit for line protection without connection accessories without auxiliary release without auxiliary/alarm switch | - | 0 | 0
3VL3125-2PH30-0AA0 |  | 3VL3125-2PH30-0AA0 | 1 | UN | 1 | 5 | B | D | EAR99 | N | 85362010 | 1 | 4011209906235 | 2.5 | KG | 2607 | 2607 | LP20 | LP20 | circuit breaker VL250 UL; type FG (cat no. HFX3V250) non-interchangeable frame, with circuit breaker approval acc. to UL 489 high breaking capacity 3-pole, NEMA rating 65kA/480V, (molded case circuit breaker) Electronic Trip Unit ETU, LSIG TA=40Â°C 3 phases/4 lines In=250A, rated current ISD=1.5 to 10xIR, II=11X in short-circuit protection IR=70-250A Electronic Trip Unit for line protection without connection accessories without auxiliary release without auxiliary/alarm switch | - | 0 | 0
3VL3125-2VH30-0AA0 |  | 3VL3125-2VH30-0AA0 | 1 | UN | 1 | 5 | B | D | EAR99 | N | 85362010 | 1 | 4011209906242 | 2.5 | KG | 3399 | 3399 | LP20 | LP20 | circuit breaker VL250 UL type FG (cat no. HFX3A250) non-interchangeable frame, with circuit breaker approval acc. to UL 489 high breaking capacity 3-pole; NEMA rating 65kA/480V and 20kA/600V (molded case circuit breaker) Electronic Trip Unit LCD ETU, LI/LS/LSI TA=40Â°C In=250A, rated current ISD=1.25-10xIR, II=11X in short-circuit protection IR=70-250A Electronic Trip Unit for line protection without auxiliary release without auxiliary/alarm switch | - | 0 | 0
3VL3125-2VJ30-0AA0 |  | 3VL3125-2VJ30-0AA0 | 1 | UN | 1 | 5 | B | D | EAR99 | N | 85362010 | 1 | 4011209906259 | 2.5 | KG | 3795 | 3795 | LP20 | LP20 | circuit breaker VL250 UL type FG (cat no. HFX3K250) non-interchangeable frame, with circuit breaker approval acc. to UL 489 high breaking capacity 3-pole; NEMA rating 65kA/480V and 20kA/600V (molded case circuit breaker) Electronic Trip Unit LCD ETU, LSIG-G with alarm TA=40Â°C 3 phases/4 lines In=250A, rated current ISD=1.25-10xIR, II=11X in short-circuit protection IR=70-250A Electronic Trip Unit for line protection without auxiliary release without auxiliary/alarm switch | - | 0 | 0
3VL3125-2VM30-0AA0 |  | 3VL3125-2VM30-0AA0 | 1 | UN | 1 | 5 | B | D | EAR99 | N | 85362010 | 1 | 4011209906266 | 2.5 | KG | 3795 | 3795 | LP20 | LP20 | circuit breaker VL250 UL type FG (cat no. HFX3G250) non-interchangeable frame, with circuit breaker approval acc. to UL 489 high breaking capacity 3-pole; NEMA rating 65kA/480V and 20kA/600V (molded case circuit breaker) Electronic Trip Unit LCD ETU, LSIG TA=40Â°C 3 phases/4 lines In=250A, rated current ISD=1.25-10xIR, II=11X in short-circuit protection IR=70-250A Electronic Trip Unit for line protection without auxiliary release without auxiliary/alarm switch | - | 0 | 0
3VL3125-3KE30-0AA0 |  | 3VL3125-3KE30-0AA0 | 1 | UN | 1 | 5 | B | D | EAR99 | N | 85362010 | 1 | 4011209686281 | 2.3 | KG | 1518 | 1518 | LP20 | LP20 | circuit breaker VL250 UL; type FG (cat no. LFS3S250) non-interchangeable frame, with circuit breaker approval acc. to UL 489 very high breaking capacity 3-pole, NEMA rating 100kA/480V, (molded case switch) Electronic Trip Unit magnetic TA=40Â°C In=< 250A, rated current II=3500A short-circuit protection non-auto. air circuit breaker without connection accessories without auxiliary release without auxiliary/alarm switch | - | 0 | 0
3VL3125-3KN30-0AA0 |  | 3VL3125-3KN30-0AA0 | 1 | UN | 1 | 5 | B | D | EAR99 | N | 85362010 | 1 | 4011209685352 | 2.3 | KG | 2167 | 2167 | LP20 | LP20 | circuit breaker VL250 UL; type FG (cat no. LFX3B250) non-interchangeable frame, with circuit breaker approval acc. to UL 489 very high breaking capacity 3-pole, NEMA rating 100kA/480V, (molded case circuit breaker) Electronic Trip Unit TM, LI TA=40Â°C In=< 250A, rated current II=1250...2500A short-circuit protection IR=250A Electronic Trip Unit for line protection without connection accessories without auxiliary release without auxiliary/alarm switch | - | 0 | 0
3VL3125-3PB30-0AA0 |  | 3VL3125-3PB30-0AA0 | 1 | UN | 1 | 5 | B | D | EAR99 | N | 85362010 | 1 | 4011209906419 | 2.5 | KG | 2420 | 2420 | LP20 | LP20 | circuit breaker VL250 UL; type FG (cat no. LFX3R250) non-interchangeable frame, with circuit breaker approval acc. to UL 489 very high breaking capacity 3-pole, NEMA rating 100kA/480V, (molded case circuit breaker) Electronic Trip Unit ETU, LI TA=40Â°C In=250A, rated current II=1.25 to 11 xIn, short-circuit protection IR=70-250A Electronic Trip Unit for line protection without connection accessories without auxiliary release without auxiliary/alarm switch | - | 0 | 0
3VL3125-3PD30-0AA0 |  | 3VL3125-3PD30-0AA0 | 1 | UN | 1 | 5 | B | D | EAR99 | N | 85362010 | 1 | 4011209906426 | 2.5 | KG | 2849 | 2849 | LP20 | LP20 | circuit breaker VL250 UL; type FG (cat no. LFX3W250) non-interchangeable frame, with circuit breaker approval acc. to UL 489 very high breaking capacity 3-pole, NEMA rating 100kA/480V, (molded case circuit breaker) Electronic Trip Unit ETU, LIG TA=40Â°C 3 phases/4 lines In=250A, rated current II=1.25 to 11 xIn, short-circuit protection IR=70-250A Electronic Trip Unit for line protection without connection accessories without auxiliary release without auxiliary/alarm switch | - | 0 | 0
3VL3125-3PE30-0AA0 |  | 3VL3125-3PE30-0AA0 | 1 | UN | 1 | 5 | B | D | EAR99 | N | 85362010 | 1 | 4011209906433 | 2.5 | KG | 2519 | 2519 | LP20 | LP20 | circuit breaker VL250 UL; type FG (cat no. LFX3T250) non-interchangeable frame, with circuit breaker approval acc. to UL 489 very high breaking capacity 3-pole, NEMA rating 100kA/480V, (molded case circuit breaker) Electronic Trip Unit ETU, LSI TA=40Â°C In=250A, rated current ISD=1.5 to 10xIR, II=11xIn short-circuit protection IR=70-250A Electronic Trip Unit for line protection without connection accessories without auxiliary release without auxiliary/alarm switch | - | 0 | 0
3VL3125-3PH30-0AA0 |  | 3VL3125-3PH30-0AA0 | 1 | UN | 1 | 5 | B | D | EAR99 | N | 85362010 | 1 | 4011209906440 | 2.5 | KG | 2904 | 2904 | LP20 | LP20 | circuit breaker VL250 UL; type FG (cat no. LFX3V250) non-interchangeable frame, with circuit breaker approval acc. to UL 489 very high breaking capacity 3-pole, NEMA rating 100kA/480V, (molded case circuit breaker) Electronic Trip Unit ETU, LSIG TA=40Â°C 3 phases/4 lines In=250A, rated current ISD=1.5 to 10xIR, II=11xIn short-circuit protection IR=70-250A Electronic Trip Unit for line protection without connection accessories without auxiliary release without auxiliary/alarm switch | - | 0 | 0
3VL3125-3VH30-0AA0 |  | 3VL3125-3VH30-0AA0 | 1 | UN | 1 | 5 | B | D | EAR99 | N | 85362010 | 1 | 4011209906457 | 2.5 | KG | 3817 | 3817 | LP20 | LP20 | circuit breaker VL250 UL type FG (cat no. LFX3A250) non-interchangeable frame, with circuit breaker approval acc. to UL 489 very high breaking capacity 3-pole; NEMA rating 100kA/480V and 25kA/600V (molded case circuit breaker) Electronic Trip Unit LCD ETU, LI/LS/LSI TA=40Â°C In=250A, rated current ISD=1.25-10xIR, II=11X in short-circuit protection IR=70-250A Electronic Trip Unit for line protection without auxiliary release without auxiliary/alarm switch | - | 0 | 0
3VL3125-3VJ30-0AA0 |  | 3VL3125-3VJ30-0AA0 | 1 | UN | 1 | 5 | B | D | EAR99 | N | 85362010 | 1 | 4011209906464 | 2.5 | KG | 4180 | 4180 | LP20 | LP20 | circuit breaker VL250 UL type FG (cat no. LFX3K250) non-interchangeable frame, with circuit breaker approval acc. to UL 489 very high breaking capacity 3-pole; NEMA rating 100kA/480V and 25kA/600V (molded case circuit breaker) Electronic Trip Unit LCD ETU, LSIG-G with alarm TA=40Â°C 3 phases/4 lines In=250A, rated current ISD=1.25-10xIR, II=11X in short-circuit protection IR=70-250A Electronic Trip Unit for line protection without auxiliary release without auxiliary/alarm switch | - | 0 | 0
3VL3125-3VM30-0AA0 |  | 3VL3125-3VM30-0AA0 | 1 | UN | 1 | 5 | B | D | EAR99 | N | 85362010 | 1 | 4011209906471 | 2.5 | KG | 4180 | 4180 | LP20 | LP20 | circuit breaker VL250 UL type FG (cat no. LFX3G250) non-interchangeable frame, with circuit breaker approval acc. to UL 489 very high breaking capacity 3-pole; NEMA rating 100kA/480V and 25kA/600V (molded case circuit breaker) Electronic Trip Unit LCD ETU, LSIG TA=40Â°C 3 phases/4 lines In=250A, rated current ISD=1.25-10xIR, II=11X in short-circuit protection IR=70-250A Electronic Trip Unit for line protection without auxiliary release without auxiliary/alarm switch | - | 0 | 0
3VL3510-1KN30-0AA0 |  | 3VL3510-1KN30-0AA0 | 1 | UN | 1 | 5 | B | D | EAR99 | N | 85362090 | 1 |  | 2.3 | KG | 691.9 | 691.9 | LP20 | LP20 | circuit breaker VL250 UL type FG (cat no. NFK3B100) non-interchangeable frame, with circuit breaker approval acc. to UL 489 standard breaking capacity 3-pole; NEMA rating 35KA@480V and 18KA@600/347V (molded case circuit breaker) Electronic Trip Unit TM, LI TA=40Â°C In=100A, rated current II=625...1250A short-circuit protection IR=100A Electronic Trip Unit for line protection without connection accessories without auxiliary release without auxiliary/alarm switch | - | 0 | 0
3VL3510-1PB30-0AA0 |  | 3VL3510-1PB30-0AA0 | 1 | UN | 1 | 5 | B | D | EAR99 | N | 85362090 | 1 |  | 2.5 | KG | 1144 | 1144 | LP20 | LP20 | circuit breaker VL250 UL type FG (cat no. NFK3R100) non-interchangeable frame, with circuit breaker approval acc. to UL 489 standard breaking capacity 3-pole; NEMA rating 35KA@480V and 18KA@600/347V (molded case circuit breaker) Electronic Trip Unit ETU, LI TA=40Â°C In=100A, rated current II=1.25-11 xIN, short-circuit protection IR=40-100A Electronic Trip Unit for line protection without connection accessories without auxiliary/alarm switch | - | 0 | 0
3VL3510-1PD30-0AA0 |  | 3VL3510-1PD30-0AA0 | 1 | UN | 1 | 5 | B | D | EAR99 | N | 85362090 | 1 |  | 2.5 | KG | 1463 | 1463 | LP20 | LP20 | circuit breaker VL250 UL type FG (cat no. NFK3W100) non-interchangeable frame, with circuit breaker approval acc. to UL 489 standard breaking capacity 3-pole; NEMA rating 35KA@480V and 18KA@600/347V (molded case circuit breaker) Electronic Trip Unit ETU, LIG TA=40Â°C 3 phases/4 lines In=100A, rated current II=1.25-11 xIN, short-circuit protection IR=40-100A Electronic Trip Unit for line protection without connection accessories without auxiliary/alarm switch | - | 0 | 0
3VL3510-1PE30-0AA0 |  | 3VL3510-1PE30-0AA0 | 1 | UN | 1 | 5 | B | D | EAR99 | N | 85362090 | 1 |  | 2.5 | KG | 1221 | 1221 | LP20 | LP20 | circuit breaker VL250 UL type FG (cat no. NFK3T100) non-interchangeable frame, with circuit breaker approval acc. to UL 489 standard breaking capacity 3-pole; NEMA rating 35KA@480V and 18KA@600/347V (molded case circuit breaker) Electronic Trip Unit ETU, LSI TA=40Â°C In=100A, rated current ISD=1.5-10xIR, II=11xIN short-circuit protection IR=40-100A Electronic Trip Unit for line protection without connection accessories without auxiliary/alarm switch | - | 0 | 0
3VL3510-1PH30-0AA0 |  | 3VL3510-1PH30-0AA0 | 1 | UN | 1 | 5 | B | D | EAR99 | N | 85362090 | 1 |  | 2.5 | KG | 1639 | 1639 | LP20 | LP20 | circuit breaker VL250 UL type FG (cat no. NFK3V100) non-interchangeable frame, with circuit breaker approval acc. to UL 489 standard breaking capacity 3-pole; NEMA rating 35KA@480V and 18KA@600/347V (molded case circuit breaker) Electronic Trip Unit ETU, LSIG TA=40Â°C 3 phases/4 lines In=100A, rated current ISD=1.5-10xIR, II=11xIN short-circuit protection IR=40-100A Electronic Trip Unit for line protection without connection accessories without auxiliary/alarm switch | - | 0 | 0
3VL3510-1VH30-0AA0 |  | 3VL3510-1VH30-0AA0 | 1 | UN | 1 | 5 | B | D | EAR99 | N | 85362090 | 1 |  | 2.5 | KG | 3036 | 3036 | LP20 | LP20 | circuit breaker VL250 UL type FG (cat no. NFK3A100) non-interchangeable frame, with circuit breaker approval acc. to UL 489 standard breaking capacity 3-pole; NEMA rating 35KA@480V and 18KA@600/347V (molded case circuit breaker) Electronic Trip Unit LCD ETU, LI/LS/LSI TA=40Â°C In=100A, rated current ISD=1.25-10xIR, II=11X in short-circuit protection IR=40-100A Electronic Trip Unit for line protection without connection accessories without auxiliary/alarm switch | - | 0 | 0
3VL3510-1VJ30-0AA0 |  | 3VL3510-1VJ30-0AA0 | 1 | UN | 1 | 5 | B | D | EAR99 | N | 85362090 | 1 |  | 2.5 | KG | 3366 | 3366 | LP20 | LP20 | circuit breaker VL250 UL type FG (cat no. NFK3K100) non-interchangeable frame, with circuit breaker approval acc. to UL 489 standard breaking capacity 3-pole; NEMA rating 35KA@480V and 18KA@600/347V (molded case circuit breaker) Electronic Trip Unit LCD ETU, LSIG-G with alarm TA=40Â°C 3 phases/4 lines In=100A, rated current ISD=1.25-10xIR, II=11X in short-circuit protection IR=40-100A Electronic Trip Unit for line protection without connection accessories without auxiliary/alarm switch | - | 0 | 0
3VL3510-1VM30-0AA0 |  | 3VL3510-1VM30-0AA0 | 1 | UN | 1 | 5 | B | D | EAR99 | N | 85362090 | 1 |  | 2.5 | KG | 3366 | 3366 | LP20 | LP20 | circuit breaker VL250 UL type FG (cat no. NFK3G100) non-interchangeable frame, with circuit breaker approval acc. to UL 489 standard breaking capacity 3-pole; NEMA rating 35KA@480V and 18KA@600/347V (molded case circuit breaker) Electronic Trip Unit LCD ETU, LSIG TA=40Â°C 3 phases/4 lines In=100A, rated current ISD=1.25-10xIR, II=11X in short-circuit protection IR=40-100A Electronic Trip Unit for line protection without connection accessories without auxiliary/alarm switch | - | 0 | 0
3VL3510-2KN30-0AA0 |  | 3VL3510-2KN30-0AA0 | 1 | UN | 1 | 5 | B | D | EAR99 | N | 85362090 | 1 |  | 2.3 | KG | 820.6 | 820.6 | LP20 | LP20 | circuit breaker VL250 UL type FG (cat no. HFK3B100) non-interchangeable frame, with circuit breaker approval acc. to UL 489 high breaking capacity 3-pole; NEMA rating 65KA@480V and 18KA@600/347V (molded case circuit breaker) Electronic Trip Unit TM, LI TA=40Â°C In=100A, rated current II=625...1250A short-circuit protection IR=100A Electronic Trip Unit for line protection without connection accessories without auxiliary release without auxiliary/alarm switch | - | 0 | 0
3VL3510-2PB30-0AA0 |  | 3VL3510-2PB30-0AA0 | 1 | UN | 1 | 5 | B | D | EAR99 | N | 85362090 | 1 |  | 2.5 | KG | 1342 | 1342 | LP20 | LP20 | circuit breaker VL250 UL type FG (cat no. HFK3R100) non-interchangeable frame, with circuit breaker approval acc. to UL 489 high breaking capacity 3-pole; NEMA rating 65KA@480V and 18KA@600/347V (molded case circuit breaker) Electronic Trip Unit ETU, LI TA=40Â°C In=100A, rated current II=1.25-11 xIN, short-circuit protection IR=40-100A Electronic Trip Unit for line protection without connection accessories without auxiliary/alarm switch | - | 0 | 0
3VL3510-2PD30-0AA0 |  | 3VL3510-2PD30-0AA0 | 1 | UN | 1 | 5 | B | D | EAR99 | N | 85362090 | 1 |  | 2.5 | KG | 1639 | 1639 | LP20 | LP20 | circuit breaker VL250 UL type FG (cat no. HFK3W100) non-interchangeable frame, with circuit breaker approval acc. to UL 489 high breaking capacity 3-pole; NEMA rating 65KA@480V and 18KA@600/347V (molded case circuit breaker) Electronic Trip Unit ETU, LIG TA=40Â°C 3 phases/4 lines In=100A, rated current II=1.25-11 xIN, short-circuit protection IR=40-100A Electronic Trip Unit for line protection without connection accessories without auxiliary/alarm switch | - | 0 | 0
3VL3510-2PE30-0AA0 |  | 3VL3510-2PE30-0AA0 | 1 | UN | 1 | 5 | B | D | EAR99 | N | 85362090 | 1 |  | 2.5 | KG | 1419 | 1419 | LP20 | LP20 | circuit breaker VL250 UL type FG (cat no. HFK3T100) non-interchangeable frame, with circuit breaker approval acc. to UL 489 high breaking capacity 3-pole; NEMA rating 65KA@480V and 18KA@600/347V (molded case circuit breaker) Electronic Trip Unit ETU, LSI TA=40Â°C In=100A, rated current ISD=1.5-10xIR, II=11xIN short-circuit protection IR=40-100A Electronic Trip Unit for line protection without connection accessories without auxiliary/alarm switch | - | 0 | 0
3VL3510-2PH30-0AA0 |  | 3VL3510-2PH30-0AA0 | 1 | UN | 1 | 5 | B | D | EAR99 | N | 85362090 | 1 |  | 2.5 | KG | 1848 | 1848 | LP20 | LP20 | circuit breaker VL250 UL type FG (cat no. HFK3V100) non-interchangeable frame, with circuit breaker approval acc. to UL 489 high breaking capacity 3-pole; NEMA rating 65KA@480V and 18KA@600/347V (molded case circuit breaker) Electronic Trip Unit ETU, LSIG TA=40Â°C 3 phases/4 lines In=100A, rated current ISD=1.5-10xIR, II=11xIN short-circuit protection IR=40-100A Electronic Trip Unit for line protection without connection accessories without auxiliary/alarm switch | - | 0 | 0
3VL3510-2VH30-0AA0 |  | 3VL3510-2VH30-0AA0 | 1 | UN | 1 | 5 | B | D | EAR99 | N | 85362090 | 1 |  | 2.5 | KG | 3234 | 3234 | LP20 | LP20 | circuit breaker VL250 UL type FG (cat no. HFK3A100) non-interchangeable frame, with circuit breaker approval acc. to UL 489 high breaking capacity 3-pole; NEMA rating 65KA@480V and 18KA@600/347V (molded case circuit breaker) Electronic Trip Unit LCD ETU, LI/LS/LSI TA=40Â°C In=100A, rated current ISD=1.25-10xIR, II=11X in short-circuit protection IR=40-100A Electronic Trip Unit for line protection without connection accessories without auxiliary/alarm switch | - | 0 | 0
3VL3510-2VJ30-0AA0 |  | 3VL3510-2VJ30-0AA0 | 1 | UN | 1 | 5 | B | D | EAR99 | N | 85362090 | 1 |  | 2.5 | KG | 3597 | 3597 | LP20 | LP20 | circuit breaker VL250 UL type FG (cat no. HFK3K100) non-interchangeable frame, with circuit breaker approval acc. to UL 489 high breaking capacity 3-pole; NEMA rating 65KA@480V and 18KA@600/347V (molded case circuit breaker) Electronic Trip Unit LCD ETU, LSIG-G with alarm TA=40Â°C 3 phases/4 lines In=100A, rated current ISD=1.25-10xIR, II=11X in short-circuit protection IR=40-100A Electronic Trip Unit for line protection without connection accessories without auxiliary/alarm switch | - | 0 | 0
3VL3510-2VM30-0AA0 |  | 3VL3510-2VM30-0AA0 | 1 | UN | 1 | 5 | B | D | EAR99 | N | 85362090 | 1 |  | 2.5 | KG | 3597 | 3597 | LP20 | LP20 | circuit breaker VL250 UL type FG (cat no. HFK3G100) non-interchangeable frame, with circuit breaker approval acc. to UL 489 high breaking capacity 3-pole; NEMA rating 65KA@480V and 18KA@600/347V (molded case circuit breaker) Electronic Trip Unit LCD ETU, LSIG TA=40Â°C 3 phases/4 lines In=100A, rated current ISD=1.25-10xIR, II=11X in short-circuit protection IR=40-100A Electronic Trip Unit for line protection without connection accessories without auxiliary/alarm switch | - | 0 | 0
3VL3510-3KN30-0AA0 |  | 3VL3510-3KN30-0AA0 | 1 | UN | 1 | 5 | B | D | EAR99 | N | 85362090 | 1 |  | 2.3 | KG | 1111 | 1111 | LP20 | LP20 | circuit breaker VL250 UL type FG (cat no. LFK3B100) non-interchangeable frame, with circuit breaker approval acc. to UL 489 very high breaking capacity 3-pole; NEMA rating 100KA@480V and 18KA@600/347V (molded case circuit breaker) Electronic Trip Unit TM, LI TA=40Â°C In=100A, rated current II=625...1250A short-circuit protection IR=100A Electronic Trip Unit for line protection without connection accessories without auxiliary release without auxiliary/alarm switch | - | 0 | 0
3VL3510-3PB30-0AA0 |  | 3VL3510-3PB30-0AA0 | 1 | UN | 1 | 5 | B | D | EAR99 | N | 85362090 | 1 |  | 2.5 | KG | 1672 | 1672 | LP20 | LP20 | circuit breaker VL250 UL type FG (cat no. LFK3R100) non-interchangeable frame, with circuit breaker approval acc. to UL 489 very high breaking capacity 3-pole; NEMA rating 100KA@480V and 18KA@600/347V (molded case circuit breaker) Electronic Trip Unit ETU, LI TA=40Â°C In=100A, rated current II=1.25-11 xIN, short-circuit protection IR=40-100A Electronic Trip Unit for line protection without connection accessories without auxiliary/alarm switch | - | 0 | 0
3VL3510-3PD30-0AA0 |  | 3VL3510-3PD30-0AA0 | 1 | UN | 1 | 5 | B | D | EAR99 | N | 85362090 | 1 |  | 2.5 | KG | 2068 | 2068 | LP20 | LP20 | circuit breaker VL250 UL type FG (cat no. LFK3W100) non-interchangeable frame, with circuit breaker approval acc. to UL 489 very high breaking capacity 3-pole; NEMA rating 100KA@480V and 18KA@600/347V (molded case circuit breaker) Electronic Trip Unit ETU, LIG TA=40Â°C 3 phases/4 lines In=100A, rated current II=1.25-11 xIN, short-circuit protection IR=40-100A Electronic Trip Unit for line protection without connection accessories without auxiliary/alarm switch | - | 0 | 0
3VL3510-3PE30-0AA0 |  | 3VL3510-3PE30-0AA0 | 1 | UN | 1 | 5 | B | D | EAR99 | N | 85362090 | 1 |  | 2.5 | KG | 1760 | 1760 | LP20 | LP20 | circuit breaker VL250 UL type FG (cat no. LFK3T100) non-interchangeable frame, with circuit breaker approval acc. to UL 489 very high breaking capacity 3-pole; NEMA rating 100KA@480V and 18KA@600/347V (molded case circuit breaker) Electronic Trip Unit ETU, LSI TA=40Â°C In=100A, rated current ISD=1.5-10xIR, II=11xIN short-circuit protection IR=40-100A Electronic Trip Unit for line protection without connection accessories without auxiliary/alarm switch | - | 0 | 0
3VL3510-3PH30-0AA0 |  | 3VL3510-3PH30-0AA0 | 1 | UN | 1 | 5 | B | D | EAR99 | N | 85362090 | 1 |  | 2.5 | KG | 2156 | 2156 | LP20 | LP20 | circuit breaker VL250 UL type FG (cat no. LFK3V100) non-interchangeable frame, with circuit breaker approval acc. to UL 489 very high breaking capacity 3-pole; NEMA rating 100KA@480V and 18KA@600/347V (molded case circuit breaker) Electronic Trip Unit ETU, LSIG TA=40Â°C 3 phases/4 lines In=100A, rated current ISD=1.5-10xIR, II=11xIN short-circuit protection IR=40-100A Electronic Trip Unit for line protection without connection accessories without auxiliary/alarm switch | - | 0 | 0
3VL3510-3VH30-0AA0 |  | 3VL3510-3VH30-0AA0 | 1 | UN | 1 | 5 | B | D | EAR99 | N | 85362090 | 1 |  | 2.5 | KG | 3608 | 3608 | LP20 | LP20 | circuit breaker VL250 UL type FG (cat no. LFK3A100) non-interchangeable frame, with circuit breaker approval acc. to UL 489 very high breaking capacity 3-pole; NEMA rating 100KA@480V and 18KA@600/347V (molded case circuit breaker) Electronic Trip Unit LCD ETU, LI/LS/LSI TA=40Â°C In=100A, rated current ISD=1.25-10xIR, II=11X in short-circuit protection IR=40-100A Electronic Trip Unit for line protection without connection accessories without auxiliary/alarm switch | - | 0 | 0
3VL3510-3VJ30-0AA0 |  | 3VL3510-3VJ30-0AA0 | 1 | UN | 1 | 5 | B | D | EAR99 | N | 85362090 | 1 |  | 2.5 | KG | 3971 | 3971 | LP20 | LP20 | circuit breaker VL250 UL type FG (cat no. LFK3K100) non-interchangeable frame, with circuit breaker approval acc. to UL 489 very high breaking capacity 3-pole; NEMA rating 100KA@480V and 18KA@600/347V (molded case circuit breaker) Electronic Trip Unit LCD ETU, LSIG-G with alarm TA=40Â°C 3 phases/4 lines In=100A, rated current ISD=1.25-10xIR, II=11X in short-circuit protection IR=40-100A Electronic Trip Unit for line protection without connection accessories without auxiliary/alarm switch | - | 0 | 0
3VL3510-3VM30-0AA0 |  | 3VL3510-3VM30-0AA0 | 1 | UN | 1 | 5 | B | D | EAR99 | N | 85362090 | 1 |  | 2.5 | KG | 3971 | 3971 | LP20 | LP20 | circuit breaker VL250 UL type FG (cat no. LFK3G100) non-interchangeable frame, with circuit breaker approval acc. to UL 489 very high breaking capacity 3-pole; NEMA rating 100KA@480V and 18KA@600/347V (molded case circuit breaker) Electronic Trip Unit LCD ETU, LSIG TA=40Â°C 3 phases/4 lines In=100A, rated current ISD=1.25-10xIR, II=11X in short-circuit protection IR=40-100A Electronic Trip Unit for line protection without connection accessories without auxiliary/alarm switch | - | 0 | 0
3VL3511-1KN30-0AA0 |  | 3VL3511-1KN30-0AA0 | 1 | UN | 1 | 5 | B | D | EAR99 | N | 85362090 | 1 |  | 2.3 | KG | 765.6 | 765.6 | LP20 | LP20 | circuit breaker VL250 UL type FG (cat no. NFK3B110) non-interchangeable frame, with circuit breaker approval acc. to UL 489 standard breaking capacity 3-pole; NEMA rating 35KA@480V and 18KA@600/347V (molded case circuit breaker) Electronic Trip Unit TM, LI TA=40Â°C In=110A, rated current II=800...1600A short-circuit protection IR=110A Electronic Trip Unit for line protection without connection accessories without auxiliary release without auxiliary/alarm switch | - | 0 | 0
3VL3511-2KN30-0AA0 |  | 3VL3511-2KN30-0AA0 | 1 | UN | 1 | 5 | B | D | EAR99 | N | 85362090 | 1 |  | 2.3 | KG | 896.5 | 896.5 | LP20 | LP20 | circuit breaker VL250 UL type FG (cat no. HFK3B110) non-interchangeable frame, with circuit breaker approval acc. to UL 489 high breaking capacity 3-pole; NEMA rating 65KA@480V and 18KA@600/347V (molded case circuit breaker) Electronic Trip Unit TM, LI TA=40Â°C In=110A, rated current II=800...1600A short-circuit protection IR=110A Electronic Trip Unit for line protection without connection accessories without auxiliary release without auxiliary/alarm switch | - | 0 | 0
3VL3511-3KN30-0AA0 |  | 3VL3511-3KN30-0AA0 | 1 | UN | 1 | 5 | B | D | EAR99 | N | 85362090 | 1 |  | 2.3 | KG | 1199 | 1199 | LP20 | LP20 | circuit breaker VL250 UL type FG (cat no. LFK3B110) non-interchangeable frame, with circuit breaker approval acc. to UL 489 very high breaking capacity 3-pole; NEMA rating 100KA@480V and 18KA@600/347V (molded case circuit breaker) Electronic Trip Unit TM, LI TA=40Â°C In=110A, rated current II=800...1600A short-circuit protection IR=110A Electronic Trip Unit for line protection without connection accessories without auxiliary release without auxiliary/alarm switch | - | 0 | 0
3VL3512-1KN30-0AA0 |  | 3VL3512-1KN30-0AA0 | 1 | UN | 1 | 5 | B | D | EAR99 | N | 85362090 | 1 |  | 2.3 | KG | 874.5 | 874.5 | LP20 | LP20 | circuit breaker VL250 UL type FG (cat no. NFK3B125) non-interchangeable frame, with circuit breaker approval acc. to UL 489 standard breaking capacity 3-pole; NEMA rating 35KA@480V and 18KA@600/347V (molded case circuit breaker) Electronic Trip Unit TM, LI TA=40Â°C In=125A, rated current II=800...1600A short-circuit protection IR=125A Electronic Trip Unit for line protection without connection accessories without auxiliary release without auxiliary/alarm switch | - | 0 | 0
3VL3512-2KN30-0AA0 |  | 3VL3512-2KN30-0AA0 | 1 | UN | 1 | 5 | B | D | EAR99 | N | 85362090 | 1 |  | 2.3 | KG | 1039.5 | 1039.5 | LP20 | LP20 | circuit breaker VL250 UL type FG (cat no. HFK3B125) non-interchangeable frame, with circuit breaker approval acc. to UL 489 high breaking capacity 3-pole; NEMA rating 65KA@480V and 18KA@600/347V (molded case circuit breaker) Electronic Trip Unit TM, LI TA=40Â°C In=125A, rated current II=800...1600A short-circuit protection IR=125A Electronic Trip Unit for line protection without connection accessories without auxiliary release without auxiliary/alarm switch | - | 0 | 0
3VL3512-3KN30-0AA0 |  | 3VL3512-3KN30-0AA0 | 1 | UN | 1 | 5 | B | D | EAR99 | N | 85362090 | 1 |  | 2.3 | KG | 1309 | 1309 | LP20 | LP20 | circuit breaker VL250 UL type FG (cat no. LFK3B125) non-interchangeable frame, with circuit breaker approval acc. to UL 489 very high breaking capacity 3-pole; NEMA rating 100KA@480V and 18KA@600/347V (molded case circuit breaker) Electronic Trip Unit TM, LI TA=40Â°C In=125A, rated current II=800...1600A short-circuit protection IR=125A Electronic Trip Unit for line protection without connection accessories without auxiliary release without auxiliary/alarm switch | - | 0 | 0
3VL3515-1KN30-0AA0 |  | 3VL3515-1KN30-0AA0 | 1 | UN | 1 | 5 | B | D | EAR99 | N | 85362090 | 1 |  | 2.3 | KG | 1008.7 | 1008.7 | LP20 | LP20 | circuit breaker VL250 UL type FG (cat no. NFK3B150) non-interchangeable frame, with circuit breaker approval acc. to UL 489 standard breaking capacity 3-pole; NEMA rating 35KA@480V and 18KA@600/347V (molded case circuit breaker) Electronic Trip Unit TM, LI TA=40Â°C In=150A, rated current II=800...1600A short-circuit protection IR=150A Electronic Trip Unit for line protection without connection accessories without auxiliary release without auxiliary/alarm switch | - | 0 | 0
3VL3515-1PB30-0AA0 |  | 3VL3515-1PB30-0AA0 | 1 | UN | 1 | 5 | B | D | EAR99 | N | 85362090 | 1 |  | 2.5 | KG | 1584 | 1584 | LP20 | LP20 | circuit breaker VL250 UL type FG (cat no. NFK3R150) non-interchangeable frame, with circuit breaker approval acc. to UL 489 standard breaking capacity 3-pole; NEMA rating 35KA@480V and 18KA@600/347V (molded case circuit breaker) Electronic Trip Unit ETU, LI TA=40Â°C In=150A, rated current II=1.25-11 xIN, short-circuit protection IR=60-150A Electronic Trip Unit for line protection without connection accessories without auxiliary/alarm switch | - | 0 | 0
3VL3515-1PD30-0AA0 |  | 3VL3515-1PD30-0AA0 | 1 | UN | 1 | 5 | B | D | EAR99 | N | 85362090 | 1 |  | 2.5 | KG | 2024 | 2024 | LP20 | LP20 | circuit breaker VL250 UL type FG (cat no. NFK3W150) non-interchangeable frame, with circuit breaker approval acc. to UL 489 standard breaking capacity 3-pole; NEMA rating 35KA@480V and 18KA@600/347V (molded case circuit breaker) Electronic Trip Unit ETU, LIG TA=40Â°C 3 phases/4 lines In=150A, rated current II=1.25-11 xIN, short-circuit protection IR=60-150A Electronic Trip Unit for line protection without connection accessories without auxiliary/alarm switch | - | 0 | 0
3VL3515-1PE30-0AA0 |  | 3VL3515-1PE30-0AA0 | 1 | UN | 1 | 5 | B | D | EAR99 | N | 85362090 | 1 |  | 2.5 | KG | 1650 | 1650 | LP20 | LP20 | circuit breaker VL250 UL type FG (cat no. NFK3T150) non-interchangeable frame, with circuit breaker approval acc. to UL 489 standard breaking capacity 3-pole; NEMA rating 35KA@480V and 18KA@600/347V (molded case circuit breaker) Electronic Trip Unit ETU, LSI TA=40Â°C In=150A, rated current ISD=1.5-10xIR, II=11xIN short-circuit protection IR=60-150A Electronic Trip Unit for line protection without connection accessories without auxiliary/alarm switch | - | 0 | 0
3VL3515-1PH30-0AA0 |  | 3VL3515-1PH30-0AA0 | 1 | UN | 1 | 5 | B | D | EAR99 | N | 85362090 | 1 |  | 2.5 | KG | 2123 | 2123 | LP20 | LP20 | circuit breaker VL250 UL type FG (cat no. NFK3V150) non-interchangeable frame, with circuit breaker approval acc. to UL 489 standard breaking capacity 3-pole; NEMA rating 35KA@480V and 18KA@600/347V (molded case circuit breaker) Electronic Trip Unit ETU, LSIG TA=40Â°C 3 phases/4 lines In=150A, rated current ISD=1.5-10xIR, II=11xIN short-circuit protection IR=60-150A Electronic Trip Unit for line protection without connection accessories without auxiliary/alarm switch | - | 0 | 0
3VL3515-1VH30-0AA0 |  | 3VL3515-1VH30-0AA0 | 1 | UN | 1 | 5 | B | D | EAR99 | N | 85362090 | 1 |  | 2.5 | KG | 3036 | 3036 | LP20 | LP20 | circuit breaker VL250 UL type FG (cat no. NFK3A150) non-interchangeable frame, with circuit breaker approval acc. to UL 489 standard breaking capacity 3-pole; NEMA rating 35KA@480V and 18KA@600/347V (molded case circuit breaker) Electronic Trip Unit LCD ETU, LI/LS/LSI TA=40Â°C In=150A, rated current ISD=1.25-10xIR, II=11X in short-circuit protection IR=60-150A Electronic Trip Unit for line protection without connection accessories without auxiliary/alarm switch | - | 0 | 0
3VL3515-1VJ30-0AA0 |  | 3VL3515-1VJ30-0AA0 | 1 | UN | 1 | 5 | B | D | EAR99 | N | 85362090 | 1 |  | 2.5 | KG | 3366 | 3366 | LP20 | LP20 | circuit breaker VL250 UL type FG (cat no. NFK3K150) non-interchangeable frame, with circuit breaker approval acc. to UL 489 standard breaking capacity 3-pole; NEMA rating 35KA@480V and 18KA@600/347V (molded case circuit breaker) Electronic Trip Unit LCD ETU, LSIG-G with alarm TA=40Â°C 3 phases/4 lines In=150A, rated current ISD=1.25-10xIR, II=11X in short-circuit protection IR=60-150A Electronic Trip Unit for line protection without connection accessories without auxiliary/alarm switch | - | 0 | 0
3VL3515-1VM30-0AA0 |  | 3VL3515-1VM30-0AA0 | 1 | UN | 1 | 5 | B | D | EAR99 | N | 85362090 | 1 |  | 2.5 | KG | 3366 | 3366 | LP20 | LP20 | circuit breaker VL250 UL type FG (cat no. NFK3G150) non-interchangeable frame, with circuit breaker approval acc. to UL 489 standard breaking capacity 3-pole; NEMA rating 35KA@480V and 18KA@600/347V (molded case circuit breaker) Electronic Trip Unit LCD ETU, LSIG TA=40Â°C 3 phases/4 lines In=150A, rated current ISD=1.25-10xIR, II=11X in short-circuit protection IR=60-150A Electronic Trip Unit for line protection without connection accessories without auxiliary/alarm switch | - | 0 | 0
3VL3515-2KN30-0AA0 |  | 3VL3515-2KN30-0AA0 | 1 | UN | 1 | 5 | B | D | EAR99 | N | 85362090 | 1 |  | 2.3 | KG | 1177 | 1177 | LP20 | LP20 | circuit breaker VL250 UL type FG (cat no. HFK3B150) non-interchangeable frame, with circuit breaker approval acc. to UL 489 high breaking capacity 3-pole; NEMA rating 65KA@480V and 18KA@600/347V (molded case circuit breaker) Electronic Trip Unit TM, LI TA=40Â°C In=150A, rated current II=800...1600A short-circuit protection IR=150A Electronic Trip Unit for line protection without connection accessories without auxiliary release without auxiliary/alarm switch | - | 0 | 0
3VL3515-2PB30-0AA0 |  | 3VL3515-2PB30-0AA0 | 1 | UN | 1 | 5 | B | D | EAR99 | N | 85362090 | 1 |  | 2.5 | KG | 1760 | 1760 | LP20 | LP20 | circuit breaker VL250 UL type FG (cat no. HFK3R150) non-interchangeable frame, with circuit breaker approval acc. to UL 489 high breaking capacity 3-pole; NEMA rating 65KA@480V and 18KA@600/347V (molded case circuit breaker) Electronic Trip Unit ETU, LI TA=40Â°C In=150A, rated current II=1.25-11 xIN, short-circuit protection IR=60-150A Electronic Trip Unit for line protection without connection accessories without auxiliary/alarm switch | - | 0 | 0
3VL3515-2PD30-0AA0 |  | 3VL3515-2PD30-0AA0 | 1 | UN | 1 | 5 | B | D | EAR99 | N | 85362090 | 1 |  | 2.5 | KG | 2156 | 2156 | LP20 | LP20 | circuit breaker VL250 UL type FG (cat no. HFK3W150) non-interchangeable frame, with circuit breaker approval acc. to UL 489 high breaking capacity 3-pole; NEMA rating 65KA@480V and 18KA@600/347V (molded case circuit breaker) Electronic Trip Unit ETU, LIG TA=40Â°C 3 phases/4 lines In=150A, rated current II=1.25-11 xIN, short-circuit protection IR=60-150A Electronic Trip Unit for line protection without connection accessories without auxiliary/alarm switch | - | 0 | 0
3VL3515-2PE30-0AA0 |  | 3VL3515-2PE30-0AA0 | 1 | UN | 1 | 5 | B | D | EAR99 | N | 85362090 | 1 |  | 2.5 | KG | 1859 | 1859 | LP20 | LP20 | circuit breaker VL250 UL type FG (cat no. HFK3T150) non-interchangeable frame, with circuit breaker approval acc. to UL 489 high breaking capacity 3-pole; NEMA rating 65KA@480V and 18KA@600/347V (molded case circuit breaker) Electronic Trip Unit ETU, LSI TA=40Â°C In=150A, rated current ISD=1.5-10xIR, II=11xIN short-circuit protection IR=60-150A Electronic Trip Unit for line protection without connection accessories without auxiliary/alarm switch | - | 0 | 0
3VL3515-2PH30-0AA0 |  | 3VL3515-2PH30-0AA0 | 1 | UN | 1 | 5 | B | D | EAR99 | N | 85362090 | 1 |  | 2.5 | KG | 2288 | 2288 | LP20 | LP20 | circuit breaker VL250 UL type FG (cat no. HFK3V150) non-interchangeable frame, with circuit breaker approval acc. to UL 489 high breaking capacity 3-pole; NEMA rating 65KA@480V and 18KA@600/347V (molded case circuit breaker) Electronic Trip Unit ETU, LSIG TA=40Â°C 3 phases/4 lines In=150A, rated current ISD=1.5-10xIR, II=11xIN short-circuit protection IR=60-150A Electronic Trip Unit for line protection without connection accessories without auxiliary/alarm switch | - | 0 | 0
3VL3515-2VH30-0AA0 |  | 3VL3515-2VH30-0AA0 | 1 | UN | 1 | 5 | B | D | EAR99 | N | 85362090 | 1 |  | 2.5 | KG | 3234 | 3234 | LP20 | LP20 | circuit breaker VL250 UL type FG (cat no. HFK3A150) non-interchangeable frame, with circuit breaker approval acc. to UL 489 high breaking capacity 3-pole; NEMA rating 65KA@480V and 18KA@600/347V (molded case circuit breaker) Electronic Trip Unit LCD ETU, LI/LS/LSI TA=40Â°C In=150A, rated current ISD=1.25-10xIR, II=11X in short-circuit protection IR=60-150A Electronic Trip Unit for line protection without connection accessories without auxiliary/alarm switch | - | 0 | 0
3VL3515-2VJ30-0AA0 |  | 3VL3515-2VJ30-0AA0 | 1 | UN | 1 | 5 | B | D | EAR99 | N | 85362090 | 1 |  | 2.5 | KG | 3597 | 3597 | LP20 | LP20 | circuit breaker VL250 UL type FG (cat no. HFK3K150) non-interchangeable frame, with circuit breaker approval acc. to UL 489 high breaking capacity 3-pole; NEMA rating 65KA@480V and 18KA@600/347V (molded case circuit breaker) Electronic Trip Unit LCD ETU, LSIG-G with alarm TA=40Â°C 3 phases/4 lines In=150A, rated current ISD=1.25-10xIR, II=11X in short-circuit protection IR=60-150A Electronic Trip Unit for line protection without connection accessories without auxiliary/alarm switch | - | 0 | 0
3VL3515-2VM30-0AA0 |  | 3VL3515-2VM30-0AA0 | 1 | UN | 1 | 5 | B | D | EAR99 | N | 85362090 | 1 |  | 2.5 | KG | 3597 | 3597 | LP20 | LP20 | circuit breaker VL250 UL type FG (cat no. HFK3G150) non-interchangeable frame, with circuit breaker approval acc. to UL 489 high breaking capacity 3-pole; NEMA rating 65KA@480V and 18KA@600/347V (molded case circuit breaker) Electronic Trip Unit LCD ETU, LSIG TA=40Â°C 3 phases/4 lines In=150A, rated current ISD=1.25-10xIR, II=11X in short-circuit protection IR=60-150A Electronic Trip Unit for line protection without connection accessories without auxiliary/alarm switch | - | 0 | 0
3VL3515-3KN30-0AA0 |  | 3VL3515-3KN30-0AA0 | 1 | UN | 1 | 5 | B | D | EAR99 | N | 85362090 | 1 |  | 2.3 | KG | 1452 | 1452 | LP20 | LP20 | circuit breaker VL250 UL type FG (cat no. LFK3B150) non-interchangeable frame, with circuit breaker approval acc. to UL 489 very high breaking capacity 3-pole; NEMA rating 100KA@480V and 18KA@600/347V (molded case circuit breaker) Electronic Trip Unit TM, LI TA=40Â°C In=150A, rated current II=800...1600A short-circuit protection IR=150A Electronic Trip Unit for line protection without connection accessories without auxiliary release without auxiliary/alarm switch | - | 0 | 0
3VL3515-3PB30-0AA0 |  | 3VL3515-3PB30-0AA0 | 1 | UN | 1 | 5 | B | D | EAR99 | N | 85362090 | 1 |  | 2.5 | KG | 2123 | 2123 | LP20 | LP20 | circuit breaker VL250 UL type FG (cat no. LFK3R150) non-interchangeable frame, with circuit breaker approval acc. to UL 489 very high breaking capacity 3-pole; NEMA rating 100KA@480V and 18KA@600/347V (molded case circuit breaker) Electronic Trip Unit ETU, LI TA=40Â°C In=150A, rated current II=1.25-11 xIN, short-circuit protection IR=60-150A Electronic Trip Unit for line protection without connection accessories without auxiliary/alarm switch | - | 0 | 0
3VL3515-3PD30-0AA0 |  | 3VL3515-3PD30-0AA0 | 1 | UN | 1 | 5 | B | D | EAR99 | N | 85362090 | 1 |  | 2.5 | KG | 2541 | 2541 | LP20 | LP20 | circuit breaker VL250 UL type FG (cat no. LFK3W150) non-interchangeable frame, with circuit breaker approval acc. to UL 489 very high breaking capacity 3-pole; NEMA rating 100KA@480V and 18KA@600/347V (molded case circuit breaker) Electronic Trip Unit ETU, LIG TA=40Â°C 3 phases/4 lines In=150A, rated current II=1.25-11 xIN, short-circuit protection IR=60-150A Electronic Trip Unit for line protection without connection accessories without auxiliary/alarm switch | - | 0 | 0
3VL3515-3PE30-0AA0 |  | 3VL3515-3PE30-0AA0 | 1 | UN | 1 | 5 | B | D | EAR99 | N | 85362090 | 1 |  | 2.5 | KG | 2244 | 2244 | LP20 | LP20 | circuit breaker VL250 UL type FG (cat no. LFK3T150) non-interchangeable frame, with circuit breaker approval acc. to UL 489 very high breaking capacity 3-pole; NEMA rating 100KA@480V and 18KA@600/347V (molded case circuit breaker) Electronic Trip Unit ETU, LSI TA=40Â°C In=150A, rated current ISD=1.5-10xIR, II=11xIN short-circuit protection IR=60-150A Electronic Trip Unit for line protection without connection accessories without auxiliary/alarm switch | - | 0 | 0
3VL3515-3PH30-0AA0 |  | 3VL3515-3PH30-0AA0 | 1 | UN | 1 | 5 | B | D | EAR99 | N | 85362090 | 1 |  | 2.5 | KG | 2618 | 2618 | LP20 | LP20 | circuit breaker VL250 UL type FG (cat no. LFK3V150) non-interchangeable frame, with circuit breaker approval acc. to UL 489 very high breaking capacity 3-pole; NEMA rating 100KA@480V and 18KA@600/347V (molded case circuit breaker) Electronic Trip Unit ETU, LSIG TA=40Â°C 3 phases/4 lines In=150A, rated current ISD=1.5-10xIR, II=11xIN short-circuit protection IR=60-150A Electronic Trip Unit for line protection without connection accessories without auxiliary/alarm switch | - | 0 | 0
3VL3515-3VH30-0AA0 |  | 3VL3515-3VH30-0AA0 | 1 | UN | 1 | 5 | B | D | EAR99 | N | 85362090 | 1 |  | 2.5 | KG | 3608 | 3608 | LP20 | LP20 | circuit breaker VL250 UL type FG (cat no. LFK3A150) non-interchangeable frame, with circuit breaker approval acc. to UL 489 very high breaking capacity 3-pole; NEMA rating 100KA@480V and 18KA@600/347V (molded case circuit breaker) Electronic Trip Unit LCD ETU, LI/LS/LSI TA=40Â°C In=150A, rated current ISD=1.25-10xIR, II=11X in short-circuit protection IR=60-150A Electronic Trip Unit for line protection without connection accessories without auxiliary/alarm switch | - | 0 | 0
3VL3515-3VJ30-0AA0 |  | 3VL3515-3VJ30-0AA0 | 1 | UN | 1 | 5 | B | D | EAR99 | N | 85362090 | 1 |  | 2.5 | KG | 3971 | 3971 | LP20 | LP20 | circuit breaker VL250 UL type FG (cat no. LFK3K150) non-interchangeable frame, with circuit breaker approval acc. to UL 489 very high breaking capacity 3-pole; NEMA rating 100KA@480V and 18KA@600/347V (molded case circuit breaker) Electronic Trip Unit LCD ETU, LSIG-G with alarm TA=40Â°C 3 phases/4 lines In=150A, rated current ISD=1.25-10xIR, II=11X in short-circuit protection IR=60-150A Electronic Trip Unit for line protection without connection accessories without auxiliary/alarm switch | - | 0 | 0
3VL3515-3VM30-0AA0 |  | 3VL3515-3VM30-0AA0 | 1 | UN | 1 | 5 | B | D | EAR99 | N | 85362090 | 1 |  | 2.5 | KG | 3971 | 3971 | LP20 | LP20 | circuit breaker VL250 UL type FG (cat no. LFK3G150) non-interchangeable frame, with circuit breaker approval acc. to UL 489 very high breaking capacity 3-pole; NEMA rating 100KA@480V and 18KA@600/347V (molded case circuit breaker) Electronic Trip Unit LCD ETU, LSIG TA=40Â°C 3 phases/4 lines In=150A, rated current ISD=1.25-10xIR, II=11X in short-circuit protection IR=60-150A Electronic Trip Unit for line protection without connection accessories without auxiliary/alarm switch | - | 0 | 0
3VL3517-1KN30-0AA0 |  | 3VL3517-1KN30-0AA0 | 1 | UN | 1 | 5 | B | D | EAR99 | N | 85362090 | 1 |  | 2.3 | KG | 1144 | 1144 | LP20 | LP20 | circuit breaker VL250 UL type FG (cat no. NFK3B175) non-interchangeable frame, with circuit breaker approval acc. to UL 489 standard breaking capacity 3-pole; NEMA rating 35KA@480V and 18KA@600/347V (molded case circuit breaker) Electronic Trip Unit TM, LI TA=40Â°C In=175A, rated current II=1000...2000A short-circuit protection IR=175A Electronic Trip Unit for line protection without connection accessories without auxiliary release without auxiliary/alarm switch | - | 0 | 0
3VL3517-2KN30-0AA0 |  | 3VL3517-2KN30-0AA0 | 1 | UN | 1 | 5 | B | D | EAR99 | N | 85362090 | 1 |  | 2.3 | KG | 1320 | 1320 | LP20 | LP20 | circuit breaker VL250 UL type FG (cat no. HFK3B175) non-interchangeable frame, with circuit breaker approval acc. to UL 489 high breaking capacity 3-pole; NEMA rating 65KA@480V and 18KA@600/347V (molded case circuit breaker) Electronic Trip Unit TM, LI TA=40Â°C In=175A, rated current II=1000...2000A short-circuit protection IR=175A Electronic Trip Unit for line protection without connection accessories without auxiliary release without auxiliary/alarm switch | - | 0 | 0
3VL3517-3KN30-0AA0 |  | 3VL3517-3KN30-0AA0 | 1 | UN | 1 | 5 | B | D | EAR99 | N | 85362090 | 1 |  | 2.3 | KG | 1639 | 1639 | LP20 | LP20 | circuit breaker VL250 UL type FG (cat no. LFK3B175) non-interchangeable frame, with circuit breaker approval acc. to UL 489 very high breaking capacity 3-pole; NEMA rating 100KA@480V and 18KA@600/347V (molded case circuit breaker) Electronic Trip Unit TM, LI TA=40Â°C In=175A, rated current II=1000...2000A short-circuit protection IR=175A Electronic Trip Unit for line protection without connection accessories without auxiliary release without auxiliary/alarm switch | - | 0 | 0
3VL3520-1KN30-0AA0 |  | 3VL3520-1KN30-0AA0 | 1 | UN | 1 | 5 | B | D | EAR99 | N | 85362090 | 1 |  | 2.3 | KG | 1309 | 1309 | LP20 | LP20 | circuit breaker VL250 UL type FG (cat no. NFK3B200) non-interchangeable frame, with circuit breaker approval acc. to UL 489 standard breaking capacity 3-pole; NEMA rating 35KA@480V and 18KA@600/347V (molded case circuit breaker) Electronic Trip Unit TM, LI TA=40Â°C In=200A, rated current II=1000...2000A short-circuit protection IR=200A Electronic Trip Unit for line protection without connection accessories without auxiliary release without auxiliary/alarm switch | - | 0 | 0
3VL3520-2KN30-0AA0 |  | 3VL3520-2KN30-0AA0 | 1 | UN | 1 | 5 | B | D | EAR99 | N | 85362090 | 1 |  | 2.3 | KG | 1496 | 1496 | LP20 | LP20 | circuit breaker VL250 UL type FG (cat no. HFK3B200) non-interchangeable frame, with circuit breaker approval acc. to UL 489 high breaking capacity 3-pole; NEMA rating 65KA@480V and 18KA@600/347V (molded case circuit breaker) Electronic Trip Unit TM, LI TA=40Â°C In=200A, rated current II=1000...2000A short-circuit protection IR=200A Electronic Trip Unit for line protection without connection accessories without auxiliary release without auxiliary/alarm switch | - | 0 | 0
3VL3520-2KN30-0AD1 |  | 3VL3520-2KN30-0AD1 | 1 | UN | 1 | 5 | B | D | EAR99 | N | 85362090 | 1 |  | 2.3 | KG | 1612.6 | 1612.6 | LP20 | LP20 | circuit breaker VL250 UL type FG (cat no. HFK3B200) non-interchangeable frame, with circuit breaker approval acc. to UL 489 high breaking capacity 3-pole; NEMA rating 65KA@480V and 18KA@600/347V (molded case circuit breaker) Electronic Trip Unit TM, LI TA=40Â°C In=200A, rated current II=1000...2000A short-circuit protection IR=200A Electronic Trip Unit for line protection without connection accessories without auxiliary release Auxiliary/alarm switch mounting kit 2 AUX (1 NO+1 NC)+1 AS (1 NO) | - | 0 | 0
3VL3520-2KN32-0AA0 |  | 3VL3520-2KN32-0AA0 | 1 | UN | 1 | 0 | A | D | EAR99 | N | 85362090 | 1 |  | 2.3 | KG | 1562 | 1562 | LP20 | LP20 | circuit breaker VL250 UL type FG (cat no. HFK3B200B) non-interchangeable frame, with circuit breaker approval acc. to UL 489 high breaking capacity 3-pole; NEMA rating 65KA@480V and 18KA@600/347V (molded case circuit breaker) Electronic Trip Unit TM, LI TA=40Â°C In=200A, rated current II=1000...2000A short-circuit protection IR=200A Electronic Trip Unit for line protection with terminals load-side (load) without auxiliary release without auxiliary/alarm switch | - | 0 | 0
3VL3520-2KN33-0AA0 |  | 3VL3520-2KN33-0AA0 | 1 | UN | 1 | 0 | A | D | EAR99 | N | 85362090 | 1 |  | 2.3 | KG | 1595 | 1595 | LP20 | LP20 | circuit breaker VL250 UL type FG (cat no. HFK3B200L) non-interchangeable frame, with circuit breaker approval acc. to UL 489 high breaking capacity 3-pole; NEMA rating 65KA@480V and 18KA@600/347V (molded case circuit breaker) Electronic Trip Unit TM, LI TA=40Â°C In=200A, rated current II=1000...2000A short-circuit protection IR=200A Electronic Trip Unit for line protection with terminals feeder and load-side (line and load) without auxiliary release without auxiliary/alarm switch | - | 0 | 0
3VL3520-3KN30-0AA0 |  | 3VL3520-3KN30-0AA0 | 1 | UN | 1 | 5 | B | D | EAR99 | N | 85362090 | 1 |  | 2.3 | KG | 1848 | 1848 | LP20 | LP20 | circuit breaker VL250 UL type FG (cat no. LFK3B200) non-interchangeable frame, with circuit breaker approval acc. to UL 489 very high breaking capacity 3-pole; NEMA rating 100KA@480V and 18KA@600/347V (molded case circuit breaker) Electronic Trip Unit TM, LI TA=40Â°C In=200A, rated current II=1000...2000A short-circuit protection IR=200A Electronic Trip Unit for line protection without connection accessories without auxiliary release without auxiliary/alarm switch | - | 0 | 0
3VL3522-1KN30-0AA0 |  | 3VL3522-1KN30-0AA0 | 1 | UN | 1 | 5 | B | D | EAR99 | N | 85362090 | 1 |  | 2.3 | KG | 1419 | 1419 | LP20 | LP20 | circuit breaker VL250 UL type FG (cat no. NFK3B225) non-interchangeable frame, with circuit breaker approval acc. to UL 489 standard breaking capacity 3-pole; NEMA rating 35KA@480V and 18KA@600/347V (molded case circuit breaker) Electronic Trip Unit TM, LI TA=40Â°C In=225A, rated current II=1250...2500A short-circuit protection IR=225A Electronic Trip Unit for line protection without connection accessories without auxiliary release without auxiliary/alarm switch | - | 0 | 0
3VL3522-2KN30-0AA0 |  | 3VL3522-2KN30-0AA0 | 1 | UN | 1 | 5 | B | D | EAR99 | N | 85362090 | 1 |  | 2.3 | KG | 1606 | 1606 | LP20 | LP20 | circuit breaker VL250 UL type FG (cat no. HFK3B225) non-interchangeable frame, with circuit breaker approval acc. to UL 489 high breaking capacity 3-pole; NEMA rating 65KA@480V and 18KA@600/347V (molded case circuit breaker) Electronic Trip Unit TM, LI TA=40Â°C In=225A, rated current II=1250...2500A short-circuit protection IR=225A Electronic Trip Unit for line protection without connection accessories without auxiliary release without auxiliary/alarm switch | - | 0 | 0
3VL3522-3KN30-0AA0 |  | 3VL3522-3KN30-0AA0 | 1 | UN | 1 | 5 | B | D | EAR99 | N | 85362090 | 1 |  | 2.3 | KG | 1980 | 1980 | LP20 | LP20 | circuit breaker VL250 UL type FG (cat no. LFK3B225) non-interchangeable frame, with circuit breaker approval acc. to UL 489 very high breaking capacity 3-pole; NEMA rating 100KA@480V and 18KA@600/347V (molded case circuit breaker) Electronic Trip Unit TM, LI TA=40Â°C In=225A, rated current II=1250...2500A short-circuit protection IR=225A Electronic Trip Unit for line protection without connection accessories without auxiliary release without auxiliary/alarm switch | - | 0 | 0
3VL3525-1KN30-0AA0 |  | 3VL3525-1KN30-0AA0 | 1 | UN | 1 | 5 | B | D | EAR99 | N | 85362090 | 1 |  | 2.3 | KG | 1485 | 1485 | LP20 | LP20 | circuit breaker VL250 UL type FG (cat no. NFK3B250) non-interchangeable frame, with circuit breaker approval acc. to UL 489 standard breaking capacity 3-pole; NEMA rating 35KA@480V and 18KA@600/347V (molded case circuit breaker) Electronic Trip Unit TM, LI TA=40Â°C In=250A, rated current II=1250...2500A short-circuit protection IR=250A Electronic Trip Unit for line protection without connection accessories without auxiliary release without auxiliary/alarm switch | - | 0 | 0
3VL3525-1PB30-0AA0 |  | 3VL3525-1PB30-0AA0 | 1 | UN | 1 | 5 | B | D | EAR99 | N | 85362090 | 1 |  | 2.5 | KG | 1727 | 1727 | LP20 | LP20 | circuit breaker VL250 UL type FG (cat no. NFK3R250) non-interchangeable frame, with circuit breaker approval acc. to UL 489 standard breaking capacity 3-pole; NEMA rating 35KA@480V and 18KA@600/347V (molded case circuit breaker) Electronic Trip Unit ETU, LI TA=40Â°C In=250A, rated current II=1.25-11 xIN, short-circuit protection IR=70-250A Electronic Trip Unit for line protection without connection accessories without auxiliary/alarm switch | - | 0 | 0
3VL3525-1PD30-0AA0 |  | 3VL3525-1PD30-0AA0 | 1 | UN | 1 | 5 | B | D | EAR99 | N | 85362090 | 1 |  | 2.5 | KG | 2222 | 2222 | LP20 | LP20 | circuit breaker VL250 UL type FG (cat no. NFK3W250) non-interchangeable frame, with circuit breaker approval acc. to UL 489 standard breaking capacity 3-pole; NEMA rating 35KA@480V and 18KA@600/347V (molded case circuit breaker) Electronic Trip Unit ETU, LIG TA=40Â°C 3 phases/4 lines In=250A, rated current II=1.25-11 xIN, short-circuit protection IR=70-250A Electronic Trip Unit for line protection without connection accessories without auxiliary/alarm switch | - | 0 | 0
3VL3525-1PE30-0AA0 |  | 3VL3525-1PE30-0AA0 | 1 | UN | 1 | 5 | B | D | EAR99 | N | 85362090 | 1 |  | 2.5 | KG | 1804 | 1804 | LP20 | LP20 | circuit breaker VL250 UL type FG (cat no. NFK3T250) non-interchangeable frame, with circuit breaker approval acc. to UL 489 standard breaking capacity 3-pole; NEMA rating 35KA@480V and 18KA@600/347V (molded case circuit breaker) Electronic Trip Unit ETU, LSI TA=40Â°C In=250A, rated current ISD=1.5-10xIR, II=11xIN short-circuit protection IR=125-250A Electron. Trip Unit for line protection without connection accessories without auxiliary/alarm switch | - | 0 | 0
3VL3525-1PH30-0AA0 |  | 3VL3525-1PH30-0AA0 | 1 | UN | 1 | 5 | B | D | EAR99 | N | 85362090 | 1 |  | 2.5 | KG | 2255 | 2255 | LP20 | LP20 | circuit breaker VL250 UL type FG (cat no. NFK3V250) non-interchangeable frame, with circuit breaker approval acc. to UL 489 standard breaking capacity 3-pole; NEMA rating 35KA@480V and 18KA@600/347V (molded case circuit breaker) Electronic Trip Unit ETU, LSIG TA=40Â°C 3 phases/4 lines In=250A, rated current ISD=1.5-10xIR, II=11xIN short-circuit protection IR=125-250A Electron. Trip Unit for line protection without connection accessories without auxiliary/alarm switch | - | 0 | 0
3VL3525-1VH30-0AA0 |  | 3VL3525-1VH30-0AA0 | 1 | UN | 1 | 5 | B | D | EAR99 | N | 85362090 | 1 |  | 2.5 | KG | 3036 | 3036 | LP20 | LP20 | circuit breaker VL250 UL type FG (cat no. NFK3A250) non-interchangeable frame, with circuit breaker approval acc. to UL 489 standard breaking capacity 3-pole; NEMA rating 35KA@480V and 18KA@600/347V (molded case circuit breaker) Electronic Trip Unit LCD ETU, LI/LS/LSI TA=40Â°C In=250A, rated current ISD=1.25-10xIR, II=11X in short-circuit protection IR=70-250A Electronic Trip Unit for line protection without connection accessories without auxiliary/alarm switch | - | 0 | 0
3VL3525-1VJ30-0AA0 |  | 3VL3525-1VJ30-0AA0 | 1 | UN | 1 | 5 | B | D | EAR99 | N | 85362090 | 1 |  | 2.5 | KG | 3366 | 3366 | LP20 | LP20 | circuit breaker VL250 UL type FG (cat no. NFK3K250) non-interchangeable frame, with circuit breaker approval acc. to UL 489 standard breaking capacity 3-pole; NEMA rating 35KA@480V and 18KA@600/347V (molded case circuit breaker) Electronic Trip Unit LCD ETU, LSIG-G with alarm TA=40Â°C 3 phases/4 lines In=250A, rated current ISD=1.25-10xIR, II=11X in short-circuit protection IR=70-250A Electronic Trip Unit for line protection without connection accessories without auxiliary/alarm switch | - | 0 | 0
3VL3525-1VM30-0AA0 |  | 3VL3525-1VM30-0AA0 | 1 | UN | 1 | 5 | B | D | EAR99 | N | 85362090 | 1 |  | 2.5 | KG | 3366 | 3366 | LP20 | LP20 | circuit breaker VL250 UL type FG (cat no. NFK3G250) non-interchangeable frame, with circuit breaker approval acc. to UL 489 standard breaking capacity 3-pole; NEMA rating 35KA@480V and 18KA@600/347V (molded case circuit breaker) Electronic Trip Unit LCD ETU, LSIG TA=40Â°C 3 phases/4 lines In=250A, rated current ISD=1.25-10xIR, II=11X in short-circuit protection IR=70-250A Electronic Trip Unit for line protection without connection accessories without auxiliary/alarm switch | - | 0 | 0
3VL3525-2KE30-0AA0 |  | 3VL3525-2KE30-0AA0 | 1 | UN | 1 | 5 | B | D | EAR99 | N | 85362090 | 1 |  | 2.3 | KG | 1199 | 1199 | LP20 | LP20 | circuit breaker VL250 UL type FG (cat no. HFR3S250) non-interchangeable frame, with circuit breaker approval acc. to UL 489 high breaking capacity 3-pole; NEMA rating 65KA@480V and 18KA@600/347V (molded case switch) Electronic Trip Unit magnetic TA=40Â°C In=250A, rated current II=3500A short-circuit protection non-auto. air circuit breaker without connection accessories without auxiliary release without auxiliary/alarm switch | - | 0 | 0
3VL3525-2KJ30-0AA0 |  | 3VL3525-2KJ30-0AA0 | 1 | UN | 1 | 5 | B | D | EAR99 | N | 85362090 | 1 |  | 2.3 | KG | 1562 | 1562 | LP20 | LP20 | circuit breaker VL250 UL type FG (cat no. HFP3L250) non-interchangeable frame, with circuit breaker approval acc. to UL 489 high breaking capacity 3-pole; NEMA rating 65KA@480V and 18KA@600/347V (motor starter protector) Electronic Trip Unit magnetic TA=40Â°C In=250A, rated current II=600..1200A short-circuit protection starter combination without connection accessories without auxiliary release without auxiliary/alarm switch | - | 0 | 0
3VL3525-2KK30-0AA0 |  | 3VL3525-2KK30-0AA0 | 1 | UN | 1 | 5 | B | D | EAR99 | N | 85362090 | 1 |  | 2.3 | KG | 1562 | 1562 | LP20 | LP20 | circuit breaker VL250 UL type FG (cat no. HFP3M250) non-interchangeable frame, with circuit breaker approval acc. to UL 489 high breaking capacity 3-pole; NEMA rating 65KA@480V and 18KA@600/347V (motor starter protector) Electronic Trip Unit magnetic TA=40Â°C In=250A, rated current II=1000..2000A short-circuit protection starter combination without connection accessories without auxiliary release without auxiliary/alarm switch | - | 0 | 0
3VL3525-2KL30-0AA0 |  | 3VL3525-2KL30-0AA0 | 1 | UN | 1 | 5 | B | D | EAR99 | N | 85362090 | 1 |  | 2.3 | KG | 1562 | 1562 | LP20 | LP20 | circuit breaker VL250 UL type FG (cat no. HFP3H250) non-interchangeable frame, with circuit breaker approval acc. to UL 489 high breaking capacity 3-pole; NEMA rating 65KA@480V and 18KA@600/347V (motor starter protector) Electronic Trip Unit magnetic TA=40Â°C In=250A, rated current II=1750..3500A short-circuit protection starter combination without connection accessories without auxiliary release without auxiliary/alarm switch | - | 0 | 0
3VL3525-2KN30-0AA0 |  | 3VL3525-2KN30-0AA0 | 1 | UN | 1 | 5 | B | D | EAR99 | N | 85362090 | 1 |  | 2.3 | KG | 1672 | 1672 | LP20 | LP20 | circuit breaker VL250 UL type FG (cat no. HFK3B250) non-interchangeable frame, with circuit breaker approval acc. to UL 489 high breaking capacity 3-pole; NEMA rating 65KA@480V and 18KA@600/347V (molded case circuit breaker) Electronic Trip Unit TM, LI TA=40Â°C In=250A, rated current II=1250...2500A short-circuit protection IR=250A Electronic Trip Unit for line protection without connection accessories without auxiliary release without auxiliary/alarm switch | - | 0 | 0
3VL3525-2KN33-0AA0 |  | 3VL3525-2KN33-0AA0 | 1 | UN | 1 | 0 | A | D | EAR99 | N | 85362090 | 1 |  | 2.3 | KG | 1738 | 1738 | LP20 | LP20 | circuit breaker VL250 UL type FG (cat no. HFK3B250L) non-interchangeable frame, with circuit breaker approval acc. to UL 489 high breaking capacity 3-pole; NEMA rating 65KA@480V and 18KA@600/347V (molded case circuit breaker) Electronic Trip Unit TM, LI TA=40Â°C In=250A, rated current II=1250...2500A short-circuit protection IR=250A Electronic Trip Unit for line protection with terminals feeder and load-side (line and load) without auxiliary release without auxiliary/alarm switch | - | 0 | 0
3VL3525-2PB30-0AA0 |  | 3VL3525-2PB30-0AA0 | 1 | UN | 1 | 5 | B | D | EAR99 | N | 85362090 | 1 |  | 2.5 | KG | 1903 | 1903 | LP20 | LP20 | circuit breaker VL250 UL type FG (cat no. HFK3R250) non-interchangeable frame, with circuit breaker approval acc. to UL 489 high breaking capacity 3-pole; NEMA rating 65KA@480V and 18KA@600/347V (molded case circuit breaker) Electronic Trip Unit ETU, LI TA=40Â°C In=250A, rated current II=1.25-11 xIN, short-circuit protection IR=70-250A Electronic Trip Unit for line protection without connection accessories without auxiliary/alarm switch | - | 0 | 0
3VL3525-2PD30-0AA0 |  | 3VL3525-2PD30-0AA0 | 1 | UN | 1 | 5 | B | D | EAR99 | N | 85362090 | 1 |  | 2.5 | KG | 2332 | 2332 | LP20 | LP20 | circuit breaker VL250 UL type FG (cat no. HFK3W250) non-interchangeable frame, with circuit breaker approval acc. to UL 489 high breaking capacity 3-pole; NEMA rating 65KA@480V and 18KA@600/347V (molded case circuit breaker) Electronic Trip Unit ETU, LIG TA=40Â°C 3 phases/4 lines In=250A, rated current II=1.25-11 xIN, short-circuit protection IR=70-250A Electronic Trip Unit for line protection without connection accessories without auxiliary/alarm switch | - | 0 | 0
3VL3525-2PE30-0AA0 |  | 3VL3525-2PE30-0AA0 | 1 | UN | 1 | 5 | B | D | EAR99 | N | 85362090 | 1 |  | 2.5 | KG | 2035 | 2035 | LP20 | LP20 | circuit breaker VL250 UL type FG (cat no. HFK3T250) non-interchangeable frame, with circuit breaker approval acc. to UL 489 high breaking capacity 3-pole; NEMA rating 65KA@480V and 18KA@600/347V (molded case circuit breaker) Electronic Trip Unit ETU, LSI TA=40Â°C In=250A, rated current ISD=1.5-10xIR, II=11xIN short-circuit protection IR=125-250A Electron. Trip Unit for line protection without connection accessories without auxiliary/alarm switch | - | 0 | 0
3VL3525-2PE33-0AA0 |  | 3VL3525-2PE33-0AA0 | 1 | UN | 1 | 0 | A | D | EAR99 | N | 85362090 | 1 |  | 2.5 | KG | 2134 | 2134 | LP20 | LP20 | circuit breaker VL250 UL type FG (cat no. HFK3T250) non-interchangeable frame, with circuit breaker approval acc. to UL 489 high breaking capacity 3-pole; NEMA rating 65KA@480V and 18KA@600/347V (molded case circuit breaker) Electronic Trip Unit ETU, LSI TA=40Â°C In=250A, rated current ISD=1.5-10xIR, II=11xIN short-circuit protection IR=125-250A Electronic Trip Unit for line protection with terminals feeder and load-side (line and load) without auxiliary/alarm switch | - | 0 | 0
3VL3525-2PH30-0AA0 |  | 3VL3525-2PH30-0AA0 | 1 | UN | 1 | 5 | B | D | EAR99 | N | 85362090 | 1 |  | 2.5 | KG | 2486 | 2486 | LP20 | LP20 | circuit breaker VL250 UL type FG (cat no. HFK3V250) non-interchangeable frame, with circuit breaker approval acc. to UL 489 high breaking capacity 3-pole; NEMA rating 65KA@480V and 18KA@600/347V (molded case circuit breaker) Electronic Trip Unit ETU, LSIG TA=40Â°C 3 phases/4 lines In=250A, rated current ISD=1.5-10xIR, II=11xIN short-circuit protection IR=125-250A Electron. Trip Unit for line protection without connection accessories without auxiliary/alarm switch | - | 0 | 0
3VL3525-2VH30-0AA0 |  | 3VL3525-2VH30-0AA0 | 1 | UN | 1 | 5 | B | D | EAR99 | N | 85362090 | 1 |  | 2.5 | KG | 3234 | 3234 | LP20 | LP20 | circuit breaker VL250 UL type FG (cat no. HFK3A250) non-interchangeable frame, with circuit breaker approval acc. to UL 489 high breaking capacity 3-pole; NEMA rating 65KA@480V and 18KA@600/347V (molded case circuit breaker) Electronic Trip Unit LCD ETU, LI/LS/LSI TA=40Â°C In=250A, rated current ISD=1.25-10xIR, II=11X in short-circuit protection IR=70-250A Electronic Trip Unit for line protection without connection accessories without auxiliary/alarm switch | - | 0 | 0
3VL3525-2VJ30-0AA0 |  | 3VL3525-2VJ30-0AA0 | 1 | UN | 1 | 5 | B | D | EAR99 | N | 85362090 | 1 |  | 2.5 | KG | 3597 | 3597 | LP20 | LP20 | circuit breaker VL250 UL type FG (cat no. HFK3K250) non-interchangeable frame, with circuit breaker approval acc. to UL 489 high breaking capacity 3-pole; NEMA rating 65KA@480V and 18KA@600/347V (molded case circuit breaker) Electronic Trip Unit LCD ETU, LSIG-G with alarm TA=40Â°C 3 phases/4 lines In=250A, rated current ISD=1.25-10xIR, II=11X in short-circuit protection IR=70-250A Electronic Trip Unit for line protection without connection accessories without auxiliary/alarm switch | - | 0 | 0
3VL3525-2VM30-0AA0 |  | 3VL3525-2VM30-0AA0 | 1 | UN | 1 | 5 | B | D | EAR99 | N | 85362090 | 1 |  | 2.5 | KG | 3597 | 3597 | LP20 | LP20 | circuit breaker VL250 UL type FG (cat no. HFK3G250) non-interchangeable frame, with circuit breaker approval acc. to UL 489 high breaking capacity 3-pole; NEMA rating 65KA@480V and 18KA@600/347V (molded case circuit breaker) Electronic Trip Unit LCD ETU, LSIG TA=40Â°C 3 phases/4 lines In=250A, rated current ISD=1.25-10xIR, II=11X in short-circuit protection IR=70-250A Electronic Trip Unit for line protection without connection accessories without auxiliary/alarm switch | - | 0 | 0
3VL3525-3KE30-0AA0 |  | 3VL3525-3KE30-0AA0 | 1 | UN | 1 | 5 | B | D | EAR99 | N | 85362090 | 1 |  | 2.3 | KG | 1441 | 1441 | LP20 | LP20 | circuit breaker VL250 UL type FG (cat no. LFR3S250) non-interchangeable frame, with circuit breaker approval acc. to UL 489 very high breaking capacity 3-pole; NEMA rating 100KA@480V and 18KA@600/347V (molded case switch) Electronic Trip Unit magnetic TA=40Â°C In=250A, rated current II=3500A short-circuit protection non-auto. air circuit breaker without connection accessories without auxiliary release without auxiliary/alarm switch | - | 0 | 0
3VL3525-3KN30-0AA0 |  | 3VL3525-3KN30-0AA0 | 1 | UN | 1 | 5 | B | D | EAR99 | N | 85362090 | 1 |  | 2.3 | KG | 2068 | 2068 | LP20 | LP20 | circuit breaker VL250 UL type FG (cat no. LFK3B250) non-interchangeable frame, with circuit breaker approval acc. to UL 489 very high breaking capacity 3-pole; NEMA rating 100KA@480V and 18KA@600/347V (molded case circuit breaker) Electronic Trip Unit TM, LI TA=40Â°C In=250A, rated current II=1250...2500A short-circuit protection IR=250A Electronic Trip Unit for line protection without connection accessories without auxiliary release without auxiliary/alarm switch | - | 0 | 0
3VL3525-3PB30-0AA0 |  | 3VL3525-3PB30-0AA0 | 1 | UN | 1 | 5 | B | D | EAR99 | N | 85362090 | 1 |  | 2.5 | KG | 2288 | 2288 | LP20 | LP20 | circuit breaker VL250 UL type FG (cat no. LFK3R250) non-interchangeable frame, with circuit breaker approval acc. to UL 489 very high breaking capacity 3-pole; NEMA rating 100KA@480V and 18KA@600/347V (molded case circuit breaker) Electronic Trip Unit ETU, LI TA=40Â°C In=250A, rated current II=1.25-11 xIN, short-circuit protection IR=70-250A Electronic Trip Unit for line protection without connection accessories without auxiliary/alarm switch | - | 0 | 0
3VL3525-3PD30-0AA0 |  | 3VL3525-3PD30-0AA0 | 1 | UN | 1 | 5 | B | D | EAR99 | N | 85362090 | 1 |  | 2.5 | KG | 2739 | 2739 | LP20 | LP20 | circuit breaker VL250 UL type FG (cat no. LFK3W250) non-interchangeable frame, with circuit breaker approval acc. to UL 489 very high breaking capacity 3-pole; NEMA rating 100KA@480V and 18KA@600/347V (molded case circuit breaker) Electronic Trip Unit ETU, LIG TA=40Â°C 3 phases/4 lines In=250A, rated current II=1.25-11 xIN, short-circuit protection IR=70-250A Electronic Trip Unit for line protection without connection accessories without auxiliary/alarm switch | - | 0 | 0
3VL3525-3PE30-0AA0 |  | 3VL3525-3PE30-0AA0 | 1 | UN | 1 | 5 | B | D | EAR99 | N | 85362090 | 1 |  | 2.5 | KG | 2387 | 2387 | LP20 | LP20 | circuit breaker VL250 UL type FG (cat no. LFK3T250) non-interchangeable frame, with circuit breaker approval acc. to UL 489 very high breaking capacity 3-pole; NEMA rating 100KA@480V and 18KA@600/347V (molded case circuit breaker) Electronic Trip Unit ETU, LSI TA=40Â°C In=250A, rated current ISD=1.5-10xIR, II=11xIN short-circuit protection IR=125-250A Electron. Trip Unit for line protection without connection accessories without auxiliary/alarm switch | - | 0 | 0
3VL3525-3PH30-0AA0 |  | 3VL3525-3PH30-0AA0 | 1 | UN | 1 | 5 | B | D | EAR99 | N | 85362090 | 1 |  | 2.5 | KG | 2772 | 2772 | LP20 | LP20 | circuit breaker VL250 UL type FG (cat no. LFK3V250) non-interchangeable frame, with circuit breaker approval acc. to UL 489 very high breaking capacity 3-pole; NEMA rating 100KA@480V and 18KA@600/347V (molded case circuit breaker) Electronic Trip Unit ETU, LSIG TA=40Â°C 3 phases/4 lines In=250A, rated current ISD=1.5-10xIR, II=11xIN short-circuit protection IR=125-250A Electron. Trip Unit for line protection without connection accessories without auxiliary/alarm switch | - | 0 | 0
3VL3525-3VH30-0AA0 |  | 3VL3525-3VH30-0AA0 | 1 | UN | 1 | 5 | B | D | EAR99 | N | 85362090 | 1 |  | 2.5 | KG | 3608 | 3608 | LP20 | LP20 | circuit breaker VL250 UL type FG (cat no. LFK3A250) non-interchangeable frame, with circuit breaker approval acc. to UL 489 very high breaking capacity 3-pole; NEMA rating 100KA@480V and 18KA@600/347V (molded case circuit breaker) Electronic Trip Unit LCD ETU, LI/LS/LSI TA=40Â°C In=250A, rated current ISD=1.25-10xIR, II=11X in short-circuit protection IR=70-250A Electronic Trip Unit for line protection without connection accessories without auxiliary/alarm switch | - | 0 | 0
3VL3525-3VJ30-0AA0 |  | 3VL3525-3VJ30-0AA0 | 1 | UN | 1 | 5 | B | D | EAR99 | N | 85362090 | 1 |  | 2.5 | KG | 3971 | 3971 | LP20 | LP20 | circuit breaker VL250 UL type FG (cat no. LFK3K250) non-interchangeable frame, with circuit breaker approval acc. to UL 489 very high breaking capacity 3-pole; NEMA rating 100KA@480V and 18KA@600/347V (molded case circuit breaker) Electronic Trip Unit LCD ETU, LSIG-G with alarm TA=40Â°C 3 phases/4 lines In=250A, rated current ISD=1.25-10xIR, II=11X in short-circuit protection IR=70-250A Electronic Trip Unit for line protection without connection accessories without auxiliary/alarm switch | - | 0 | 0
3VL3525-3VM30-0AA0 |  | 3VL3525-3VM30-0AA0 | 1 | UN | 1 | 5 | B | D | EAR99 | N | 85362090 | 1 |  | 2.5 | KG | 3971 | 3971 | LP20 | LP20 | circuit breaker VL250 UL type FG (cat no. LFK3G250) non-interchangeable frame, with circuit breaker approval acc. to UL 489 very high breaking capacity 3-pole; NEMA rating 100KA@480V and 18KA@600/347V (molded case circuit breaker) Electronic Trip Unit LCD ETU, LSIG TA=40Â°C 3 phases/4 lines In=250A, rated current ISD=1.25-10xIR, II=11X in short-circuit protection IR=70-250A Electronic Trip Unit for line protection without connection accessories without auxiliary/alarm switch | - | 0 | 0
3VL3720-1CH33-0AA0-Z | U01 | 3VL3720-1CH33-0AA0-ZU01 | 1 | UN | 1 | 30 | D | D | EAR99 | N | 85362090 | 1 |  | 2.5 | KG | 4602.4 | 4602.4 | LP20 | LP20 | circuit breaker VL250N standard breaking capacity Icu=55kA, 415V AC 3-pole, line protection Electronic Trip Unit LCD ETU40, LI/LS/LSI In=200A, rated current IR=80...200A, overload protection, ISD=1.5 to 10xIR, II=11xIN short-circuit protection without auxiliary release with box terminal without auxiliary/alarm switch with Safety Label for USA | - | 0 | 0
3VL3720-1CH36-0AA0-Z | U01 | 3VL3720-1CH36-0AA0-ZU01 | 1 | UN | 1 | 30 | D | D | EAR99 | N | 85362090 | 1 |  | 2.5 | KG | 4591.4 | 4591.4 | LP20 | LP20 | circuit breaker VL250N standard breaking capacity Icu=55kA, 415V AC 3-pole, line protection Electronic Trip Unit LCD ETU40, LI/LS/LSI In=200A, rated current IR=80...200A, overload protection, ISD=1.5 to 10xIR, II=11xIN short-circuit protection without auxiliary release without auxiliary/alarm switch with Safety Label for USA | - | 0 | 0
3VL3720-1CH36-0AD1 |  | 3VL3720-1CH36-0AD1 | 1 | UN | 1 | 30 | D | D | EAR99 | N | 85362090 | 1 | 4011209754737 | 2.5 | KG | 4639.25 | 4639.25 | LP20 | LP20 | circuit breaker VL250N standard breaking capacity Icu=55kA, 415V AC 3-pole, line protection Electronic Trip Unit LCD ETU40, LI/LS/LSI In=200A, rated current IR=80...200A, overload protection, ISD=1.5 to 10xIR, II=11xIN short-circuit protection without auxiliary release Auxiliary/alarm switch mounting kit 2 AUX (1 NO+1 NC)+1 AS (1 NO) | - | 0 | 0
3VL3720-1CH36-0AD1-Z | M22U01 | 3VL3720-1CH36-0AD1-ZM22U01 | 1 | UN | 1 | 30 | D | D | EAR99 | N | 85362090 | 1 |  | 2.5 | KG | 5716.15 | 5716.15 | LP20 | LP20 | circuit breaker VL250N standard breaking capacity Icu=55kA, 415V AC 3-pole, line protection Electronic Trip Unit LCD ETU40, LI/LS/LSI In=200A, rated current IR=80...200A, overload protection, ISD=1.5 to 10xIR, II=11xIN short-circuit protection without auxiliary release Auxiliary/alarm switch mounting kit 2 AUX (1 NO+1 NC)+1 AS (1 NO) Motorized operating mechanism set up 220-250 V AC/DC with Safety Label for USA | - | 0 | 0
3VL3720-1CJ43-0AA0-Z | U01 | 3VL3720-1CJ43-0AA0-ZU01 | 1 | UN | 1 | 30 | D | D | EAR99 | N | 85362090 | 1 |  | 3.3 | KG | 5779.4 | 5779.4 | LP20 | LP20 | circuit breaker VL250N standard breaking capacity Icu=55kA, 415V AC 4-pole, line protection Electronic Trip Unit LCD ETU40, LI/LS/LSI In=200A, rated current IR=80...200A, overload protection, ISD=1.5 to 10xIR, II=11xIN short-circuit protection N protected without auxiliary release with box terminal without auxiliary/alarm switch with Safety Label for USA | - | 0 | 0
3VL3720-1CJ46-0AA0-Z | U01 | 3VL3720-1CJ46-0AA0-ZU01 | 1 | UN | 1 | 30 | D | D | EAR99 | N | 85362090 | 1 |  | 3.3 | KG | 5746.4 | 5746.4 | LP20 | LP20 | circuit breaker VL250N standard breaking capacity Icu=55kA, 415V AC 4-pole, line protection Electronic Trip Unit LCD ETU40, LI/LS/LSI In=200A, rated current IR=80...200A, overload protection, ISD=1.5 to 10xIR, II=11xIN short-circuit protection N protected without auxiliary release without auxiliary/alarm switch with Safety Label for USA | - | 0 | 0
3VL3720-1CL33-0AA0-Z | U01 | 3VL3720-1CL33-0AA0-ZU01 | 1 | UN | 1 | 30 | D | D | EAR99 | N | 85362090 | 1 |  | 2.5 | KG | 5130.4 | 5130.4 | LP20 | LP20 | circuit breaker VL250N standard breaking capacity Icu=55kA, 415V AC 3-pole, line protection Electronic Trip Unit LCD ETU42, LSIG 3 phases/3 lines In=200A, rated current IR=80...200A, overload protection, ISD=1.5 to 10xIR, II=11xIN short-circuit protection without auxiliary release with box terminal without auxiliary/alarm switch with Safety Label for USA | - | 0 | 0
3VL3720-1CL36-0AA0-Z | U01 | 3VL3720-1CL36-0AA0-ZU01 | 1 | UN | 1 | 30 | D | D | EAR99 | N | 85362090 | 1 |  | 2.5 | KG | 5097.4 | 5097.4 | LP20 | LP20 | circuit breaker VL250N standard breaking capacity Icu=55kA, 415V AC 3-pole, line protection Electronic Trip Unit LCD ETU42, LSIG 3 phases/3 lines In=200A, rated current IR=80...200A, overload protection, ISD=1.5 to 10xIR, II=11xIN short-circuit protection without auxiliary release without auxiliary/alarm switch with Safety Label for USA | - | 0 | 0
3VL3720-1CM33-0AA0-Z | U01 | 3VL3720-1CM33-0AA0-ZU01 | 1 | UN | 1 | 30 | D | D | EAR99 | N | 85362090 | 1 |  | 2.5 | KG | 5130.4 | 5130.4 | LP20 | LP20 | circuit breaker VL250N standard breaking capacity Icu=55kA, 415V AC 3-pole, line protection Electronic Trip Unit LCD ETU42, LSIG 3 phases/4 lines with connecting cable In=200A, rated current IR=80...200A, overload protection, ISD=1.5 to 10xIR, II=11xIN short-circuit protection without auxiliary release with box terminal without auxiliary/alarm switch with Safety Label for USA | - | 0 | 0
3VL3720-1CM36-0AA0-Z | U01 | 3VL3720-1CM36-0AA0-ZU01 | 1 | UN | 1 | 30 | D | D | EAR99 | N | 85362090 | 1 |  | 2.5 | KG | 5097.4 | 5097.4 | LP20 | LP20 | circuit breaker VL250N standard breaking capacity Icu=55kA, 415V AC 3-pole, line protection Electronic Trip Unit LCD ETU42, LSIG 3 phases/4 lines with connecting cable In=200A, rated current IR=80...200A, overload protection, ISD=1.5 to 10xIR, II=11xIN short-circuit protection without auxiliary release without auxiliary/alarm switch with Safety Label for USA | - | 0 | 0
3VL3720-1CN43-0AA0-Z | U01 | 3VL3720-1CN43-0AA0-ZU01 | 1 | UN | 1 | 30 | D | D | EAR99 | N | 85362090 | 1 |  | 3.3 | KG | 5779.4 | 5779.4 | LP20 | LP20 | circuit breaker VL250N standard breaking capacity Icu=55kA, 415V AC 4-pole, line protection Electronic Trip Unit LCD ETU42, LSIG In=200A, rated current IR=80...200A, overload protection, ISD=1.5 to 10xIR, II=11xIN short-circuit protection N protected with ground-fault protection without auxiliary release with box terminal without auxiliary/alarm switch with Safety Label for USA | - | 0 | 0
3VL3720-1CN46-0AA0-Z | U01 | 3VL3720-1CN46-0AA0-ZU01 | 1 | UN | 1 | 30 | D | D | EAR99 | N | 85362090 | 1 |  | 3.3 | KG | 5746.4 | 5746.4 | LP20 | LP20 | circuit breaker VL250N standard breaking capacity Icu=55kA, 415V AC 4-pole, line protection Electronic Trip Unit LCD ETU42, LSIG In=200A, rated current IR=80...200A, overload protection, ISD=1.5 to 10xIR, II=11xIN short-circuit protection N protected with ground-fault protection without auxiliary release without auxiliary/alarm switch with Safety Label for USA | - | 0 | 0
3VL3720-1CP33-0AA0-Z | U01 | 3VL3720-1CP33-0AA0-ZU01 | 1 | UN | 1 | 30 | D | D | EAR99 | N | 85362090 | 1 |  | 2.5 | KG | 4602.4 | 4602.4 | LP20 | LP20 | circuit breaker VL250N standard breaking capacity Icu=55kA, 415V AC 3-pole, motor/generator prot. Electronic Trip Unit LCD ETU40M, LI In=200A, rated current IR=80...200A, overload protection, II=1.25 to 11xIN, short-circuit protection without auxiliary release with box terminal without auxiliary/alarm switch with Safety Label for USA | - | 0 | 0
3VL3720-1CP36-0AA0 |  | 3VL3720-1CP36-0AA0 | 1 | UN | 1 | 30 | D | D | EAR99 | N | 85362090 | 1 | 4011209483538 | 2.5 | KG | 4543 | 4543 | LP20 | LP20 | circuit breaker VL250N standard breaking capacity Icu=55kA, 415V AC 3-pole, motor/generator prot. Electronic Trip Unit LCD ETU40M, LI In=200A, rated current IR=80...200A, overload protection, II=1.25 to 11xIN, short-circuit protection without auxiliary release without auxiliary/alarm switch | - | 0 | 0
3VL3720-1CP36-0AA0-Z | U01 | 3VL3720-1CP36-0AA0-ZU01 | 1 | UN | 1 | 30 | D | D | EAR99 | N | 85362090 | 1 |  | 2.5 | KG | 4591.4 | 4591.4 | LP20 | LP20 | circuit breaker VL250N standard breaking capacity Icu=55kA, 415V AC 3-pole, motor/generator prot. Electronic Trip Unit LCD ETU40M, LI In=200A, rated current IR=80...200A, overload protection, II=1.25 to 11xIN, short-circuit protection without auxiliary release without auxiliary/alarm switch with Safety Label for USA | - | 0 | 0
3VL3720-1CP36-0AB1 |  | 3VL3720-1CP36-0AB1 | 1 | UN | 1 | 30 | D | D | EAR99 | N | 85362090 | 1 | 4011209754744 | 2.5 | KG | 4618.68 | 4618.68 | LP20 | LP20 | circuit breaker VL250N standard breaking capacity Icu=55kA, 415V AC 3-pole, motor/generator prot. Electronic Trip Unit LCD ETU40M, LI In=200A, rated current IR=80...200A, overload protection, II=1.25 to 11xIN, short-circuit protection without auxiliary release Auxiliary switch mounting kit 2 AUX (1 NO + 1 NC) | - | 0 | 0
3VL3720-1CP36-0AD1 |  | 3VL3720-1CP36-0AD1 | 1 | UN | 1 | 30 | D | D | EAR99 | N | 85362090 | 1 | 4011209754751 | 2.5 | KG | 4639.25 | 4639.25 | LP20 | LP20 | circuit breaker VL250N standard breaking capacity Icu=55kA, 415V AC 3-pole, motor/generator prot. Electronic Trip Unit LCD ETU40M, LI In=200A, rated current IR=80...200A, overload protection, II=1.25 to 11xIN, short-circuit protection without auxiliary release Auxiliary/alarm switch mounting kit 2 AUX (1 NO+1 NC)+1 AS (1 NO) | - | 0 | 0
3VL3720-1DC33-0AA0 |  | 3VL3720-1DC33-0AA0 | 1 | UN | 1 | 5 | B | D | EAR99 | N | 85362090 | 1 | 4011209728301 | 2.3 | KG | 1177 | 1072.3 | LP20 | LP20 | circuit breaker VL250N standard breaking capacity Icu=55kA, 415V AC 3-pole, line protection Electronic Trip Unit TM, LI In=200A, rated current IR=160...200A, overload protection, II=1000...2000A, short-circuit protection with box terminal without auxiliary release without auxiliary/alarm switch | - | 0 | 0
3VL3720-1DC33-0AA0-Z | U01 | 3VL3720-1DC33-0AA0-ZU01 | 1 | UN | 1 | 5 | B | D | EAR99 | N | 85362090 | 1 |  | 2.3 | KG | 1225.4 | 1225.4 | LP20 | LP20 | circuit breaker VL250N standard breaking capacity Icu=55kA, 415V AC 3-pole, line protection Electronic Trip Unit TM, LI In=200A, rated current IR=160...200A, overload protection, II=1000...2000A, short-circuit protection with box terminal without auxiliary release without auxiliary/alarm switch with Safety Label for USA | - | 0 | 0
3VL3720-1DC33-0AB1-Z | U01 | 3VL3720-1DC33-0AB1-ZU01 | 1 | UN | 1 | 5 | B | D | EAR99 | N | 85362090 | 1 |  | 2.3 | KG | 1301.08 | 1301.08 | LP20 | LP20 | circuit breaker VL250N standard breaking capacity Icu=55kA, 415V AC 3-pole, line protection Electronic Trip Unit TM, LI In=200A, rated current IR=160...200A, overload protection, II=1000...2000A, short-circuit protection with box terminal without auxiliary release Auxiliary switch mounting kit 2 AUX (1 NO + 1 NC) with Safety Label for USA | - | 0 | 0
3VL3720-1DC33-2KB1-Z | U01 | 3VL3720-1DC33-2KB1-ZU01 | 1 | UN | 1 | 5 | B | D | EAR99 | N | 85362090 | 1 |  | 2.3 | KG | 1492.48 | 1492.48 | LP20 | LP20 | circuit breaker VL250N standard breaking capacity Icu=55kA, 415V AC 3-pole, line protection Electronic Trip Unit TM, LI In=200A, rated current IR=160...200A, overload protection, II=1000...2000A, short-circuit protection with box terminal Undervoltage release 440...480 V AC Auxiliary switch mounting kit 2 AUX (1 NO + 1 NC) with Safety Label for USA | - | 0 | 0
3VL3720-1DC33-2NB1-Z | U01 | 3VL3720-1DC33-2NB1-ZU01 | 1 | UN | 1 | 5 | B | D | EAR99 | N | 85362090 | 1 |  | 2.3 | KG | 1492.48 | 1492.48 | LP20 | LP20 | circuit breaker VL250N standard breaking capacity Icu=55kA, 415V AC 3-pole, line protection Electronic Trip Unit TM, LI In=200A, rated current IR=160...200A, overload protection, II=1000...2000A, short-circuit protection with box terminal Undervoltage release 12 V DC Auxiliary switch mounting kit 2 AUX (1 NO + 1 NC) with Safety Label for USA | - | 0 | 0
3VL3720-1DC36-0AA0 |  | 3VL3720-1DC36-0AA0 | 1 | UN | 1 | 5 | B | D | EAR99 | N | 85362090 | 1 | 4011209483545 | 2.605 | KG | 1155 | 1072.3 | LP20 | LP20 | circuit breaker VL250N standard breaking capacity Icu=55kA, 415V AC 3-pole, line protection Electronic Trip Unit TM, LI In=200A, rated current IR=160...200A, overload protection, II=1000...2000A, short-circuit protection without auxiliary release without auxiliary/alarm switch | - | 0 | 0
3VL3720-1DC36-0AA0-Z | U01 | 3VL3720-1DC36-0AA0-ZU01 | 1 | UN | 1 | 5 | B | D | EAR99 | N | 85362090 | 1 |  | 2.3 | KG | 1203.4 | 1203.4 | LP20 | LP20 | circuit breaker VL250N standard breaking capacity Icu=55kA, 415V AC 3-pole, line protection Electronic Trip Unit TM, LI In=200A, rated current IR=160...200A, overload protection, II=1000...2000A, short-circuit protection without auxiliary release without auxiliary/alarm switch with Safety Label for USA | - | 0 | 0
3VL3720-1DC36-0AB1 |  | 3VL3720-1DC36-0AB1 | 1 | UN | 1 | 5 | B | D | EAR99 | N | 85362090 | 1 | 4011209754768 | 2.645 | KG | 1230.68 | 1230.68 | LP20 | LP20 | circuit breaker VL250N standard breaking capacity Icu=55kA, 415V AC 3-pole, line protection Electronic Trip Unit TM, LI In=200A, rated current IR=160...200A, overload protection, II=1000...2000A, short-circuit protection without auxiliary release Auxiliary switch mounting kit 2 AUX (1 NO + 1 NC) | - | 0 | 0
3VL3720-1DC36-0AD1 |  | 3VL3720-1DC36-0AD1 | 1 | UN | 1 | 5 | B | D | EAR99 | N | 85362090 | 1 | 4011209754775 | 2.8 | KG | 1251.25 | 1251.25 | LP20 | LP20 | circuit breaker VL250N standard breaking capacity Icu=55kA, 415V AC 3-pole, line protection Electronic Trip Unit TM, LI In=200A, rated current IR=160...200A, overload protection, II=1000...2000A, short-circuit protection without auxiliary release Auxiliary/alarm switch mounting kit 2 AUX (1 NO+1 NC)+1 AS (1 NO) | - | 0 | 0
3VL3720-1DC36-2GA0-Z | U01 | 3VL3720-1DC36-2GA0-ZU01 | 1 | UN | 1 | 5 | B | D | EAR99 | N | 85362090 | 1 |  | 2.3 | KG | 1394.8 | 1394.8 | LP20 | LP20 | circuit breaker VL250N standard breaking capacity Icu=55kA, 415V AC 3-pole, line protection Electronic Trip Unit TM, LI In=200A, rated current IR=160...200A, overload protection, II=1000...2000A, short-circuit protection Undervoltage release 110...27 V AC without auxiliary/alarm switch with Safety Label for USA | - | 0 | 0
3VL3720-1DC36-2HB1 |  | 3VL3720-1DC36-2HB1 | 1 | UN | 1 | 5 | B | D | EAR99 | N | 85362090 | 1 | 4011209754782 | 2.691 | KG | 1422.08 | 1422.08 | LP20 | LP20 | circuit breaker VL250N standard breaking capacity Icu=55kA, 415V AC 3-pole, line protection Electronic Trip Unit TM, LI In=200A, rated current IR=160...200A, overload protection, II=1000...2000A, short-circuit protection Undervoltage release 220...250 V AC Auxiliary switch mounting kit 2 AUX (1 NO + 1 NC) | - | 0 | 0
3VL3720-1DC36-2JA0 |  | 3VL3720-1DC36-2JA0 | 1 | UN | 1 | 5 | B | D | EAR99 | N | 85362090 | 1 | 4011209754799 | 2.64 | KG | 1346.4 | 1346.4 | LP20 | LP20 | circuit breaker VL250N standard breaking capacity Icu=55kA, 415V AC 3-pole, line protection Electronic Trip Unit TM, LI In=200A, rated current IR=160...200A, overload protection, II=1000...2000A, short-circuit protection Undervoltage release 380...415 V AC without auxiliary/alarm switch | - | 0 | 0
3VL3720-1DC36-2PA0 |  | 3VL3720-1DC36-2PA0 | 1 | UN | 1 | 5 | B | D | EAR99 | N | 85362090 | 1 | 4011209754805 | 2.653 | KG | 1346.4 | 1346.4 | LP20 | LP20 | circuit breaker VL250N standard breaking capacity Icu=55kA, 415V AC 3-pole, line protection Electronic Trip Unit TM, LI In=200A, rated current IR=160...200A, overload protection, II=1000...2000A, short-circuit protection Undervoltage release 24 V DC without auxiliary/alarm switch | - | 0 | 0
3VL3720-1DC36-8TA0 |  | 3VL3720-1DC36-8TA0 | 1 | UN | 1 | 5 | B | D | EAR99 | N | 85362090 | 1 |  | 2.3 | KG | 1300.2 | 1300.2 | LP20 | LP20 | circuit breaker VL250N standard breaking capacity Icu=55kA, 415V AC 3-pole, line protection Electronic Trip Unit TM, LI In=200A, rated current IR=160...200A, overload protection, II=1000...2000A, short-circuit protection Shunt release 208...277 V AC without auxiliary/alarm switch | - | 0 | 0
3VL3720-1DC36-8TB1 |  | 3VL3720-1DC36-8TB1 | 1 | UN | 1 | 5 | B | D | EAR99 | N | 85362090 | 1 | 4011209754812 | 2.72 | KG | 1375.88 | 1375.88 | LP20 | LP20 | circuit breaker VL250N standard breaking capacity Icu=55kA, 415V AC 3-pole, line protection Electronic Trip Unit TM, LI In=200A, rated current IR=160...200A, overload protection, II=1000...2000A, short-circuit protection Shunt release 208...277 V AC Auxiliary switch mounting kit 2 AUX (1 NO + 1 NC) | - | 0 | 0
3VL3720-1DC36-8TD1 |  | 3VL3720-1DC36-8TD1 | 1 | UN | 1 | 5 | B | D | EAR99 | N | 85362090 | 1 | 4011209754829 | 2.686 | KG | 1396.45 | 1396.45 | LP20 | LP20 | circuit breaker VL250N standard breaking capacity Icu=55kA, 415V AC 3-pole, line protection Electronic Trip Unit TM, LI In=200A, rated current IR=160...200A, overload protection, II=1000...2000A, short-circuit protection Shunt release 208...277 V AC Auxiliary/alarm switch mounting kit 2 AUX (1 NO+1 NC)+1 AS (1 NO) | - | 0 | 0
3VL3720-1EC43-0AA0 |  | 3VL3720-1EC43-0AA0 | 1 | UN | 1 | 5 | B | D | EAR99 | N | 85362090 | 1 | 4011209835351 | 3.59 | KG | 1650 | 1504.4 | LP20 | LP20 | circuit breaker VL250N standard breaking capacity Icu=55kA, 415V AC 4-pole, line protection Electronic Trip Unit TM, LI In=200A, rated current IR=160...200A, overload protection, II=1000...2000A, short-circuit protection N protected with box terminal without auxiliary release without auxiliary/alarm switch | - | 0 | 0
3VL3720-1EC43-0AA0-Z | U01 | 3VL3720-1EC43-0AA0-ZU01 | 1 | UN | 1 | 5 | B | D | EAR99 | N | 85362090 | 1 |  | 3.2 | KG | 1698.4 | 1698.4 | LP20 | LP20 | circuit breaker VL250N standard breaking capacity Icu=55kA, 415V AC 4-pole, line protection Electronic Trip Unit TM, LI In=200A, rated current IR=160...200A, overload protection, II=1000...2000A, short-circuit protection N protected with box terminal without auxiliary release without auxiliary/alarm switch with Safety Label for USA | - | 0 | 0
3VL3720-1EC46-0AA0 |  | 3VL3720-1EC46-0AA0 | 1 | UN | 1 | 5 | B | D | EAR99 | N | 85362090 | 1 | 4011209483552 | 3.59 | KG | 1617 | 1504.4 | LP20 | LP20 | circuit breaker VL250N standard breaking capacity Icu=55kA, 415V AC 4-pole, line protection Electronic Trip Unit TM, LI In=200A, rated current IR=160...200A, overload protection, II=1000...2000A, short-circuit protection N protected without auxiliary release without auxiliary/alarm switch | - | 0 | 0
3VL3720-1EC46-0AA0-Z | U01 | 3VL3720-1EC46-0AA0-ZU01 | 1 | UN | 1 | 5 | B | D | EAR99 | N | 85362090 | 1 |  | 3.2 | KG | 1665.4 | 1665.4 | LP20 | LP20 | circuit breaker VL250N standard breaking capacity Icu=55kA, 415V AC 4-pole, line protection Electronic Trip Unit TM, LI In=200A, rated current IR=160...200A, overload protection, II=1000...2000A, short-circuit protection N protected without auxiliary release without auxiliary/alarm switch with Safety Label for USA | - | 0 | 0
3VL3720-1EC46-0AB1 |  | 3VL3720-1EC46-0AB1 | 1 | UN | 1 | 5 | B | D | EAR99 | N | 85362090 | 1 | 4011209754836 | 3.481 | KG | 1692.68 | 1692.68 | LP20 | LP20 | circuit breaker VL250N standard breaking capacity Icu=55kA, 415V AC 4-pole, line protection Electronic Trip Unit TM, LI In=200A, rated current IR=160...200A, overload protection, II=1000...2000A, short-circuit protection N protected without auxiliary release Auxiliary switch mounting kit 2 AUX (1 NO + 1 NC) | - | 0 | 0
3VL3720-1EJ43-0AA0 |  | 3VL3720-1EJ43-0AA0 | 1 | UN | 1 | 5 | B | D | EAR99 | N | 85362090 | 1 | 4011209776937 | 3.607 | KG | 1518 | 1389.6 | LP20 | LP20 | circuit breaker VL250N standard breaking capacity Icu=55kA, 415V AC 4-pole, line protection Electronic Trip Unit TM, LI In=200A, rated current IR=160...200A, overload protection, II=1000...2000A, short-circuit protection N unprotected with box terminal without auxiliary release without auxiliary/alarm switch | - | 0 | 0
3VL3720-1EJ43-0AA0-Z | U01 | 3VL3720-1EJ43-0AA0-ZU01 | 1 | UN | 1 | 5 | B | D | EAR99 | N | 85362090 | 1 |  | 3.2 | KG | 1566.4 | 1566.4 | LP20 | LP20 | circuit breaker VL250N standard breaking capacity Icu=55kA, 415V AC 4-pole, line protection Electronic Trip Unit TM, LI In=200A, rated current IR=160...200A, overload protection, II=1000...2000A, short-circuit protection N unprotected with box terminal without auxiliary release without auxiliary/alarm switch with Safety Label for USA | - | 0 | 0
3VL3720-1EJ43-0AB1 |  | 3VL3720-1EJ43-0AB1 | 1 | UN | 1 | 5 | B | D | EAR99 | N | 85362090 | 1 | 4011209944978 | 3.59 | KG | 1593.68 | 1593.68 | LP20 | LP20 | circuit breaker VL250N standard breaking capacity Icu=55kA, 415V AC 4-pole, line protection Electronic Trip Unit TM, LI In=200A, rated current IR=160...200A, overload protection, II=1000...2000A, short-circuit protection N unprotected with box terminal without auxiliary release Auxiliary switch mounting kit 2 AUX (1 NO + 1 NC) | - | 0 | 0
3VL3720-1EJ46-0AA0 |  | 3VL3720-1EJ46-0AA0 | 1 | UN | 1 | 5 | B | D | EAR99 | N | 85362090 | 1 | 4011209483569 | 3.348 | KG | 1485 | 1389.6 | LP20 | LP20 | circuit breaker VL250N standard breaking capacity Icu=55kA, 415V AC 4-pole, line protection Electronic Trip Unit TM, LI In=200A, rated current IR=160...200A, overload protection, II=1000...2000A, short-circuit protection N unprotected without auxiliary release without auxiliary/alarm switch | - | 0 | 0
3VL3720-1EJ46-0AA0-Z | U01 | 3VL3720-1EJ46-0AA0-ZU01 | 1 | UN | 1 | 5 | B | D | EAR99 | N | 85362090 | 1 |  | 3.2 | KG | 1533.4 | 1533.4 | LP20 | LP20 | circuit breaker VL250N standard breaking capacity Icu=55kA, 415V AC 4-pole, line protection Electronic Trip Unit TM, LI In=200A, rated current IR=160...200A, overload protection, II=1000...2000A, short-circuit protection N unprotected without auxiliary release without auxiliary/alarm switch with Safety Label for USA | - | 0 | 0
3VL3720-1EJ46-8KD1 |  | 3VL3720-1EJ46-8KD1 | 1 | UN | 1 | 5 | B | D | EAR99 | N | 85362090 | 1 | 4011209754843 | 3.435 | KG | 1726.45 | 1726.45 | LP20 | LP20 | circuit breaker VL250N standard breaking capacity Icu=55kA, 415V AC 4-pole, line protection Electronic Trip Unit TM, LI In=200A, rated current IR=160...200A, overload protection, II=1000...2000A, short-circuit protection N unprotected Shunt release 110...127 V DC Auxiliary/alarm switch mounting kit 2 AUX (1 NO+1 NC)+1 AS (1 NO) | - | 0 | 0
3VL3720-1EM43-0AA0 |  | 3VL3720-1EM43-0AA0 | 1 | UN | 1 | 5 | B | D | EAR99 | N | 85362090 | 1 | 4011209835368 | 3.2 | KG | 1650 | 1429.1 | LP20 | LP20 | circuit breaker VL250N standard breaking capacity Icu=55kA, 415V AC 4-pole, line protection trip unit, TM, LI In=200A, rated current IR=160...200A, overload prot. II=1000...2000A, short-circuit protection N protected (100%) with box terminal without auxiliary release without auxiliary/alarm switch | - | 0 | 0
3VL3720-1EM43-0AA0-Z | U01 | 3VL3720-1EM43-0AA0-ZU01 | 1 | UN | 1 | 5 | B | D | EAR99 | N | 85362090 | 1 |  | 3.2 | KG | 1698.4 | 1698.4 | LP20 | LP20 | circuit breaker VL250N standard breaking capacity Icu=55kA, 415V AC 4-pole, line protection trip unit, TM, LI In=200A, rated current IR=160...200A, overload prot. II=1000...2000A, short-circuit protection N protected (100%) with box terminal without auxiliary release without auxiliary/alarm switch with Safety Label for USA | - | 0 | 0
3VL3720-1EM46-0AA0 |  | 3VL3720-1EM46-0AA0 | 1 | UN | 1 | 5 | B | D | EAR99 | N | 85362090 | 1 | 4011209700543 | 3.2 | KG | 1617 | 1429.1 | LP20 | LP20 | circuit breaker VL250N standard breaking capacity Icu=55kA, 415V AC 4-pole, line protection trip unit, TM, LI In=200A, rated current IR=160...200A, overload prot. II=1000...2000A, short-circuit protection N protected (100%) without auxiliary release without auxiliary/alarm switch | - | 0 | 0
3VL3720-1EM46-0AA0-Z | U01 | 3VL3720-1EM46-0AA0-ZU01 | 1 | UN | 1 | 5 | B | D | EAR99 | N | 85362090 | 1 |  | 3.2 | KG | 1665.4 | 1665.4 | LP20 | LP20 | circuit breaker VL250N standard breaking capacity Icu=55kA, 415V AC 4-pole, line protection trip unit, TM, LI In=200A, rated current IR=160...200A, overload prot. II=1000...2000A, short-circuit protection N protected (100%) without auxiliary release without auxiliary/alarm switch with Safety Label for USA | - | 0 | 0
3VL3720-1EM46-0AB1-Z | U01 | 3VL3720-1EM46-0AB1-ZU01 | 1 | UN | 1 | 5 | B | D | EAR99 | N | 85362090 | 1 |  | 3.2 | KG | 1741.08 | 1741.08 | LP20 | LP20 | circuit breaker VL250N standard breaking capacity Icu=55kA, 415V AC 4-pole, line protection trip unit, TM, LI In=200A, rated current IR=160...200A, overload prot. II=1000...2000A, short-circuit protection N protected (100%) without auxiliary release Auxiliary switch mounting kit 2 AUX (1 NO + 1 NC) with Safety Label for USA | - | 0 | 0
3VL3720-1LA43-0AA0 |  | 3VL3720-1LA43-0AA0 | 1 | UN | 1 | 5 | B | D | EAR99 | N | 85362090 | 1 | 4011209873254 | 3.607 | KG | 2618 | 2618 | LP20 | LP20 | circuit breaker VL250N standard breaking capacity Icu=55kA, 415V AC 4-pole, line protection Electronic Trip Unit ETU10, LI In=200A, rated current IR=80...200A, overload protection, II=1.25 to 11xIN, short-circuit protection N protected without auxiliary release with box terminal shipbuilding certificate for LRS, DNV and gL without auxiliary/alarm switch | - | 0 | 0
3VL3720-1LA43-0AA0-Z | U01 | 3VL3720-1LA43-0AA0-ZU01 | 1 | UN | 1 | 5 | B | D | EAR99 | N | 85362090 | 1 |  | 3.3 | KG | 2666.4 | 2666.4 | LP20 | LP20 | circuit breaker VL250N standard breaking capacity Icu=55kA, 415V AC 4-pole, line protection Electronic Trip Unit ETU10, LI In=200A, rated current IR=80...200A, overload protection, II=1.25 to 11xIN, short-circuit protection N protected without auxiliary release with box terminal shipbuilding certificate for LRS, DNV and gL without auxiliary/alarm switch with Safety Label for USA | - | 0 | 0
3VL3720-1LA46-0AA0 |  | 3VL3720-1LA46-0AA0 | 1 | UN | 1 | 5 | B | D | EAR99 | N | 85362090 | 1 | 4011209873285 | 3.361 | KG | 2607 | 2607 | LP20 | LP20 | circuit breaker VL250N standard breaking capacity Icu=55kA, 415V AC 4-pole, line protection Electronic Trip Unit ETU10, LI In=200A, rated current IR=80...200A, overload protection, II=1.25 to 11xIN, short-circuit protection N protected without auxiliary release shipbuilding certificate for LRS, DNV and gL without auxiliary/alarm switch | - | 0 | 0
3VL3720-1LA46-0AA0-Z | U01 | 3VL3720-1LA46-0AA0-ZU01 | 1 | UN | 1 | 5 | B | D | EAR99 | N | 85362090 | 1 |  | 3.3 | KG | 2655.4 | 2655.4 | LP20 | LP20 | circuit breaker VL250N standard breaking capacity Icu=55kA, 415V AC 4-pole, line protection Electronic Trip Unit ETU10, LI In=200A, rated current IR=80...200A, overload protection, II=1.25 to 11xIN, short-circuit protection N protected without auxiliary release shipbuilding certificate for LRS, DNV and gL without auxiliary/alarm switch with Safety Label for USA | - | 0 | 0
3VL3720-1LB33-0AA0 |  | 3VL3720-1LB33-0AA0 | 1 | UN | 1 | 5 | B | D | EAR99 | N | 85362090 | 1 | 4011209872547 | 2.3 | KG | 1892 | 1892 | LP20 | LP20 | circuit breaker VL250N standard breaking capacity Icu=55kA, 415V AC 3-pole, line protection Electronic Trip Unit ETU10, LI In=200A, rated current IR=80...200A, overload protection, II=1.25 to 11xIN, short-circuit protection without auxiliary release with box terminal shipbuilding certificate for LRS, DNV and gL without auxiliary/alarm switch | - | 0 | 0
3VL3720-1LB33-0AA0-Z | U01 | 3VL3720-1LB33-0AA0-ZU01 | 1 | UN | 1 | 5 | B | D | EAR99 | N | 85362090 | 1 |  | 2.5 | KG | 1940.4 | 1940.4 | LP20 | LP20 | circuit breaker VL250N standard breaking capacity Icu=55kA, 415V AC 3-pole, line protection Electronic Trip Unit ETU10, LI In=200A, rated current IR=80...200A, overload protection, II=1.25 to 11xIN, short-circuit protection without auxiliary release with box terminal shipbuilding certificate for LRS, DNV and gL without auxiliary/alarm switch with Safety Label for USA | - | 0 | 0
3VL3720-1LB36-0AA0 |  | 3VL3720-1LB36-0AA0 | 1 | UN | 1 | 5 | B | D | EAR99 | N | 85362090 | 1 | 4011209872578 | 2.686 | KG | 1881 | 1881 | LP20 | LP20 | circuit breaker VL250N standard breaking capacity Icu=55kA, 415V AC 3-pole, line protection Electronic Trip Unit ETU10, LI In=200A, rated current IR=80...200A, overload protection, II=1.25 to 11xIN, short-circuit protection without auxiliary release shipbuilding certificate for LRS, DNV and gL without auxiliary/alarm switch | - | 0 | 0
3VL3720-1LB36-0AA0-Z | U01 | 3VL3720-1LB36-0AA0-ZU01 | 1 | UN | 1 | 5 | B | D | EAR99 | N | 85362090 | 1 |  | 2.5 | KG | 1929.4 | 1929.4 | LP20 | LP20 | circuit breaker VL250N standard breaking capacity Icu=55kA, 415V AC 3-pole, line protection Electronic Trip Unit ETU10, LI In=200A, rated current IR=80...200A, overload protection, II=1.25 to 11xIN, short-circuit protection without auxiliary release shipbuilding certificate for LRS, DNV and gL without auxiliary/alarm switch with Safety Label for USA | - | 0 | 0
3VL3720-1LE33-0AA0 |  | 3VL3720-1LE33-0AA0 | 1 | UN | 1 | 5 | B | D | EAR99 | N | 85362090 | 1 | 4011209872660 | 2.3 | KG | 2013 | 2013 | LP20 | LP20 | circuit breaker VL250N standard breaking capacity Icu=55kA, 415V AC 3-pole, line protection Electronic Trip Unit ETU20, LSI In=200A, rated current IR=80...200A, overload protection, ISD=1.5 to 10xIR, II=11xIN short-circuit protection without auxiliary release with box terminal shipbuilding certificate for LRS, DNV and gL without auxiliary/alarm switch | - | 0 | 0
3VL3720-1LE33-0AA0-Z | U01 | 3VL3720-1LE33-0AA0-ZU01 | 1 | UN | 1 | 5 | B | D | EAR99 | N | 85362090 | 1 |  | 2.5 | KG | 2061.4 | 2061.4 | LP20 | LP20 | circuit breaker VL250N standard breaking capacity Icu=55kA, 415V AC 3-pole, line protection Electronic Trip Unit ETU20, LSI In=200A, rated current IR=80...200A, overload protection, ISD=1.5 to 10xIR, II=11xIN short-circuit protection without auxiliary release with box terminal shipbuilding certificate for LRS, DNV and gL without auxiliary/alarm switch with Safety Label for USA | - | 0 | 0
3VL3720-1LE36-0AA0 |  | 3VL3720-1LE36-0AA0 | 1 | UN | 1 | 5 | B | D | EAR99 | N | 85362090 | 1 | 4011209872691 | 2.686 | KG | 1980 | 1980 | LP20 | LP20 | circuit breaker VL250N standard breaking capacity Icu=55kA, 415V AC 3-pole, line protection Electronic Trip Unit ETU20, LSI In=200A, rated current IR=80...200A, overload protection, ISD=1.5 to 10xIR, II=11xIN short-circuit protection without auxiliary release shipbuilding certificate for LRS, DNV and gL without auxiliary/alarm switch | - | 0 | 0
3VL3720-1LE36-0AA0-Z | U01 | 3VL3720-1LE36-0AA0-ZU01 | 1 | UN | 1 | 5 | B | D | EAR99 | N | 85362090 | 1 |  | 2.5 | KG | 2028.4 | 2028.4 | LP20 | LP20 | circuit breaker VL250N standard breaking capacity Icu=55kA, 415V AC 3-pole, line protection Electronic Trip Unit ETU20, LSI In=200A, rated current IR=80...200A, overload protection, ISD=1.5 to 10xIR, II=11xIN short-circuit protection without auxiliary release shipbuilding certificate for LRS, DNV and gL without auxiliary/alarm switch with Safety Label for USA | - | 0 | 0
3VL3720-1LF43-0AA0 |  | 3VL3720-1LF43-0AA0 | 1 | UN | 1 | 5 | B | D | EAR99 | N | 85362090 | 1 | 4011209874022 | 3.607 | KG | 2794 | 2794 | LP20 | LP20 | circuit breaker VL250N standard breaking capacity Icu=55kA, 415V AC 4-pole, line protection Electronic Trip Unit ETU20, LSI In=200A, rated current IR=80...200A, overload protection, ISD=1.5 to 10xIR, II=11xIN short-circuit protection N protected without auxiliary release with box terminal shipbuilding certificate for LRS, DNV and gL without auxiliary/alarm switch | - | 0 | 0
3VL3720-1LF43-0AA0-Z | U01 | 3VL3720-1LF43-0AA0-ZU01 | 1 | UN | 1 | 5 | B | D | EAR99 | N | 85362090 | 1 |  | 3.3 | KG | 2842.4 | 2842.4 | LP20 | LP20 | circuit breaker VL250N standard breaking capacity Icu=55kA, 415V AC 4-pole, line protection Electronic Trip Unit ETU20, LSI In=200A, rated current IR=80...200A, overload protection, ISD=1.5 to 10xIR, II=11xIN short-circuit protection N protected without auxiliary release with box terminal shipbuilding certificate for LRS, DNV and gL without auxiliary/alarm switch with Safety Label for USA | - | 0 | 0
3VL3720-1LF46-0AA0 |  | 3VL3720-1LF46-0AA0 | 1 | UN | 1 | 5 | B | D | EAR99 | N | 85362090 | 1 | 4011209873384 | 3.361 | KG | 2761 | 2761 | LP20 | LP20 | circuit breaker VL250N standard breaking capacity Icu=55kA, 415V AC 4-pole, line protection Electronic Trip Unit ETU20, LSI In=200A, rated current IR=80...200A, overload protection, ISD=1.5 to 10xIR, II=11xIN short-circuit protection N protected without auxiliary release shipbuilding certificate for LRS, DNV and gL without auxiliary/alarm switch | - | 0 | 0
3VL3720-1LF46-0AA0-Z | U01 | 3VL3720-1LF46-0AA0-ZU01 | 1 | UN | 1 | 5 | B | D | EAR99 | N | 85362090 | 1 |  | 3.3 | KG | 2809.4 | 2809.4 | LP20 | LP20 | circuit breaker VL250N standard breaking capacity Icu=55kA, 415V AC 4-pole, line protection Electronic Trip Unit ETU20, LSI In=200A, rated current IR=80...200A, overload protection, ISD=1.5 to 10xIR, II=11xIN short-circuit protection N protected without auxiliary release shipbuilding certificate for LRS, DNV and gL without auxiliary/alarm switch with Safety Label for USA | - | 0 | 0
3VL3720-1LS33-0AA0 |  | 3VL3720-1LS33-0AA0 | 1 | UN | 1 | 5 | B | D | EAR99 | N | 85362090 | 1 | 4011209872783 | 2.3 | KG | 1958 | 1958 | LP20 | LP20 | circuit breaker VL250N standard breaking capacity Icu=55kA, 415V AC 3-pole, motor protection Electronic Trip Unit ETU30M, LI IR=80...200A, overload prot., TC=10A...30, II=6/8/11 xIN, short-circuit protection with screw terminals without auxiliary release with box terminal shipbuilding certificate for LRS, DNV and gL without auxiliary/alarm switch | - | 0 | 0
3VL3720-1LS33-0AA0-Z | U01 | 3VL3720-1LS33-0AA0-ZU01 | 1 | UN | 1 | 5 | B | D | EAR99 | N | 85362090 | 1 |  | 2.5 | KG | 2006.4 | 2006.4 | LP20 | LP20 | circuit breaker VL250N standard breaking capacity Icu=55kA, 415V AC 3-pole, motor protection Electronic Trip Unit ETU30M, LI IR=80...200A, overload prot., TC=10A...30, II=6/8/11 xIN, short-circuit protection with screw terminals without auxiliary release with box terminal shipbuilding certificate for LRS, DNV and gL without auxiliary/alarm switch with Safety Label for USA | - | 0 | 0
3VL3720-1LS36-0AA0 |  | 3VL3720-1LS36-0AA0 | 1 | UN | 1 | 5 | B | D | EAR99 | N | 85362090 | 1 | 4011209872813 | 2.686 | KG | 1936 | 1936 | LP20 | LP20 | circuit breaker VL250N standard breaking capacity Icu=55kA, 415V AC 3-pole, motor protection Electronic Trip Unit ETU30M, LI IR=80...200A, overload prot., TC=10A...30, II=6/8/11 xIN, short-circuit protection with screw terminals without auxiliary release shipbuilding certificate for LRS, DNV and gL without auxiliary/alarm switch | - | 0 | 0
3VL3720-1LS36-0AA0-Z | U01 | 3VL3720-1LS36-0AA0-ZU01 | 1 | UN | 1 | 5 | B | D | EAR99 | N | 85362090 | 1 |  | 2.5 | KG | 1984.4 | 1984.4 | LP20 | LP20 | circuit breaker VL250N standard breaking capacity Icu=55kA, 415V AC 3-pole, motor protection Electronic Trip Unit ETU30M, LI IR=80...200A, overload prot., TC=10A...30, II=6/8/11 xIN, short-circuit protection with screw terminals without auxiliary release shipbuilding certificate for LRS, DNV and gL without auxiliary/alarm switch with Safety Label for USA | - | 0 | 0
3VL3720-1MB33-0AA0 |  | 3VL3720-1MB33-0AA0 | 1 | UN | 1 | 5 | B | D | EAR99 | N | 85362090 | 1 | 4011209808119 | 2.3 | KG | 1738 | 1738 | LP20 | LP20 | circuit breaker VL250N standard breaking capacity Icu=55kA, 415V AC 3-pole, line protection Electronic Trip Unit ETU10, LI In=200A, rated current IR=80...200A, overload protection, II=1.25 to 11xIN, short-circuit protection without auxiliary release with box terminal ETU communication-capable without auxiliary/alarm switch | - | 0 | 0
3VL3720-1MB33-0AA0-Z | U01 | 3VL3720-1MB33-0AA0-ZU01 | 1 | UN | 1 | 5 | B | D | EAR99 | N | 85362090 | 1 |  | 2.5 | KG | 1786.4 | 1786.4 | LP20 | LP20 | circuit breaker VL250N standard breaking capacity Icu=55kA, 415V AC 3-pole, line protection Electronic Trip Unit ETU10, LI In=200A, rated current IR=80...200A, overload protection, II=1.25 to 11xIN, short-circuit protection without auxiliary release with box terminal ETU communication-capable without auxiliary/alarm switch with Safety Label for USA | - | 0 | 0
3VL3720-1MB36-0AA0 |  | 3VL3720-1MB36-0AA0 | 1 | UN | 1 | 5 | B | D | EAR99 | N | 85362090 | 1 | 4011209808669 | 2.686 | KG | 1727 | 1727 | LP20 | LP20 | circuit breaker VL250N standard breaking capacity Icu=55kA, 415V AC 3-pole, line protection Electronic Trip Unit ETU10, LI In=200A, rated current IR=80...200A, overload protection, II=1.25 to 11xIN, short-circuit protection without auxiliary release ETU communication-capable without auxiliary/alarm switch | - | 0 | 0
3VL3720-1MB36-0AA0-Z | U01 | 3VL3720-1MB36-0AA0-ZU01 | 1 | UN | 1 | 5 | B | D | EAR99 | N | 85362090 | 1 |  | 2.5 | KG | 1775.4 | 1775.4 | LP20 | LP20 | circuit breaker VL250N standard breaking capacity Icu=55kA, 415V AC 3-pole, line protection Electronic Trip Unit ETU10, LI In=200A, rated current IR=80...200A, overload protection, II=1.25 to 11xIN, short-circuit protection without auxiliary release ETU communication-capable without auxiliary/alarm switch with Safety Label for USA | - | 0 | 0
3VL3720-1ME33-0AA0 |  | 3VL3720-1ME33-0AA0 | 1 | UN | 1 | 5 | B | D | EAR99 | N | 85362090 | 1 | 4011209808133 | 2.3 | KG | 1848 | 1848 | LP20 | LP20 | circuit breaker VL250N standard breaking capacity Icu=55kA, 415V AC 3-pole, line protection Electronic Trip Unit ETU20, LSI In=200A, rated current IR=80...200A, overload protection, ISD=1.5 to 10xIR, II=11xIN short-circuit protection without auxiliary release with box terminal ETU communication-capable without auxiliary/alarm switch | - | 0 | 0
3VL3720-1ME33-0AA0-Z | U01 | 3VL3720-1ME33-0AA0-ZU01 | 1 | UN | 1 | 5 | B | D | EAR99 | N | 85362090 | 1 |  | 2.5 | KG | 1896.4 | 1896.4 | LP20 | LP20 | circuit breaker VL250N standard breaking capacity Icu=55kA, 415V AC 3-pole, line protection Electronic Trip Unit ETU20, LSI In=200A, rated current IR=80...200A, overload protection, ISD=1.5 to 10xIR, II=11xIN short-circuit protection without auxiliary release with box terminal ETU communication-capable without auxiliary/alarm switch with Safety Label for USA | - | 0 | 0
3VL3720-1ME36-0AA0 |  | 3VL3720-1ME36-0AA0 | 1 | UN | 1 | 5 | B | D | EAR99 | N | 85362090 | 1 | 4011209808683 | 2.686 | KG | 1826 | 1826 | LP20 | LP20 | circuit breaker VL250N standard breaking capacity Icu=55kA, 415V AC 3-pole, line protection Electronic Trip Unit ETU20, LSI In=200A, rated current IR=80...200A, overload protection, ISD=1.5 to 10xIR, II=11xIN short-circuit protection without auxiliary release ETU communication-capable without auxiliary/alarm switch | - | 0 | 0
3VL3720-1ME36-0AA0-Z | U01 | 3VL3720-1ME36-0AA0-ZU01 | 1 | UN | 1 | 5 | B | D | EAR99 | N | 85362090 | 1 |  | 2.5 | KG | 1874.4 | 1874.4 | LP20 | LP20 | circuit breaker VL250N standard breaking capacity Icu=55kA, 415V AC 3-pole, line protection Electronic Trip Unit ETU20, LSI In=200A, rated current IR=80...200A, overload protection, ISD=1.5 to 10xIR, II=11xIN short-circuit protection without auxiliary release ETU communication-capable without auxiliary/alarm switch with Safety Label for USA | - | 0 | 0
3VL3720-1MF33-0AA0 |  | 3VL3720-1MF33-0AA0 | 1 | UN | 1 | 5 | B | D | EAR99 | N | 85362090 | 1 | 4011209808157 | 2.3 | KG | 2409 | 2409 | LP20 | LP20 | circuit breaker VL250N standard breaking capacity Icu=55kA, 415V AC 3-pole, line protection Electronic Trip Unit ETU12, LIGN 3 phases/4 lines In=200A, rated current IR=80...200A, overload protection, II=1.25 to 11xIN, short-circuit protection without auxiliary release with box terminal ETU communication-capable without auxiliary/alarm switch | - | 0 | 0
3VL3720-1MF33-0AA0-Z | U01 | 3VL3720-1MF33-0AA0-ZU01 | 1 | UN | 1 | 5 | B | D | EAR99 | N | 85362090 | 1 |  | 2.5 | KG | 2457.4 | 2457.4 | LP20 | LP20 | circuit breaker VL250N standard breaking capacity Icu=55kA, 415V AC 3-pole, line protection Electronic Trip Unit ETU12, LIGN 3 phases/4 lines In=200A, rated current IR=80...200A, overload protection, II=1.25 to 11xIN, short-circuit protection without auxiliary release with box terminal ETU communication-capable without auxiliary/alarm switch with Safety Label for USA | - | 0 | 0
3VL3720-1MF36-0AA0 |  | 3VL3720-1MF36-0AA0 | 1 | UN | 1 | 5 | B | D | EAR99 | N | 85362090 | 1 | 4011209808706 | 2.686 | KG | 2398 | 2398 | LP20 | LP20 | circuit breaker VL250N standard breaking capacity Icu=55kA, 415V AC 3-pole, line protection Electronic Trip Unit ETU12, LIGN 3 phases/4 lines In=200A, rated current IR=80...200A, overload protection, II=1.25 to 11xIN, short-circuit protection without auxiliary release ETU communication-capable without auxiliary/alarm switch | - | 0 | 0
3VL3720-1MF36-0AA0-Z | U01 | 3VL3720-1MF36-0AA0-ZU01 | 1 | UN | 1 | 5 | B | D | EAR99 | N | 85362090 | 1 |  | 2.5 | KG | 2446.4 | 2446.4 | LP20 | LP20 | circuit breaker VL250N standard breaking capacity Icu=55kA, 415V AC 3-pole, line protection Electronic Trip Unit ETU12, LIGN 3 phases/4 lines In=200A, rated current IR=80...200A, overload protection, II=1.25 to 11xIN, short-circuit protection without auxiliary release ETU communication-capable without auxiliary/alarm switch with Safety Label for USA | - | 0 | 0
3VL3720-1MG33-0AA0 |  | 3VL3720-1MG33-0AA0 | 1 | UN | 1 | 5 | B | D | EAR99 | N | 85362090 | 1 | 4011209808171 | 2.3 | KG | 2266 | 2266 | LP20 | LP20 | circuit breaker VL250N standard breaking capacity Icu=55kA, 415V AC 3-pole, line protection Electronic Trip Unit ETU22, LSIG 3 phases/3 lines In=200A, rated current IR=80...200A, overload protection, ISD=1.5 to 10xIR, II=11xIN short-circuit protection without auxiliary release with box terminal ETU communication-capable without auxiliary/alarm switch | - | 0 | 0
3VL3720-1MG33-0AA0-Z | U01 | 3VL3720-1MG33-0AA0-ZU01 | 1 | UN | 1 | 5 | B | D | EAR99 | N | 85362090 | 1 |  | 2.5 | KG | 2314.4 | 2314.4 | LP20 | LP20 | circuit breaker VL250N standard breaking capacity Icu=55kA, 415V AC 3-pole, line protection Electronic Trip Unit ETU22, LSIG 3 phases/3 lines In=200A, rated current IR=80...200A, overload protection, ISD=1.5 to 10xIR, II=11xIN short-circuit protection without auxiliary release with box terminal ETU communication-capable without auxiliary/alarm switch with Safety Label for USA | - | 0 | 0
3VL3720-1MG36-0AA0 |  | 3VL3720-1MG36-0AA0 | 1 | UN | 1 | 5 | B | D | EAR99 | N | 85362090 | 1 | 4011209808720 | 2.686 | KG | 2255 | 2255 | LP20 | LP20 | circuit breaker VL250N standard breaking capacity Icu=55kA, 415V AC 3-pole, line protection Electronic Trip Unit ETU22, LSIG 3 phases/3 lines In=200A, rated current IR=80...200A, overload protection, ISD=1.5 to 10xIR, II=11xIN short-circuit protection without auxiliary release ETU communication-capable without auxiliary/alarm switch | - | 0 | 0
3VL3720-1MG36-0AA0-Z | U01 | 3VL3720-1MG36-0AA0-ZU01 | 1 | UN | 1 | 5 | B | D | EAR99 | N | 85362090 | 1 |  | 2.5 | KG | 2303.4 | 2303.4 | LP20 | LP20 | circuit breaker VL250N standard breaking capacity Icu=55kA, 415V AC 3-pole, line protection Electronic Trip Unit ETU22, LSIG 3 phases/3 lines In=200A, rated current IR=80...200A, overload protection, ISD=1.5 to 10xIR, II=11xIN short-circuit protection without auxiliary release ETU communication-capable without auxiliary/alarm switch with Safety Label for USA | - | 0 | 0
3VL3720-1MH33-0AA0 |  | 3VL3720-1MH33-0AA0 | 1 | UN | 1 | 5 | B | D | EAR99 | N | 85362090 | 1 | 4011209808195 | 2.3 | KG | 2266 | 2266 | LP20 | LP20 | circuit breaker VL250N standard breaking capacity Icu=55kA, 415V AC 3-pole, line protection Electronic Trip Unit ETU22, LSIG 3 phases/4 lines with connecting cable In=200A, rated current IR=80...200A, overload protection, ISD=1.5 to 10xIR, II=11xIN short-circuit protection without auxiliary release with box terminal ETU communication-capable without auxiliary/alarm switch | - | 0 | 0
3VL3720-1MH33-0AA0-Z | U01 | 3VL3720-1MH33-0AA0-ZU01 | 1 | UN | 1 | 5 | B | D | EAR99 | N | 85362090 | 1 |  | 2.5 | KG | 2314.4 | 2314.4 | LP20 | LP20 | circuit breaker VL250N standard breaking capacity Icu=55kA, 415V AC 3-pole, line protection Electronic Trip Unit ETU22, LSIG 3 phases/4 lines with connecting cable In=200A, rated current IR=80...200A, overload protection, ISD=1.5 to 10xIR, II=11xIN short-circuit protection without auxiliary release with box terminal ETU communication-capable without auxiliary/alarm switch with Safety Label for USA | - | 0 | 0
3VL3720-1MH36-0AA0 |  | 3VL3720-1MH36-0AA0 | 1 | UN | 1 | 5 | B | D | EAR99 | N | 85362090 | 1 | 4011209808744 | 2.686 | KG | 2255 | 2255 | LP20 | LP20 | circuit breaker VL250N standard breaking capacity Icu=55kA, 415V AC 3-pole, line protection Electronic Trip Unit ETU22, LSIG 3 phases/4 lines with connecting cable In=200A, rated current IR=80...200A, overload protection, ISD=1.5 to 10xIR, II=11xIN short-circuit protection without auxiliary release ETU communication-capable without auxiliary/alarm switch | - | 0 | 0
3VL3720-1MH36-0AA0-Z | U01 | 3VL3720-1MH36-0AA0-ZU01 | 1 | UN | 1 | 5 | B | D | EAR99 | N | 85362090 | 1 |  | 2.5 | KG | 2303.4 | 2303.4 | LP20 | LP20 | circuit breaker VL250N standard breaking capacity Icu=55kA, 415V AC 3-pole, line protection Electronic Trip Unit ETU22, LSIG 3 phases/4 lines with connecting cable In=200A, rated current IR=80...200A, overload protection, ISD=1.5 to 10xIR, II=11xIN short-circuit protection without auxiliary release ETU communication-capable without auxiliary/alarm switch with Safety Label for USA | - | 0 | 0
3VL3720-1ML33-0AA0 |  | 3VL3720-1ML33-0AA0 | 1 | UN | 1 | 5 | B | D | EAR99 | N | 85362090 | 1 | 4011209808218 | 2.3 | KG | 2211 | 2211 | LP20 | LP20 | circuit breaker VL250N standard breaking capacity Icu=55kA, 415V AC 3-pole, line protection Electronic Trip Unit ETU12, LIG 3 phases/3 lines In=200A, rated current IR=80...200A, overload protection, II=1.25 to 11xIN, short-circuit protection without auxiliary release with box terminal ETU communication-capable without auxiliary/alarm switch | - | 0 | 0
3VL3720-1ML33-0AA0-Z | U01 | 3VL3720-1ML33-0AA0-ZU01 | 1 | UN | 1 | 5 | B | D | EAR99 | N | 85362090 | 1 |  | 2.5 | KG | 2259.4 | 2259.4 | LP20 | LP20 | circuit breaker VL250N standard breaking capacity Icu=55kA, 415V AC 3-pole, line protection Electronic Trip Unit ETU12, LIG 3 phases/3 lines In=200A, rated current IR=80...200A, overload protection, II=1.25 to 11xIN, short-circuit protection without auxiliary release with box terminal ETU communication-capable without auxiliary/alarm switch with Safety Label for USA | - | 0 | 0
3VL3720-1ML36-0AA0 |  | 3VL3720-1ML36-0AA0 | 1 | UN | 1 | 5 | B | D | EAR99 | N | 85362090 | 1 | 4011209808768 | 2.686 | KG | 2178 | 2178 | LP20 | LP20 | circuit breaker VL250N standard breaking capacity Icu=55kA, 415V AC 3-pole, line protection Electronic Trip Unit ETU12, LIG 3 phases/3 lines In=200A, rated current IR=80...200A, overload protection, II=1.25 to 11xIN, short-circuit protection without auxiliary release ETU communication-capable without auxiliary/alarm switch | - | 0 | 0
3VL3720-1ML36-0AA0-Z | U01 | 3VL3720-1ML36-0AA0-ZU01 | 1 | UN | 1 | 5 | B | D | EAR99 | N | 85362090 | 1 |  | 2.5 | KG | 2226.4 | 2226.4 | LP20 | LP20 | circuit breaker VL250N standard breaking capacity Icu=55kA, 415V AC 3-pole, line protection Electronic Trip Unit ETU12, LIG 3 phases/3 lines In=200A, rated current IR=80...200A, overload protection, II=1.25 to 11xIN, short-circuit protection without auxiliary release ETU communication-capable without auxiliary/alarm switch with Safety Label for USA | - | 0 | 0
3VL3720-1MP33-0AA0 |  | 3VL3720-1MP33-0AA0 | 1 | UN | 1 | 5 | B | D | EAR99 | N | 85362090 | 1 | 4011209808232 | 2.3 | KG | 1683 | 1683 | LP20 | LP20 | circuit breaker VL250N standard breaking capacity Icu=55kA, 415V AC 3-pole, motor/generator prot. Electronic Trip Unit ETU10M, LI In=200A, rated current IR=80...200A, overload protection, II=1.25 to 11xIN, short-circuit protection without auxiliary release with box terminal ETU communication-capable without auxiliary/alarm switch | - | 0 | 0
3VL3720-1MP33-0AA0-Z | U01 | 3VL3720-1MP33-0AA0-ZU01 | 1 | UN | 1 | 5 | B | D | EAR99 | N | 85362090 | 1 |  | 2.5 | KG | 1731.4 | 1731.4 | LP20 | LP20 | circuit breaker VL250N standard breaking capacity Icu=55kA, 415V AC 3-pole, motor/generator prot. Electronic Trip Unit ETU10M, LI In=200A, rated current IR=80...200A, overload protection, II=1.25 to 11xIN, short-circuit protection without auxiliary release with box terminal ETU communication-capable without auxiliary/alarm switch with Safety Label for USA | - | 0 | 0
3VL3720-1MP36-0AA0 |  | 3VL3720-1MP36-0AA0 | 1 | UN | 1 | 5 | B | D | EAR99 | N | 85362090 | 1 | 4011209808782 | 2.686 | KG | 1672 | 1672 | LP20 | LP20 | circuit breaker VL250N standard breaking capacity Icu=55kA, 415V AC 3-pole, motor/generator prot. Electronic Trip Unit ETU10M, LI In=200A, rated current IR=80...200A, overload protection, II=1.25 to 11xIN, short-circuit protection without auxiliary release ETU communication-capable without auxiliary/alarm switch | - | 0 | 0
3VL3720-1MP36-0AA0-Z | U01 | 3VL3720-1MP36-0AA0-ZU01 | 1 | UN | 1 | 5 | B | D | EAR99 | N | 85362090 | 1 |  | 2.5 | KG | 1720.4 | 1720.4 | LP20 | LP20 | circuit breaker VL250N standard breaking capacity Icu=55kA, 415V AC 3-pole, motor/generator prot. Electronic Trip Unit ETU10M, LI In=200A, rated current IR=80...200A, overload protection, II=1.25 to 11xIN, short-circuit protection without auxiliary release ETU communication-capable without auxiliary/alarm switch with Safety Label for USA | - | 0 | 0
3VL3720-1MS33-0AA0 |  | 3VL3720-1MS33-0AA0 | 1 | UN | 1 | 5 | B | D | EAR99 | N | 85362090 | 1 | 4011209808256 | 2.3 | KG | 1804 | 1804 | LP20 | LP20 | circuit breaker VL250N standard breaking capacity Icu=55kA, 415V AC 3-pole, motor protection Electronic Trip Unit ETU30M, LI IR=80...200A, overload prot., TC=10A...30, II=6/8/11 xIN, short-circuit protection with screw terminals without auxiliary release with box terminal ETU communication-capable without auxiliary/alarm switch | - | 0 | 0
3VL3720-1MS33-0AA0-Z | U01 | 3VL3720-1MS33-0AA0-ZU01 | 1 | UN | 1 | 5 | B | D | EAR99 | N | 85362090 | 1 |  | 2.5 | KG | 1852.4 | 1852.4 | LP20 | LP20 | circuit breaker VL250N standard breaking capacity Icu=55kA, 415V AC 3-pole, motor protection Electronic Trip Unit ETU30M, LI IR=80...200A, overload prot., TC=10A...30, II=6/8/11 xIN, short-circuit protection with screw terminals without auxiliary release with box terminal ETU communication-capable without auxiliary/alarm switch with Safety Label for USA | - | 0 | 0
3VL3720-1MS36-0AA0 |  | 3VL3720-1MS36-0AA0 | 1 | UN | 1 | 5 | B | D | EAR99 | N | 85362090 | 1 | 4011209808805 | 2.686 | KG | 1771 | 1771 | LP20 | LP20 | circuit breaker VL250N standard breaking capacity Icu=55kA, 415V AC 3-pole, motor protection Electronic Trip Unit ETU30M, LI IR=80...200A, overload prot., TC=10A...30, II=6/8/11 xIN, short-circuit protection with screw terminals without auxiliary release ETU communication-capable without auxiliary/alarm switch | - | 0 | 0
3VL3720-1MS36-0AA0-Z | U01 | 3VL3720-1MS36-0AA0-ZU01 | 1 | UN | 1 | 5 | B | D | EAR99 | N | 85362090 | 1 |  | 2.5 | KG | 1819.4 | 1819.4 | LP20 | LP20 | circuit breaker VL250N standard breaking capacity Icu=55kA, 415V AC 3-pole, motor protection Electronic Trip Unit ETU30M, LI IR=80...200A, overload prot., TC=10A...30, II=6/8/11 xIN, short-circuit protection with screw terminals without auxiliary release ETU communication-capable without auxiliary/alarm switch with Safety Label for USA | - | 0 | 0
3VL3720-1NA43-0AA0 |  | 3VL3720-1NA43-0AA0 | 1 | UN | 1 | 5 | B | D | EAR99 | N | 85362090 | 1 | 4011209808393 | 3.607 | KG | 2409 | 2409 | LP20 | LP20 | circuit breaker VL250N standard breaking capacity Icu=55kA, 415V AC 4-pole, line protection Electronic Trip Unit ETU10, LIN In=200A, rated current IR=80...200A, overload protection, II=1.25 to 11xIN, short-circuit protection N protected without auxiliary release with box terminal ETU communication-capable without auxiliary/alarm switch | - | 0 | 0
3VL3720-1NA43-0AA0-Z | U01 | 3VL3720-1NA43-0AA0-ZU01 | 1 | UN | 1 | 5 | B | D | EAR99 | N | 85362090 | 1 |  | 3.3 | KG | 2457.4 | 2457.4 | LP20 | LP20 | circuit breaker VL250N standard breaking capacity Icu=55kA, 415V AC 4-pole, line protection Electronic Trip Unit ETU10, LIN In=200A, rated current IR=80...200A, overload protection, II=1.25 to 11xIN, short-circuit protection N protected without auxiliary release with box terminal ETU communication-capable without auxiliary/alarm switch with Safety Label for USA | - | 0 | 0
3VL3720-1NA46-0AA0 |  | 3VL3720-1NA46-0AA0 | 1 | UN | 1 | 5 | B | D | EAR99 | N | 85362090 | 1 | 4011209808942 | 3.361 | KG | 2387 | 2387 | LP20 | LP20 | circuit breaker VL250N standard breaking capacity Icu=55kA, 415V AC 4-pole, line protection Electronic Trip Unit ETU10, LIN In=200A, rated current IR=80...200A, overload protection, II=1.25 to 11xIN, short-circuit protection N protected without auxiliary release ETU communication-capable without auxiliary/alarm switch | - | 0 | 0
3VL3720-1NA46-0AA0-Z | U01 | 3VL3720-1NA46-0AA0-ZU01 | 1 | UN | 1 | 5 | B | D | EAR99 | N | 85362090 | 1 |  | 3.3 | KG | 2435.4 | 2435.4 | LP20 | LP20 | circuit breaker VL250N standard breaking capacity Icu=55kA, 415V AC 4-pole, line protection Electronic Trip Unit ETU10, LIN In=200A, rated current IR=80...200A, overload protection, II=1.25 to 11xIN, short-circuit protection N protected without auxiliary release ETU communication-capable without auxiliary/alarm switch with Safety Label for USA | - | 0 | 0
3VL3720-1NB43-0AA0 |  | 3VL3720-1NB43-0AA0 | 1 | UN | 1 | 5 | B | D | EAR99 | N | 85362090 | 1 | 4011209808416 | 3.607 | KG | 2244 | 2244 | LP20 | LP20 | circuit breaker VL250N standard breaking capacity Icu=55kA, 415V AC 4-pole, line protection Electronic Trip Unit ETU10, LI In=200A, rated current IR=80...200A, overload protection, II=1.25 to 11xIN, short-circuit protection without auxiliary release with box terminal with box terminal without auxiliary/alarm switch | - | 0 | 0
3VL3720-1NB43-0AA0-Z | U01 | 3VL3720-1NB43-0AA0-ZU01 | 1 | UN | 1 | 5 | B | D | EAR99 | N | 85362090 | 1 |  | 3.3 | KG | 2292.4 | 2292.4 | LP20 | LP20 | circuit breaker VL250N standard breaking capacity Icu=55kA, 415V AC 4-pole, line protection Electronic Trip Unit ETU10, LI In=200A, rated current IR=80...200A, overload protection, II=1.25 to 11xIN, short-circuit protection without auxiliary release with box terminal with box terminal without auxiliary/alarm switch with Safety Label for USA | - | 0 | 0
3VL3720-1NB46-0AA0 |  | 3VL3720-1NB46-0AA0 | 1 | UN | 1 | 5 | B | D | EAR99 | N | 85362090 | 1 | 4011209808966 | 3.361 | KG | 2222 | 2222 | LP20 | LP20 | circuit breaker VL250N standard breaking capacity Icu=55kA, 415V AC 4-pole, line protection Electronic Trip Unit ETU10, LI In=200A, rated current IR=80...200A, overload protection, II=1.25 to 11xIN, short-circuit protection ETU communication-capable without auxiliary release ETU communication-capable without auxiliary/alarm switch | - | 0 | 0
3VL3720-1NB46-0AA0-Z | U01 | 3VL3720-1NB46-0AA0-ZU01 | 1 | UN | 1 | 5 | B | D | EAR99 | N | 85362090 | 1 |  | 3.3 | KG | 2270.4 | 2270.4 | LP20 | LP20 | circuit breaker VL250N standard breaking capacity Icu=55kA, 415V AC 4-pole, line protection Electronic Trip Unit ETU10, LI In=200A, rated current IR=80...200A, overload protection, II=1.25 to 11xIN, short-circuit protection ETU communication-capable without auxiliary release ETU communication-capable without auxiliary/alarm switch with Safety Label for USA | - | 0 | 0
3VL3720-1NE43-0AA0 |  | 3VL3720-1NE43-0AA0 | 1 | UN | 1 | 5 | B | D | EAR99 | N | 85362090 | 1 | 4011209808430 | 3.607 | KG | 2365 | 2365 | LP20 | LP20 | circuit breaker VL250N standard breaking capacity Icu=55kA, 415V AC 4-pole, line protection Electronic Trip Unit ETU20, LSI In=200A, rated current IR=80...200A, overload protection, ISD=1.5 to 10xIR, II=11xIN short-circuit protection ETU communication-capable without auxiliary release with box terminal ETU communication-capable without auxiliary/alarm switch | - | 0 | 0
3VL3720-1NE43-0AA0-Z | U01 | 3VL3720-1NE43-0AA0-ZU01 | 1 | UN | 1 | 5 | B | D | EAR99 | N | 85362090 | 1 |  | 3.3 | KG | 2413.4 | 2413.4 | LP20 | LP20 | circuit breaker VL250N standard breaking capacity Icu=55kA, 415V AC 4-pole, line protection Electronic Trip Unit ETU20, LSI In=200A, rated current IR=80...200A, overload protection, ISD=1.5 to 10xIR, II=11xIN short-circuit protection ETU communication-capable without auxiliary release with box terminal ETU communication-capable without auxiliary/alarm switch with Safety Label for USA | - | 0 | 0
3VL3720-1NE46-0AA0 |  | 3VL3720-1NE46-0AA0 | 1 | UN | 1 | 5 | B | D | EAR99 | N | 85362090 | 1 | 4011209808980 | 3.361 | KG | 2343 | 2343 | LP20 | LP20 | circuit breaker VL250N standard breaking capacity Icu=55kA, 415V AC 4-pole, line protection Electronic Trip Unit ETU20, LSI In=200A, rated current IR=80...200A, overload protection, ISD=1.5 to 10xIR, II=11xIN short-circuit protection without auxiliary release ETU communication-capable without auxiliary/alarm switch | - | 0 | 0
3VL3720-1NE46-0AA0-Z | U01 | 3VL3720-1NE46-0AA0-ZU01 | 1 | UN | 1 | 5 | B | D | EAR99 | N | 85362090 | 1 |  | 3.3 | KG | 2391.4 | 2391.4 | LP20 | LP20 | circuit breaker VL250N standard breaking capacity Icu=55kA, 415V AC 4-pole, line protection Electronic Trip Unit ETU20, LSI In=200A, rated current IR=80...200A, overload protection, ISD=1.5 to 10xIR, II=11xIN short-circuit protection without auxiliary release ETU communication-capable without auxiliary/alarm switch with Safety Label for USA | - | 0 | 0
3VL3720-1NF43-0AA0 |  | 3VL3720-1NF43-0AA0 | 1 | UN | 1 | 5 | B | D | EAR99 | N | 85362090 | 1 | 4011209808454 | 3.607 | KG | 2530 | 2530 | LP20 | LP20 | circuit breaker VL250N standard breaking capacity Icu=55kA, 415V AC 4-pole, line protection Electronic Trip Unit ETU20, LSI In=200A, rated current IR=80...200A, overload protection, ISD=1.5 to 10xIR, II=11xIN short-circuit protection N protected without auxiliary release with box terminal ETU communication-capable without auxiliary/alarm switch | - | 0 | 0
3VL3720-1NF43-0AA0-Z | U01 | 3VL3720-1NF43-0AA0-ZU01 | 1 | UN | 1 | 5 | B | D | EAR99 | N | 85362090 | 1 |  | 3.3 | KG | 2578.4 | 2578.4 | LP20 | LP20 | circuit breaker VL250N standard breaking capacity Icu=55kA, 415V AC 4-pole, line protection Electronic Trip Unit ETU20, LSI In=200A, rated current IR=80...200A, overload protection, ISD=1.5 to 10xIR, II=11xIN short-circuit protection N protected without auxiliary release with box terminal ETU communication-capable without auxiliary/alarm switch with Safety Label for USA | - | 0 | 0
3VL3720-1NF46-0AA0 |  | 3VL3720-1NF46-0AA0 | 1 | UN | 1 | 5 | B | D | EAR99 | N | 85362090 | 1 | 4011209809000 | 3.361 | KG | 2486 | 2486 | LP20 | LP20 | circuit breaker VL250N standard breaking capacity Icu=55kA, 415V AC 4-pole, line protection Electronic Trip Unit ETU20, LSI In=200A, rated current IR=80...200A, overload protection, ISD=1.5 to 10xIR, II=11xIN short-circuit protection N protected without auxiliary release ETU communication-capable without auxiliary/alarm switch | - | 0 | 0
3VL3720-1NF46-0AA0-Z | U01 | 3VL3720-1NF46-0AA0-ZU01 | 1 | UN | 1 | 5 | B | D | EAR99 | N | 85362090 | 1 |  | 3.3 | KG | 2534.4 | 2534.4 | LP20 | LP20 | circuit breaker VL250N standard breaking capacity Icu=55kA, 415V AC 4-pole, line protection Electronic Trip Unit ETU20, LSI In=200A, rated current IR=80...200A, overload protection, ISD=1.5 to 10xIR, II=11xIN short-circuit protection N protected without auxiliary release ETU communication-capable without auxiliary/alarm switch with Safety Label for USA | - | 0 | 0
3VL3720-1NH43-0AA0 |  | 3VL3720-1NH43-0AA0 | 1 | UN | 1 | 5 | B | D | EAR99 | N | 85362090 | 1 | 4011209808478 | 3.607 | KG | 3113 | 3113 | LP20 | LP20 | circuit breaker VL250N standard breaking capacity Icu=55kA, 415V AC 4-pole, line protection Electronic Trip Unit ETU22, LSIG In=200A, rated current IR=80...200A, overload protection, ISD=1.5 to 10xIR, II=11xIN short-circuit protection N protected without auxiliary release with box terminal ETU communication-capable without auxiliary/alarm switch | - | 0 | 0
3VL3720-1NH43-0AA0-Z | U01 | 3VL3720-1NH43-0AA0-ZU01 | 1 | UN | 1 | 5 | B | D | EAR99 | N | 85362090 | 1 |  | 3.3 | KG | 3161.4 | 3161.4 | LP20 | LP20 | circuit breaker VL250N standard breaking capacity Icu=55kA, 415V AC 4-pole, line protection Electronic Trip Unit ETU22, LSIG In=200A, rated current IR=80...200A, overload protection, ISD=1.5 to 10xIR, II=11xIN short-circuit protection N protected without auxiliary release with box terminal ETU communication-capable without auxiliary/alarm switch with Safety Label for USA | - | 0 | 0
3VL3720-1NH46-0AA0 |  | 3VL3720-1NH46-0AA0 | 1 | UN | 1 | 5 | B | D | EAR99 | N | 85362090 | 1 | 4011209809024 | 3.361 | KG | 3091 | 3091 | LP20 | LP20 | circuit breaker VL250N standard breaking capacity Icu=55kA, 415V AC 4-pole, line protection Electronic Trip Unit ETU22, LSIG In=200A, rated current IR=80...200A, overload protection, ISD=1.5 to 10xIR, II=11xIN short-circuit protection N protected without auxiliary release ETU communication-capable without auxiliary/alarm switch | - | 0 | 0
3VL3720-1NH46-0AA0-Z | U01 | 3VL3720-1NH46-0AA0-ZU01 | 1 | UN | 1 | 5 | B | D | EAR99 | N | 85362090 | 1 |  | 3.3 | KG | 3139.4 | 3139.4 | LP20 | LP20 | circuit breaker VL250N standard breaking capacity Icu=55kA, 415V AC 4-pole, line protection Electronic Trip Unit ETU22, LSIG In=200A, rated current IR=80...200A, overload protection, ISD=1.5 to 10xIR, II=11xIN short-circuit protection N protected without auxiliary release ETU communication-capable without auxiliary/alarm switch with Safety Label for USA | - | 0 | 0
3VL3720-1NN43-0AA0 |  | 3VL3720-1NN43-0AA0 | 1 | UN | 1 | 5 | B | D | EAR99 | N | 85362090 | 1 | 4011209808492 | 3.607 | KG | 3047 | 3047 | LP20 | LP20 | circuit breaker VL250N standard breaking capacity Icu=55kA, 415V AC 4-pole, line protection Electronic Trip Unit ETU12, LIG In=200A, rated current IR=80...200A, overload protection, II=1.25 to 11xIN, short-circuit protection N protected without auxiliary release with box terminal ETU communication-capable without auxiliary/alarm switch | - | 0 | 0
3VL3720-1NN43-0AA0-Z | U01 | 3VL3720-1NN43-0AA0-ZU01 | 1 | UN | 1 | 5 | B | D | EAR99 | N | 85362090 | 1 |  | 3.3 | KG | 3095.4 | 3095.4 | LP20 | LP20 | circuit breaker VL250N standard breaking capacity Icu=55kA, 415V AC 4-pole, line protection Electronic Trip Unit ETU12, LIG In=200A, rated current IR=80...200A, overload protection, II=1.25 to 11xIN, short-circuit protection N protected without auxiliary release with box terminal ETU communication-capable without auxiliary/alarm switch with Safety Label for USA | - | 0 | 0
3VL3720-1NN46-0AA0 |  | 3VL3720-1NN46-0AA0 | 1 | UN | 1 | 5 | B | D | EAR99 | N | 85362090 | 1 | 4011209809048 | 3.361 | KG | 3025 | 3025 | LP20 | LP20 | circuit breaker VL250N standard breaking capacity Icu=55kA, 415V AC 4-pole, line protection Electronic Trip Unit ETU12, LIG In=200A, rated current IR=80...200A, overload protection, II=1.25 to 11xIN, short-circuit protection N protected without auxiliary release ETU communication-capable without auxiliary/alarm switch | - | 0 | 0
3VL3720-1NN46-0AA0-Z | U01 | 3VL3720-1NN46-0AA0-ZU01 | 1 | UN | 1 | 5 | B | D | EAR99 | N | 85362090 | 1 |  | 3.3 | KG | 3073.4 | 3073.4 | LP20 | LP20 | circuit breaker VL250N standard breaking capacity Icu=55kA, 415V AC 4-pole, line protection Electronic Trip Unit ETU12, LIG In=200A, rated current IR=80...200A, overload protection, II=1.25 to 11xIN, short-circuit protection N protected without auxiliary release ETU communication-capable without auxiliary/alarm switch with Safety Label for USA | - | 0 | 0
3VL3720-1SB33-0AA0 |  | 3VL3720-1SB33-0AA0 | 1 | UN | 1 | 5 | B | D | EAR99 | N | 85362090 | 1 | 4011209807969 | 2.3 | KG | 1672 | 1517.1 | LP20 | LP20 | circuit breaker VL250N standard breaking capacity Icu=55kA, 415V AC 3-pole, line protection Electronic Trip Unit ETU10, LI In=200A, rated current IR=80...200A, overload protection, II=1.25 to 11xIN, short-circuit protection without auxiliary release with box terminal without auxiliary/alarm switch | - | 0 | 0
3VL3720-1SB33-0AA0-Z | U01 | 3VL3720-1SB33-0AA0-ZU01 | 1 | UN | 1 | 5 | B | D | EAR99 | N | 85362090 | 1 |  | 2.5 | KG | 1720.4 | 1720.4 | LP20 | LP20 | circuit breaker VL250N standard breaking capacity Icu=55kA, 415V AC 3-pole, line protection Electronic Trip Unit ETU10, LI In=200A, rated current IR=80...200A, overload protection, II=1.25 to 11xIN, short-circuit protection without auxiliary release with box terminal without auxiliary/alarm switch with Safety Label for USA | - | 0 | 0
3VL3720-1SB36-0AA0 |  | 3VL3720-1SB36-0AA0 | 1 | UN | 1 | 5 | B | D | EAR99 | N | 85362090 | 1 | 4011209808515 | 2.612 | KG | 1639 | 1517.1 | LP20 | LP20 | circuit breaker VL250N standard breaking capacity Icu=55kA, 415V AC 3-pole, line protection Electronic Trip Unit ETU10, LI In=200A, rated current IR=80...200A, overload protection, II=1.25 to 11xIN, short-circuit protection without auxiliary release without auxiliary/alarm switch | - | 0 | 0
3VL3720-1SB36-0AA0-Z | U01 | 3VL3720-1SB36-0AA0-ZU01 | 1 | UN | 1 | 5 | B | D | EAR99 | N | 85362090 | 1 |  | 2.5 | KG | 1687.4 | 1687.4 | LP20 | LP20 | circuit breaker VL250N standard breaking capacity Icu=55kA, 415V AC 3-pole, line protection Electronic Trip Unit ETU10, LI In=200A, rated current IR=80...200A, overload protection, II=1.25 to 11xIN, short-circuit protection without auxiliary release without auxiliary/alarm switch with Safety Label for USA | - | 0 | 0
3VL3720-1SE33-0AA0 |  | 3VL3720-1SE33-0AA0 | 1 | UN | 1 | 5 | B | D | EAR99 | N | 85362090 | 1 | 4011209807983 | 2.3 | KG | 1738 | 1592.8 | LP20 | LP20 | circuit breaker VL250N standard breaking capacity Icu=55kA, 415V AC 3-pole, line protection Electronic Trip Unit ETU20, LSI In=200A, rated current IR=80...200A, overload protection, ISD=1.5 to 10xIR, II=11xIN short-circuit protection without auxiliary release with box terminal without auxiliary/alarm switch | - | 0 | 0
3VL3720-1SE33-0AA0-Z | U01 | 3VL3720-1SE33-0AA0-ZU01 | 1 | UN | 1 | 5 | B | D | EAR99 | N | 85362090 | 1 |  | 2.5 | KG | 1786.4 | 1786.4 | LP20 | LP20 | circuit breaker VL250N standard breaking capacity Icu=55kA, 415V AC 3-pole, line protection Electronic Trip Unit ETU20, LSI In=200A, rated current IR=80...200A, overload protection, ISD=1.5 to 10xIR, II=11xIN short-circuit protection without auxiliary release with box terminal without auxiliary/alarm switch with Safety Label for USA | - | 0 | 0
3VL3720-1SE36-0AA0 |  | 3VL3720-1SE36-0AA0 | 1 | UN | 1 | 5 | B | D | EAR99 | N | 85362090 | 1 | 4011209808539 | 2.612 | KG | 1727 | 1592.8 | LP20 | LP20 | circuit breaker VL250N standard breaking capacity Icu=55kA, 415V AC 3-pole, line protection Electronic Trip Unit ETU20, LSI In=200A, rated current IR=80...200A, overload protection, ISD=1.5 to 10xIR, II=11xIN short-circuit protection without auxiliary release without auxiliary/alarm switch | - | 0 | 0
3VL3720-1SE36-0AA0-Z | U01 | 3VL3720-1SE36-0AA0-ZU01 | 1 | UN | 1 | 5 | B | D | EAR99 | N | 85362090 | 1 |  | 2.5 | KG | 1775.4 | 1775.4 | LP20 | LP20 | circuit breaker VL250N standard breaking capacity Icu=55kA, 415V AC 3-pole, line protection Electronic Trip Unit ETU20, LSI In=200A, rated current IR=80...200A, overload protection, ISD=1.5 to 10xIR, II=11xIN short-circuit protection without auxiliary release without auxiliary/alarm switch with Safety Label for USA | - | 0 | 0
3VL3720-1SF33-0AA0 |  | 3VL3720-1SF33-0AA0 | 1 | UN | 1 | 5 | B | D | EAR99 | N | 85362090 | 1 | 4011209808003 | 2.3 | KG | 2332 | 2332 | LP20 | LP20 | circuit breaker VL250N standard breaking capacity Icu=55kA, 415V AC 3-pole, line protection Electronic Trip Unit ETU12, LIG 3 phases/4 lines In=200A, rated current IR=80...200A, overload protection, II=1.25 to 11xIN, short-circuit protection without auxiliary release with box terminal without auxiliary/alarm switch | - | 0 | 0
3VL3720-1SF33-0AA0-Z | U01 | 3VL3720-1SF33-0AA0-ZU01 | 1 | UN | 1 | 5 | B | D | EAR99 | N | 85362090 | 1 |  | 2.5 | KG | 2380.4 | 2380.4 | LP20 | LP20 | circuit breaker VL250N standard breaking capacity Icu=55kA, 415V AC 3-pole, line protection Electronic Trip Unit ETU12, LIG 3 phases/4 lines In=200A, rated current IR=80...200A, overload protection, II=1.25 to 11xIN, short-circuit protection without auxiliary release with box terminal without auxiliary/alarm switch with Safety Label for USA | - | 0 | 0
3VL3720-1SF36-0AA0 |  | 3VL3720-1SF36-0AA0 | 1 | UN | 1 | 5 | B | D | EAR99 | N | 85362090 | 1 | 4011209808553 | 2.612 | KG | 2299 | 2299 | LP20 | LP20 | circuit breaker VL250N standard breaking capacity Icu=55kA, 415V AC 3-pole, line protection Electronic Trip Unit ETU12, LIG 3 phases/4 lines In=200A, rated current IR=80...200A, overload protection, II=1.25 to 11xIN, short-circuit protection without auxiliary release without auxiliary/alarm switch | - | 0 | 0
3VL3720-1SF36-0AA0-Z | U01 | 3VL3720-1SF36-0AA0-ZU01 | 1 | UN | 1 | 5 | B | D | EAR99 | N | 85362090 | 1 |  | 2.5 | KG | 2347.4 | 2347.4 | LP20 | LP20 | circuit breaker VL250N standard breaking capacity Icu=55kA, 415V AC 3-pole, line protection Electronic Trip Unit ETU12, LIG 3 phases/4 lines In=200A, rated current IR=80...200A, overload protection, II=1.25 to 11xIN, short-circuit protection without auxiliary release without auxiliary/alarm switch with Safety Label for USA | - | 0 | 0
3VL3720-1SG33-0AA0 |  | 3VL3720-1SG33-0AA0 | 1 | UN | 1 | 5 | B | D | EAR99 | N | 85362090 | 1 | 4011209808027 | 2.3 | KG | 2156 | 2156 | LP20 | LP20 | circuit breaker VL250N standard breaking capacity Icu=55kA, 415V AC 3-pole, line protection Electronic Trip Unit ETU22, LSIG 3 phases/3 lines In=200A, rated current IR=80...200A, overload protection, ISD=1.5 to 10xIR, II=11xIN short-circuit protection without auxiliary release with box terminal without auxiliary/alarm switch | - | 0 | 0
3VL3720-1SG33-0AA0-Z | U01 | 3VL3720-1SG33-0AA0-ZU01 | 1 | UN | 1 | 5 | B | D | EAR99 | N | 85362090 | 1 |  | 2.5 | KG | 2204.4 | 2204.4 | LP20 | LP20 | circuit breaker VL250N standard breaking capacity Icu=55kA, 415V AC 3-pole, line protection Electronic Trip Unit ETU22, LSIG 3 phases/3 lines In=200A, rated current IR=80...200A, overload protection, ISD=1.5 to 10xIR, II=11xIN short-circuit protection without auxiliary release with box terminal without auxiliary/alarm switch with Safety Label for USA | - | 0 | 0
3VL3720-1SG36-0AA0 |  | 3VL3720-1SG36-0AA0 | 1 | UN | 1 | 5 | B | D | EAR99 | N | 85362090 | 1 | 4011209808577 | 2.608 | KG | 2145 | 2145 | LP20 | LP20 | circuit breaker VL250N standard breaking capacity Icu=55kA, 415V AC 3-pole, line protection Electronic Trip Unit ETU22, LSIG 3 phases/3 lines In=200A, rated current IR=80...200A, overload protection, ISD=1.5 to 10xIR, II=11xIN short-circuit protection without auxiliary release without auxiliary/alarm switch | - | 0 | 0
3VL3720-1SG36-0AA0-Z | U01 | 3VL3720-1SG36-0AA0-ZU01 | 1 | UN | 1 | 5 | B | D | EAR99 | N | 85362090 | 1 |  | 2.5 | KG | 2193.4 | 2193.4 | LP20 | LP20 | circuit breaker VL250N standard breaking capacity Icu=55kA, 415V AC 3-pole, line protection Electronic Trip Unit ETU22, LSIG 3 phases/3 lines In=200A, rated current IR=80...200A, overload protection, ISD=1.5 to 10xIR, II=11xIN short-circuit protection without auxiliary release without auxiliary/alarm switch with Safety Label for USA | - | 0 | 0
3VL3720-1SH33-0AA0 |  | 3VL3720-1SH33-0AA0 | 1 | UN | 1 | 5 | B | D | EAR99 | N | 85362090 | 1 | 4011209808041 | 2.3 | KG | 2156 | 2156 | LP20 | LP20 | circuit breaker VL250N standard breaking capacity Icu=55kA, 415V AC 3-pole, line protection Electronic Trip Unit ETU22, LSIG 3 phases/4 lines with connecting cable In=200A, rated current IR=80...200A, overload protection, ISD=1.5 to 10xIR, II=11xIN short-circuit protection without auxiliary release with box terminal without auxiliary/alarm switch | - | 0 | 0
3VL3720-1SH33-0AA0-Z | U01 | 3VL3720-1SH33-0AA0-ZU01 | 1 | UN | 1 | 5 | B | D | EAR99 | N | 85362090 | 1 |  | 2.5 | KG | 2204.4 | 2204.4 | LP20 | LP20 | circuit breaker VL250N standard breaking capacity Icu=55kA, 415V AC 3-pole, line protection Electronic Trip Unit ETU22, LSIG 3 phases/4 lines with connecting cable In=200A, rated current IR=80...200A, overload protection, ISD=1.5 to 10xIR, II=11xIN short-circuit protection without auxiliary release with box terminal without auxiliary/alarm switch with Safety Label for USA | - | 0 | 0
3VL3720-1SH36-0AA0 |  | 3VL3720-1SH36-0AA0 | 1 | UN | 1 | 5 | B | D | EAR99 | N | 85362090 | 1 | 4011209822351 | 2.608 | KG | 2145 | 2145 | LP20 | LP20 | circuit breaker VL250N standard breaking capacity Icu=55kA, 415V AC 3-pole, line protection Electronic Trip Unit ETU22, LSIG 3 phases/4 lines with connecting cable In=200A, rated current IR=80...200A, overload protection, ISD=1.5 to 10xIR, II=11xIN short-circuit protection without auxiliary release without auxiliary/alarm switch | - | 0 | 0
3VL3720-1SH36-0AA0-Z | U01 | 3VL3720-1SH36-0AA0-ZU01 | 1 | UN | 1 | 5 | B | D | EAR99 | N | 85362090 | 1 |  | 2.5 | KG | 2193.4 | 2193.4 | LP20 | LP20 | circuit breaker VL250N standard breaking capacity Icu=55kA, 415V AC 3-pole, line protection Electronic Trip Unit ETU22, LSIG 3 phases/4 lines with connecting cable In=200A, rated current IR=80...200A, overload protection, ISD=1.5 to 10xIR, II=11xIN short-circuit protection without auxiliary release without auxiliary/alarm switch with Safety Label for USA | - | 0 | 0
3VL3720-1SL33-0AA0 |  | 3VL3720-1SL33-0AA0 | 1 | UN | 1 | 5 | B | D | EAR99 | N | 85362090 | 1 | 4011209808065 | 2.3 | KG | 2101 | 2101 | LP20 | LP20 | circuit breaker VL250N standard breaking capacity Icu=55kA, 415V AC 3-pole, line protection Electronic Trip Unit ETU12, LIG 3 phases/3 lines In=200A, rated current IR=80...200A, overload protection, II=1.25 to 11xIN, short-circuit protection without auxiliary release with box terminal without auxiliary/alarm switch | - | 0 | 0
3VL3720-1SL33-0AA0-Z | U01 | 3VL3720-1SL33-0AA0-ZU01 | 1 | UN | 1 | 5 | B | D | EAR99 | N | 85362090 | 1 |  | 2.5 | KG | 2149.4 | 2149.4 | LP20 | LP20 | circuit breaker VL250N standard breaking capacity Icu=55kA, 415V AC 3-pole, line protection Electronic Trip Unit ETU12, LIG 3 phases/3 lines In=200A, rated current IR=80...200A, overload protection, II=1.25 to 11xIN, short-circuit protection without auxiliary release with box terminal without auxiliary/alarm switch with Safety Label for USA | - | 0 | 0
3VL3720-1SL36-0AA0 |  | 3VL3720-1SL36-0AA0 | 1 | UN | 1 | 5 | B | D | EAR99 | N | 85362090 | 1 | 4011209808607 | 2.608 | KG | 2079 | 2079 | LP20 | LP20 | circuit breaker VL250N standard breaking capacity Icu=55kA, 415V AC 3-pole, line protection Electronic Trip Unit ETU12, LIG 3 phases/3 lines In=200A, rated current IR=80...200A, overload protection, II=1.25 to 11xIN, short-circuit protection without auxiliary release without auxiliary/alarm switch | - | 0 | 0
3VL3720-1SL36-0AA0-Z | U01 | 3VL3720-1SL36-0AA0-ZU01 | 1 | UN | 1 | 5 | B | D | EAR99 | N | 85362090 | 1 |  | 2.5 | KG | 2127.4 | 2127.4 | LP20 | LP20 | circuit breaker VL250N standard breaking capacity Icu=55kA, 415V AC 3-pole, line protection Electronic Trip Unit ETU12, LIG 3 phases/3 lines In=200A, rated current IR=80...200A, overload protection, II=1.25 to 11xIN, short-circuit protection without auxiliary release without auxiliary/alarm switch with Safety Label for USA | - | 0 | 0
3VL3720-1SP33-0AA0 |  | 3VL3720-1SP33-0AA0 | 1 | UN | 1 | 5 | B | D | EAR99 | N | 85362090 | 1 | 4011209808089 | 2.3 | KG | 1584 | 1454.3 | LP20 | LP20 | circuit breaker VL250N standard breaking capacity Icu=55kA, 415V AC 3-pole, motor/generator prot. Electronic Trip Unit ETU10M, LI In=200A, rated current IR=80...200A, overload protection, II=1.25 to 11xIN, short-circuit protection without auxiliary release with box terminal without auxiliary/alarm switch | - | 0 | 0
3VL3720-1SP33-0AA0-Z | U01 | 3VL3720-1SP33-0AA0-ZU01 | 1 | UN | 1 | 5 | B | D | EAR99 | N | 85362090 | 1 |  | 2.5 | KG | 1632.4 | 1632.4 | LP20 | LP20 | circuit breaker VL250N standard breaking capacity Icu=55kA, 415V AC 3-pole, motor/generator prot. Electronic Trip Unit ETU10M, LI In=200A, rated current IR=80...200A, overload protection, II=1.25 to 11xIN, short-circuit protection without auxiliary release with box terminal without auxiliary/alarm switch with Safety Label for USA | - | 0 | 0
3VL3720-1SP36-0AA0 |  | 3VL3720-1SP36-0AA0 | 1 | UN | 1 | 5 | B | D | EAR99 | N | 85362090 | 1 | 4011209808621 | 2.61 | KG | 1562 | 1454.3 | LP20 | LP20 | circuit breaker VL250N standard breaking capacity Icu=55kA, 415V AC 3-pole, motor/generator prot. Electronic Trip Unit ETU10M, LI In=200A, rated current IR=80...200A, overload protection, II=1.25 to 11xIN, short-circuit protection without auxiliary release without auxiliary/alarm switch | - | 0 | 0
3VL3720-1SP36-0AA0-Z | U01 | 3VL3720-1SP36-0AA0-ZU01 | 1 | UN | 1 | 5 | B | D | EAR99 | N | 85362090 | 1 |  | 2.5 | KG | 1610.4 | 1610.4 | LP20 | LP20 | circuit breaker VL250N standard breaking capacity Icu=55kA, 415V AC 3-pole, motor/generator prot. Electronic Trip Unit ETU10M, LI In=200A, rated current IR=80...200A, overload protection, II=1.25 to 11xIN, short-circuit protection without auxiliary release without auxiliary/alarm switch with Safety Label for USA | - | 0 | 0
3VL3720-1SS33-0AA0 |  | 3VL3720-1SS33-0AA0 | 1 | UN | 1 | 5 | B | D | EAR99 | N | 85362090 | 1 | 4011209808096 | 2.3 | KG | 1705 | 1555.3 | LP20 | LP20 | circuit breaker VL250N standard breaking capacity Icu=55kA, 415V AC 3-pole, motor protection Electronic Trip Unit ETU30M, LI IR=80...200A, overload prot., TC=10A...30, II=6/8/11 xIN, short-circuit protection with screw terminals without auxiliary release with box terminal without auxiliary/alarm switch | - | 0 | 0
3VL3720-1SS33-0AA0-Z | U01 | 3VL3720-1SS33-0AA0-ZU01 | 1 | UN | 1 | 5 | B | D | EAR99 | N | 85362090 | 1 |  | 2.5 | KG | 1753.4 | 1753.4 | LP20 | LP20 | circuit breaker VL250N standard breaking capacity Icu=55kA, 415V AC 3-pole, motor protection Electronic Trip Unit ETU30M, LI IR=80...200A, overload prot., TC=10A...30, II=6/8/11 xIN, short-circuit protection with screw terminals without auxiliary release with box terminal without auxiliary/alarm switch with Safety Label for USA | - | 0 | 0
3VL3720-1SS33-0AB1-Z | U01 | 3VL3720-1SS33-0AB1-ZU01 | 1 | UN | 1 | 5 | B | D | EAR99 | N | 85362090 | 1 |  | 2.5 | KG | 1829.08 | 1829.08 | LP20 | LP20 | circuit breaker VL250N standard breaking capacity Icu=55kA, 415V AC 3-pole, motor protection Electronic Trip Unit ETU30M, LI IR=80...200A, overload prot., TC=10A...30, II=6/8/11 xIN, short-circuit protection with screw terminals without auxiliary release with box terminal Auxiliary switch mounting kit 2 AUX (1 NO + 1 NC) with Safety Label for USA | - | 0 | 0
3VL3720-1SS36-0AA0 |  | 3VL3720-1SS36-0AA0 | 1 | UN | 1 | 5 | B | D | EAR99 | N | 85362090 | 1 | 4011209808645 | 2.611 | KG | 1683 | 1555.3 | LP20 | LP20 | circuit breaker VL250N standard breaking capacity Icu=55kA, 415V AC 3-pole, motor protection Electronic Trip Unit ETU30M, LI IR=80...200A, overload prot., TC=10A...30, II=6/8/11 xIN, short-circuit protection with screw terminals without auxiliary release without auxiliary/alarm switch | - | 0 | 0
3VL3720-1SS36-0AA0-Z | U01 | 3VL3720-1SS36-0AA0-ZU01 | 1 | UN | 1 | 5 | B | D | EAR99 | N | 85362090 | 1 |  | 2.5 | KG | 1731.4 | 1731.4 | LP20 | LP20 | circuit breaker VL250N standard breaking capacity Icu=55kA, 415V AC 3-pole, motor protection Electronic Trip Unit ETU30M, LI IR=80...200A, overload prot., TC=10A...30, II=6/8/11 xIN, short-circuit protection with screw terminals without auxiliary release without auxiliary/alarm switch with Safety Label for USA | - | 0 | 0
3VL3720-1SS36-0AB1 |  | 3VL3720-1SS36-0AB1 | 1 | UN | 1 | 5 | B | D | EAR99 | N | 85362090 | 1 | 4001869570426 | 2.5 | KG | 1758.68 | 1758.68 | LP20 | LP20 | circuit breaker VL250N standard breaking capacity Icu=55kA, 415V AC 3-pole, motor protection Electronic Trip Unit ETU30M, LI IR=80...200A, overload prot., TC=10A...30, II=6/8/11 xIN, short-circuit protection with screw terminals without auxiliary release Auxiliary switch mounting kit 2 AUX (1 NO + 1 NC) | - | 0 | 0
3VL3720-1TA43-0AA0 |  | 3VL3720-1TA43-0AA0 | 1 | UN | 1 | 5 | B | D | EAR99 | N | 85362090 | 1 | 4011209808270 | 3.607 | KG | 2310 | 2310 | LP20 | LP20 | circuit breaker VL250N standard breaking capacity Icu=55kA, 415V AC 4-pole, line protection Electronic Trip Unit ETU10, LIN In=200A, rated current IR=80...200A, overload protection, II=1.25 to 11xIN, short-circuit protection N protected without auxiliary release with box terminal without auxiliary/alarm switch | - | 0 | 0
3VL3720-1TA43-0AA0-Z | U01 | 3VL3720-1TA43-0AA0-ZU01 | 1 | UN | 1 | 5 | B | D | EAR99 | N | 85362090 | 1 |  | 3.3 | KG | 2358.4 | 2358.4 | LP20 | LP20 | circuit breaker VL250N standard breaking capacity Icu=55kA, 415V AC 4-pole, line protection Electronic Trip Unit ETU10, LIN In=200A, rated current IR=80...200A, overload protection, II=1.25 to 11xIN, short-circuit protection N protected without auxiliary release with box terminal without auxiliary/alarm switch with Safety Label for USA | - | 0 | 0
3VL3720-1TA46-0AA0 |  | 3VL3720-1TA46-0AA0 | 1 | UN | 1 | 5 | B | D | EAR99 | N | 85362090 | 1 | 4011209808829 | 3.361 | KG | 2288 | 2288 | LP20 | LP20 | circuit breaker VL250N standard breaking capacity Icu=55kA, 415V AC 4-pole, line protection Electronic Trip Unit ETU10, LIN In=200A, rated current IR=80...200A, overload protection, II=1.25 to 11xIN, short-circuit protection N protected without auxiliary release without auxiliary/alarm switch | - | 0 | 0
3VL3720-1TA46-0AA0-Z | U01 | 3VL3720-1TA46-0AA0-ZU01 | 1 | UN | 1 | 5 | B | D | EAR99 | N | 85362090 | 1 |  | 3.3 | KG | 2336.4 | 2336.4 | LP20 | LP20 | circuit breaker VL250N standard breaking capacity Icu=55kA, 415V AC 4-pole, line protection Electronic Trip Unit ETU10, LIN In=200A, rated current IR=80...200A, overload protection, II=1.25 to 11xIN, short-circuit protection N protected without auxiliary release without auxiliary/alarm switch with Safety Label for USA | - | 0 | 0
3VL3720-1TB43-0AA0 |  | 3VL3720-1TB43-0AA0 | 1 | UN | 1 | 5 | B | D | EAR99 | N | 85362090 | 1 | 4011209808294 | 3.607 | KG | 2145 | 2145 | LP20 | LP20 | circuit breaker VL250N standard breaking capacity Icu=55kA, 415V AC 4-pole, line protection Electronic Trip Unit ETU10, LI In=200A, rated current IR=80...200A, overload protection, II=1.25 to 11xIN, short-circuit protection without auxiliary release with box terminal without auxiliary/alarm switch | - | 0 | 0
3VL3720-1TB43-0AA0-Z | U01 | 3VL3720-1TB43-0AA0-ZU01 | 1 | UN | 1 | 5 | B | D | EAR99 | N | 85362090 | 1 |  | 3.3 | KG | 2193.4 | 2193.4 | LP20 | LP20 | circuit breaker VL250N standard breaking capacity Icu=55kA, 415V AC 4-pole, line protection Electronic Trip Unit ETU10, LI In=200A, rated current IR=80...200A, overload protection, II=1.25 to 11xIN, short-circuit protection without auxiliary release with box terminal without auxiliary/alarm switch with Safety Label for USA | - | 0 | 0
3VL3720-1TB46-0AA0 |  | 3VL3720-1TB46-0AA0 | 1 | UN | 1 | 5 | B | D | EAR99 | N | 85362090 | 1 | 4011209808843 | 3.361 | KG | 2123 | 2123 | LP20 | LP20 | circuit breaker VL250N standard breaking capacity Icu=55kA, 415V AC 4-pole, line protection Electronic Trip Unit ETU10, LI In=200A, rated current IR=80...200A, overload protection, II=1.25 to 11xIN, short-circuit protection without auxiliary release without auxiliary/alarm switch | - | 0 | 0
3VL3720-1TB46-0AA0-Z | U01 | 3VL3720-1TB46-0AA0-ZU01 | 1 | UN | 1 | 5 | B | D | EAR99 | N | 85362090 | 1 |  | 3.3 | KG | 2171.4 | 2171.4 | LP20 | LP20 | circuit breaker VL250N standard breaking capacity Icu=55kA, 415V AC 4-pole, line protection Electronic Trip Unit ETU10, LI In=200A, rated current IR=80...200A, overload protection, II=1.25 to 11xIN, short-circuit protection without auxiliary release without auxiliary/alarm switch with Safety Label for USA | - | 0 | 0
3VL3720-1TE43-0AA0 |  | 3VL3720-1TE43-0AA0 | 1 | UN | 1 | 5 | B | D | EAR99 | N | 85362090 | 1 | 4011209808317 | 3.607 | KG | 2266 | 2266 | LP20 | LP20 | circuit breaker VL250N standard breaking capacity Icu=55kA, 415V AC 4-pole, line protection Electronic Trip Unit ETU20, LSI In=200A, rated current IR=80...200A, overload protection, ISD=1.5 to 10xIR, II=11xIN short-circuit protection N unprotected without auxiliary release with box terminal without auxiliary/alarm switch | - | 0 | 0
3VL3720-1TE43-0AA0-Z | U01 | 3VL3720-1TE43-0AA0-ZU01 | 1 | UN | 1 | 5 | B | D | EAR99 | N | 85362090 | 1 |  | 3.3 | KG | 2314.4 | 2314.4 | LP20 | LP20 | circuit breaker VL250N standard breaking capacity Icu=55kA, 415V AC 4-pole, line protection Electronic Trip Unit ETU20, LSI In=200A, rated current IR=80...200A, overload protection, ISD=1.5 to 10xIR, II=11xIN short-circuit protection N unprotected without auxiliary release with box terminal without auxiliary/alarm switch with Safety Label for USA | - | 0 | 0
3VL3720-1TE46-0AA0 |  | 3VL3720-1TE46-0AA0 | 1 | UN | 1 | 5 | B | D | EAR99 | N | 85362090 | 1 | 4011209808867 | 3.361 | KG | 2244 | 2244 | LP20 | LP20 | circuit breaker VL250N standard breaking capacity Icu=55kA, 415V AC 4-pole, line protection Electronic Trip Unit ETU20, LSI In=200A, rated current IR=80...200A, overload protection, ISD=1.5 to 10xIR, II=11xIN short-circuit protection N unprotected without auxiliary release without auxiliary/alarm switch | - | 0 | 0
3VL3720-1TE46-0AA0-Z | U01 | 3VL3720-1TE46-0AA0-ZU01 | 1 | UN | 1 | 5 | B | D | EAR99 | N | 85362090 | 1 |  | 3.3 | KG | 2292.4 | 2292.4 | LP20 | LP20 | circuit breaker VL250N standard breaking capacity Icu=55kA, 415V AC 4-pole, line protection Electronic Trip Unit ETU20, LSI In=200A, rated current IR=80...200A, overload protection, ISD=1.5 to 10xIR, II=11xIN short-circuit protection N unprotected without auxiliary release without auxiliary/alarm switch with Safety Label for USA | - | 0 | 0
3VL3720-1TF43-0AA0 |  | 3VL3720-1TF43-0AA0 | 1 | UN | 1 | 5 | B | D | EAR99 | N | 85362090 | 1 | 4011209808331 | 3.607 | KG | 2431 | 2231.1 | LP20 | LP20 | circuit breaker VL250N standard breaking capacity Icu=55kA, 415V AC 4-pole, line protection Electronic Trip Unit ETU20, LSI In=200A, rated current IR=80...200A, overload protection, ISD=1.5 to 10xIR, II=11xIN short-circuit protection N protected without auxiliary release with box terminal without auxiliary/alarm switch | - | 0 | 0
3VL3720-1TF43-0AA0-Z | U01 | 3VL3720-1TF43-0AA0-ZU01 | 1 | UN | 1 | 5 | B | D | EAR99 | N | 85362090 | 1 |  | 3.3 | KG | 2479.4 | 2479.4 | LP20 | LP20 | circuit breaker VL250N standard breaking capacity Icu=55kA, 415V AC 4-pole, line protection Electronic Trip Unit ETU20, LSI In=200A, rated current IR=80...200A, overload protection, ISD=1.5 to 10xIR, II=11xIN short-circuit protection N protected without auxiliary release with box terminal without auxiliary/alarm switch with Safety Label for USA | - | 0 | 0
3VL3720-1TF46-0AA0 |  | 3VL3720-1TF46-0AA0 | 1 | UN | 1 | 5 | B | D | EAR99 | N | 85362090 | 1 | 4011209808881 | 3.361 | KG | 2409 | 2231.1 | LP20 | LP20 | circuit breaker VL250N standard breaking capacity Icu=55kA, 415V AC 4-pole, line protection Electronic Trip Unit ETU20, LSI In=200A, rated current IR=80...200A, overload protection, ISD=1.5 to 10xIR, II=11xIN short-circuit protection N protected without auxiliary release without auxiliary/alarm switch | - | 0 | 0
3VL3720-1TF46-0AA0-Z | U01 | 3VL3720-1TF46-0AA0-ZU01 | 1 | UN | 1 | 5 | B | D | EAR99 | N | 85362090 | 1 |  | 3.3 | KG | 2457.4 | 2457.4 | LP20 | LP20 | circuit breaker VL250N standard breaking capacity Icu=55kA, 415V AC 4-pole, line protection Electronic Trip Unit ETU20, LSI In=200A, rated current IR=80...200A, overload protection, ISD=1.5 to 10xIR, II=11xIN short-circuit protection N protected without auxiliary release without auxiliary/alarm switch with Safety Label for USA | - | 0 | 0
3VL3720-1TH43-0AA0 |  | 3VL3720-1TH43-0AA0 | 1 | UN | 1 | 5 | B | D | EAR99 | N | 85362090 | 1 | 4011209808355 | 3.607 | KG | 3025 | 3025 | LP20 | LP20 | circuit breaker VL250N standard breaking capacity Icu=55kA, 415V AC 4-pole, line protection Electronic Trip Unit ETU22, LSIG In=200A, rated current IR=80...200A, overload protection, ISD=1.5 to 10xIR, II=11xIN short-circuit protection N protected without auxiliary release with box terminal without auxiliary/alarm switch | - | 0 | 0
3VL3720-1TH43-0AA0-Z | U01 | 3VL3720-1TH43-0AA0-ZU01 | 1 | UN | 1 | 5 | B | D | EAR99 | N | 85362090 | 1 |  | 3.3 | KG | 3073.4 | 3073.4 | LP20 | LP20 | circuit breaker VL250N standard breaking capacity Icu=55kA, 415V AC 4-pole, line protection Electronic Trip Unit ETU22, LSIG In=200A, rated current IR=80...200A, overload protection, ISD=1.5 to 10xIR, II=11xIN short-circuit protection N protected without auxiliary release with box terminal without auxiliary/alarm switch with Safety Label for USA | - | 0 | 0
3VL3720-1TH46-0AA0 |  | 3VL3720-1TH46-0AA0 | 1 | UN | 1 | 5 | B | D | EAR99 | N | 85362090 | 1 | 4011209808904 | 3.361 | KG | 3003 | 3003 | LP20 | LP20 | circuit breaker VL250N standard breaking capacity Icu=55kA, 415V AC 4-pole, line protection Electronic Trip Unit ETU22, LSIG In=200A, rated current IR=80...200A, overload protection, ISD=1.5 to 10xIR, II=11xIN short-circuit protection N protected without auxiliary release without auxiliary/alarm switch | - | 0 | 0
3VL3720-1TH46-0AA0-Z | U01 | 3VL3720-1TH46-0AA0-ZU01 | 1 | UN | 1 | 5 | B | D | EAR99 | N | 85362090 | 1 |  | 3.3 | KG | 3051.4 | 3051.4 | LP20 | LP20 | circuit breaker VL250N standard breaking capacity Icu=55kA, 415V AC 4-pole, line protection Electronic Trip Unit ETU22, LSIG In=200A, rated current IR=80...200A, overload protection, ISD=1.5 to 10xIR, II=11xIN short-circuit protection N protected without auxiliary release without auxiliary/alarm switch with Safety Label for USA | - | 0 | 0
3VL3720-1TN43-0AA0 |  | 3VL3720-1TN43-0AA0 | 1 | UN | 1 | 5 | B | D | EAR99 | N | 85362090 | 1 | 4011209808379 | 3.607 | KG | 2970 | 2970 | LP20 | LP20 | circuit breaker VL250N standard breaking capacity Icu=55kA, 415V AC 4-pole, line protection Electronic Trip Unit ETU12, LIG In=200A, rated current IR=80...200A, overload protection, II=1.25 to 11xIN, short-circuit protection N protected without auxiliary release with box terminal without auxiliary/alarm switch | - | 0 | 0
3VL3720-1TN43-0AA0-Z | U01 | 3VL3720-1TN43-0AA0-ZU01 | 1 | UN | 1 | 5 | B | D | EAR99 | N | 85362090 | 1 |  | 3.3 | KG | 3018.4 | 3018.4 | LP20 | LP20 | circuit breaker VL250N standard breaking capacity Icu=55kA, 415V AC 4-pole, line protection Electronic Trip Unit ETU12, LIG In=200A, rated current IR=80...200A, overload protection, II=1.25 to 11xIN, short-circuit protection N protected without auxiliary release with box terminal without auxiliary/alarm switch with Safety Label for USA | - | 0 | 0
3VL3720-1TN46-0AA0 |  | 3VL3720-1TN46-0AA0 | 1 | UN | 1 | 5 | B | D | EAR99 | N | 85362090 | 1 | 4011209808928 | 3.361 | KG | 2937 | 2937 | LP20 | LP20 | circuit breaker VL250N standard breaking capacity Icu=55kA, 415V AC 4-pole, line protection Electronic Trip Unit ETU12, LIG In=200A, rated current IR=80...200A, overload protection, II=1.25 to 11xIN, short-circuit protection N protected without auxiliary release without auxiliary/alarm switch | - | 0 | 0
3VL3720-1TN46-0AA0-Z | U01 | 3VL3720-1TN46-0AA0-ZU01 | 1 | UN | 1 | 5 | B | D | EAR99 | N | 85362090 | 1 |  | 3.3 | KG | 2985.4 | 2985.4 | LP20 | LP20 | circuit breaker VL250N standard breaking capacity Icu=55kA, 415V AC 4-pole, line protection Electronic Trip Unit ETU12, LIG In=200A, rated current IR=80...200A, overload protection, II=1.25 to 11xIN, short-circuit protection N protected without auxiliary release without auxiliary/alarm switch with Safety Label for USA | - | 0 | 0
3VL3720-1UH33-0AA0 |  | 3VL3720-1UH33-0AA0 | 1 | UN | 1 | 5 | B | D | EAR99 | N | 85362090 | 1 | 4011209885752 | 2.3 | KG | 2882 | 2882 | LP20 | LP20 | circuit breaker VL250N standard breaking capacity Icu=55kA, 415V AC 3-pole, line protection Electronic Trip Unit LCD ETU40, LI/LS/LSI In=200A, rated current IR=80...200A, overload protection, ISD=1.5 to 10xIR, II=11xIN short-circuit protection with box terminal without auxiliary release without auxiliary/alarm switch | - | 0 | 0
3VL3720-1UH33-0AA0-Z | U01 | 3VL3720-1UH33-0AA0-ZU01 | 1 | UN | 1 | 5 | B | D | EAR99 | N | 85362090 | 1 |  | 2.5 | KG | 2930.4 | 2930.4 | LP20 | LP20 | circuit breaker VL250N standard breaking capacity Icu=55kA, 415V AC 3-pole, line protection Electronic Trip Unit LCD ETU40, LI/LS/LSI In=200A, rated current IR=80...200A, overload protection, ISD=1.5 to 10xIR, II=11xIN short-circuit protection with box terminal without auxiliary release without auxiliary/alarm switch with Safety Label for USA | - | 0 | 0
3VL3720-1UH36-0AA0 |  | 3VL3720-1UH36-0AA0 | 1 | UN | 1 | 5 | B | D | EAR99 | N | 85362090 | 1 | 4011209885783 | 2.611 | KG | 2871 | 2871 | LP20 | LP20 | circuit breaker VL250N standard breaking capacity Icu=55kA, 415V AC 3-pole, line protection Electronic Trip Unit LCD ETU40, LI/LS/LSI In=200A, rated current IR=80...200A, overload protection, ISD=1.5 to 10xIR, II=11xIN short-circuit protection without auxiliary release without auxiliary/alarm switch | - | 0 | 0
3VL3720-1UH36-0AA0-Z | U01 | 3VL3720-1UH36-0AA0-ZU01 | 1 | UN | 1 | 5 | B | D | EAR99 | N | 85362090 | 1 |  | 2.5 | KG | 2919.4 | 2919.4 | LP20 | LP20 | circuit breaker VL250N standard breaking capacity Icu=55kA, 415V AC 3-pole, line protection Electronic Trip Unit LCD ETU40, LI/LS/LSI In=200A, rated current IR=80...200A, overload protection, ISD=1.5 to 10xIR, II=11xIN short-circuit protection without auxiliary release without auxiliary/alarm switch with Safety Label for USA | - | 0 | 0
3VL3720-1UJ43-0AA0 |  | 3VL3720-1UJ43-0AA0 | 1 | UN | 1 | 5 | B | D | EAR99 | N | 85362090 | 1 | 4011209886476 | 3.607 | KG | 3641 | 3641 | LP20 | LP20 | circuit breaker VL250N standard breaking capacity Icu=55kA, 415V AC 4-pole, line protection Electronic Trip Unit LCD ETU40, LI/LS/LSI In=200A, rated current IR=80...200A, overload protection, ISD=1.5 to 10xIR, II=11xIN short-circuit protection N protected with box terminal without auxiliary release without auxiliary/alarm switch | - | 0 | 0
3VL3720-1UJ43-0AA0-Z | U01 | 3VL3720-1UJ43-0AA0-ZU01 | 1 | UN | 1 | 5 | B | D | EAR99 | N | 85362090 | 1 |  | 3.3 | KG | 3689.4 | 3689.4 | LP20 | LP20 | circuit breaker VL250N standard breaking capacity Icu=55kA, 415V AC 4-pole, line protection Electronic Trip Unit LCD ETU40, LI/LS/LSI In=200A, rated current IR=80...200A, overload protection, ISD=1.5 to 10xIR, II=11xIN short-circuit protection N protected with box terminal without auxiliary release without auxiliary/alarm switch with Safety Label for USA | - | 0 | 0
3VL3720-1UJ46-0AA0 |  | 3VL3720-1UJ46-0AA0 | 1 | UN | 1 | 5 | B | D | EAR99 | N | 85362090 | 1 | 4011209886506 | 3.361 | KG | 3619 | 3619 | LP20 | LP20 | circuit breaker VL250N standard breaking capacity Icu=55kA, 415V AC 4-pole, line protection Electronic Trip Unit LCD ETU40, LI/LS/LSI In=200A, rated current IR=80...200A, overload protection, ISD=1.5 to 10xIR, II=11xIN short-circuit protection N protected without auxiliary release without auxiliary/alarm switch | - | 0 | 0
3VL3720-1UJ46-0AA0-Z | U01 | 3VL3720-1UJ46-0AA0-ZU01 | 1 | UN | 1 | 5 | B | D | EAR99 | N | 85362090 | 1 |  | 3.3 | KG | 3667.4 | 3667.4 | LP20 | LP20 | circuit breaker VL250N standard breaking capacity Icu=55kA, 415V AC 4-pole, line protection Electronic Trip Unit LCD ETU40, LI/LS/LSI In=200A, rated current IR=80...200A, overload protection, ISD=1.5 to 10xIR, II=11xIN short-circuit protection N protected without auxiliary release without auxiliary/alarm switch with Safety Label for USA | - | 0 | 0
3VL3720-1UL33-0AA0 |  | 3VL3720-1UL33-0AA0 | 1 | UN | 1 | 5 | B | D | EAR99 | N | 85362090 | 1 | 4011209885875 | 2.3 | KG | 3234 | 3234 | LP20 | LP20 | circuit breaker VL250N standard breaking capacity Icu=55kA, 415V AC 3-pole, line protection Electronic Trip Unit LCD ETU42, LSIG 3 phases/3 lines In=200A, rated current IR=80...200A, overload protection, ISD=1.5 to 10xIR, II=11xIN short-circuit protection with box terminal without auxiliary release without auxiliary/alarm switch | - | 0 | 0
3VL3720-1UL33-0AA0-Z | U01 | 3VL3720-1UL33-0AA0-ZU01 | 1 | UN | 1 | 5 | B | D | EAR99 | N | 85362090 | 1 |  | 2.5 | KG | 3282.4 | 3282.4 | LP20 | LP20 | circuit breaker VL250N standard breaking capacity Icu=55kA, 415V AC 3-pole, line protection Electronic Trip Unit LCD ETU42, LSIG 3 phases/3 lines In=200A, rated current IR=80...200A, overload protection, ISD=1.5 to 10xIR, II=11xIN short-circuit protection with box terminal without auxiliary release without auxiliary/alarm switch with Safety Label for USA | - | 0 | 0
3VL3720-1UL36-0AA0 |  | 3VL3720-1UL36-0AA0 | 1 | UN | 1 | 5 | B | D | EAR99 | N | 85362090 | 1 | 4011209885905 | 2.611 | KG | 3190 | 3190 | LP20 | LP20 | circuit breaker VL250N standard breaking capacity Icu=55kA, 415V AC 3-pole, line protection Electronic Trip Unit LCD ETU42, LSIG 3 phases/3 lines In=200A, rated current IR=80...200A, overload protection, ISD=1.5 to 10xIR, II=11xIN short-circuit protection without auxiliary release without auxiliary/alarm switch | - | 0 | 0
3VL3720-1UL36-0AA0-Z | U01 | 3VL3720-1UL36-0AA0-ZU01 | 1 | UN | 1 | 5 | B | D | EAR99 | N | 85362090 | 1 |  | 2.5 | KG | 3238.4 | 3238.4 | LP20 | LP20 | circuit breaker VL250N standard breaking capacity Icu=55kA, 415V AC 3-pole, line protection Electronic Trip Unit LCD ETU42, LSIG 3 phases/3 lines In=200A, rated current IR=80...200A, overload protection, ISD=1.5 to 10xIR, II=11xIN short-circuit protection without auxiliary release without auxiliary/alarm switch with Safety Label for USA | - | 0 | 0
3VL3720-1UM33-0AA0 |  | 3VL3720-1UM33-0AA0 | 1 | UN | 1 | 5 | B | D | EAR99 | N | 85362090 | 1 | 4011209885998 | 2.3 | KG | 3234 | 3234 | LP20 | LP20 | circuit breaker VL250N standard breaking capacity Icu=55kA, 415V AC 3-pole, line protection Electronic Trip Unit LCD ETU42, LSIG 3 phases/4 lines with connecting cable In=200A, rated current IR=80...200A, overload protection, ISD=1.5 to 10xIR, II=11xIN short-circuit protection with box terminal without auxiliary release without auxiliary/alarm switch | - | 0 | 0
3VL3720-1UM33-0AA0-Z | U01 | 3VL3720-1UM33-0AA0-ZU01 | 1 | UN | 1 | 5 | B | D | EAR99 | N | 85362090 | 1 |  | 2.5 | KG | 3282.4 | 3282.4 | LP20 | LP20 | circuit breaker VL250N standard breaking capacity Icu=55kA, 415V AC 3-pole, line protection Electronic Trip Unit LCD ETU42, LSIG 3 phases/4 lines with connecting cable In=200A, rated current IR=80...200A, overload protection, ISD=1.5 to 10xIR, II=11xIN short-circuit protection with box terminal without auxiliary release without auxiliary/alarm switch with Safety Label for USA | - | 0 | 0
3VL3720-1UM36-0AA0 |  | 3VL3720-1UM36-0AA0 | 1 | UN | 1 | 5 | B | D | EAR99 | N | 85362090 | 1 | 4011209886025 | 2.611 | KG | 3190 | 3190 | LP20 | LP20 | circuit breaker VL250N standard breaking capacity Icu=55kA, 415V AC 3-pole, line protection Electronic Trip Unit LCD ETU42, LSIG 3 phases/4 lines with connecting cable In=200A, rated current IR=80...200A, overload protection, ISD=1.5 to 10xIR, II=11xIN short-circuit protection without auxiliary release without auxiliary/alarm switch | - | 0 | 0
3VL3720-1UM36-0AA0-Z | U01 | 3VL3720-1UM36-0AA0-ZU01 | 1 | UN | 1 | 5 | B | D | EAR99 | N | 85362090 | 1 |  | 2.5 | KG | 3238.4 | 3238.4 | LP20 | LP20 | circuit breaker VL250N standard breaking capacity Icu=55kA, 415V AC 3-pole, line protection Electronic Trip Unit LCD ETU42, LSIG 3 phases/4 lines with connecting cable In=200A, rated current IR=80...200A, overload protection, ISD=1.5 to 10xIR, II=11xIN short-circuit protection without auxiliary release without auxiliary/alarm switch with Safety Label for USA | - | 0 | 0
3VL3720-1UN43-0AA0 |  | 3VL3720-1UN43-0AA0 | 1 | UN | 1 | 5 | B | D | EAR99 | N | 85362090 | 1 | 4011209886599 | 3.607 | KG | 3641 | 3641 | LP20 | LP20 | circuit breaker VL250N standard breaking capacity Icu=55kA, 415V AC 4-pole, line protection Electronic Trip Unit LCD ETU42, LSIG In=200A, rated current IR=80...200A, overload protection, ISD=1.5 to 10xIR, II=11xIN short-circuit protection N protected with ground-fault protection with box terminal without auxiliary release without auxiliary/alarm switch | - | 0 | 0
3VL3720-1UN43-0AA0-Z | U01 | 3VL3720-1UN43-0AA0-ZU01 | 1 | UN | 1 | 5 | B | D | EAR99 | N | 85362090 | 1 |  | 3.3 | KG | 3689.4 | 3689.4 | LP20 | LP20 | circuit breaker VL250N standard breaking capacity Icu=55kA, 415V AC 4-pole, line protection Electronic Trip Unit LCD ETU42, LSIG In=200A, rated current IR=80...200A, overload protection, ISD=1.5 to 10xIR, II=11xIN short-circuit protection N protected with ground-fault protection with box terminal without auxiliary release without auxiliary/alarm switch with Safety Label for USA | - | 0 | 0
3VL3720-1UN46-0AA0 |  | 3VL3720-1UN46-0AA0 | 1 | UN | 1 | 5 | B | D | EAR99 | N | 85362090 | 1 | 4011209886629 | 3.361 | KG | 3619 | 3619 | LP20 | LP20 | circuit breaker VL250N standard breaking capacity Icu=55kA, 415V AC 4-pole, line protection Electronic Trip Unit LCD ETU42, LSIG In=200A, rated current IR=80...200A, overload protection, ISD=1.5 to 10xIR, II=11xIN short-circuit protection N protected with ground-fault protection without auxiliary release without auxiliary/alarm switch | - | 0 | 0
3VL3720-1UN46-0AA0-Z | U01 | 3VL3720-1UN46-0AA0-ZU01 | 1 | UN | 1 | 5 | B | D | EAR99 | N | 85362090 | 1 |  | 3.3 | KG | 3667.4 | 3667.4 | LP20 | LP20 | circuit breaker VL250N standard breaking capacity Icu=55kA, 415V AC 4-pole, line protection Electronic Trip Unit LCD ETU42, LSIG In=200A, rated current IR=80...200A, overload protection, ISD=1.5 to 10xIR, II=11xIN short-circuit protection N protected with ground-fault protection without auxiliary release without auxiliary/alarm switch with Safety Label for USA | - | 0 | 0
3VL3720-1UP33-0AA0 |  | 3VL3720-1UP33-0AA0 | 1 | UN | 1 | 5 | B | D | EAR99 | N | 85362090 | 1 | 4011209885639 | 2.3 | KG | 2882 | 2882 | LP20 | LP20 | circuit breaker VL250N standard breaking capacity Icu=55kA, 415V AC 3-pole, motor/generator prot. Electronic Trip Unit LCD ETU40M, LI In=200A, rated current IR=80...200A, overload protection, II=1.25 to 11xIN, short-circuit protection with box terminal without auxiliary release without auxiliary/alarm switch | - | 0 | 0
3VL3720-1UP33-0AA0-Z | U01 | 3VL3720-1UP33-0AA0-ZU01 | 1 | UN | 1 | 5 | B | D | EAR99 | N | 85362090 | 1 |  | 2.5 | KG | 2930.4 | 2930.4 | LP20 | LP20 | circuit breaker VL250N standard breaking capacity Icu=55kA, 415V AC 3-pole, motor/generator prot. Electronic Trip Unit LCD ETU40M, LI In=200A, rated current IR=80...200A, overload protection, II=1.25 to 11xIN, short-circuit protection with box terminal without auxiliary release without auxiliary/alarm switch with Safety Label for USA | - | 0 | 0
3VL3720-1UP36-0AA0 |  | 3VL3720-1UP36-0AA0 | 1 | UN | 1 | 5 | B | D | EAR99 | N | 85362090 | 1 | 4011209885660 | 2.611 | KG | 2871 | 2871 | LP20 | LP20 | circuit breaker VL250N standard breaking capacity Icu=55kA, 415V AC 3-pole, motor/generator prot. Electronic Trip Unit LCD ETU40M, LI In=200A, rated current IR=80...200A, overload protection, II=1.25 to 11xIN, short-circuit protection without auxiliary release without auxiliary/alarm switch | - | 0 | 0
3VL3720-1UP36-0AA0-Z | U01 | 3VL3720-1UP36-0AA0-ZU01 | 1 | UN | 1 | 5 | B | D | EAR99 | N | 85362090 | 1 |  | 2.5 | KG | 2919.4 | 2919.4 | LP20 | LP20 | circuit breaker VL250N standard breaking capacity Icu=55kA, 415V AC 3-pole, motor/generator prot. Electronic Trip Unit LCD ETU40M, LI In=200A, rated current IR=80...200A, overload protection, II=1.25 to 11xIN, short-circuit protection without auxiliary release without auxiliary/alarm switch with Safety Label for USA | - | 0 | 0
3VL3720-2CH33-0AA0-Z | U01 | 3VL3720-2CH33-0AA0-ZU01 | 1 | UN | 1 | 30 | D | D | EAR99 | N | 85362090 | 1 |  | 2.5 | KG | 4921.4 | 4921.4 | LP20 | LP20 | circuit breaker VL250H high breaking capacity Icu=70kA, 415V AC 3-pole, line protection Electronic Trip Unit LCD ETU40, LI/LS/LSI In=200A, rated current IR=80...200A, overload protection, ISD=1.5 to 10xIR, II=11xIN short-circuit protection without auxiliary release with box terminal without auxiliary/alarm switch with Safety Label for USA | - | 0 | 0
3VL3720-2CH36-0AA0-Z | U01 | 3VL3720-2CH36-0AA0-ZU01 | 1 | UN | 1 | 30 | D | D | EAR99 | N | 85362090 | 1 |  | 2.5 | KG | 4888.4 | 4888.4 | LP20 | LP20 | circuit breaker VL250H high breaking capacity Icu=70kA, 415V AC 3-pole, line protection Electronic Trip Unit LCD ETU40, LI/LS/LSI In=200A, rated current IR=80...200A, overload protection, ISD=1.5 to 10xIR, II=11xIN short-circuit protection without auxiliary release without auxiliary/alarm switch with Safety Label for USA | - | 0 | 0
3VL3720-2CH36-0AD1 |  | 3VL3720-2CH36-0AD1 | 1 | UN | 1 | 30 | D | D | EAR99 | N | 85362090 | 1 | 4011209754881 | 2.848 | KG | 4936.25 | 4936.25 | LP20 | LP20 | circuit breaker VL250H high breaking capacity Icu=70kA, 415V AC 3-pole, line protection Electronic Trip Unit LCD ETU40, LI/LS/LSI In=200A, rated current IR=80...200A, overload protection, ISD=1.5 to 10xIR, II=11xIN short-circuit protection without auxiliary release Auxiliary/alarm switch mounting kit 2 AUX (1 NO+1 NC)+1 AS (1 NO) | - | 0 | 0
3VL3720-2CJ43-0AA0-Z | U01 | 3VL3720-2CJ43-0AA0-ZU01 | 1 | UN | 1 | 30 | D | D | EAR99 | N | 85362090 | 1 |  | 3.3 | KG | 6197.4 | 6197.4 | LP20 | LP20 | circuit breaker VL250H high breaking capacity Icu=70kA, 415V AC 4-pole, line protection Electronic Trip Unit LCD ETU40, LI/LS/LSI In=200A, rated current IR=80...200A, overload protection, ISD=1.5 to 10xIR, II=11xIN short-circuit protection N protected without auxiliary release with box terminal without auxiliary/alarm switch with Safety Label for USA | - | 0 | 0
3VL3720-2CJ46-0AA0-Z | U01 | 3VL3720-2CJ46-0AA0-ZU01 | 1 | UN | 1 | 30 | D | D | EAR99 | N | 85362090 | 1 |  | 3.3 | KG | 6175.4 | 6175.4 | LP20 | LP20 | circuit breaker VL250H high breaking capacity Icu=70kA, 415V AC 4-pole, line protection Electronic Trip Unit LCD ETU40, LI/LS/LSI In=200A, rated current IR=80...200A, overload protection, ISD=1.5 to 10xIR, II=11xIN short-circuit protection N protected without auxiliary release without auxiliary/alarm switch with Safety Label for USA | - | 0 | 0
3VL3720-2CL33-0AA0-Z | U01 | 3VL3720-2CL33-0AA0-ZU01 | 1 | UN | 1 | 30 | D | D | EAR99 | N | 85362090 | 1 |  | 2.5 | KG | 5460.4 | 5460.4 | LP20 | LP20 | circuit breaker VL250H high breaking capacity Icu=70kA, 415V AC 3-pole, line protection Electronic Trip Unit LCD ETU42, LSIG 3 phases/3 lines In=200A, rated current IR=80...200A, overload protection, ISD=1.5 to 10xIR, II=11xIN short-circuit protection without auxiliary release with box terminal without auxiliary/alarm switch with Safety Label for USA | - | 0 | 0
3VL3720-2CL36-0AA0-Z | U01 | 3VL3720-2CL36-0AA0-ZU01 | 1 | UN | 1 | 30 | D | D | EAR99 | N | 85362090 | 1 |  | 2.5 | KG | 5416.4 | 5416.4 | LP20 | LP20 | circuit breaker VL250H high breaking capacity Icu=70kA, 415V AC 3-pole, line protection Electronic Trip Unit LCD ETU42, LSIG 3 phases/3 lines In=200A, rated current IR=80...200A, overload protection, ISD=1.5 to 10xIR, II=11xIN short-circuit protection without auxiliary release without auxiliary/alarm switch with Safety Label for USA | - | 0 | 0
3VL3720-2CM33-0AA0-Z | U01 | 3VL3720-2CM33-0AA0-ZU01 | 1 | UN | 1 | 30 | D | D | EAR99 | N | 85362090 | 1 |  | 2.5 | KG | 5460.4 | 5460.4 | LP20 | LP20 | circuit breaker VL250H high breaking capacity Icu=70kA, 415V AC 3-pole, line protection Electronic Trip Unit LCD ETU42, LSIG 3 phases/4 lines with connecting cable In=200A, rated current IR=80...200A, overload protection, ISD=1.5 to 10xIR, II=11xIN short-circuit protection without auxiliary release with box terminal without auxiliary/alarm switch with Safety Label for USA | - | 0 | 0
3VL3720-2CM36-0AA0-Z | U01 | 3VL3720-2CM36-0AA0-ZU01 | 1 | UN | 1 | 30 | D | D | EAR99 | N | 85362090 | 1 |  | 2.5 | KG | 5416.4 | 5416.4 | LP20 | LP20 | circuit breaker VL250H high breaking capacity Icu=70kA, 415V AC 3-pole, line protection Electronic Trip Unit LCD ETU42, LSIG 3 phases/4 lines with connecting cable In=200A, rated current IR=80...200A, overload protection, ISD=1.5 to 10xIR, II=11xIN short-circuit protection without auxiliary release without auxiliary/alarm switch with Safety Label for USA | - | 0 | 0
3VL3720-2CN43-0AA0-Z | U01 | 3VL3720-2CN43-0AA0-ZU01 | 1 | UN | 1 | 30 | D | D | EAR99 | N | 85362090 | 1 |  | 3.3 | KG | 6197.4 | 6197.4 | LP20 | LP20 | circuit breaker VL250H high breaking capacity Icu=70kA, 415V AC 4-pole, line protection Electronic Trip Unit LCD ETU42, LSIG In=200A, rated current IR=80...200A, overload protection, ISD=1.5 to 10xIR, II=11xIN short-circuit protection N protected with ground-fault protection without auxiliary release with box terminal without auxiliary/alarm switch with Safety Label for USA | - | 0 | 0
3VL3720-2CN46-0AA0 |  | 3VL3720-2CN46-0AA0 | 1 | UN | 1 | 30 | D | D | EAR99 | N | 85362090 | 1 | 4011209483781 | 3.3 | KG | 6127 | 6127 | LP20 | LP20 | circuit breaker VL250H high breaking capacity Icu=70kA, 415V AC 4-pole, line protection Electronic Trip Unit LCD ETU42, LSIG In=200A, rated current IR=80...200A, overload protection, ISD=1.5 to 10xIR, II=11xIN short-circuit protection N protected with ground-fault protection without auxiliary release without auxiliary/alarm switch | - | 0 | 0
3VL3720-2CN46-0AA0-Z | U01 | 3VL3720-2CN46-0AA0-ZU01 | 1 | UN | 1 | 30 | D | D | EAR99 | N | 85362090 | 1 |  | 3.3 | KG | 6175.4 | 6175.4 | LP20 | LP20 | circuit breaker VL250H high breaking capacity Icu=70kA, 415V AC 4-pole, line protection Electronic Trip Unit LCD ETU42, LSIG In=200A, rated current IR=80...200A, overload protection, ISD=1.5 to 10xIR, II=11xIN short-circuit protection N protected with ground-fault protection without auxiliary release without auxiliary/alarm switch with Safety Label for USA | - | 0 | 0
3VL3720-2CP33-0AA0-Z | U01 | 3VL3720-2CP33-0AA0-ZU01 | 1 | UN | 1 | 30 | D | D | EAR99 | N | 85362090 | 1 |  | 2.5 | KG | 4921.4 | 4921.4 | LP20 | LP20 | circuit breaker VL250H high breaking capacity Icu=70kA, 415V AC 3-pole, motor/generator prot. Electronic Trip Unit LCD ETU40M, LI In=200A, rated current IR=80...200A, overload protection, II=1.25 to 11xIN, short-circuit protection without auxiliary release with box terminal without auxiliary/alarm switch with Safety Label for USA | - | 0 | 0
3VL3720-2CP36-0AA0-Z | U01 | 3VL3720-2CP36-0AA0-ZU01 | 1 | UN | 1 | 30 | D | D | EAR99 | N | 85362090 | 1 |  | 2.5 | KG | 4888.4 | 4888.4 | LP20 | LP20 | circuit breaker VL250H high breaking capacity Icu=70kA, 415V AC 3-pole, motor/generator prot. Electronic Trip Unit LCD ETU40M, LI In=200A, rated current IR=80...200A, overload protection, II=1.25 to 11xIN, short-circuit protection without auxiliary release without auxiliary/alarm switch with Safety Label for USA | - | 0 | 0
3VL3720-2DC33-0AA0 |  | 3VL3720-2DC33-0AA0 | 1 | UN | 1 | 5 | B | D | EAR99 | N | 85362090 | 1 | 4011209783416 | 2.3 | KG | 1342 | 1226.3 | LP20 | LP20 | circuit breaker VL250H high breaking capacity Icu=70kA, 415V AC 3-pole, line protection Electronic Trip Unit TM, LI In=200A, rated current IR=160...200A, overload protection, II=1000...2000A, short-circuit protection with box terminal without auxiliary release without auxiliary/alarm switch | - | 0 | 0
3VL3720-2DC33-0AA0-Z | U01 | 3VL3720-2DC33-0AA0-ZU01 | 1 | UN | 1 | 5 | B | D | EAR99 | N | 85362090 | 1 |  | 2.3 | KG | 1390.4 | 1390.4 | LP20 | LP20 | circuit breaker VL250H high breaking capacity Icu=70kA, 415V AC 3-pole, line protection Electronic Trip Unit TM, LI In=200A, rated current IR=160...200A, overload protection, II=1000...2000A, short-circuit protection with box terminal without auxiliary release without auxiliary/alarm switch with Safety Label for USA | - | 0 | 0
3VL3720-2DC36-0AA0 |  | 3VL3720-2DC36-0AA0 | 1 | UN | 1 | 5 | B | D | EAR99 | N | 85362090 | 1 | 4011209483804 | 2.72 | KG | 1320 | 1226.3 | LP20 | LP20 | circuit breaker VL250H high breaking capacity Icu=70kA, 415V AC 3-pole, line protection Electronic Trip Unit TM, LI In=200A, rated current IR=160...200A, overload protection, II=1000...2000A, short-circuit protection without auxiliary release without auxiliary/alarm switch | - | 0 | 0
3VL3720-2DC36-0AA0-Z | U01 | 3VL3720-2DC36-0AA0-ZU01 | 1 | UN | 1 | 5 | B | D | EAR99 | N | 85362090 | 1 |  | 2.3 | KG | 1368.4 | 1368.4 | LP20 | LP20 | circuit breaker VL250H high breaking capacity Icu=70kA, 415V AC 3-pole, line protection Electronic Trip Unit TM, LI In=200A, rated current IR=160...200A, overload protection, II=1000...2000A, short-circuit protection without auxiliary release without auxiliary/alarm switch with Safety Label for USA | - | 0 | 0
3VL3720-2DC36-0AB1 |  | 3VL3720-2DC36-0AB1 | 1 | UN | 1 | 5 | B | D | EAR99 | N | 85362090 | 1 | 4011209754898 | 2.574 | KG | 1395.68 | 1395.68 | LP20 | LP20 | circuit breaker VL250H high breaking capacity Icu=70kA, 415V AC 3-pole, line protection Electronic Trip Unit TM, LI In=200A, rated current IR=160...200A, overload protection, II=1000...2000A, short-circuit protection without auxiliary release Auxiliary switch mounting kit 2 AUX (1 NO + 1 NC) | - | 0 | 0
3VL3720-2DC36-0AB1-Z | U01 | 3VL3720-2DC36-0AB1-ZU01 | 1 | UN | 1 | 5 | B | D | EAR99 | N | 85362090 | 1 |  | 2.3 | KG | 1444.08 | 1444.08 | LP20 | LP20 | circuit breaker VL250H high breaking capacity Icu=70kA, 415V AC 3-pole, line protection Electronic Trip Unit TM, LI In=200A, rated current IR=160...200A, overload protection, II=1000...2000A, short-circuit protection without auxiliary release Auxiliary switch mounting kit 2 AUX (1 NO + 1 NC) with Safety Label for USA | - | 0 | 0
3VL3720-2DC36-0AD1 |  | 3VL3720-2DC36-0AD1 | 1 | UN | 1 | 5 | B | D | EAR99 | N | 85362090 | 1 | 4011209754904 | 2.64 | KG | 1416.25 | 1416.25 | LP20 | LP20 | circuit breaker VL250H high breaking capacity Icu=70kA, 415V AC 3-pole, line protection Electronic Trip Unit TM, LI In=200A, rated current IR=160...200A, overload protection, II=1000...2000A, short-circuit protection without auxiliary release Auxiliary/alarm switch mounting kit 2 AUX (1 NO+1 NC)+1 AS (1 NO) | - | 0 | 0
3VL3720-2DC36-8TD1 |  | 3VL3720-2DC36-8TD1 | 1 | UN | 1 | 5 | B | D | EAR99 | N | 85362090 | 1 | 4011209754911 | 2.715 | KG | 1561.45 | 1561.45 | LP20 | LP20 | circuit breaker VL250H high breaking capacity Icu=70kA, 415V AC 3-pole, line protection Electronic Trip Unit TM, LI In=200A, rated current IR=160...200A, overload protection, II=1000...2000A, short-circuit protection Shunt release 208...277 V AC Auxiliary/alarm switch mounting kit 2 AUX (1 NO+1 NC)+1 AS (1 NO) | - | 0 | 0
3VL3720-2EC43-0AA0 |  | 3VL3720-2EC43-0AA0 | 1 | UN | 1 | 5 | B | D | EAR99 | N | 85362090 | 1 | 4011209949171 | 2.715 | KG | 1859 | 1709 | LP20 | LP20 | circuit breaker VL250H high breaking capacity Icu=70kA, 415V AC 4-pole, line protection Electronic Trip Unit TM, LI In=200A, rated current IR=160...200A, overload protection, II=1000...2000A, short-circuit protection N protected with box terminal without auxiliary release without auxiliary/alarm switch | - | 0 | 0
3VL3720-2EC43-0AA0-Z | U01 | 3VL3720-2EC43-0AA0-ZU01 | 1 | UN | 1 | 5 | B | D | EAR99 | N | 85362090 | 1 |  | 3.2 | KG | 1907.4 | 1907.4 | LP20 | LP20 | circuit breaker VL250H high breaking capacity Icu=70kA, 415V AC 4-pole, line protection Electronic Trip Unit TM, LI In=200A, rated current IR=160...200A, overload protection, II=1000...2000A, short-circuit protection N protected with box terminal without auxiliary release without auxiliary/alarm switch with Safety Label for USA | - | 0 | 0
3VL3720-2EC46-0AA0 |  | 3VL3720-2EC46-0AA0 | 1 | UN | 1 | 5 | B | D | EAR99 | N | 85362090 | 1 | 4011209483811 | 3.404 | KG | 1837 | 1709 | LP20 | LP20 | circuit breaker VL250H high breaking capacity Icu=70kA, 415V AC 4-pole, line protection Electronic Trip Unit TM, LI In=200A, rated current IR=160...200A, overload protection, II=1000...2000A, short-circuit protection N protected without auxiliary release without auxiliary/alarm switch | - | 0 | 0
3VL3720-2EC46-0AA0-Z | U01 | 3VL3720-2EC46-0AA0-ZU01 | 1 | UN | 1 | 5 | B | D | EAR99 | N | 85362090 | 1 |  | 3.2 | KG | 1885.4 | 1885.4 | LP20 | LP20 | circuit breaker VL250H high breaking capacity Icu=70kA, 415V AC 4-pole, line protection Electronic Trip Unit TM, LI In=200A, rated current IR=160...200A, overload protection, II=1000...2000A, short-circuit protection N protected without auxiliary release without auxiliary/alarm switch with Safety Label for USA | - | 0 | 0
3VL3720-2EC46-0AB1 |  | 3VL3720-2EC46-0AB1 | 1 | UN | 1 | 5 | B | D | EAR99 | N | 85362090 | 1 | 4011209754928 | 3.428 | KG | 1912.68 | 1912.68 | LP20 | LP20 | circuit breaker VL250H high breaking capacity Icu=70kA, 415V AC 4-pole, line protection Electronic Trip Unit TM, LI In=200A, rated current IR=160...200A, overload protection, II=1000...2000A, short-circuit protection N protected without auxiliary release Auxiliary switch mounting kit 2 AUX (1 NO + 1 NC) | - | 0 | 0
3VL3720-2EC46-2PA0-Z | U01 | 3VL3720-2EC46-2PA0-ZU01 | 1 | UN | 1 | 5 | B | D | EAR99 | N | 85362090 | 1 |  | 3.2 | KG | 2076.8 | 2076.8 | LP20 | LP20 | circuit breaker VL250H high breaking capacity Icu=70kA, 415V AC 4-pole, line protection Electronic Trip Unit TM, LI In=200A, rated current IR=160...200A, overload protection, II=1000...2000A, short-circuit protection N protected Undervoltage release 24 V DC without auxiliary/alarm switch with Safety Label for USA | - | 0 | 0
3VL3720-2EJ43-0AA0 |  | 3VL3720-2EJ43-0AA0 | 1 | UN | 1 | 5 | B | D | EAR99 | N | 85362090 | 1 | 4011209857889 | 3.428 | KG | 1738 | 1593.5 | LP20 | LP20 | circuit breaker VL250H high breaking capacity Icu=70kA, 415V AC 4-pole, line protection Electronic Trip Unit TM, LI In=200A, rated current IR=160...200A, overload protection, II=1000...2000A, short-circuit protection N unprotected with box terminal without auxiliary release without auxiliary/alarm switch | - | 0 | 0
3VL3720-2EJ43-0AA0-Z | U01 | 3VL3720-2EJ43-0AA0-ZU01 | 1 | UN | 1 | 5 | B | D | EAR99 | N | 85362090 | 1 |  | 3.2 | KG | 1786.4 | 1786.4 | LP20 | LP20 | circuit breaker VL250H high breaking capacity Icu=70kA, 415V AC 4-pole, line protection Electronic Trip Unit TM, LI In=200A, rated current IR=160...200A, overload protection, II=1000...2000A, short-circuit protection N unprotected with box terminal without auxiliary release without auxiliary/alarm switch with Safety Label for USA | - | 0 | 0
3VL3720-2EJ46-0AA0 |  | 3VL3720-2EJ46-0AA0 | 1 | UN | 1 | 5 | B | D | EAR99 | N | 85362090 | 1 | 4011209483828 | 3.374 | KG | 1716 | 1593.5 | LP20 | LP20 | circuit breaker VL250H high breaking capacity Icu=70kA, 415V AC 4-pole, line protection Electronic Trip Unit TM, LI In=200A, rated current IR=160...200A, overload protection, II=1000...2000A, short-circuit protection N unprotected without auxiliary release without auxiliary/alarm switch | - | 0 | 0
3VL3720-2EJ46-0AA0-Z | U01 | 3VL3720-2EJ46-0AA0-ZU01 | 1 | UN | 1 | 5 | B | D | EAR99 | N | 85362090 | 1 |  | 3.2 | KG | 1764.4 | 1764.4 | LP20 | LP20 | circuit breaker VL250H high breaking capacity Icu=70kA, 415V AC 4-pole, line protection Electronic Trip Unit TM, LI In=200A, rated current IR=160...200A, overload protection, II=1000...2000A, short-circuit protection N unprotected without auxiliary release without auxiliary/alarm switch with Safety Label for USA | - | 0 | 0
3VL3720-2EJ46-8TA0 |  | 3VL3720-2EJ46-8TA0 | 1 | UN | 1 | 5 | B | D | EAR99 | N | 85362090 | 1 | 4011209754935 | 3.418 | KG | 1861.2 | 1861.2 | LP20 | LP20 | circuit breaker VL250H high breaking capacity Icu=70kA, 415V AC 4-pole, line protection Electronic Trip Unit TM, LI In=200A, rated current IR=160...200A, overload protection, II=1000...2000A, short-circuit protection N unprotected Shunt release 208...277 V AC without auxiliary/alarm switch | - | 0 | 0
3VL3720-2EJ46-8TD1 |  | 3VL3720-2EJ46-8TD1 | 1 | UN | 1 | 5 | B | D | EAR99 | N | 85362090 | 1 | 4011209754942 | 3.474 | KG | 1957.45 | 1957.45 | LP20 | LP20 | circuit breaker VL250H high breaking capacity Icu=70kA, 415V AC 4-pole, line protection Electronic Trip Unit TM, LI In=200A, rated current IR=160...200A, overload protection, II=1000...2000A, short-circuit protection N unprotected Shunt release 208...277 V AC Auxiliary/alarm switch mounting kit 2 AUX (1 NO+1 NC)+1 AS (1 NO) | - | 0 | 0
3VL3720-2EM43-0AA0 |  | 3VL3720-2EM43-0AA0 | 1 | UN | 1 | 5 | B | D | EAR99 | N | 85362090 | 1 | 4011209949188 | 3.474 | KG | 1859 | 1709 | LP20 | LP20 | circuit breaker VL250H high breaking capacity Icu=70kA, 415V AC 4-pole, line protection trip unit, TM, LI In=200A, rated current IR=160...200A, overload prot. II=1000...2000A, short-circuit protection N protected (100%) with box terminal without auxiliary release without auxiliary/alarm switch | - | 0 | 0
3VL3720-2EM43-0AA0-Z | U01 | 3VL3720-2EM43-0AA0-ZU01 | 1 | UN | 1 | 5 | B | D | EAR99 | N | 85362090 | 1 |  | 3.2 | KG | 1907.4 | 1907.4 | LP20 | LP20 | circuit breaker VL250H high breaking capacity Icu=70kA, 415V AC 4-pole, line protection trip unit, TM, LI In=200A, rated current IR=160...200A, overload prot. II=1000...2000A, short-circuit protection N protected (100%) with box terminal without auxiliary release without auxiliary/alarm switch with Safety Label for USA | - | 0 | 0
3VL3720-2EM46-0AA0 |  | 3VL3720-2EM46-0AA0 | 1 | UN | 1 | 5 | B | D | EAR99 | N | 85362090 | 1 | 4011209645837 | 3.37 | KG | 1837 | 1709 | LP20 | LP20 | circuit breaker VL250H high breaking capacity Icu=70kA, 415V AC 4-pole, line protection trip unit, TM, LI In=200A, rated current IR=160...200A, overload prot. II=1000...2000A, short-circuit protection N protected (100%) without auxiliary release without auxiliary/alarm switch | - | 0 | 0
3VL3720-2EM46-0AA0-Z | U01 | 3VL3720-2EM46-0AA0-ZU01 | 1 | UN | 1 | 5 | B | D | EAR99 | N | 85362090 | 1 |  | 3.2 | KG | 1885.4 | 1885.4 | LP20 | LP20 | circuit breaker VL250H high breaking capacity Icu=70kA, 415V AC 4-pole, line protection trip unit, TM, LI In=200A, rated current IR=160...200A, overload prot. II=1000...2000A, short-circuit protection N protected (100%) without auxiliary release without auxiliary/alarm switch with Safety Label for USA | - | 0 | 0
3VL3720-2LA43-0AA0 |  | 3VL3720-2LA43-0AA0 | 1 | UN | 1 | 5 | B | D | EAR99 | N | 85362090 | 1 | 4011209873261 | 3.607 | KG | 2904 | 2904 | LP20 | LP20 | circuit breaker VL250H high breaking capacity Icu=70kA, 415V AC 4-pole, line protection Electronic Trip Unit ETU10, LI In=200A, rated current IR=80...200A, overload protection, II=1.25 to 11xIN, short-circuit protection N protected without auxiliary release with box terminal shipbuilding certificate for LRS, DNV and gL without auxiliary/alarm switch | - | 0 | 0
3VL3720-2LA43-0AA0-Z | U01 | 3VL3720-2LA43-0AA0-ZU01 | 1 | UN | 1 | 5 | B | D | EAR99 | N | 85362090 | 1 |  | 3.3 | KG | 2952.4 | 2952.4 | LP20 | LP20 | circuit breaker VL250H high breaking capacity Icu=70kA, 415V AC 4-pole, line protection Electronic Trip Unit ETU10, LI In=200A, rated current IR=80...200A, overload protection, II=1.25 to 11xIN, short-circuit protection N protected without auxiliary release with box terminal shipbuilding certificate for LRS, DNV and gL without auxiliary/alarm switch with Safety Label for USA | - | 0 | 0
3VL3720-2LA46-0AA0 |  | 3VL3720-2LA46-0AA0 | 1 | UN | 1 | 5 | B | D | EAR99 | N | 85362090 | 1 | 4011209873292 | 3.361 | KG | 2882 | 2882 | LP20 | LP20 | circuit breaker VL250H high breaking capacity Icu=70kA, 415V AC 4-pole, line protection Electronic Trip Unit ETU10, LI In=200A, rated current IR=80...200A, overload protection, II=1.25 to 11xIN, short-circuit protection N protected without auxiliary release shipbuilding certificate for LRS, DNV and gL without auxiliary/alarm switch | - | 0 | 0
3VL3720-2LA46-0AA0-Z | U01 | 3VL3720-2LA46-0AA0-ZU01 | 1 | UN | 1 | 5 | B | D | EAR99 | N | 85362090 | 1 |  | 3.3 | KG | 2930.4 | 2930.4 | LP20 | LP20 | circuit breaker VL250H high breaking capacity Icu=70kA, 415V AC 4-pole, line protection Electronic Trip Unit ETU10, LI In=200A, rated current IR=80...200A, overload protection, II=1.25 to 11xIN, short-circuit protection N protected without auxiliary release shipbuilding certificate for LRS, DNV and gL without auxiliary/alarm switch with Safety Label for USA | - | 0 | 0
3VL3720-2LB33-0AA0 |  | 3VL3720-2LB33-0AA0 | 1 | UN | 1 | 5 | B | D | EAR99 | N | 85362090 | 1 | 4011209872554 | 2.3 | KG | 2123 | 2123 | LP20 | LP20 | circuit breaker VL250H high breaking capacity Icu=70kA, 415V AC 3-pole, line protection Electronic Trip Unit ETU10, LI In=200A, rated current IR=80...200A, overload protection, II=1.25 to 11xIN, short-circuit protection without auxiliary release with box terminal shipbuilding certificate for LRS, DNV and gL without auxiliary/alarm switch | - | 0 | 0
3VL3720-2LB33-0AA0-Z | U01 | 3VL3720-2LB33-0AA0-ZU01 | 1 | UN | 1 | 5 | B | D | EAR99 | N | 85362090 | 1 |  | 2.5 | KG | 2171.4 | 2171.4 | LP20 | LP20 | circuit breaker VL250H high breaking capacity Icu=70kA, 415V AC 3-pole, line protection Electronic Trip Unit ETU10, LI In=200A, rated current IR=80...200A, overload protection, II=1.25 to 11xIN, short-circuit protection without auxiliary release with box terminal shipbuilding certificate for LRS, DNV and gL without auxiliary/alarm switch with Safety Label for USA | - | 0 | 0
3VL3720-2LB36-0AA0 |  | 3VL3720-2LB36-0AA0 | 1 | UN | 1 | 5 | B | D | EAR99 | N | 85362090 | 1 | 4011209872585 | 2.569 | KG | 2101 | 2101 | LP20 | LP20 | circuit breaker VL250H high breaking capacity Icu=70kA, 415V AC 3-pole, line protection Electronic Trip Unit ETU10, LI In=200A, rated current IR=80...200A, overload protection, II=1.25 to 11xIN, short-circuit protection without auxiliary release shipbuilding certificate for LRS, DNV and gL without auxiliary/alarm switch | - | 0 | 0
3VL3720-2LB36-0AA0-Z | U01 | 3VL3720-2LB36-0AA0-ZU01 | 1 | UN | 1 | 5 | B | D | EAR99 | N | 85362090 | 1 |  | 2.5 | KG | 2149.4 | 2149.4 | LP20 | LP20 | circuit breaker VL250H high breaking capacity Icu=70kA, 415V AC 3-pole, line protection Electronic Trip Unit ETU10, LI In=200A, rated current IR=80...200A, overload protection, II=1.25 to 11xIN, short-circuit protection without auxiliary release shipbuilding certificate for LRS, DNV and gL without auxiliary/alarm switch with Safety Label for USA | - | 0 | 0
3VL3720-2LE33-0AA0 |  | 3VL3720-2LE33-0AA0 | 1 | UN | 1 | 5 | B | D | EAR99 | N | 85362090 | 1 | 4011209872677 | 2.3 | KG | 2222 | 2222 | LP20 | LP20 | circuit breaker VL250H high breaking capacity Icu=70kA, 415V AC 3-pole, line protection Electronic Trip Unit ETU20, LSI In=200A, rated current IR=80...200A, overload protection, ISD=1.5 to 10xIR, II=11xIN short-circuit protection without auxiliary release with box terminal shipbuilding certificate for LRS, DNV and gL without auxiliary/alarm switch | - | 0 | 0
3VL3720-2LE33-0AA0-Z | U01 | 3VL3720-2LE33-0AA0-ZU01 | 1 | UN | 1 | 5 | B | D | EAR99 | N | 85362090 | 1 |  | 2.5 | KG | 2270.4 | 2270.4 | LP20 | LP20 | circuit breaker VL250H high breaking capacity Icu=70kA, 415V AC 3-pole, line protection Electronic Trip Unit ETU20, LSI In=200A, rated current IR=80...200A, overload protection, ISD=1.5 to 10xIR, II=11xIN short-circuit protection without auxiliary release with box terminal shipbuilding certificate for LRS, DNV and gL without auxiliary/alarm switch with Safety Label for USA | - | 0 | 0
3VL3720-2LE36-0AA0 |  | 3VL3720-2LE36-0AA0 | 1 | UN | 1 | 5 | B | D | EAR99 | N | 85362090 | 1 | 4011209872707 | 2.569 | KG | 2211 | 2211 | LP20 | LP20 | circuit breaker VL250H high breaking capacity Icu=70kA, 415V AC 3-pole, line protection Electronic Trip Unit ETU20, LSI In=200A, rated current IR=80...200A, overload protection, ISD=1.5 to 10xIR, II=11xIN short-circuit protection without auxiliary release shipbuilding certificate for LRS, DNV and gL without auxiliary/alarm switch | - | 0 | 0
3VL3720-2LE36-0AA0-Z | U01 | 3VL3720-2LE36-0AA0-ZU01 | 1 | UN | 1 | 5 | B | D | EAR99 | N | 85362090 | 1 |  | 2.5 | KG | 2259.4 | 2259.4 | LP20 | LP20 | circuit breaker VL250H high breaking capacity Icu=70kA, 415V AC 3-pole, line protection Electronic Trip Unit ETU20, LSI In=200A, rated current IR=80...200A, overload protection, ISD=1.5 to 10xIR, II=11xIN short-circuit protection without auxiliary release shipbuilding certificate for LRS, DNV and gL without auxiliary/alarm switch with Safety Label for USA | - | 0 | 0
3VL3720-2LF43-0AA0 |  | 3VL3720-2LF43-0AA0 | 1 | UN | 1 | 5 | B | D | EAR99 | N | 85362090 | 1 | 4011209874015 | 3.607 | KG | 3047 | 3047 | LP20 | LP20 | circuit breaker VL250H high breaking capacity Icu=70kA, 415V AC 4-pole, line protection Electronic Trip Unit ETU20, LSI In=200A, rated current IR=80...200A, overload protection, ISD=1.5 to 10xIR, II=11xIN short-circuit protection N protected without auxiliary release with box terminal shipbuilding certificate for LRS, DNV and gL without auxiliary/alarm switch | - | 0 | 0
3VL3720-2LF43-0AA0-Z | U01 | 3VL3720-2LF43-0AA0-ZU01 | 1 | UN | 1 | 5 | B | D | EAR99 | N | 85362090 | 1 |  | 3.3 | KG | 3095.4 | 3095.4 | LP20 | LP20 | circuit breaker VL250H high breaking capacity Icu=70kA, 415V AC 4-pole, line protection Electronic Trip Unit ETU20, LSI In=200A, rated current IR=80...200A, overload protection, ISD=1.5 to 10xIR, II=11xIN short-circuit protection N protected without auxiliary release with box terminal shipbuilding certificate for LRS, DNV and gL without auxiliary/alarm switch with Safety Label for USA | - | 0 | 0
3VL3720-2LF46-0AA0 |  | 3VL3720-2LF46-0AA0 | 1 | UN | 1 | 5 | B | D | EAR99 | N | 85362090 | 1 | 4011209873391 | 3.361 | KG | 3025 | 3025 | LP20 | LP20 | circuit breaker VL250H high breaking capacity Icu=70kA, 415V AC 4-pole, line protection Electronic Trip Unit ETU20, LSI In=200A, rated current IR=80...200A, overload protection, ISD=1.5 to 10xIR, II=11xIN short-circuit protection N protected without auxiliary release shipbuilding certificate for LRS, DNV and gL without auxiliary/alarm switch | - | 0 | 0
3VL3720-2LF46-0AA0-Z | U01 | 3VL3720-2LF46-0AA0-ZU01 | 1 | UN | 1 | 5 | B | D | EAR99 | N | 85362090 | 1 |  | 3.3 | KG | 3073.4 | 3073.4 | LP20 | LP20 | circuit breaker VL250H high breaking capacity Icu=70kA, 415V AC 4-pole, line protection Electronic Trip Unit ETU20, LSI In=200A, rated current IR=80...200A, overload protection, ISD=1.5 to 10xIR, II=11xIN short-circuit protection N protected without auxiliary release shipbuilding certificate for LRS, DNV and gL without auxiliary/alarm switch with Safety Label for USA | - | 0 | 0
3VL3720-2LS33-0AA0 |  | 3VL3720-2LS33-0AA0 | 1 | UN | 1 | 5 | B | D | EAR99 | N | 85362090 | 1 | 4011209872790 | 2.3 | KG | 2178 | 2178 | LP20 | LP20 | circuit breaker VL250H high breaking capacity Icu=70kA, 415V AC 3-pole, motor protection Electronic Trip Unit ETU30M, LI IR=80...200A, overload prot., TC=10A...30, II=6/8/11 xIN, short-circuit protection without auxiliary release with box terminal shipbuilding certificate for LRS, DNV and gL without auxiliary/alarm switch | - | 0 | 0
3VL3720-2LS33-0AA0-Z | U01 | 3VL3720-2LS33-0AA0-ZU01 | 1 | UN | 1 | 5 | B | D | EAR99 | N | 85362090 | 1 |  | 2.5 | KG | 2226.4 | 2226.4 | LP20 | LP20 | circuit breaker VL250H high breaking capacity Icu=70kA, 415V AC 3-pole, motor protection Electronic Trip Unit ETU30M, LI IR=80...200A, overload prot., TC=10A...30, II=6/8/11 xIN, short-circuit protection without auxiliary release with box terminal shipbuilding certificate for LRS, DNV and gL without auxiliary/alarm switch with Safety Label for USA | - | 0 | 0
3VL3720-2LS36-0AA0 |  | 3VL3720-2LS36-0AA0 | 1 | UN | 1 | 5 | B | D | EAR99 | N | 85362090 | 1 | 4011209872820 | 2.569 | KG | 2156 | 2156 | LP20 | LP20 | circuit breaker VL250H high breaking capacity Icu=70kA, 415V AC 3-pole, motor protection Electronic Trip Unit ETU30M, LI IR=80...200A, overload prot., TC=10A...30, II=6/8/11 xIN, short-circuit protection without auxiliary release shipbuilding certificate for LRS, DNV and gL without auxiliary/alarm switch | - | 0 | 0
3VL3720-2LS36-0AA0-Z | U01 | 3VL3720-2LS36-0AA0-ZU01 | 1 | UN | 1 | 5 | B | D | EAR99 | N | 85362090 | 1 |  | 2.5 | KG | 2204.4 | 2204.4 | LP20 | LP20 | circuit breaker VL250H high breaking capacity Icu=70kA, 415V AC 3-pole, motor protection Electronic Trip Unit ETU30M, LI IR=80...200A, overload prot., TC=10A...30, II=6/8/11 xIN, short-circuit protection without auxiliary release shipbuilding certificate for LRS, DNV and gL without auxiliary/alarm switch with Safety Label for USA | - | 0 | 0
3VL3720-2MB33-0AA0 |  | 3VL3720-2MB33-0AA0 | 1 | UN | 1 | 5 | B | D | EAR99 | N | 85362090 | 1 | 4011209809239 | 2.3 | KG | 1947 | 1947 | LP20 | LP20 | circuit breaker VL250H high breaking capacity Icu=70kA, 415V AC 3-pole, line protection Electronic Trip Unit ETU10, LI In=200A, rated current IR=80...200A, overload protection, II=1.25 to 11xIN, short-circuit protection without auxiliary release with box terminal ETU communication-capable without auxiliary/alarm switch | - | 0 | 0
3VL3720-2MB33-0AA0-Z | U01 | 3VL3720-2MB33-0AA0-ZU01 | 1 | UN | 1 | 5 | B | D | EAR99 | N | 85362090 | 1 |  | 2.5 | KG | 1995.4 | 1995.4 | LP20 | LP20 | circuit breaker VL250H high breaking capacity Icu=70kA, 415V AC 3-pole, line protection Electronic Trip Unit ETU10, LI In=200A, rated current IR=80...200A, overload protection, II=1.25 to 11xIN, short-circuit protection without auxiliary release with box terminal ETU communication-capable without auxiliary/alarm switch with Safety Label for USA | - | 0 | 0
3VL3720-2MB36-0AA0 |  | 3VL3720-2MB36-0AA0 | 1 | UN | 1 | 5 | B | D | EAR99 | N | 85362090 | 1 | 4011209809802 | 2.569 | KG | 1914 | 1914 | LP20 | LP20 | circuit breaker VL250H high breaking capacity Icu=70kA, 415V AC 3-pole, line protection Electronic Trip Unit ETU10, LI In=200A, rated current IR=80...200A, overload protection, II=1.25 to 11xIN, short-circuit protection without auxiliary release ETU communication-capable without auxiliary/alarm switch | - | 0 | 0
3VL3720-2MB36-0AA0-Z | U01 | 3VL3720-2MB36-0AA0-ZU01 | 1 | UN | 1 | 5 | B | D | EAR99 | N | 85362090 | 1 |  | 2.5 | KG | 1962.4 | 1962.4 | LP20 | LP20 | circuit breaker VL250H high breaking capacity Icu=70kA, 415V AC 3-pole, line protection Electronic Trip Unit ETU10, LI In=200A, rated current IR=80...200A, overload protection, II=1.25 to 11xIN, short-circuit protection without auxiliary release ETU communication-capable without auxiliary/alarm switch with Safety Label for USA | - | 0 | 0
3VL3720-2ME33-0AA0 |  | 3VL3720-2ME33-0AA0 | 1 | UN | 1 | 5 | B | D | EAR99 | N | 85362090 | 1 | 4011209809253 | 2.3 | KG | 2024 | 2024 | LP20 | LP20 | circuit breaker VL250H high breaking capacity Icu=70kA, 415V AC 3-pole, line protection Electronic Trip Unit ETU20, LSI In=200A, rated current IR=80...200A, overload protection, ISD=1.5 to 10xIR, II=11xIN short-circuit protection without auxiliary release with box terminal ETU communication-capable without auxiliary/alarm switch | - | 0 | 0
3VL3720-2ME33-0AA0-Z | U01 | 3VL3720-2ME33-0AA0-ZU01 | 1 | UN | 1 | 5 | B | D | EAR99 | N | 85362090 | 1 |  | 2.5 | KG | 2072.4 | 2072.4 | LP20 | LP20 | circuit breaker VL250H high breaking capacity Icu=70kA, 415V AC 3-pole, line protection Electronic Trip Unit ETU20, LSI In=200A, rated current IR=80...200A, overload protection, ISD=1.5 to 10xIR, II=11xIN short-circuit protection without auxiliary release with box terminal ETU communication-capable without auxiliary/alarm switch with Safety Label for USA | - | 0 | 0
3VL3720-2ME36-0AA0 |  | 3VL3720-2ME36-0AA0 | 1 | UN | 1 | 5 | B | D | EAR99 | N | 85362090 | 1 | 4011209809826 | 2.569 | KG | 2024 | 2024 | LP20 | LP20 | circuit breaker VL250H high breaking capacity Icu=70kA, 415V AC 3-pole, line protection Electronic Trip Unit ETU20, LSI In=200A, rated current IR=80...200A, overload protection, ISD=1.5 to 10xIR, II=11xIN short-circuit protection without auxiliary release ETU communication-capable without auxiliary/alarm switch | - | 0 | 0
3VL3720-2ME36-0AA0-Z | U01 | 3VL3720-2ME36-0AA0-ZU01 | 1 | UN | 1 | 5 | B | D | EAR99 | N | 85362090 | 1 |  | 2.5 | KG | 2072.4 | 2072.4 | LP20 | LP20 | circuit breaker VL250H high breaking capacity Icu=70kA, 415V AC 3-pole, line protection Electronic Trip Unit ETU20, LSI In=200A, rated current IR=80...200A, overload protection, ISD=1.5 to 10xIR, II=11xIN short-circuit protection without auxiliary release ETU communication-capable without auxiliary/alarm switch with Safety Label for USA | - | 0 | 0
3VL3720-2MF33-0AA0 |  | 3VL3720-2MF33-0AA0 | 1 | UN | 1 | 5 | B | D | EAR99 | N | 85362090 | 1 | 4011209809277 | 2.3 | KG | 2574 | 2574 | LP20 | LP20 | circuit breaker VL250H high breaking capacity Icu=70kA, 415V AC 3-pole, line protection Electronic Trip Unit ETU12, LIGN 3 phases/4 lines In=200A, rated current IR=80...200A, overload protection, II=1.25 to 11xIN, short-circuit protection without auxiliary release with box terminal ETU communication-capable without auxiliary/alarm switch | - | 0 | 0
3VL3720-2MF33-0AA0-Z | U01 | 3VL3720-2MF33-0AA0-ZU01 | 1 | UN | 1 | 5 | B | D | EAR99 | N | 85362090 | 1 |  | 2.5 | KG | 2622.4 | 2622.4 | LP20 | LP20 | circuit breaker VL250H high breaking capacity Icu=70kA, 415V AC 3-pole, line protection Electronic Trip Unit ETU12, LIGN 3 phases/4 lines In=200A, rated current IR=80...200A, overload protection, II=1.25 to 11xIN, short-circuit protection without auxiliary release with box terminal ETU communication-capable without auxiliary/alarm switch with Safety Label for USA | - | 0 | 0
3VL3720-2MF36-0AA0 |  | 3VL3720-2MF36-0AA0 | 1 | UN | 1 | 5 | B | D | EAR99 | N | 85362090 | 1 | 4011209809840 | 2.569 | KG | 2552 | 2552 | LP20 | LP20 | circuit breaker VL250H high breaking capacity Icu=70kA, 415V AC 3-pole, line protection Electronic Trip Unit ETU12, LIGN 3 phases/4 lines In=200A, rated current IR=80...200A, overload protection, II=1.25 to 11xIN, short-circuit protection without auxiliary release ETU communication-capable without auxiliary/alarm switch | - | 0 | 0
3VL3720-2MF36-0AA0-Z | U01 | 3VL3720-2MF36-0AA0-ZU01 | 1 | UN | 1 | 5 | B | D | EAR99 | N | 85362090 | 1 |  | 2.5 | KG | 2600.4 | 2600.4 | LP20 | LP20 | circuit breaker VL250H high breaking capacity Icu=70kA, 415V AC 3-pole, line protection Electronic Trip Unit ETU12, LIGN 3 phases/4 lines In=200A, rated current IR=80...200A, overload protection, II=1.25 to 11xIN, short-circuit protection without auxiliary release ETU communication-capable without auxiliary/alarm switch with Safety Label for USA | - | 0 | 0
3VL3720-2MG33-0AA0 |  | 3VL3720-2MG33-0AA0 | 1 | UN | 1 | 5 | B | D | EAR99 | N | 85362090 | 1 | 4011209809291 | 2.3 | KG | 2442 | 2442 | LP20 | LP20 | circuit breaker VL250H high breaking capacity Icu=70kA, 415V AC 3-pole, line protection Electronic Trip Unit ETU22, LSIG 3 phases/3 lines In=200A, rated current IR=80...200A, overload protection, ISD=1.5 to 10xIR, II=11xIN short-circuit protection without auxiliary release with box terminal ETU communication-capable without auxiliary/alarm switch | - | 0 | 0
3VL3720-2MG33-0AA0-Z | U01 | 3VL3720-2MG33-0AA0-ZU01 | 1 | UN | 1 | 5 | B | D | EAR99 | N | 85362090 | 1 |  | 2.5 | KG | 2490.4 | 2490.4 | LP20 | LP20 | circuit breaker VL250H high breaking capacity Icu=70kA, 415V AC 3-pole, line protection Electronic Trip Unit ETU22, LSIG 3 phases/3 lines In=200A, rated current IR=80...200A, overload protection, ISD=1.5 to 10xIR, II=11xIN short-circuit protection without auxiliary release with box terminal ETU communication-capable without auxiliary/alarm switch with Safety Label for USA | - | 0 | 0
3VL3720-2MG36-0AA0 |  | 3VL3720-2MG36-0AA0 | 1 | UN | 1 | 5 | B | D | EAR99 | N | 85362090 | 1 | 4011209809864 | 2.569 | KG | 2420 | 2420 | LP20 | LP20 | circuit breaker VL250H high breaking capacity Icu=70kA, 415V AC 3-pole, line protection Electronic Trip Unit ETU22, LSIG 3 phases/3 lines In=200A, rated current IR=80...200A, overload protection, ISD=1.5 to 10xIR, II=11xIN short-circuit protection without auxiliary release ETU communication-capable without auxiliary/alarm switch | - | 0 | 0
3VL3720-2MG36-0AA0-Z | U01 | 3VL3720-2MG36-0AA0-ZU01 | 1 | UN | 1 | 5 | B | D | EAR99 | N | 85362090 | 1 |  | 2.5 | KG | 2468.4 | 2468.4 | LP20 | LP20 | circuit breaker VL250H high breaking capacity Icu=70kA, 415V AC 3-pole, line protection Electronic Trip Unit ETU22, LSIG 3 phases/3 lines In=200A, rated current IR=80...200A, overload protection, ISD=1.5 to 10xIR, II=11xIN short-circuit protection without auxiliary release ETU communication-capable without auxiliary/alarm switch with Safety Label for USA | - | 0 | 0
3VL3720-2MH33-0AA0 |  | 3VL3720-2MH33-0AA0 | 1 | UN | 1 | 5 | B | D | EAR99 | N | 85362090 | 1 | 4011209809314 | 2.3 | KG | 2442 | 2442 | LP20 | LP20 | circuit breaker VL250H high breaking capacity Icu=70kA, 415V AC 3-pole, line protection Electronic Trip Unit ETU22, LSIG 3 phases/4 lines with connecting cable In=200A, rated current IR=80...200A, overload protection, ISD=1.5 to 10xIR, II=11xIN short-circuit protection without auxiliary release with box terminal ETU communication-capable without auxiliary/alarm switch | - | 0 | 0
3VL3720-2MH33-0AA0-Z | U01 | 3VL3720-2MH33-0AA0-ZU01 | 1 | UN | 1 | 5 | B | D | EAR99 | N | 85362090 | 1 |  | 2.5 | KG | 2490.4 | 2490.4 | LP20 | LP20 | circuit breaker VL250H high breaking capacity Icu=70kA, 415V AC 3-pole, line protection Electronic Trip Unit ETU22, LSIG 3 phases/4 lines with connecting cable In=200A, rated current IR=80...200A, overload protection, ISD=1.5 to 10xIR, II=11xIN short-circuit protection without auxiliary release with box terminal ETU communication-capable without auxiliary/alarm switch with Safety Label for USA | - | 0 | 0
3VL3720-2MH36-0AA0 |  | 3VL3720-2MH36-0AA0 | 1 | UN | 1 | 5 | B | D | EAR99 | N | 85362090 | 1 | 4011209809888 | 2.569 | KG | 2420 | 2420 | LP20 | LP20 | circuit breaker VL250H high breaking capacity Icu=70kA, 415V AC 3-pole, line protection Electronic Trip Unit ETU22, LSIG 3 phases/4 lines with connecting cable In=200A, rated current IR=80...200A, overload protection, ISD=1.5 to 10xIR, II=11xIN short-circuit protection without auxiliary release ETU communication-capable without auxiliary/alarm switch | - | 0 | 0
3VL3720-2MH36-0AA0-Z | U01 | 3VL3720-2MH36-0AA0-ZU01 | 1 | UN | 1 | 5 | B | D | EAR99 | N | 85362090 | 1 |  | 2.5 | KG | 2468.4 | 2468.4 | LP20 | LP20 | circuit breaker VL250H high breaking capacity Icu=70kA, 415V AC 3-pole, line protection Electronic Trip Unit ETU22, LSIG 3 phases/4 lines with connecting cable In=200A, rated current IR=80...200A, overload protection, ISD=1.5 to 10xIR, II=11xIN short-circuit protection without auxiliary release ETU communication-capable without auxiliary/alarm switch with Safety Label for USA | - | 0 | 0
3VL3720-2ML33-0AA0 |  | 3VL3720-2ML33-0AA0 | 1 | UN | 1 | 5 | B | D | EAR99 | N | 85362090 | 1 | 4011209809338 | 2.3 | KG | 2387 | 2387 | LP20 | LP20 | circuit breaker VL250H high breaking capacity Icu=70kA, 415V AC 3-pole, line protection Electronic Trip Unit ETU12, LIG 3 phases/3 lines In=200A, rated current IR=80...200A, overload protection, II=1.25 to 11xIN, short-circuit protection without auxiliary release with box terminal ETU communication-capable without auxiliary/alarm switch | - | 0 | 0
3VL3720-2ML33-0AA0-Z | U01 | 3VL3720-2ML33-0AA0-ZU01 | 1 | UN | 1 | 5 | B | D | EAR99 | N | 85362090 | 1 |  | 2.5 | KG | 2435.4 | 2435.4 | LP20 | LP20 | circuit breaker VL250H high breaking capacity Icu=70kA, 415V AC 3-pole, line protection Electronic Trip Unit ETU12, LIG 3 phases/3 lines In=200A, rated current IR=80...200A, overload protection, II=1.25 to 11xIN, short-circuit protection without auxiliary release with box terminal ETU communication-capable without auxiliary/alarm switch with Safety Label for USA | - | 0 | 0
3VL3720-2ML36-0AA0 |  | 3VL3720-2ML36-0AA0 | 1 | UN | 1 | 5 | B | D | EAR99 | N | 85362090 | 1 | 4011209809901 | 2.569 | KG | 2365 | 2365 | LP20 | LP20 | circuit breaker VL250H high breaking capacity Icu=70kA, 415V AC 3-pole, line protection Electronic Trip Unit ETU12, LIG 3 phases/3 lines In=200A, rated current IR=80...200A, overload protection, II=1.25 to 11xIN, short-circuit protection without auxiliary release ETU communication-capable without auxiliary/alarm switch | - | 0 | 0
3VL3720-2ML36-0AA0-Z | U01 | 3VL3720-2ML36-0AA0-ZU01 | 1 | UN | 1 | 5 | B | D | EAR99 | N | 85362090 | 1 |  | 2.5 | KG | 2413.4 | 2413.4 | LP20 | LP20 | circuit breaker VL250H high breaking capacity Icu=70kA, 415V AC 3-pole, line protection Electronic Trip Unit ETU12, LIG 3 phases/3 lines In=200A, rated current IR=80...200A, overload protection, II=1.25 to 11xIN, short-circuit protection without auxiliary release ETU communication-capable without auxiliary/alarm switch with Safety Label for USA | - | 0 | 0
3VL3720-2MP33-0AA0 |  | 3VL3720-2MP33-0AA0 | 1 | UN | 1 | 5 | B | D | EAR99 | N | 85362090 | 1 | 4011209809352 | 2.3 | KG | 1859 | 1859 | LP20 | LP20 | circuit breaker VL250H high breaking capacity Icu=70kA, 415V AC 3-pole, motor/generator prot. Electronic Trip Unit ETU10M, LI In=200A, rated current IR=80...200A, overload protection, II=1.25 to 11xIN, short-circuit protection without auxiliary release with box terminal ETU communication-capable without auxiliary/alarm switch | - | 0 | 0
3VL3720-2MP33-0AA0-Z | U01 | 3VL3720-2MP33-0AA0-ZU01 | 1 | UN | 1 | 5 | B | D | EAR99 | N | 85362090 | 1 |  | 2.5 | KG | 1907.4 | 1907.4 | LP20 | LP20 | circuit breaker VL250H high breaking capacity Icu=70kA, 415V AC 3-pole, motor/generator prot. Electronic Trip Unit ETU10M, LI In=200A, rated current IR=80...200A, overload protection, II=1.25 to 11xIN, short-circuit protection without auxiliary release with box terminal ETU communication-capable without auxiliary/alarm switch with Safety Label for USA | - | 0 | 0
3VL3720-2MP36-0AA0 |  | 3VL3720-2MP36-0AA0 | 1 | UN | 1 | 5 | B | D | EAR99 | N | 85362090 | 1 | 4011209809925 | 2.569 | KG | 1837 | 1837 | LP20 | LP20 | circuit breaker VL250H high breaking capacity Icu=70kA, 415V AC 3-pole, motor/generator prot. Electronic Trip Unit ETU10M, LI In=200A, rated current IR=80...200A, overload protection, II=1.25 to 11xIN, short-circuit protection without auxiliary release ETU communication-capable without auxiliary/alarm switch | - | 0 | 0
3VL3720-2MP36-0AA0-Z | U01 | 3VL3720-2MP36-0AA0-ZU01 | 1 | UN | 1 | 5 | B | D | EAR99 | N | 85362090 | 1 |  | 2.5 | KG | 1885.4 | 1885.4 | LP20 | LP20 | circuit breaker VL250H high breaking capacity Icu=70kA, 415V AC 3-pole, motor/generator prot. Electronic Trip Unit ETU10M, LI In=200A, rated current IR=80...200A, overload protection, II=1.25 to 11xIN, short-circuit protection without auxiliary release ETU communication-capable without auxiliary/alarm switch with Safety Label for USA | - | 0 | 0
3VL3720-2MS33-0AA0 |  | 3VL3720-2MS33-0AA0 | 1 | UN | 1 | 5 | B | D | EAR99 | N | 85362090 | 1 | 4011209809376 | 2.3 | KG | 1980 | 1980 | LP20 | LP20 | circuit breaker VL250H high breaking capacity Icu=70kA, 415V AC 3-pole, motor protection Electronic Trip Unit ETU30M, LI IR=80...200A, overload prot., TC=10A...30, II=6/8/11 xIN, short-circuit protection without auxiliary release with box terminal ETU communication-capable without auxiliary/alarm switch | - | 0 | 0
3VL3720-2MS33-0AA0-Z | U01 | 3VL3720-2MS33-0AA0-ZU01 | 1 | UN | 1 | 5 | B | D | EAR99 | N | 85362090 | 1 |  | 2.5 | KG | 2028.4 | 2028.4 | LP20 | LP20 | circuit breaker VL250H high breaking capacity Icu=70kA, 415V AC 3-pole, motor protection Electronic Trip Unit ETU30M, LI IR=80...200A, overload prot., TC=10A...30, II=6/8/11 xIN, short-circuit protection without auxiliary release with box terminal ETU communication-capable without auxiliary/alarm switch with Safety Label for USA | - | 0 | 0
3VL3720-2MS36-0AA0 |  | 3VL3720-2MS36-0AA0 | 1 | UN | 1 | 5 | B | D | EAR99 | N | 85362090 | 1 | 4011209809949 | 2.569 | KG | 1958 | 1958 | LP20 | LP20 | circuit breaker VL250H high breaking capacity Icu=70kA, 415V AC 3-pole, motor protection Electronic Trip Unit ETU30M, LI IR=80...200A, overload prot., TC=10A...30, II=6/8/11 xIN, short-circuit protection without auxiliary release ETU communication-capable without auxiliary/alarm switch | - | 0 | 0
3VL3720-2MS36-0AA0-Z | U01 | 3VL3720-2MS36-0AA0-ZU01 | 1 | UN | 1 | 5 | B | D | EAR99 | N | 85362090 | 1 |  | 2.5 | KG | 2006.4 | 2006.4 | LP20 | LP20 | circuit breaker VL250H high breaking capacity Icu=70kA, 415V AC 3-pole, motor protection Electronic Trip Unit ETU30M, LI IR=80...200A, overload prot., TC=10A...30, II=6/8/11 xIN, short-circuit protection without auxiliary release ETU communication-capable without auxiliary/alarm switch with Safety Label for USA | - | 0 | 0
3VL3720-2NA43-0AA0 |  | 3VL3720-2NA43-0AA0 | 1 | UN | 1 | 5 | B | D | EAR99 | N | 85362090 | 1 | 4011209809512 | 3.607 | KG | 2607 | 2607 | LP20 | LP20 | circuit breaker VL250H high breaking capacity Icu=70kA, 415V AC 4-pole, line protection Electronic Trip Unit ETU10, LIN In=200A, rated current IR=80...200A, overload protection, II=1.25 to 11xIN, short-circuit protection N protected without auxiliary release with box terminal ETU communication-capable without auxiliary/alarm switch | - | 0 | 0
3VL3720-2NA43-0AA0-Z | U01 | 3VL3720-2NA43-0AA0-ZU01 | 1 | UN | 1 | 5 | B | D | EAR99 | N | 85362090 | 1 |  | 3.3 | KG | 2655.4 | 2655.4 | LP20 | LP20 | circuit breaker VL250H high breaking capacity Icu=70kA, 415V AC 4-pole, line protection Electronic Trip Unit ETU10, LIN In=200A, rated current IR=80...200A, overload protection, II=1.25 to 11xIN, short-circuit protection N protected without auxiliary release with box terminal ETU communication-capable without auxiliary/alarm switch with Safety Label for USA | - | 0 | 0
3VL3720-2NA46-0AA0 |  | 3VL3720-2NA46-0AA0 | 1 | UN | 1 | 5 | B | D | EAR99 | N | 85362090 | 1 | 4011209810082 | 3.361 | KG | 2563 | 2563 | LP20 | LP20 | circuit breaker VL250H high breaking capacity Icu=70kA, 415V AC 4-pole, line protection Electronic Trip Unit ETU10, LIN In=200A, rated current IR=80...200A, overload protection, II=1.25 to 11xIN, short-circuit protection N protected without auxiliary release ETU communication-capable without auxiliary/alarm switch | - | 0 | 0
3VL3720-2NA46-0AA0-Z | U01 | 3VL3720-2NA46-0AA0-ZU01 | 1 | UN | 1 | 5 | B | D | EAR99 | N | 85362090 | 1 |  | 3.3 | KG | 2611.4 | 2611.4 | LP20 | LP20 | circuit breaker VL250H high breaking capacity Icu=70kA, 415V AC 4-pole, line protection Electronic Trip Unit ETU10, LIN In=200A, rated current IR=80...200A, overload protection, II=1.25 to 11xIN, short-circuit protection N protected without auxiliary release ETU communication-capable without auxiliary/alarm switch with Safety Label for USA | - | 0 | 0
3VL3720-2NB43-0AA0 |  | 3VL3720-2NB43-0AA0 | 1 | UN | 1 | 5 | B | D | EAR99 | N | 85362090 | 1 | 4011209809536 | 3.607 | KG | 2442 | 2442 | LP20 | LP20 | circuit breaker VL250H high breaking capacity Icu=70kA, 415V AC 4-pole, line protection Electronic Trip Unit ETU10, LI In=200A, rated current IR=80...200A, overload protection, II=1.25 to 11xIN, short-circuit protection without auxiliary release with box terminal ETU communication-capable without auxiliary/alarm switch | - | 0 | 0
3VL3720-2NB43-0AA0-Z | U01 | 3VL3720-2NB43-0AA0-ZU01 | 1 | UN | 1 | 5 | B | D | EAR99 | N | 85362090 | 1 |  | 3.3 | KG | 2490.4 | 2490.4 | LP20 | LP20 | circuit breaker VL250H high breaking capacity Icu=70kA, 415V AC 4-pole, line protection Electronic Trip Unit ETU10, LI In=200A, rated current IR=80...200A, overload protection, II=1.25 to 11xIN, short-circuit protection without auxiliary release with box terminal ETU communication-capable without auxiliary/alarm switch with Safety Label for USA | - | 0 | 0
3VL3720-2NB46-0AA0 |  | 3VL3720-2NB46-0AA0 | 1 | UN | 1 | 5 | B | D | EAR99 | N | 85362090 | 1 | 4011209810105 | 3.361 | KG | 2420 | 2420 | LP20 | LP20 | circuit breaker VL250H high breaking capacity Icu=70kA, 415V AC 4-pole, line protection Electronic Trip Unit ETU10, LI In=200A, rated current IR=80...200A, overload protection, II=1.25 to 11xIN, short-circuit protection without auxiliary release ETU communication-capable without auxiliary/alarm switch | - | 0 | 0
3VL3720-2NB46-0AA0-Z | U01 | 3VL3720-2NB46-0AA0-ZU01 | 1 | UN | 1 | 5 | B | D | EAR99 | N | 85362090 | 1 |  | 3.3 | KG | 2468.4 | 2468.4 | LP20 | LP20 | circuit breaker VL250H high breaking capacity Icu=70kA, 415V AC 4-pole, line protection Electronic Trip Unit ETU10, LI In=200A, rated current IR=80...200A, overload protection, II=1.25 to 11xIN, short-circuit protection without auxiliary release ETU communication-capable without auxiliary/alarm switch with Safety Label for USA | - | 0 | 0
3VL3720-2NE43-0AA0 |  | 3VL3720-2NE43-0AA0 | 1 | UN | 1 | 5 | B | D | EAR99 | N | 85362090 | 1 | 4011209809550 | 3.607 | KG | 2607 | 2607 | LP20 | LP20 | circuit breaker VL250H high breaking capacity Icu=70kA, 415V AC 4-pole, line protection Electronic Trip Unit ETU20, LSI In=200A, rated current IR=80...200A, overload protection, ISD=1.5 to 10xIR, II=11xIN short-circuit protection without auxiliary release with box terminal ETU communication-capable without auxiliary/alarm switch | - | 0 | 0
3VL3720-2NE43-0AA0-Z | U01 | 3VL3720-2NE43-0AA0-ZU01 | 1 | UN | 1 | 5 | B | D | EAR99 | N | 85362090 | 1 |  | 3.3 | KG | 2655.4 | 2655.4 | LP20 | LP20 | circuit breaker VL250H high breaking capacity Icu=70kA, 415V AC 4-pole, line protection Electronic Trip Unit ETU20, LSI In=200A, rated current IR=80...200A, overload protection, ISD=1.5 to 10xIR, II=11xIN short-circuit protection without auxiliary release with box terminal ETU communication-capable without auxiliary/alarm switch with Safety Label for USA | - | 0 | 0
3VL3720-2NE46-0AA0 |  | 3VL3720-2NE46-0AA0 | 1 | UN | 1 | 5 | B | D | EAR99 | N | 85362090 | 1 | 4011209810129 | 3.361 | KG | 2563 | 2563 | LP20 | LP20 | circuit breaker VL250H high breaking capacity Icu=70kA, 415V AC 4-pole, line protection Electronic Trip Unit ETU20, LSI In=200A, rated current IR=80...200A, overload protection, ISD=1.5 to 10xIR, II=11xIN short-circuit protection without auxiliary release ETU communication-capable without auxiliary/alarm switch | - | 0 | 0
3VL3720-2NE46-0AA0-Z | U01 | 3VL3720-2NE46-0AA0-ZU01 | 1 | UN | 1 | 5 | B | D | EAR99 | N | 85362090 | 1 |  | 3.3 | KG | 2611.4 | 2611.4 | LP20 | LP20 | circuit breaker VL250H high breaking capacity Icu=70kA, 415V AC 4-pole, line protection Electronic Trip Unit ETU20, LSI In=200A, rated current IR=80...200A, overload protection, ISD=1.5 to 10xIR, II=11xIN short-circuit protection without auxiliary release ETU communication-capable without auxiliary/alarm switch with Safety Label for USA | - | 0 | 0
3VL3720-2NF43-0AA0 |  | 3VL3720-2NF43-0AA0 | 1 | UN | 1 | 5 | B | D | EAR99 | N | 85362090 | 1 | 4011209809574 | 3.607 | KG | 2750 | 2750 | LP20 | LP20 | circuit breaker VL250H high breaking capacity Icu=70kA, 415V AC 4-pole, line protection Electronic Trip Unit ETU20, LSI In=200A, rated current IR=80...200A, overload protection, ISD=1.5 to 10xIR, II=11xIN short-circuit protection N protected without auxiliary release with box terminal ETU communication-capable without auxiliary/alarm switch | - | 0 | 0
3VL3720-2NF43-0AA0-Z | U01 | 3VL3720-2NF43-0AA0-ZU01 | 1 | UN | 1 | 5 | B | D | EAR99 | N | 85362090 | 1 |  | 3.3 | KG | 2798.4 | 2798.4 | LP20 | LP20 | circuit breaker VL250H high breaking capacity Icu=70kA, 415V AC 4-pole, line protection Electronic Trip Unit ETU20, LSI In=200A, rated current IR=80...200A, overload protection, ISD=1.5 to 10xIR, II=11xIN short-circuit protection N protected without auxiliary release with box terminal ETU communication-capable without auxiliary/alarm switch with Safety Label for USA | - | 0 | 0
3VL3720-2NF46-0AA0 |  | 3VL3720-2NF46-0AA0 | 1 | UN | 1 | 5 | B | D | EAR99 | N | 85362090 | 1 | 4011209810143 | 3.361 | KG | 2739 | 2739 | LP20 | LP20 | circuit breaker VL250H high breaking capacity Icu=70kA, 415V AC 4-pole, line protection Electronic Trip Unit ETU20, LSI In=200A, rated current IR=80...200A, overload protection, ISD=1.5 to 10xIR, II=11xIN short-circuit protection N protected without auxiliary release ETU communication-capable without auxiliary/alarm switch | - | 0 | 0
3VL3720-2NF46-0AA0-Z | U01 | 3VL3720-2NF46-0AA0-ZU01 | 1 | UN | 1 | 5 | B | D | EAR99 | N | 85362090 | 1 |  | 3.3 | KG | 2787.4 | 2787.4 | LP20 | LP20 | circuit breaker VL250H high breaking capacity Icu=70kA, 415V AC 4-pole, line protection Electronic Trip Unit ETU20, LSI In=200A, rated current IR=80...200A, overload protection, ISD=1.5 to 10xIR, II=11xIN short-circuit protection N protected without auxiliary release ETU communication-capable without auxiliary/alarm switch with Safety Label for USA | - | 0 | 0
3VL3720-2NH43-0AA0 |  | 3VL3720-2NH43-0AA0 | 1 | UN | 1 | 5 | B | D | EAR99 | N | 85362090 | 1 | 4011209809598 | 3.607 | KG | 3410 | 3410 | LP20 | LP20 | circuit breaker VL250H high breaking capacity Icu=70kA, 415V AC 4-pole, line protection Electronic Trip Unit ETU22, LSIG In=200A, rated current IR=80...200A, overload protection, ISD=1.5 to 10xIR, II=11xIN short-circuit protection N protected without auxiliary release with box terminal ETU communication-capable without auxiliary/alarm switch | - | 0 | 0
3VL3720-2NH43-0AA0-Z | U01 | 3VL3720-2NH43-0AA0-ZU01 | 1 | UN | 1 | 5 | B | D | EAR99 | N | 85362090 | 1 |  | 3.3 | KG | 3458.4 | 3458.4 | LP20 | LP20 | circuit breaker VL250H high breaking capacity Icu=70kA, 415V AC 4-pole, line protection Electronic Trip Unit ETU22, LSIG In=200A, rated current IR=80...200A, overload protection, ISD=1.5 to 10xIR, II=11xIN short-circuit protection N protected without auxiliary release with box terminal ETU communication-capable without auxiliary/alarm switch with Safety Label for USA | - | 0 | 0
3VL3720-2NH46-0AA0 |  | 3VL3720-2NH46-0AA0 | 1 | UN | 1 | 5 | B | D | EAR99 | N | 85362090 | 1 | 4011209810167 | 3.361 | KG | 3377 | 3377 | LP20 | LP20 | circuit breaker VL250H high breaking capacity Icu=70kA, 415V AC 4-pole, line protection Electronic Trip Unit ETU22, LSIG In=200A, rated current IR=80...200A, overload protection, ISD=1.5 to 10xIR, II=11xIN short-circuit protection N protected without auxiliary release ETU communication-capable without auxiliary/alarm switch | - | 0 | 0
3VL3720-2NH46-0AA0-Z | U01 | 3VL3720-2NH46-0AA0-ZU01 | 1 | UN | 1 | 5 | B | D | EAR99 | N | 85362090 | 1 |  | 3.3 | KG | 3425.4 | 3425.4 | LP20 | LP20 | circuit breaker VL250H high breaking capacity Icu=70kA, 415V AC 4-pole, line protection Electronic Trip Unit ETU22, LSIG In=200A, rated current IR=80...200A, overload protection, ISD=1.5 to 10xIR, II=11xIN short-circuit protection N protected without auxiliary release ETU communication-capable without auxiliary/alarm switch with Safety Label for USA | - | 0 | 0
3VL3720-2NN43-0AA0 |  | 3VL3720-2NN43-0AA0 | 1 | UN | 1 | 5 | B | D | EAR99 | N | 85362090 | 1 | 4011209809611 | 3.607 | KG | 3234 | 3234 | LP20 | LP20 | circuit breaker VL250H high breaking capacity Icu=70kA, 415V AC 4-pole, line protection Electronic Trip Unit ETU12, LIG In=200A, rated current IR=80...200A, overload protection, II=1.25 to 11xIN, short-circuit protection N protected without auxiliary release with box terminal ETU communication-capable without auxiliary/alarm switch | - | 0 | 0
3VL3720-2NN43-0AA0-Z | U01 | 3VL3720-2NN43-0AA0-ZU01 | 1 | UN | 1 | 5 | B | D | EAR99 | N | 85362090 | 1 |  | 3.3 | KG | 3282.4 | 3282.4 | LP20 | LP20 | circuit breaker VL250H high breaking capacity Icu=70kA, 415V AC 4-pole, line protection Electronic Trip Unit ETU12, LIG In=200A, rated current IR=80...200A, overload protection, II=1.25 to 11xIN, short-circuit protection N protected without auxiliary release with box terminal ETU communication-capable without auxiliary/alarm switch with Safety Label for USA | - | 0 | 0
3VL3720-2NN46-0AA0 |  | 3VL3720-2NN46-0AA0 | 1 | UN | 1 | 5 | B | D | EAR99 | N | 85362090 | 1 | 4011209810181 | 3.361 | KG | 3223 | 3223 | LP20 | LP20 | circuit breaker VL250H high breaking capacity Icu=70kA, 415V AC 4-pole, line protection Electronic Trip Unit ETU12, LIG In=200A, rated current IR=80...200A, overload protection, II=1.25 to 11xIN, short-circuit protection N protected without auxiliary release ETU communication-capable without auxiliary/alarm switch | - | 0 | 0
3VL3720-2NN46-0AA0-Z | U01 | 3VL3720-2NN46-0AA0-ZU01 | 1 | UN | 1 | 5 | B | D | EAR99 | N | 85362090 | 1 |  | 3.3 | KG | 3271.4 | 3271.4 | LP20 | LP20 | circuit breaker VL250H high breaking capacity Icu=70kA, 415V AC 4-pole, line protection Electronic Trip Unit ETU12, LIG In=200A, rated current IR=80...200A, overload protection, II=1.25 to 11xIN, short-circuit protection N protected without auxiliary release ETU communication-capable without auxiliary/alarm switch with Safety Label for USA | - | 0 | 0
3VL3720-2SB33-0AA0 |  | 3VL3720-2SB33-0AA0 | 1 | UN | 1 | 5 | B | D | EAR99 | N | 85362090 | 1 | 4011209809079 | 2.3 | KG | 1837 | 1669.8 | LP20 | LP20 | circuit breaker VL250H high breaking capacity Icu=70kA, 415V AC 3-pole, line protection Electronic Trip Unit ETU10, LI In=200A, rated current IR=80...200A, overload protection, II=1.25 to 11xIN, short-circuit protection without auxiliary release with box terminal without auxiliary/alarm switch | - | 0 | 0
3VL3720-2SB33-0AA0-Z | U01 | 3VL3720-2SB33-0AA0-ZU01 | 1 | UN | 1 | 5 | B | D | EAR99 | N | 85362090 | 1 |  | 2.5 | KG | 1885.4 | 1885.4 | LP20 | LP20 | circuit breaker VL250H high breaking capacity Icu=70kA, 415V AC 3-pole, line protection Electronic Trip Unit ETU10, LI In=200A, rated current IR=80...200A, overload protection, II=1.25 to 11xIN, short-circuit protection without auxiliary release with box terminal without auxiliary/alarm switch with Safety Label for USA | - | 0 | 0
3VL3720-2SB36-0AA0 |  | 3VL3720-2SB36-0AA0 | 1 | UN | 1 | 5 | B | D | EAR99 | N | 85362090 | 1 | 4011209809659 | 2.569 | KG | 1804 | 1669.8 | LP20 | LP20 | circuit breaker VL250H high breaking capacity Icu=70kA, 415V AC 3-pole, line protection Electronic Trip Unit ETU10, LI In=200A, rated current IR=80...200A, overload protection, II=1.25 to 11xIN, short-circuit protection without auxiliary release without auxiliary/alarm switch | - | 0 | 0
3VL3720-2SB36-0AA0-Z | U01 | 3VL3720-2SB36-0AA0-ZU01 | 1 | UN | 1 | 5 | B | D | EAR99 | N | 85362090 | 1 |  | 2.5 | KG | 1852.4 | 1852.4 | LP20 | LP20 | circuit breaker VL250H high breaking capacity Icu=70kA, 415V AC 3-pole, line protection Electronic Trip Unit ETU10, LI In=200A, rated current IR=80...200A, overload protection, II=1.25 to 11xIN, short-circuit protection without auxiliary release without auxiliary/alarm switch with Safety Label for USA | - | 0 | 0
3VL3720-2SE33-0AA0 |  | 3VL3720-2SE33-0AA0 | 1 | UN | 1 | 5 | B | D | EAR99 | N | 85362090 | 1 | 4011209809093 | 2.3 | KG | 1947 | 1771.9 | LP20 | LP20 | circuit breaker VL250H high breaking capacity Icu=70kA, 415V AC 3-pole, line protection Electronic Trip Unit ETU20, LSI In=200A, rated current IR=80...200A, overload protection, ISD=1.5 to 10xIR, II=11xIN short-circuit protection without auxiliary release with box terminal without auxiliary/alarm switch | - | 0 | 0
3VL3720-2SE33-0AA0-Z | U01 | 3VL3720-2SE33-0AA0-ZU01 | 1 | UN | 1 | 5 | B | D | EAR99 | N | 85362090 | 1 |  | 2.5 | KG | 1995.4 | 1995.4 | LP20 | LP20 | circuit breaker VL250H high breaking capacity Icu=70kA, 415V AC 3-pole, line protection Electronic Trip Unit ETU20, LSI In=200A, rated current IR=80...200A, overload protection, ISD=1.5 to 10xIR, II=11xIN short-circuit protection without auxiliary release with box terminal without auxiliary/alarm switch with Safety Label for USA | - | 0 | 0
3VL3720-2SE36-0AA0 |  | 3VL3720-2SE36-0AA0 | 1 | UN | 1 | 5 | B | D | EAR99 | N | 85362090 | 1 | 4011209809673 | 2.571 | KG | 1914 | 1771.9 | LP20 | LP20 | circuit breaker VL250H high breaking capacity Icu=70kA, 415V AC 3-pole, line protection Electronic Trip Unit ETU20, LSI In=200A, rated current IR=80...200A, overload protection, ISD=1.5 to 10xIR, II=11xIN short-circuit protection without auxiliary release without auxiliary/alarm switch | - | 0 | 0
3VL3720-2SE36-0AA0-Z | U01 | 3VL3720-2SE36-0AA0-ZU01 | 1 | UN | 1 | 5 | B | D | EAR99 | N | 85362090 | 1 |  | 2.5 | KG | 1962.4 | 1962.4 | LP20 | LP20 | circuit breaker VL250H high breaking capacity Icu=70kA, 415V AC 3-pole, line protection Electronic Trip Unit ETU20, LSI In=200A, rated current IR=80...200A, overload protection, ISD=1.5 to 10xIR, II=11xIN short-circuit protection without auxiliary release without auxiliary/alarm switch with Safety Label for USA | - | 0 | 0
3VL3720-2SF33-0AA0 |  | 3VL3720-2SF33-0AA0 | 1 | UN | 1 | 5 | B | D | EAR99 | N | 85362090 | 1 | 4011209809116 | 2.3 | KG | 2464 | 2464 | LP20 | LP20 | circuit breaker VL250H high breaking capacity Icu=70kA, 415V AC 3-pole, line protection Electronic Trip Unit ETU12, LIG 3 phases/4 lines In=200A, rated current IR=80...200A, overload protection, II=1.25 to 11xIN, short-circuit protection without auxiliary release with box terminal without auxiliary/alarm switch | - | 0 | 0
3VL3720-2SF33-0AA0-Z | U01 | 3VL3720-2SF33-0AA0-ZU01 | 1 | UN | 1 | 5 | B | D | EAR99 | N | 85362090 | 1 |  | 2.5 | KG | 2512.4 | 2512.4 | LP20 | LP20 | circuit breaker VL250H high breaking capacity Icu=70kA, 415V AC 3-pole, line protection Electronic Trip Unit ETU12, LIG 3 phases/4 lines In=200A, rated current IR=80...200A, overload protection, II=1.25 to 11xIN, short-circuit protection without auxiliary release with box terminal without auxiliary/alarm switch with Safety Label for USA | - | 0 | 0
3VL3720-2SF36-0AA0 |  | 3VL3720-2SF36-0AA0 | 1 | UN | 1 | 5 | B | D | EAR99 | N | 85362090 | 1 | 4011209809697 | 2.571 | KG | 2431 | 2431 | LP20 | LP20 | circuit breaker VL250H high breaking capacity Icu=70kA, 415V AC 3-pole, line protection Electronic Trip Unit ETU12, LIG 3 phases/4 lines In=200A, rated current IR=80...200A, overload protection, II=1.25 to 11xIN, short-circuit protection without auxiliary release without auxiliary/alarm switch | - | 0 | 0
3VL3720-2SF36-0AA0-Z | U01 | 3VL3720-2SF36-0AA0-ZU01 | 1 | UN | 1 | 5 | B | D | EAR99 | N | 85362090 | 1 |  | 2.5 | KG | 2479.4 | 2479.4 | LP20 | LP20 | circuit breaker VL250H high breaking capacity Icu=70kA, 415V AC 3-pole, line protection Electronic Trip Unit ETU12, LIG 3 phases/4 lines In=200A, rated current IR=80...200A, overload protection, II=1.25 to 11xIN, short-circuit protection without auxiliary release without auxiliary/alarm switch with Safety Label for USA | - | 0 | 0
3VL3720-2SG33-0AA0 |  | 3VL3720-2SG33-0AA0 | 1 | UN | 1 | 5 | B | D | EAR99 | N | 85362090 | 1 | 4011209809130 | 2.3 | KG | 2365 | 2365 | LP20 | LP20 | circuit breaker VL250H high breaking capacity Icu=70kA, 415V AC 3-pole, line protection Electronic Trip Unit ETU22, LSIG 3 phases/3 lines In=200A, rated current IR=80...200A, overload protection, ISD=1.5 to 10xIR, II=11xIN short-circuit protection without auxiliary release with box terminal without auxiliary/alarm switch | - | 0 | 0
3VL3720-2SG33-0AA0-Z | U01 | 3VL3720-2SG33-0AA0-ZU01 | 1 | UN | 1 | 5 | B | D | EAR99 | N | 85362090 | 1 |  | 2.5 | KG | 2413.4 | 2413.4 | LP20 | LP20 | circuit breaker VL250H high breaking capacity Icu=70kA, 415V AC 3-pole, line protection Electronic Trip Unit ETU22, LSIG 3 phases/3 lines In=200A, rated current IR=80...200A, overload protection, ISD=1.5 to 10xIR, II=11xIN short-circuit protection without auxiliary release with box terminal without auxiliary/alarm switch with Safety Label for USA | - | 0 | 0
3VL3720-2SG36-0AA0 |  | 3VL3720-2SG36-0AA0 | 1 | UN | 1 | 5 | B | D | EAR99 | N | 85362090 | 1 | 4011209809710 | 2.571 | KG | 2343 | 2343 | LP20 | LP20 | circuit breaker VL250H high breaking capacity Icu=70kA, 415V AC 3-pole, line protection Electronic Trip Unit ETU22, LSIG 3 phases/3 lines In=200A, rated current IR=80...200A, overload protection, ISD=1.5 to 10xIR, II=11xIN short-circuit protection without auxiliary release without auxiliary/alarm switch | - | 0 | 0
3VL3720-2SG36-0AA0-Z | U01 | 3VL3720-2SG36-0AA0-ZU01 | 1 | UN | 1 | 5 | B | D | EAR99 | N | 85362090 | 1 |  | 2.5 | KG | 2391.4 | 2391.4 | LP20 | LP20 | circuit breaker VL250H high breaking capacity Icu=70kA, 415V AC 3-pole, line protection Electronic Trip Unit ETU22, LSIG 3 phases/3 lines In=200A, rated current IR=80...200A, overload protection, ISD=1.5 to 10xIR, II=11xIN short-circuit protection without auxiliary release without auxiliary/alarm switch with Safety Label for USA | - | 0 | 0
3VL3720-2SH33-0AA0 |  | 3VL3720-2SH33-0AA0 | 1 | UN | 1 | 5 | B | D | EAR99 | N | 85362090 | 1 | 4011209809154 | 2.3 | KG | 2365 | 2365 | LP20 | LP20 | circuit breaker VL250H high breaking capacity Icu=70kA, 415V AC 3-pole, line protection Electronic Trip Unit ETU22, LSIG 3 phases/4 lines with connecting cable In=200A, rated current IR=80...200A, overload protection, ISD=1.5 to 10xIR, II=11xIN short-circuit protection without auxiliary release with box terminal without auxiliary/alarm switch | - | 0 | 0
3VL3720-2SH33-0AA0-Z | U01 | 3VL3720-2SH33-0AA0-ZU01 | 1 | UN | 1 | 5 | B | D | EAR99 | N | 85362090 | 1 |  | 2.5 | KG | 2413.4 | 2413.4 | LP20 | LP20 | circuit breaker VL250H high breaking capacity Icu=70kA, 415V AC 3-pole, line protection Electronic Trip Unit ETU22, LSIG 3 phases/4 lines with connecting cable In=200A, rated current IR=80...200A, overload protection, ISD=1.5 to 10xIR, II=11xIN short-circuit protection without auxiliary release with box terminal without auxiliary/alarm switch with Safety Label for USA | - | 0 | 0
3VL3720-2SH36-0AA0 |  | 3VL3720-2SH36-0AA0 | 1 | UN | 1 | 5 | B | D | EAR99 | N | 85362090 | 1 | 4011209822368 | 2.571 | KG | 2343 | 2343 | LP20 | LP20 | circuit breaker VL250H high breaking capacity Icu=70kA, 415V AC 3-pole, line protection Electronic Trip Unit ETU22, LSIG 3 phases/4 lines with connecting cable In=200A, rated current IR=80...200A, overload protection, ISD=1.5 to 10xIR, II=11xIN short-circuit protection without auxiliary release without auxiliary/alarm switch | - | 0 | 0
3VL3720-2SH36-0AA0-Z | U01 | 3VL3720-2SH36-0AA0-ZU01 | 1 | UN | 1 | 5 | B | D | EAR99 | N | 85362090 | 1 |  | 2.5 | KG | 2391.4 | 2391.4 | LP20 | LP20 | circuit breaker VL250H high breaking capacity Icu=70kA, 415V AC 3-pole, line protection Electronic Trip Unit ETU22, LSIG 3 phases/4 lines with connecting cable In=200A, rated current IR=80...200A, overload protection, ISD=1.5 to 10xIR, II=11xIN short-circuit protection without auxiliary release without auxiliary/alarm switch with Safety Label for USA | - | 0 | 0
3VL3720-2SL33-0AA0 |  | 3VL3720-2SL33-0AA0 | 1 | UN | 1 | 5 | B | D | EAR99 | N | 85362090 | 1 | 4011209809178 | 2.3 | KG | 2266 | 2266 | LP20 | LP20 | circuit breaker VL250H high breaking capacity Icu=70kA, 415V AC 3-pole, line protection Electronic Trip Unit ETU12, LIG 3 phases/3 lines In=200A, rated current IR=80...200A, overload protection, II=1.25 to 11xIN, short-circuit protection without auxiliary release with box terminal without auxiliary/alarm switch | - | 0 | 0
3VL3720-2SL33-0AA0-Z | U01 | 3VL3720-2SL33-0AA0-ZU01 | 1 | UN | 1 | 5 | B | D | EAR99 | N | 85362090 | 1 |  | 2.5 | KG | 2314.4 | 2314.4 | LP20 | LP20 | circuit breaker VL250H high breaking capacity Icu=70kA, 415V AC 3-pole, line protection Electronic Trip Unit ETU12, LIG 3 phases/3 lines In=200A, rated current IR=80...200A, overload protection, II=1.25 to 11xIN, short-circuit protection without auxiliary release with box terminal without auxiliary/alarm switch with Safety Label for USA | - | 0 | 0
3VL3720-2SL36-0AA0 |  | 3VL3720-2SL36-0AA0 | 1 | UN | 1 | 5 | B | D | EAR99 | N | 85362090 | 1 | 4011209809741 | 2.571 | KG | 2255 | 2255 | LP20 | LP20 | circuit breaker VL250H high breaking capacity Icu=70kA, 415V AC 3-pole, line protection Electronic Trip Unit ETU12, LIG 3 phases/3 lines In=200A, rated current IR=80...200A, overload protection, II=1.25 to 11xIN, short-circuit protection without auxiliary release without auxiliary/alarm switch | - | 0 | 0
3VL3720-2SL36-0AA0-Z | U01 | 3VL3720-2SL36-0AA0-ZU01 | 1 | UN | 1 | 5 | B | D | EAR99 | N | 85362090 | 1 |  | 2.5 | KG | 2303.4 | 2303.4 | LP20 | LP20 | circuit breaker VL250H high breaking capacity Icu=70kA, 415V AC 3-pole, line protection Electronic Trip Unit ETU12, LIG 3 phases/3 lines In=200A, rated current IR=80...200A, overload protection, II=1.25 to 11xIN, short-circuit protection without auxiliary release without auxiliary/alarm switch with Safety Label for USA | - | 0 | 0
3VL3720-2SP33-0AA0 |  | 3VL3720-2SP33-0AA0 | 1 | UN | 1 | 5 | B | D | EAR99 | N | 85362090 | 1 | 4011209809192 | 2.3 | KG | 1760 | 1605.6 | LP20 | LP20 | circuit breaker VL250H high breaking capacity Icu=70kA, 415V AC 3-pole, motor/generator prot. Electronic Trip Unit ETU10M, LI In=200A, rated current IR=80...200A, overload protection, II=1.25 to 11xIN, short-circuit protection without auxiliary release with box terminal without auxiliary/alarm switch | - | 0 | 0
3VL3720-2SP33-0AA0-Z | U01 | 3VL3720-2SP33-0AA0-ZU01 | 1 | UN | 1 | 5 | B | D | EAR99 | N | 85362090 | 1 |  | 2.5 | KG | 1808.4 | 1808.4 | LP20 | LP20 | circuit breaker VL250H high breaking capacity Icu=70kA, 415V AC 3-pole, motor/generator prot. Electronic Trip Unit ETU10M, LI In=200A, rated current IR=80...200A, overload protection, II=1.25 to 11xIN, short-circuit protection without auxiliary release with box terminal without auxiliary/alarm switch with Safety Label for USA | - | 0 | 0
3VL3720-2SP36-0AA0 |  | 3VL3720-2SP36-0AA0 | 1 | UN | 1 | 5 | B | D | EAR99 | N | 85362090 | 1 | 4011209809765 | 2.5 | KG | 1738 | 1605.6 | LP20 | LP20 | circuit breaker VL250H high breaking capacity Icu=70kA, 415V AC 3-pole, motor/generator prot. Electronic Trip Unit ETU10M, LI In=200A, rated current IR=80...200A, overload protection, II=1.25 to 11xIN, short-circuit protection without auxiliary release without auxiliary/alarm switch | - | 0 | 0
3VL3720-2SP36-0AA0-Z | U01 | 3VL3720-2SP36-0AA0-ZU01 | 1 | UN | 1 | 5 | B | D | EAR99 | N | 85362090 | 1 |  | 2.5 | KG | 1786.4 | 1786.4 | LP20 | LP20 | circuit breaker VL250H high breaking capacity Icu=70kA, 415V AC 3-pole, motor/generator prot. Electronic Trip Unit ETU10M, LI In=200A, rated current IR=80...200A, overload protection, II=1.25 to 11xIN, short-circuit protection without auxiliary release without auxiliary/alarm switch with Safety Label for USA | - | 0 | 0
3VL3720-2SS33-0AA0 |  | 3VL3720-2SS33-0AA0 | 1 | UN | 1 | 5 | B | D | EAR99 | N | 85362090 | 1 | 4011209809215 | 2.3 | KG | 1881 | 1721 | LP20 | LP20 | circuit breaker VL250H high breaking capacity Icu=70kA, 415V AC 3-pole, motor protection Electronic Trip Unit ETU30M, LI IR=80...200A, overload prot., TC=10A...30, II=6/8/11 xIN, short-circuit protection without auxiliary release with box terminal without auxiliary/alarm switch | - | 0 | 0
3VL3720-2SS33-0AA0-Z | U01 | 3VL3720-2SS33-0AA0-ZU01 | 1 | UN | 1 | 5 | B | D | EAR99 | N | 85362090 | 1 |  | 2.5 | KG | 1929.4 | 1929.4 | LP20 | LP20 | circuit breaker VL250H high breaking capacity Icu=70kA, 415V AC 3-pole, motor protection Electronic Trip Unit ETU30M, LI IR=80...200A, overload prot., TC=10A...30, II=6/8/11 xIN, short-circuit protection without auxiliary release with box terminal without auxiliary/alarm switch with Safety Label for USA | - | 0 | 0
3VL3720-2SS36-0AA0 |  | 3VL3720-2SS36-0AA0 | 1 | UN | 1 | 5 | B | D | EAR99 | N | 85362090 | 1 | 4011209809789 | 2.567 | KG | 1859 | 1721 | LP20 | LP20 | circuit breaker VL250H high breaking capacity Icu=70kA, 415V AC 3-pole, motor protection Electronic Trip Unit ETU30M, LI IR=80...200A, overload prot., TC=10A...30, II=6/8/11 xIN, short-circuit protection without auxiliary release without auxiliary/alarm switch | - | 0 | 0
3VL3720-2SS36-0AA0-Z | U01 | 3VL3720-2SS36-0AA0-ZU01 | 1 | UN | 1 | 5 | B | D | EAR99 | N | 85362090 | 1 |  | 2.5 | KG | 1907.4 | 1907.4 | LP20 | LP20 | circuit breaker VL250H high breaking capacity Icu=70kA, 415V AC 3-pole, motor protection Electronic Trip Unit ETU30M, LI IR=80...200A, overload prot., TC=10A...30, II=6/8/11 xIN, short-circuit protection without auxiliary release without auxiliary/alarm switch with Safety Label for USA | - | 0 | 0
3VL3720-2SS36-2PD1-Z | U01 | 3VL3720-2SS36-2PD1-ZU01 | 1 | UN | 1 | 5 | B | D | EAR99 | N | 85362090 | 1 |  | 2.5 | KG | 2195.05 | 2195.05 | LP20 | LP20 | circuit breaker VL250H high breaking capacity Icu=70kA, 415V AC 3-pole, motor protection Electronic Trip Unit ETU30M, LI IR=80...200A, overload prot., TC=10A...30, II=6/8/11 xIN, short-circuit protection II=1.25 to 11 xIN Undervoltage release 24 V DC Auxiliary/alarm switch mounting kit 2 AUX (1 NO+1 NC)+1 AS (1 NO) with Safety Label for USA | - | 0 | 0
3VL3720-2TA43-0AA0 |  | 3VL3720-2TA43-0AA0 | 1 | UN | 1 | 5 | B | D | EAR99 | N | 85362090 | 1 | 4011209809390 | 3.607 | KG | 2519 | 2519 | LP20 | LP20 | circuit breaker VL250H high breaking capacity Icu=70kA, 415V AC 4-pole, line protection Electronic Trip Unit ETU10, LIN In=200A, rated current IR=80...200A, overload protection, II=1.25 to 11xIN, short-circuit protection N protected without auxiliary release with box terminal without auxiliary/alarm switch | - | 0 | 0
3VL3720-2TA43-0AA0-Z | U01 | 3VL3720-2TA43-0AA0-ZU01 | 1 | UN | 1 | 5 | B | D | EAR99 | N | 85362090 | 1 |  | 3.3 | KG | 2567.4 | 2567.4 | LP20 | LP20 | circuit breaker VL250H high breaking capacity Icu=70kA, 415V AC 4-pole, line protection Electronic Trip Unit ETU10, LIN In=200A, rated current IR=80...200A, overload protection, II=1.25 to 11xIN, short-circuit protection N protected without auxiliary release with box terminal without auxiliary/alarm switch with Safety Label for USA | - | 0 | 0
3VL3720-2TA46-0AA0 |  | 3VL3720-2TA46-0AA0 | 1 | UN | 1 | 5 | B | D | EAR99 | N | 85362090 | 1 | 4011209809963 | 3.361 | KG | 2464 | 2464 | LP20 | LP20 | circuit breaker VL250H high breaking capacity Icu=70kA, 415V AC 4-pole, line protection Electronic Trip Unit ETU10, LIN In=200A, rated current IR=80...200A, overload protection, II=1.25 to 11xIN, short-circuit protection N protected without auxiliary release without auxiliary/alarm switch | - | 0 | 0
3VL3720-2TA46-0AA0-Z | U01 | 3VL3720-2TA46-0AA0-ZU01 | 1 | UN | 1 | 5 | B | D | EAR99 | N | 85362090 | 1 |  | 3.3 | KG | 2512.4 | 2512.4 | LP20 | LP20 | circuit breaker VL250H high breaking capacity Icu=70kA, 415V AC 4-pole, line protection Electronic Trip Unit ETU10, LIN In=200A, rated current IR=80...200A, overload protection, II=1.25 to 11xIN, short-circuit protection N protected without auxiliary release without auxiliary/alarm switch with Safety Label for USA | - | 0 | 0
3VL3720-2TB43-0AA0 |  | 3VL3720-2TB43-0AA0 | 1 | UN | 1 | 5 | B | D | EAR99 | N | 85362090 | 1 | 4011209809413 | 3.607 | KG | 2365 | 2365 | LP20 | LP20 | circuit breaker VL250H high breaking capacity Icu=70kA, 415V AC 4-pole, line protection Electronic Trip Unit ETU10, LI In=200A, rated current IR=80...200A, overload protection, II=1.25 to 11xIN, short-circuit protection without auxiliary release with box terminal without auxiliary/alarm switch | - | 0 | 0
3VL3720-2TB43-0AA0-Z | U01 | 3VL3720-2TB43-0AA0-ZU01 | 1 | UN | 1 | 5 | B | D | EAR99 | N | 85362090 | 1 |  | 3.3 | KG | 2413.4 | 2413.4 | LP20 | LP20 | circuit breaker VL250H high breaking capacity Icu=70kA, 415V AC 4-pole, line protection Electronic Trip Unit ETU10, LI In=200A, rated current IR=80...200A, overload protection, II=1.25 to 11xIN, short-circuit protection without auxiliary release with box terminal without auxiliary/alarm switch with Safety Label for USA | - | 0 | 0
3VL3720-2TB46-0AA0 |  | 3VL3720-2TB46-0AA0 | 1 | UN | 1 | 5 | B | D | EAR99 | N | 85362090 | 1 | 4011209809987 | 3.361 | KG | 2343 | 2343 | LP20 | LP20 | circuit breaker VL250H high breaking capacity Icu=70kA, 415V AC 4-pole, line protection Electronic Trip Unit ETU10, LI In=200A, rated current IR=80...200A, overload protection, II=1.25 to 11xIN, short-circuit protection without auxiliary release without auxiliary/alarm switch | - | 0 | 0
3VL3720-2TB46-0AA0-Z | U01 | 3VL3720-2TB46-0AA0-ZU01 | 1 | UN | 1 | 5 | B | D | EAR99 | N | 85362090 | 1 |  | 3.3 | KG | 2391.4 | 2391.4 | LP20 | LP20 | circuit breaker VL250H high breaking capacity Icu=70kA, 415V AC 4-pole, line protection Electronic Trip Unit ETU10, LI In=200A, rated current IR=80...200A, overload protection, II=1.25 to 11xIN, short-circuit protection without auxiliary release without auxiliary/alarm switch with Safety Label for USA | - | 0 | 0
3VL3720-2TE43-0AA0 |  | 3VL3720-2TE43-0AA0 | 1 | UN | 1 | 5 | B | D | EAR99 | N | 85362090 | 1 | 4011209809437 | 3.607 | KG | 2519 | 2519 | LP20 | LP20 | circuit breaker VL250H high breaking capacity Icu=70kA, 415V AC 4-pole, line protection Electronic Trip Unit ETU20, LSI In=200A, rated current IR=80...200A, overload protection, ISD=1.5 to 10xIR, II=11xIN short-circuit protection N unprotected without auxiliary release with box terminal without auxiliary/alarm switch | - | 0 | 0
3VL3720-2TE43-0AA0-Z | U01 | 3VL3720-2TE43-0AA0-ZU01 | 1 | UN | 1 | 5 | B | D | EAR99 | N | 85362090 | 1 |  | 3.3 | KG | 2567.4 | 2567.4 | LP20 | LP20 | circuit breaker VL250H high breaking capacity Icu=70kA, 415V AC 4-pole, line protection Electronic Trip Unit ETU20, LSI In=200A, rated current IR=80...200A, overload protection, ISD=1.5 to 10xIR, II=11xIN short-circuit protection N unprotected without auxiliary release with box terminal without auxiliary/alarm switch with Safety Label for USA | - | 0 | 0
3VL3720-2TE46-0AA0 |  | 3VL3720-2TE46-0AA0 | 1 | UN | 1 | 5 | B | D | EAR99 | N | 85362090 | 1 | 4011209810006 | 3.361 | KG | 2464 | 2464 | LP20 | LP20 | circuit breaker VL250H high breaking capacity Icu=70kA, 415V AC 4-pole, line protection Electronic Trip Unit ETU20, LSI In=200A, rated current IR=80...200A, overload protection, ISD=1.5 to 10xIR, II=11xIN short-circuit protection N unprotected without auxiliary release without auxiliary/alarm switch | - | 0 | 0
3VL3720-2TE46-0AA0-Z | U01 | 3VL3720-2TE46-0AA0-ZU01 | 1 | UN | 1 | 5 | B | D | EAR99 | N | 85362090 | 1 |  | 3.3 | KG | 2512.4 | 2512.4 | LP20 | LP20 | circuit breaker VL250H high breaking capacity Icu=70kA, 415V AC 4-pole, line protection Electronic Trip Unit ETU20, LSI In=200A, rated current IR=80...200A, overload protection, ISD=1.5 to 10xIR, II=11xIN short-circuit protection N unprotected without auxiliary release without auxiliary/alarm switch with Safety Label for USA | - | 0 | 0
3VL3720-2TF43-0AA0 |  | 3VL3720-2TF43-0AA0 | 1 | UN | 1 | 5 | B | D | EAR99 | N | 85362090 | 1 | 4011209809451 | 3.607 | KG | 2662 | 2421.3 | LP20 | LP20 | circuit breaker VL250H high breaking capacity Icu=70kA, 415V AC 4-pole, line protection Electronic Trip Unit ETU20, LSI In=200A, rated current IR=80...200A, overload protection, ISD=1.5 to 10xIR, II=11xIN short-circuit protection N protected without auxiliary release with box terminal without auxiliary/alarm switch | - | 0 | 0
3VL3720-2TF43-0AA0-Z | U01 | 3VL3720-2TF43-0AA0-ZU01 | 1 | UN | 1 | 5 | B | D | EAR99 | N | 85362090 | 1 |  | 3.3 | KG | 2710.4 | 2710.4 | LP20 | LP20 | circuit breaker VL250H high breaking capacity Icu=70kA, 415V AC 4-pole, line protection Electronic Trip Unit ETU20, LSI In=200A, rated current IR=80...200A, overload protection, ISD=1.5 to 10xIR, II=11xIN short-circuit protection N protected without auxiliary release with box terminal without auxiliary/alarm switch with Safety Label for USA | - | 0 | 0
3VL3720-2TF46-0AA0 |  | 3VL3720-2TF46-0AA0 | 1 | UN | 1 | 5 | B | D | EAR99 | N | 85362090 | 1 | 4011209810020 | 3.361 | KG | 2629 | 2421.3 | LP20 | LP20 | circuit breaker VL250H high breaking capacity Icu=70kA, 415V AC 4-pole, line protection Electronic Trip Unit ETU20, LSI In=200A, rated current IR=80...200A, overload protection, ISD=1.5 to 10xIR, II=11xIN short-circuit protection N protected without auxiliary release without auxiliary/alarm switch | - | 0 | 0
3VL3720-2TF46-0AA0-Z | U01 | 3VL3720-2TF46-0AA0-ZU01 | 1 | UN | 1 | 5 | B | D | EAR99 | N | 85362090 | 1 |  | 3.3 | KG | 2677.4 | 2677.4 | LP20 | LP20 | circuit breaker VL250H high breaking capacity Icu=70kA, 415V AC 4-pole, line protection Electronic Trip Unit ETU20, LSI In=200A, rated current IR=80...200A, overload protection, ISD=1.5 to 10xIR, II=11xIN short-circuit protection N protected without auxiliary release without auxiliary/alarm switch with Safety Label for USA | - | 0 | 0
3VL3720-2TH43-0AA0 |  | 3VL3720-2TH43-0AA0 | 1 | UN | 1 | 5 | B | D | EAR99 | N | 85362090 | 1 | 4011209809475 | 3.607 | KG | 3245 | 3245 | LP20 | LP20 | circuit breaker VL250H high breaking capacity Icu=70kA, 415V AC 4-pole, line protection Electronic Trip Unit ETU22, LSIG In=200A, rated current IR=80...200A, overload protection, ISD=1.5 to 10xIR, II=11xIN short-circuit protection N protected without auxiliary release with box terminal without auxiliary/alarm switch | - | 0 | 0
3VL3720-2TH43-0AA0-Z | U01 | 3VL3720-2TH43-0AA0-ZU01 | 1 | UN | 1 | 5 | B | D | EAR99 | N | 85362090 | 1 |  | 3.3 | KG | 3293.4 | 3293.4 | LP20 | LP20 | circuit breaker VL250H high breaking capacity Icu=70kA, 415V AC 4-pole, line protection Electronic Trip Unit ETU22, LSIG In=200A, rated current IR=80...200A, overload protection, ISD=1.5 to 10xIR, II=11xIN short-circuit protection N protected without auxiliary release with box terminal without auxiliary/alarm switch with Safety Label for USA | - | 0 | 0
3VL3720-2TH46-0AA0 |  | 3VL3720-2TH46-0AA0 | 1 | UN | 1 | 5 | B | D | EAR99 | N | 85362090 | 1 | 4011209810044 | 3.361 | KG | 3234 | 3234 | LP20 | LP20 | circuit breaker VL250H high breaking capacity Icu=70kA, 415V AC 4-pole, line protection Electronic Trip Unit ETU22, LSIG In=200A, rated current IR=80...200A, overload protection, ISD=1.5 to 10xIR, II=11xIN short-circuit protection N protected without auxiliary release without auxiliary/alarm switch | - | 0 | 0
3VL3720-2TH46-0AA0-Z | U01 | 3VL3720-2TH46-0AA0-ZU01 | 1 | UN | 1 | 5 | B | D | EAR99 | N | 85362090 | 1 |  | 3.3 | KG | 3282.4 | 3282.4 | LP20 | LP20 | circuit breaker VL250H high breaking capacity Icu=70kA, 415V AC 4-pole, line protection Electronic Trip Unit ETU22, LSIG In=200A, rated current IR=80...200A, overload protection, ISD=1.5 to 10xIR, II=11xIN short-circuit protection N protected without auxiliary release without auxiliary/alarm switch with Safety Label for USA | - | 0 | 0
3VL3720-2TN43-0AA0 |  | 3VL3720-2TN43-0AA0 | 1 | UN | 1 | 5 | B | D | EAR99 | N | 85362090 | 1 | 4011209809499 | 3.607 | KG | 3157 | 3157 | LP20 | LP20 | circuit breaker VL250H high breaking capacity Icu=70kA, 415V AC 4-pole, line protection Electronic Trip Unit ETU12, LIG In=200A, rated current IR=80...200A, overload protection, II=1.25 to 11xIN, short-circuit protection N protected without auxiliary release with box terminal without auxiliary/alarm switch | - | 0 | 0
3VL3720-2TN43-0AA0-Z | U01 | 3VL3720-2TN43-0AA0-ZU01 | 1 | UN | 1 | 5 | B | D | EAR99 | N | 85362090 | 1 |  | 3.3 | KG | 3205.4 | 3205.4 | LP20 | LP20 | circuit breaker VL250H high breaking capacity Icu=70kA, 415V AC 4-pole, line protection Electronic Trip Unit ETU12, LIG In=200A, rated current IR=80...200A, overload protection, II=1.25 to 11xIN, short-circuit protection N protected without auxiliary release with box terminal without auxiliary/alarm switch with Safety Label for USA | - | 0 | 0
3VL3720-2TN46-0AA0 |  | 3VL3720-2TN46-0AA0 | 1 | UN | 1 | 5 | B | D | EAR99 | N | 85362090 | 1 | 4011209810068 | 3.361 | KG | 3113 | 3113 | LP20 | LP20 | circuit breaker VL250H high breaking capacity Icu=70kA, 415V AC 4-pole, line protection Electronic Trip Unit ETU12, LIG In=200A, rated current IR=80...200A, overload protection, II=1.25 to 11xIN, short-circuit protection N protected without auxiliary release without auxiliary/alarm switch | - | 0 | 0
3VL3720-2TN46-0AA0-Z | U01 | 3VL3720-2TN46-0AA0-ZU01 | 1 | UN | 1 | 5 | B | D | EAR99 | N | 85362090 | 1 |  | 3.3 | KG | 3161.4 | 3161.4 | LP20 | LP20 | circuit breaker VL250H high breaking capacity Icu=70kA, 415V AC 4-pole, line protection Electronic Trip Unit ETU12, LIG In=200A, rated current IR=80...200A, overload protection, II=1.25 to 11xIN, short-circuit protection N protected without auxiliary release without auxiliary/alarm switch with Safety Label for USA | - | 0 | 0
3VL3720-2UH33-0AA0 |  | 3VL3720-2UH33-0AA0 | 1 | UN | 1 | 5 | B | D | EAR99 | N | 85362090 | 1 | 4011209885769 | 2.3 | KG | 3102 | 3102 | LP20 | LP20 | circuit breaker VL250H high breaking capacity Icu=70kA, 415V AC 3-pole, line protection Electronic Trip Unit LCD ETU40, LI/LS/LSI In=200A, rated current IR=80...200A, overload protection, ISD=1.5 to 10xIR, II=11xIN short-circuit protection with box terminal without auxiliary release without auxiliary/alarm switch | - | 0 | 0
3VL3720-2UH33-0AA0-Z | U01 | 3VL3720-2UH33-0AA0-ZU01 | 1 | UN | 1 | 5 | B | D | EAR99 | N | 85362090 | 1 |  | 2.5 | KG | 3150.4 | 3150.4 | LP20 | LP20 | circuit breaker VL250H high breaking capacity Icu=70kA, 415V AC 3-pole, line protection Electronic Trip Unit LCD ETU40, LI/LS/LSI In=200A, rated current IR=80...200A, overload protection, ISD=1.5 to 10xIR, II=11xIN short-circuit protection with box terminal without auxiliary release without auxiliary/alarm switch with Safety Label for USA | - | 0 | 0
3VL3720-2UH36-0AA0 |  | 3VL3720-2UH36-0AA0 | 1 | UN | 1 | 5 | B | D | EAR99 | N | 85362090 | 1 | 4011209885790 | 2.567 | KG | 3069 | 3069 | LP20 | LP20 | circuit breaker VL250H high breaking capacity Icu=70kA, 415V AC 3-pole, line protection Electronic Trip Unit LCD ETU40, LI/LS/LSI In=200A, rated current IR=80...200A, overload protection, ISD=1.5 to 10xIR, II=11xIN short-circuit protection without auxiliary release without auxiliary/alarm switch | - | 0 | 0
3VL3720-2UH36-0AA0-Z | U01 | 3VL3720-2UH36-0AA0-ZU01 | 1 | UN | 1 | 5 | B | D | EAR99 | N | 85362090 | 1 |  | 2.5 | KG | 3117.4 | 3117.4 | LP20 | LP20 | circuit breaker VL250H high breaking capacity Icu=70kA, 415V AC 3-pole, line protection Electronic Trip Unit LCD ETU40, LI/LS/LSI In=200A, rated current IR=80...200A, overload protection, ISD=1.5 to 10xIR, II=11xIN short-circuit protection without auxiliary release without auxiliary/alarm switch with Safety Label for USA | - | 0 | 0
3VL3720-2UJ43-0AA0 |  | 3VL3720-2UJ43-0AA0 | 1 | UN | 1 | 5 | B | D | EAR99 | N | 85362090 | 1 | 4011209886483 | 3.607 | KG | 3905 | 3905 | LP20 | LP20 | circuit breaker VL250H high breaking capacity Icu=70kA, 415V AC 4-pole, line protection Electronic Trip Unit LCD ETU40, LI/LS/LSI In=200A, rated current IR=80...200A, overload protection, ISD=1.5 to 10xIR, II=11xIN short-circuit protection N protected with box terminal without auxiliary release without auxiliary/alarm switch | - | 0 | 0
3VL3720-2UJ43-0AA0-Z | U01 | 3VL3720-2UJ43-0AA0-ZU01 | 1 | UN | 1 | 5 | B | D | EAR99 | N | 85362090 | 1 |  | 3.3 | KG | 3953.4 | 3953.4 | LP20 | LP20 | circuit breaker VL250H high breaking capacity Icu=70kA, 415V AC 4-pole, line protection Electronic Trip Unit LCD ETU40, LI/LS/LSI In=200A, rated current IR=80...200A, overload protection, ISD=1.5 to 10xIR, II=11xIN short-circuit protection N protected with box terminal without auxiliary release without auxiliary/alarm switch with Safety Label for USA | - | 0 | 0
3VL3720-2UJ46-0AA0 |  | 3VL3720-2UJ46-0AA0 | 1 | UN | 1 | 5 | B | D | EAR99 | N | 85362090 | 1 | 4011209886513 | 3.361 | KG | 3883 | 3883 | LP20 | LP20 | circuit breaker VL250H high breaking capacity Icu=70kA, 415V AC 4-pole, line protection Electronic Trip Unit LCD ETU40, LI/LS/LSI In=200A, rated current IR=80...200A, overload protection, ISD=1.5 to 10xIR, II=11xIN short-circuit protection N protected without auxiliary release without auxiliary/alarm switch | - | 0 | 0
3VL3720-2UJ46-0AA0-Z | U01 | 3VL3720-2UJ46-0AA0-ZU01 | 1 | UN | 1 | 5 | B | D | EAR99 | N | 85362090 | 1 |  | 3.3 | KG | 3931.4 | 3931.4 | LP20 | LP20 | circuit breaker VL250H high breaking capacity Icu=70kA, 415V AC 4-pole, line protection Electronic Trip Unit LCD ETU40, LI/LS/LSI In=200A, rated current IR=80...200A, overload protection, ISD=1.5 to 10xIR, II=11xIN short-circuit protection N protected without auxiliary release without auxiliary/alarm switch with Safety Label for USA | - | 0 | 0
3VL3720-2UL33-0AA0 |  | 3VL3720-2UL33-0AA0 | 1 | UN | 1 | 5 | B | D | EAR99 | N | 85362090 | 1 | 4011209885882 | 2.3 | KG | 3421 | 3421 | LP20 | LP20 | circuit breaker VL250H high breaking capacity Icu=70kA, 415V AC 3-pole, line protection Electronic Trip Unit LCD ETU42, LSIG 3 phases/3 lines In=200A, rated current IR=80...200A, overload protection, ISD=1.5 to 10xIR, II=11xIN short-circuit protection with box terminal without auxiliary release without auxiliary/alarm switch | - | 0 | 0
3VL3720-2UL33-0AA0-Z | U01 | 3VL3720-2UL33-0AA0-ZU01 | 1 | UN | 1 | 5 | B | D | EAR99 | N | 85362090 | 1 |  | 2.5 | KG | 3469.4 | 3469.4 | LP20 | LP20 | circuit breaker VL250H high breaking capacity Icu=70kA, 415V AC 3-pole, line protection Electronic Trip Unit LCD ETU42, LSIG 3 phases/3 lines In=200A, rated current IR=80...200A, overload protection, ISD=1.5 to 10xIR, II=11xIN short-circuit protection with box terminal without auxiliary release without auxiliary/alarm switch with Safety Label for USA | - | 0 | 0
3VL3720-2UL36-0AA0 |  | 3VL3720-2UL36-0AA0 | 1 | UN | 1 | 5 | B | D | EAR99 | N | 85362090 | 1 | 4011209885912 | 2.567 | KG | 3410 | 3410 | LP20 | LP20 | circuit breaker VL250H high breaking capacity Icu=70kA, 415V AC 3-pole, line protection Electronic Trip Unit LCD ETU42, LSIG 3 phases/3 lines In=200A, rated current IR=80...200A, overload protection, ISD=1.5 to 10xIR, II=11xIN short-circuit protection without auxiliary release without auxiliary/alarm switch | - | 0 | 0
3VL3720-2UL36-0AA0-Z | U01 | 3VL3720-2UL36-0AA0-ZU01 | 1 | UN | 1 | 5 | B | D | EAR99 | N | 85362090 | 1 |  | 2.5 | KG | 3458.4 | 3458.4 | LP20 | LP20 | circuit breaker VL250H high breaking capacity Icu=70kA, 415V AC 3-pole, line protection Electronic Trip Unit LCD ETU42, LSIG 3 phases/3 lines In=200A, rated current IR=80...200A, overload protection, ISD=1.5 to 10xIR, II=11xIN short-circuit protection without auxiliary release without auxiliary/alarm switch with Safety Label for USA | - | 0 | 0
3VL3720-2UM33-0AA0 |  | 3VL3720-2UM33-0AA0 | 1 | UN | 1 | 5 | B | D | EAR99 | N | 85362090 | 1 | 4011209886001 | 2.3 | KG | 3421 | 3421 | LP20 | LP20 | circuit breaker VL250H high breaking capacity Icu=70kA, 415V AC 3-pole, line protection Electronic Trip Unit LCD ETU42, LSIG 3 phases/4 lines with connecting cable In=200A, rated current IR=80...200A, overload protection, ISD=1.5 to 10xIR, II=11xIN short-circuit protection with box terminal without auxiliary release without auxiliary/alarm switch | - | 0 | 0
3VL3720-2UM33-0AA0-Z | U01 | 3VL3720-2UM33-0AA0-ZU01 | 1 | UN | 1 | 5 | B | D | EAR99 | N | 85362090 | 1 |  | 2.5 | KG | 3469.4 | 3469.4 | LP20 | LP20 | circuit breaker VL250H high breaking capacity Icu=70kA, 415V AC 3-pole, line protection Electronic Trip Unit LCD ETU42, LSIG 3 phases/4 lines with connecting cable In=200A, rated current IR=80...200A, overload protection, ISD=1.5 to 10xIR, II=11xIN short-circuit protection with box terminal without auxiliary release without auxiliary/alarm switch with Safety Label for USA | - | 0 | 0
3VL3720-2UM36-0AA0 |  | 3VL3720-2UM36-0AA0 | 1 | UN | 1 | 5 | B | D | EAR99 | N | 85362090 | 1 | 4011209886032 | 2.567 | KG | 3410 | 3410 | LP20 | LP20 | circuit breaker VL250H high breaking capacity Icu=70kA, 415V AC 3-pole, line protection Electronic Trip Unit LCD ETU42, LSIG 3 phases/4 lines with connecting cable In=200A, rated current IR=80...200A, overload protection, ISD=1.5 to 10xIR, II=11xIN short-circuit protection without auxiliary release without auxiliary/alarm switch | - | 0 | 0
3VL3720-2UM36-0AA0-Z | U01 | 3VL3720-2UM36-0AA0-ZU01 | 1 | UN | 1 | 5 | B | D | EAR99 | N | 85362090 | 1 |  | 2.5 | KG | 3458.4 | 3458.4 | LP20 | LP20 | circuit breaker VL250H high breaking capacity Icu=70kA, 415V AC 3-pole, line protection Electronic Trip Unit LCD ETU42, LSIG 3 phases/4 lines with connecting cable In=200A, rated current IR=80...200A, overload protection, ISD=1.5 to 10xIR, II=11xIN short-circuit protection without auxiliary release without auxiliary/alarm switch with Safety Label for USA | - | 0 | 0
3VL3720-2UN43-0AA0 |  | 3VL3720-2UN43-0AA0 | 1 | UN | 1 | 5 | B | D | EAR99 | N | 85362090 | 1 | 4011209886605 | 3.607 | KG | 3905 | 3905 | LP20 | LP20 | circuit breaker VL250H high breaking capacity Icu=70kA, 415V AC 4-pole, line protection Electronic Trip Unit LCD ETU42, LSIG In=200A, rated current IR=80...200A, overload protection, ISD=1.5 to 10xIR, II=11xIN short-circuit protection N protected with ground-fault protection with box terminal without auxiliary release without auxiliary/alarm switch | - | 0 | 0
3VL3720-2UN43-0AA0-Z | U01 | 3VL3720-2UN43-0AA0-ZU01 | 1 | UN | 1 | 5 | B | D | EAR99 | N | 85362090 | 1 |  | 3.3 | KG | 3953.4 | 3953.4 | LP20 | LP20 | circuit breaker VL250H high breaking capacity Icu=70kA, 415V AC 4-pole, line protection Electronic Trip Unit LCD ETU42, LSIG In=200A, rated current IR=80...200A, overload protection, ISD=1.5 to 10xIR, II=11xIN short-circuit protection N protected with ground-fault protection with box terminal without auxiliary release without auxiliary/alarm switch with Safety Label for USA | - | 0 | 0
3VL3720-2UN46-0AA0 |  | 3VL3720-2UN46-0AA0 | 1 | UN | 1 | 5 | B | D | EAR99 | N | 85362090 | 1 | 4011209886636 | 3.361 | KG | 3883 | 3883 | LP20 | LP20 | circuit breaker VL250H high breaking capacity Icu=70kA, 415V AC 4-pole, line protection Electronic Trip Unit LCD ETU42, LSIG In=200A, rated current IR=80...200A, overload protection, ISD=1.5 to 10xIR, II=11xIN short-circuit protection N protected with ground-fault protection without auxiliary release without auxiliary/alarm switch | - | 0 | 0
3VL3720-2UN46-0AA0-Z | U01 | 3VL3720-2UN46-0AA0-ZU01 | 1 | UN | 1 | 5 | B | D | EAR99 | N | 85362090 | 1 |  | 3.3 | KG | 3931.4 | 3931.4 | LP20 | LP20 | circuit breaker VL250H high breaking capacity Icu=70kA, 415V AC 4-pole, line protection Electronic Trip Unit LCD ETU42, LSIG In=200A, rated current IR=80...200A, overload protection, ISD=1.5 to 10xIR, II=11xIN short-circuit protection N protected with ground-fault protection without auxiliary release without auxiliary/alarm switch with Safety Label for USA | - | 0 | 0
3VL3720-2UP33-0AA0 |  | 3VL3720-2UP33-0AA0 | 1 | UN | 1 | 5 | B | D | EAR99 | N | 85362090 | 1 | 4011209885646 | 2.3 | KG | 3102 | 3102 | LP20 | LP20 | circuit breaker VL250H high breaking capacity Icu=70kA, 415V AC 3-pole, motor/generator prot. Electronic Trip Unit LCD ETU40M, LI In=200A, rated current IR=80...200A, overload protection, II=1.25 to 11xIN, short-circuit protection with box terminal without auxiliary release without auxiliary/alarm switch | - | 0 | 0
3VL3720-2UP33-0AA0-Z | U01 | 3VL3720-2UP33-0AA0-ZU01 | 1 | UN | 1 | 5 | B | D | EAR99 | N | 85362090 | 1 |  | 2.5 | KG | 3150.4 | 3150.4 | LP20 | LP20 | circuit breaker VL250H high breaking capacity Icu=70kA, 415V AC 3-pole, motor/generator prot. Electronic Trip Unit LCD ETU40M, LI In=200A, rated current IR=80...200A, overload protection, II=1.25 to 11xIN, short-circuit protection with box terminal without auxiliary release without auxiliary/alarm switch with Safety Label for USA | - | 0 | 0
3VL3720-2UP36-0AA0 |  | 3VL3720-2UP36-0AA0 | 1 | UN | 1 | 5 | B | D | EAR99 | N | 85362090 | 1 | 4011209885677 | 2.567 | KG | 3069 | 3069 | LP20 | LP20 | circuit breaker VL250H high breaking capacity Icu=70kA, 415V AC 3-pole, motor/generator prot. Electronic Trip Unit LCD ETU40M, LI In=200A, rated current IR=80...200A, overload protection, II=1.25 to 11xIN, short-circuit protection without auxiliary release without auxiliary/alarm switch | - | 0 | 0
3VL3720-2UP36-0AA0-Z | U01 | 3VL3720-2UP36-0AA0-ZU01 | 1 | UN | 1 | 5 | B | D | EAR99 | N | 85362090 | 1 |  | 2.5 | KG | 3117.4 | 3117.4 | LP20 | LP20 | circuit breaker VL250H high breaking capacity Icu=70kA, 415V AC 3-pole, motor/generator prot. Electronic Trip Unit LCD ETU40M, LI In=200A, rated current IR=80...200A, overload protection, II=1.25 to 11xIN, short-circuit protection without auxiliary release without auxiliary/alarm switch with Safety Label for USA | - | 0 | 0
3VL3720-3CH33-0AA0-Z | U01 | 3VL3720-3CH33-0AA0-ZU01 | 1 | UN | 1 | 30 | D | D | EAR99 | N | 85362090 | 1 |  | 2.5 | KG | 5482.4 | 5482.4 | LP20 | LP20 | circuit breaker VL250L very high breaking capacity Icu=100kA, 415V AC 3-pole, line protection Electronic Trip Unit LCD ETU40, LI/LS/LSI In=200A, rated current IR=80...200A, overload protection, ISD=1.5 to 10xIR, II=11xIN short-circuit protection without auxiliary release with box terminal without auxiliary/alarm switch with Safety Label for USA | - | 0 | 0
3VL3720-3CH36-0AA0-Z | U01 | 3VL3720-3CH36-0AA0-ZU01 | 1 | UN | 1 | 30 | D | D | EAR99 | N | 85362090 | 1 |  | 2.5 | KG | 5471.4 | 5471.4 | LP20 | LP20 | circuit breaker VL250L very high breaking capacity Icu=100kA, 415V AC 3-pole, line protection Electronic Trip Unit LCD ETU40, LI/LS/LSI In=200A, rated current IR=80...200A, overload protection, ISD=1.5 to 10xIR, II=11xIN short-circuit protection without auxiliary release without auxiliary/alarm switch with Safety Label for USA | - | 0 | 0
3VL3720-3CJ43-0AA0-Z | U01 | 3VL3720-3CJ43-0AA0-ZU01 | 1 | UN | 1 | 30 | D | D | EAR99 | N | 85362090 | 1 |  | 3.3 | KG | 6912.4 | 6912.4 | LP20 | LP20 | circuit breaker VL250L very high breaking capacity Icu=100kA, 415V AC 4-pole, line protection Electronic Trip Unit LCD ETU40, LI/LS/LSI In=200A, rated current IR=80...200A, overload protection, ISD=1.5 to 10xIR, II=11xIN short-circuit protection N protected without auxiliary release with box terminal without auxiliary/alarm switch with Safety Label for USA | - | 0 | 0
3VL3720-3CJ46-0AA0-Z | U01 | 3VL3720-3CJ46-0AA0-ZU01 | 1 | UN | 1 | 30 | D | D | EAR99 | N | 85362090 | 1 |  | 3.3 | KG | 6857.4 | 6857.4 | LP20 | LP20 | circuit breaker VL250L very high breaking capacity Icu=100kA, 415V AC 4-pole, line protection Electronic Trip Unit LCD ETU40, LI/LS/LSI In=200A, rated current IR=80...200A, overload protection, ISD=1.5 to 10xIR, II=11xIN short-circuit protection N protected without auxiliary release without auxiliary/alarm switch with Safety Label for USA | - | 0 | 0
3VL3720-3CL33-0AA0-Z | U01 | 3VL3720-3CL33-0AA0-ZU01 | 1 | UN | 1 | 30 | D | D | EAR99 | N | 85362090 | 1 |  | 2.5 | KG | 6010.4 | 6010.4 | LP20 | LP20 | circuit breaker VL250L very high breaking capacity Icu=100kA, 415V AC 3-pole, line protection Electronic Trip Unit LCD ETU42, LSIG 3 phases/3 lines In=200A, rated current IR=80...200A, overload protection, ISD=1.5 to 10xIR, II=11xIN short-circuit protection without auxiliary release with box terminal without auxiliary/alarm switch with Safety Label for USA | - | 0 | 0
3VL3720-3CL36-0AA0-Z | U01 | 3VL3720-3CL36-0AA0-ZU01 | 1 | UN | 1 | 30 | D | D | EAR99 | N | 85362090 | 1 |  | 2.5 | KG | 5988.4 | 5988.4 | LP20 | LP20 | circuit breaker VL250L very high breaking capacity Icu=100kA, 415V AC 3-pole, line protection Electronic Trip Unit LCD ETU42, LSIG 3 phases/3 lines In=200A, rated current IR=80...200A, overload protection, ISD=1.5 to 10xIR, II=11xIN short-circuit protection without auxiliary release without auxiliary/alarm switch with Safety Label for USA | - | 0 | 0
3VL3720-3CM33-0AA0-Z | U01 | 3VL3720-3CM33-0AA0-ZU01 | 1 | UN | 1 | 30 | D | D | EAR99 | N | 85362090 | 1 |  | 2.5 | KG | 6010.4 | 6010.4 | LP20 | LP20 | circuit breaker VL250L very high breaking capacity Icu=100kA, 415V AC 3-pole, line protection Electronic Trip Unit LCD ETU42, LSIG 3 phases/4 lines with connecting cable In=200A, rated current IR=80...200A, overload protection, ISD=1.5 to 10xIR, II=11xIN short-circuit protection without auxiliary release with box terminal without auxiliary/alarm switch with Safety Label for USA | - | 0 | 0
3VL3720-3CM36-0AA0-Z | U01 | 3VL3720-3CM36-0AA0-ZU01 | 1 | UN | 1 | 30 | D | D | EAR99 | N | 85362090 | 1 |  | 2.5 | KG | 5988.4 | 5988.4 | LP20 | LP20 | circuit breaker VL250L very high breaking capacity Icu=100kA, 415V AC 3-pole, line protection Electronic Trip Unit LCD ETU42, LSIG 3 phases/4 lines with connecting cable In=200A, rated current IR=80...200A, overload protection, ISD=1.5 to 10xIR, II=11xIN short-circuit protection without auxiliary release without auxiliary/alarm switch with Safety Label for USA | - | 0 | 0
3VL3720-3CN43-0AA0-Z | U01 | 3VL3720-3CN43-0AA0-ZU01 | 1 | UN | 1 | 30 | D | D | EAR99 | N | 85362090 | 1 |  | 3.3 | KG | 6912.4 | 6912.4 | LP20 | LP20 | circuit breaker VL250L very high breaking capacity Icu=100kA, 415V AC 4-pole, line protection Electronic Trip Unit LCD ETU42, LSIG In=200A, rated current IR=80...200A, overload protection, ISD=1.5 to 10xIR, II=11xIN short-circuit protection N protected with ground-fault protection without auxiliary release with box terminal without auxiliary/alarm switch with Safety Label for USA | - | 0 | 0
3VL3720-3CN46-0AA0-Z | U01 | 3VL3720-3CN46-0AA0-ZU01 | 1 | UN | 1 | 30 | D | D | EAR99 | N | 85362090 | 1 |  | 3.3 | KG | 6857.4 | 6857.4 | LP20 | LP20 | circuit breaker VL250L very high breaking capacity Icu=100kA, 415V AC 4-pole, line protection Electronic Trip Unit LCD ETU42, LSIG In=200A, rated current IR=80...200A, overload protection, ISD=1.5 to 10xIR, II=11xIN short-circuit protection N protected with ground-fault protection without auxiliary release without auxiliary/alarm switch with Safety Label for USA | - | 0 | 0
3VL3720-3CP33-0AA0-Z | U01 | 3VL3720-3CP33-0AA0-ZU01 | 1 | UN | 1 | 30 | D | D | EAR99 | N | 85362090 | 1 |  | 2.5 | KG | 5482.4 | 5482.4 | LP20 | LP20 | circuit breaker VL250L very high breaking capacity Icu=100kA, 415V AC 3-pole, motor/generator prot. Electronic Trip Unit LCD ETU40M, LI In=200A, rated current IR=80...200A, overload protection, II=1.25 to 11xIN, short-circuit protection without auxiliary release with box terminal without auxiliary/alarm switch with Safety Label for USA | - | 0 | 0
3VL3720-3CP36-0AA0-Z | U01 | 3VL3720-3CP36-0AA0-ZU01 | 1 | UN | 1 | 30 | D | D | EAR99 | N | 85362090 | 1 |  | 2.5 | KG | 5471.4 | 5471.4 | LP20 | LP20 | circuit breaker VL250L very high breaking capacity Icu=100kA, 415V AC 3-pole, motor/generator prot. Electronic Trip Unit LCD ETU40M, LI In=200A, rated current IR=80...200A, overload protection, II=1.25 to 11xIN, short-circuit protection without auxiliary release without auxiliary/alarm switch with Safety Label for USA | - | 0 | 0
3VL3720-3DC33-0AA0 |  | 3VL3720-3DC33-0AA0 | 1 | UN | 1 | 5 | B | D | EAR99 | N | 85362090 | 1 | 4011209821873 | 2.3 | KG | 1672 | 1516.5 | LP20 | LP20 | circuit breaker VL250L very high breaking capacity Icu=100kA, 415V AC 3-pole, line protection Electronic Trip Unit TM, LI In=200A, rated current IR=160...200A, overload protection, II=1000...2000A, short-circuit protection with box terminal without auxiliary release without auxiliary/alarm switch | - | 0 | 0
3VL3720-3DC33-0AA0-Z | U01 | 3VL3720-3DC33-0AA0-ZU01 | 1 | UN | 1 | 5 | B | D | EAR99 | N | 85362090 | 1 |  | 2.3 | KG | 1720.4 | 1720.4 | LP20 | LP20 | circuit breaker VL250L very high breaking capacity Icu=100kA, 415V AC 3-pole, line protection Electronic Trip Unit TM, LI In=200A, rated current IR=160...200A, overload protection, II=1000...2000A, short-circuit protection with box terminal without auxiliary release without auxiliary/alarm switch with Safety Label for USA | - | 0 | 0
3VL3720-3DC36-0AA0 |  | 3VL3720-3DC36-0AA0 | 1 | UN | 1 | 5 | B | D | EAR99 | N | 85362090 | 1 | 4011209484061 | 2.63 | KG | 1650 | 1516.5 | LP20 | LP20 | circuit breaker VL250L very high breaking capacity Icu=100kA, 415V AC 3-pole, line protection Electronic Trip Unit TM, LI In=200A, rated current IR=160...200A, overload protection, II=1000...2000A, short-circuit protection without auxiliary release without auxiliary/alarm switch | - | 0 | 0
3VL3720-3DC36-0AA0-Z | U01 | 3VL3720-3DC36-0AA0-ZU01 | 1 | UN | 1 | 5 | B | D | EAR99 | N | 85362090 | 1 |  | 2.3 | KG | 1698.4 | 1698.4 | LP20 | LP20 | circuit breaker VL250L very high breaking capacity Icu=100kA, 415V AC 3-pole, line protection Electronic Trip Unit TM, LI In=200A, rated current IR=160...200A, overload protection, II=1000...2000A, short-circuit protection without auxiliary release without auxiliary/alarm switch with Safety Label for USA | - | 0 | 0
3VL3720-3DC36-0AB1 |  | 3VL3720-3DC36-0AB1 | 1 | UN | 1 | 5 | B | D | EAR99 | N | 85362090 | 1 | 4011209754973 | 2.3 | KG | 1725.68 | 1725.68 | LP20 | LP20 | circuit breaker VL250L very high breaking capacity Icu=100kA, 415V AC 3-pole, line protection Electronic Trip Unit TM, LI In=200A, rated current IR=160...200A, overload protection, II=1000...2000A, short-circuit protection without auxiliary release Auxiliary switch mounting kit 2 AUX (1 NO + 1 NC) | - | 0 | 0
3VL3720-3DC36-8CB1 |  | 3VL3720-3DC36-8CB1 | 1 | UN | 1 | 5 | B | D | EAR99 | N | 85362090 | 1 | 4011209754980 | 2.715 | KG | 1870.88 | 1870.88 | LP20 | LP20 | circuit breaker VL250L very high breaking capacity Icu=100kA, 415V AC 3-pole, line protection Electronic Trip Unit TM, LI In=200A, rated current IR=160...200A, overload protection, II=1000...2000A, short-circuit protection Shunt release 24 V AC/DC Auxiliary switch mounting kit 2 AUX (1 NO + 1 NC) | - | 0 | 0
3VL3720-3EC43-0AA0 |  | 3VL3720-3EC43-0AA0 | 1 | UN | 1 | 5 | B | D | EAR99 | N | 85362090 | 1 | 4011209951112 | 3.428 | KG | 2277 | 2077.5 | LP20 | LP20 | circuit breaker VL250L very high breaking capacity Icu=100kA, 415V AC 4-pole, line protection Electronic Trip Unit TM, LI In=200A, rated current IR=160...200A, overload protection, II=1000...2000A, short-circuit protection N protected with box terminal without auxiliary release without auxiliary/alarm switch | - | 0 | 0
3VL3720-3EC43-0AA0-Z | U01 | 3VL3720-3EC43-0AA0-ZU01 | 1 | UN | 1 | 5 | B | D | EAR99 | N | 85362090 | 1 |  | 3.2 | KG | 2325.4 | 2325.4 | LP20 | LP20 | circuit breaker VL250L very high breaking capacity Icu=100kA, 415V AC 4-pole, line protection Electronic Trip Unit TM, LI In=200A, rated current IR=160...200A, overload protection, II=1000...2000A, short-circuit protection N protected with box terminal without auxiliary release without auxiliary/alarm switch with Safety Label for USA | - | 0 | 0
3VL3720-3EC46-0AA0 |  | 3VL3720-3EC46-0AA0 | 1 | UN | 1 | 5 | B | D | EAR99 | N | 85362090 | 1 | 4011209484078 | 3.428 | KG | 2255 | 2077.5 | LP20 | LP20 | circuit breaker VL250L very high breaking capacity Icu=100kA, 415V AC 4-pole, line protection Electronic Trip Unit TM, LI In=200A, rated current IR=160...200A, overload protection, II=1000...2000A, short-circuit protection N protected without auxiliary release without auxiliary/alarm switch | - | 0 | 0
3VL3720-3EC46-0AA0-Z | U01 | 3VL3720-3EC46-0AA0-ZU01 | 1 | UN | 1 | 5 | B | D | EAR99 | N | 85362090 | 1 |  | 3.2 | KG | 2303.4 | 2303.4 | LP20 | LP20 | circuit breaker VL250L very high breaking capacity Icu=100kA, 415V AC 4-pole, line protection Electronic Trip Unit TM, LI In=200A, rated current IR=160...200A, overload protection, II=1000...2000A, short-circuit protection N protected without auxiliary release without auxiliary/alarm switch with Safety Label for USA | - | 0 | 0
3VL3720-3EJ43-0AA0 |  | 3VL3720-3EJ43-0AA0 | 1 | UN | 1 | 5 | B | D | EAR99 | N | 85362090 | 1 | 4011209949195 | 3.428 | KG | 2167 | 1989 | LP20 | LP20 | circuit breaker VL250L very high breaking capacity Icu=100kA, 415V AC 4-pole, line protection Electronic Trip Unit TM, LI In=200A, rated current IR=160...200A, overload protection, II=1000...2000A, short-circuit protection N unprotected with box terminal without auxiliary release without auxiliary/alarm switch | - | 0 | 0
3VL3720-3EJ43-0AA0-Z | U01 | 3VL3720-3EJ43-0AA0-ZU01 | 1 | UN | 1 | 5 | B | D | EAR99 | N | 85362090 | 1 |  | 3.2 | KG | 2215.4 | 2215.4 | LP20 | LP20 | circuit breaker VL250L very high breaking capacity Icu=100kA, 415V AC 4-pole, line protection Electronic Trip Unit TM, LI In=200A, rated current IR=160...200A, overload protection, II=1000...2000A, short-circuit protection N unprotected with box terminal without auxiliary release without auxiliary/alarm switch with Safety Label for USA | - | 0 | 0
3VL3720-3EJ46-0AA0 |  | 3VL3720-3EJ46-0AA0 | 1 | UN | 1 | 5 | B | D | EAR99 | N | 85362090 | 1 | 4011209484085 | 3.474 | KG | 2145 | 1989 | LP20 | LP20 | circuit breaker VL250L very high breaking capacity Icu=100kA, 415V AC 4-pole, line protection Electronic Trip Unit TM, LI In=200A, rated current IR=160...200A, overload protection, II=1000...2000A, short-circuit protection N unprotected without auxiliary release without auxiliary/alarm switch | - | 0 | 0
3VL3720-3EJ46-0AA0-Z | U01 | 3VL3720-3EJ46-0AA0-ZU01 | 1 | UN | 1 | 5 | B | D | EAR99 | N | 85362090 | 1 |  | 3.2 | KG | 2193.4 | 2193.4 | LP20 | LP20 | circuit breaker VL250L very high breaking capacity Icu=100kA, 415V AC 4-pole, line protection Electronic Trip Unit TM, LI In=200A, rated current IR=160...200A, overload protection, II=1000...2000A, short-circuit protection N unprotected without auxiliary release without auxiliary/alarm switch with Safety Label for USA | - | 0 | 0
3VL3720-3EM43-0AA0 |  | 3VL3720-3EM43-0AA0 | 1 | UN | 1 | 5 | B | D | EAR99 | N | 85362090 | 1 | 4011209949201 | 3.474 | KG | 2277 | 2077.5 | LP20 | LP20 | circuit breaker VL250L very high breaking capacity Icu=100kA, 415V AC 4-pole, line protection trip unit, TM, LI In=200A, rated current IR=160...200A, overload prot. II=1000...2000A, short-circuit protection N protected (100%) with box terminal without auxiliary release without auxiliary/alarm switch | - | 0 | 0
3VL3720-3EM43-0AA0-Z | U01 | 3VL3720-3EM43-0AA0-ZU01 | 1 | UN | 1 | 5 | B | D | EAR99 | N | 85362090 | 1 |  | 3.2 | KG | 2325.4 | 2325.4 | LP20 | LP20 | circuit breaker VL250L very high breaking capacity Icu=100kA, 415V AC 4-pole, line protection trip unit, TM, LI In=200A, rated current IR=160...200A, overload prot. II=1000...2000A, short-circuit protection N protected (100%) with box terminal without auxiliary release without auxiliary/alarm switch with Safety Label for USA | - | 0 | 0
3VL3720-3EM46-0AA0 |  | 3VL3720-3EM46-0AA0 | 1 | UN | 1 | 5 | B | D | EAR99 | N | 85362090 | 1 | 4011209723085 | 3.442 | KG | 2255 | 2077.5 | LP20 | LP20 | circuit breaker VL250L very high breaking capacity Icu=100kA, 415V AC 4-pole, line protection trip unit, TM, LI In=200A, rated current IR=160...200A, overload prot. II=1000...2000A, short-circuit protection N protected (100%) without auxiliary release without auxiliary/alarm switch | - | 0 | 0
3VL3720-3EM46-0AA0-Z | U01 | 3VL3720-3EM46-0AA0-ZU01 | 1 | UN | 1 | 5 | B | D | EAR99 | N | 85362090 | 1 |  | 3.2 | KG | 2303.4 | 2303.4 | LP20 | LP20 | circuit breaker VL250L very high breaking capacity Icu=100kA, 415V AC 4-pole, line protection trip unit, TM, LI In=200A, rated current IR=160...200A, overload prot. II=1000...2000A, short-circuit protection N protected (100%) without auxiliary release without auxiliary/alarm switch with Safety Label for USA | - | 0 | 0
3VL3720-3LA43-0AA0 |  | 3VL3720-3LA43-0AA0 | 1 | UN | 1 | 5 | B | D | EAR99 | N | 85362090 | 1 | 4011209873278 | 3.607 | KG | 3454 | 3454 | LP20 | LP20 | circuit breaker VL250L very high breaking capacity Icu=100kA, 415V AC 4-pole, line protection Electronic Trip Unit ETU10, LI In=200A, rated current IR=80...200A, overload protection, II=1.25 to 11xIN, short-circuit protection N protected without auxiliary release with box terminal shipbuilding certificate for LRS, DNV and gL without auxiliary/alarm switch | - | 0 | 0
3VL3720-3LA43-0AA0-Z | U01 | 3VL3720-3LA43-0AA0-ZU01 | 1 | UN | 1 | 5 | B | D | EAR99 | N | 85362090 | 1 |  | 3.3 | KG | 3502.4 | 3502.4 | LP20 | LP20 | circuit breaker VL250L very high breaking capacity Icu=100kA, 415V AC 4-pole, line protection Electronic Trip Unit ETU10, LI In=200A, rated current IR=80...200A, overload protection, II=1.25 to 11xIN, short-circuit protection N protected without auxiliary release with box terminal shipbuilding certificate for LRS, DNV and gL without auxiliary/alarm switch with Safety Label for USA | - | 0 | 0
3VL3720-3LA46-0AA0 |  | 3VL3720-3LA46-0AA0 | 1 | UN | 1 | 5 | B | D | EAR99 | N | 85362090 | 1 | 4011209873308 | 3.361 | KG | 3421 | 3421 | LP20 | LP20 | circuit breaker VL250L very high breaking capacity Icu=100kA, 415V AC 4-pole, line protection Electronic Trip Unit ETU10, LI In=200A, rated current IR=80...200A, overload protection, II=1.25 to 11xIN, short-circuit protection N protected without auxiliary release shipbuilding certificate for LRS, DNV and gL without auxiliary/alarm switch | - | 0 | 0
3VL3720-3LA46-0AA0-Z | U01 | 3VL3720-3LA46-0AA0-ZU01 | 1 | UN | 1 | 5 | B | D | EAR99 | N | 85362090 | 1 |  | 3.3 | KG | 3469.4 | 3469.4 | LP20 | LP20 | circuit breaker VL250L very high breaking capacity Icu=100kA, 415V AC 4-pole, line protection Electronic Trip Unit ETU10, LI In=200A, rated current IR=80...200A, overload protection, II=1.25 to 11xIN, short-circuit protection N protected without auxiliary release shipbuilding certificate for LRS, DNV and gL without auxiliary/alarm switch with Safety Label for USA | - | 0 | 0
3VL3720-3LB33-0AA0 |  | 3VL3720-3LB33-0AA0 | 1 | UN | 1 | 5 | B | D | EAR99 | N | 85362090 | 1 | 4011209872561 | 2.3 | KG | 2519 | 2519 | LP20 | LP20 | circuit breaker VL250L very high breaking capacity Icu=100kA, 415V AC 3-pole, line protection Electronic Trip Unit ETU10, LI In=200A, rated current IR=80...200A, overload protection, II=1.25 to 11xIN, short-circuit protection without auxiliary release with box terminal shipbuilding certificate for LRS, DNV and gL without auxiliary/alarm switch | - | 0 | 0
3VL3720-3LB33-0AA0-Z | U01 | 3VL3720-3LB33-0AA0-ZU01 | 1 | UN | 1 | 5 | B | D | EAR99 | N | 85362090 | 1 |  | 2.5 | KG | 2567.4 | 2567.4 | LP20 | LP20 | circuit breaker VL250L very high breaking capacity Icu=100kA, 415V AC 3-pole, line protection Electronic Trip Unit ETU10, LI In=200A, rated current IR=80...200A, overload protection, II=1.25 to 11xIN, short-circuit protection without auxiliary release with box terminal shipbuilding certificate for LRS, DNV and gL without auxiliary/alarm switch with Safety Label for USA | - | 0 | 0
3VL3720-3LB36-0AA0 |  | 3VL3720-3LB36-0AA0 | 1 | UN | 1 | 5 | B | D | EAR99 | N | 85362090 | 1 | 4011209872592 | 2.627 | KG | 2486 | 2486 | LP20 | LP20 | circuit breaker VL250L very high breaking capacity Icu=100kA, 415V AC 3-pole, line protection Electronic Trip Unit ETU10, LI In=200A, rated current IR=80...200A, overload protection, II=1.25 to 11xIN, short-circuit protection without auxiliary release shipbuilding certificate for LRS, DNV and gL without auxiliary/alarm switch | - | 0 | 0
3VL3720-3LB36-0AA0-Z | U01 | 3VL3720-3LB36-0AA0-ZU01 | 1 | UN | 1 | 5 | B | D | EAR99 | N | 85362090 | 1 |  | 2.5 | KG | 2534.4 | 2534.4 | LP20 | LP20 | circuit breaker VL250L very high breaking capacity Icu=100kA, 415V AC 3-pole, line protection Electronic Trip Unit ETU10, LI In=200A, rated current IR=80...200A, overload protection, II=1.25 to 11xIN, short-circuit protection without auxiliary release shipbuilding certificate for LRS, DNV and gL without auxiliary/alarm switch with Safety Label for USA | - | 0 | 0
3VL3720-3LE33-0AA0 |  | 3VL3720-3LE33-0AA0 | 1 | UN | 1 | 5 | B | D | EAR99 | N | 85362090 | 1 | 4011209872684 | 2.3 | KG | 2618 | 2618 | LP20 | LP20 | circuit breaker VL250L very high breaking capacity Icu=100kA, 415V AC 3-pole, line protection Electronic Trip Unit ETU20, LSI In=200A, rated current IR=80...200A, overload protection, ISD=1.5 to 10xIR, II=11xIN short-circuit protection without auxiliary release with box terminal shipbuilding certificate for LRS, DNV and gL without auxiliary/alarm switch | - | 0 | 0
3VL3720-3LE33-0AA0-Z | U01 | 3VL3720-3LE33-0AA0-ZU01 | 1 | UN | 1 | 5 | B | D | EAR99 | N | 85362090 | 1 |  | 2.5 | KG | 2666.4 | 2666.4 | LP20 | LP20 | circuit breaker VL250L very high breaking capacity Icu=100kA, 415V AC 3-pole, line protection Electronic Trip Unit ETU20, LSI In=200A, rated current IR=80...200A, overload protection, ISD=1.5 to 10xIR, II=11xIN short-circuit protection without auxiliary release with box terminal shipbuilding certificate for LRS, DNV and gL without auxiliary/alarm switch with Safety Label for USA | - | 0 | 0
3VL3720-3LE36-0AA0 |  | 3VL3720-3LE36-0AA0 | 1 | UN | 1 | 5 | B | D | EAR99 | N | 85362090 | 1 | 4011209872714 | 2.627 | KG | 2607 | 2607 | LP20 | LP20 | circuit breaker VL250L very high breaking capacity Icu=100kA, 415V AC 3-pole, line protection Electronic Trip Unit ETU20, LSI In=200A, rated current IR=80...200A, overload protection, ISD=1.5 to 10xIR, II=11xIN short-circuit protection without auxiliary release shipbuilding certificate for LRS, DNV and gL without auxiliary/alarm switch | - | 0 | 0
3VL3720-3LE36-0AA0-Z | U01 | 3VL3720-3LE36-0AA0-ZU01 | 1 | UN | 1 | 5 | B | D | EAR99 | N | 85362090 | 1 |  | 2.5 | KG | 2655.4 | 2655.4 | LP20 | LP20 | circuit breaker VL250L very high breaking capacity Icu=100kA, 415V AC 3-pole, line protection Electronic Trip Unit ETU20, LSI In=200A, rated current IR=80...200A, overload protection, ISD=1.5 to 10xIR, II=11xIN short-circuit protection without auxiliary release shipbuilding certificate for LRS, DNV and gL without auxiliary/alarm switch with Safety Label for USA | - | 0 | 0
3VL3720-3LF43-0AA0 |  | 3VL3720-3LF43-0AA0 | 1 | UN | 1 | 5 | B | D | EAR99 | N | 85362090 | 1 | 4011209873377 | 3.607 | KG | 3575 | 3575 | LP20 | LP20 | circuit breaker VL250L very high breaking capacity Icu=100kA, 415V AC 4-pole, line protection Electronic Trip Unit ETU20, LSI In=200A, rated current IR=80...200A, overload protection, ISD=1.5 to 10xIR, II=11xIN short-circuit protection N protected without auxiliary release with box terminal shipbuilding certificate for LRS, DNV and gL without auxiliary/alarm switch | - | 0 | 0
3VL3720-3LF43-0AA0-Z | U01 | 3VL3720-3LF43-0AA0-ZU01 | 1 | UN | 1 | 5 | B | D | EAR99 | N | 85362090 | 1 |  | 3.3 | KG | 3623.4 | 3623.4 | LP20 | LP20 | circuit breaker VL250L very high breaking capacity Icu=100kA, 415V AC 4-pole, line protection Electronic Trip Unit ETU20, LSI In=200A, rated current IR=80...200A, overload protection, ISD=1.5 to 10xIR, II=11xIN short-circuit protection N protected without auxiliary release with box terminal shipbuilding certificate for LRS, DNV and gL without auxiliary/alarm switch with Safety Label for USA | - | 0 | 0
3VL3720-3LF46-0AA0 |  | 3VL3720-3LF46-0AA0 | 1 | UN | 1 | 5 | B | D | EAR99 | N | 85362090 | 1 | 4011209873407 | 3.361 | KG | 3542 | 3542 | LP20 | LP20 | circuit breaker VL250L very high breaking capacity Icu=100kA, 415V AC 4-pole, line protection Electronic Trip Unit ETU20, LSI In=200A, rated current IR=80...200A, overload protection, ISD=1.5 to 10xIR, II=11xIN short-circuit protection N protected without auxiliary release shipbuilding certificate for LRS, DNV and gL without auxiliary/alarm switch | - | 0 | 0
3VL3720-3LF46-0AA0-Z | U01 | 3VL3720-3LF46-0AA0-ZU01 | 1 | UN | 1 | 5 | B | D | EAR99 | N | 85362090 | 1 |  | 3.3 | KG | 3590.4 | 3590.4 | LP20 | LP20 | circuit breaker VL250L very high breaking capacity Icu=100kA, 415V AC 4-pole, line protection Electronic Trip Unit ETU20, LSI In=200A, rated current IR=80...200A, overload protection, ISD=1.5 to 10xIR, II=11xIN short-circuit protection N protected without auxiliary release shipbuilding certificate for LRS, DNV and gL without auxiliary/alarm switch with Safety Label for USA | - | 0 | 0
3VL3720-3LS33-0AA0 |  | 3VL3720-3LS33-0AA0 | 1 | UN | 1 | 5 | B | D | EAR99 | N | 85362090 | 1 | 4011209872806 | 2.3 | KG | 2574 | 2574 | LP20 | LP20 | circuit breaker VL250L very high breaking capacity Icu=100kA, 415V AC 3-pole, motor protection Electronic Trip Unit ETU30M, LI IR=80...200A, overload prot., TC=10A...30, II=6/8/11 xIN, short-circuit protection without auxiliary release with box terminal shipbuilding certificate for LRS, DNV and gL without auxiliary/alarm switch | - | 0 | 0
3VL3720-3LS33-0AA0-Z | U01 | 3VL3720-3LS33-0AA0-ZU01 | 1 | UN | 1 | 5 | B | D | EAR99 | N | 85362090 | 1 |  | 2.5 | KG | 2622.4 | 2622.4 | LP20 | LP20 | circuit breaker VL250L very high breaking capacity Icu=100kA, 415V AC 3-pole, motor protection Electronic Trip Unit ETU30M, LI IR=80...200A, overload prot., TC=10A...30, II=6/8/11 xIN, short-circuit protection without auxiliary release with box terminal shipbuilding certificate for LRS, DNV and gL without auxiliary/alarm switch with Safety Label for USA | - | 0 | 0
3VL3720-3LS36-0AA0 |  | 3VL3720-3LS36-0AA0 | 1 | UN | 1 | 5 | B | D | EAR99 | N | 85362090 | 1 | 4011209872837 | 2.627 | KG | 2552 | 2552 | LP20 | LP20 | circuit breaker VL250L very high breaking capacity Icu=100kA, 415V AC 3-pole, motor protection Electronic Trip Unit ETU30M, LI IR=80...200A, overload prot., TC=10A...30, II=6/8/11 xIN, short-circuit protection without auxiliary release shipbuilding certificate for LRS, DNV and gL without auxiliary/alarm switch | - | 0 | 0
3VL3720-3LS36-0AA0-Z | U01 | 3VL3720-3LS36-0AA0-ZU01 | 1 | UN | 1 | 5 | B | D | EAR99 | N | 85362090 | 1 |  | 2.5 | KG | 2600.4 | 2600.4 | LP20 | LP20 | circuit breaker VL250L very high breaking capacity Icu=100kA, 415V AC 3-pole, motor protection Electronic Trip Unit ETU30M, LI IR=80...200A, overload prot., TC=10A...30, II=6/8/11 xIN, short-circuit protection without auxiliary release shipbuilding certificate for LRS, DNV and gL without auxiliary/alarm switch with Safety Label for USA | - | 0 | 0
3VL3720-3MB33-0AA0 |  | 3VL3720-3MB33-0AA0 | 1 | UN | 1 | 5 | B | D | EAR99 | N | 85362090 | 1 | 4011209810365 | 2.3 | KG | 2332 | 2332 | LP20 | LP20 | circuit breaker VL250L very high breaking capacity Icu=100kA, 415V AC 3-pole, line protection Electronic Trip Unit ETU10, LI In=200A, rated current IR=80...200A, overload protection, II=1.25 to 11xIN, short-circuit protection without auxiliary release with box terminal ETU communication-capable without auxiliary/alarm switch | - | 0 | 0
3VL3720-3MB33-0AA0-Z | U01 | 3VL3720-3MB33-0AA0-ZU01 | 1 | UN | 1 | 5 | B | D | EAR99 | N | 85362090 | 1 |  | 2.5 | KG | 2380.4 | 2380.4 | LP20 | LP20 | circuit breaker VL250L very high breaking capacity Icu=100kA, 415V AC 3-pole, line protection Electronic Trip Unit ETU10, LI In=200A, rated current IR=80...200A, overload protection, II=1.25 to 11xIN, short-circuit protection without auxiliary release with box terminal ETU communication-capable without auxiliary/alarm switch with Safety Label for USA | - | 0 | 0
3VL3720-3MB36-0AA0 |  | 3VL3720-3MB36-0AA0 | 1 | UN | 1 | 5 | B | D | EAR99 | N | 85362090 | 1 | 4011209810877 | 2.627 | KG | 2299 | 2299 | LP20 | LP20 | circuit breaker VL250L very high breaking capacity Icu=100kA, 415V AC 3-pole, line protection Electronic Trip Unit ETU10, LI In=200A, rated current IR=80...200A, overload protection, II=1.25 to 11xIN, short-circuit protection without auxiliary release ETU communication-capable without auxiliary/alarm switch | - | 0 | 0
3VL3720-3MB36-0AA0-Z | U01 | 3VL3720-3MB36-0AA0-ZU01 | 1 | UN | 1 | 5 | B | D | EAR99 | N | 85362090 | 1 |  | 2.5 | KG | 2347.4 | 2347.4 | LP20 | LP20 | circuit breaker VL250L very high breaking capacity Icu=100kA, 415V AC 3-pole, line protection Electronic Trip Unit ETU10, LI In=200A, rated current IR=80...200A, overload protection, II=1.25 to 11xIN, short-circuit protection without auxiliary release ETU communication-capable without auxiliary/alarm switch with Safety Label for USA | - | 0 | 0
3VL3720-3ME33-0AA0 |  | 3VL3720-3ME33-0AA0 | 1 | UN | 1 | 5 | B | D | EAR99 | N | 85362090 | 1 | 4011209810389 | 2.3 | KG | 2398 | 2398 | LP20 | LP20 | circuit breaker VL250L very high breaking capacity Icu=100kA, 415V AC 3-pole, line protection Electronic Trip Unit ETU20, LSI In=200A, rated current IR=80...200A, overload protection, ISD=1.5 to 10xIR, II=11xIN short-circuit protection without auxiliary release with box terminal ETU communication-capable without auxiliary/alarm switch | - | 0 | 0
3VL3720-3ME33-0AA0-Z | U01 | 3VL3720-3ME33-0AA0-ZU01 | 1 | UN | 1 | 5 | B | D | EAR99 | N | 85362090 | 1 |  | 2.5 | KG | 2446.4 | 2446.4 | LP20 | LP20 | circuit breaker VL250L very high breaking capacity Icu=100kA, 415V AC 3-pole, line protection Electronic Trip Unit ETU20, LSI In=200A, rated current IR=80...200A, overload protection, ISD=1.5 to 10xIR, II=11xIN short-circuit protection without auxiliary release with box terminal ETU communication-capable without auxiliary/alarm switch with Safety Label for USA | - | 0 | 0
3VL3720-3ME36-0AA0 |  | 3VL3720-3ME36-0AA0 | 1 | UN | 1 | 5 | B | D | EAR99 | N | 85362090 | 1 | 4011209810891 | 2.627 | KG | 2387 | 2387 | LP20 | LP20 | circuit breaker VL250L very high breaking capacity Icu=100kA, 415V AC 3-pole, line protection Electronic Trip Unit ETU20, LSI In=200A, rated current IR=80...200A, overload protection, ISD=1.5 to 10xIR, II=11xIN short-circuit protection without auxiliary release ETU communication-capable without auxiliary/alarm switch | - | 0 | 0
3VL3720-3ME36-0AA0-Z | U01 | 3VL3720-3ME36-0AA0-ZU01 | 1 | UN | 1 | 5 | B | D | EAR99 | N | 85362090 | 1 |  | 2.5 | KG | 2435.4 | 2435.4 | LP20 | LP20 | circuit breaker VL250L very high breaking capacity Icu=100kA, 415V AC 3-pole, line protection Electronic Trip Unit ETU20, LSI In=200A, rated current IR=80...200A, overload protection, ISD=1.5 to 10xIR, II=11xIN short-circuit protection without auxiliary release ETU communication-capable without auxiliary/alarm switch with Safety Label for USA | - | 0 | 0
3VL3720-3MF33-0AA0 |  | 3VL3720-3MF33-0AA0 | 1 | UN | 1 | 5 | B | D | EAR99 | N | 85362090 | 1 | 4011209810402 | 2.3 | KG | 2915 | 2915 | LP20 | LP20 | circuit breaker VL250L very high breaking capacity Icu=100kA, 415V AC 3-pole, line protection Electronic Trip Unit ETU12, LIGN 3 phases/4 lines In=200A, rated current IR=80...200A, overload protection, II=1.25 to 11xIN, short-circuit protection without auxiliary release with box terminal ETU communication-capable without auxiliary/alarm switch | - | 0 | 0
3VL3720-3MF33-0AA0-Z | U01 | 3VL3720-3MF33-0AA0-ZU01 | 1 | UN | 1 | 5 | B | D | EAR99 | N | 85362090 | 1 |  | 2.5 | KG | 2963.4 | 2963.4 | LP20 | LP20 | circuit breaker VL250L very high breaking capacity Icu=100kA, 415V AC 3-pole, line protection Electronic Trip Unit ETU12, LIGN 3 phases/4 lines In=200A, rated current IR=80...200A, overload protection, II=1.25 to 11xIN, short-circuit protection without auxiliary release with box terminal ETU communication-capable without auxiliary/alarm switch with Safety Label for USA | - | 0 | 0
3VL3720-3MF36-0AA0 |  | 3VL3720-3MF36-0AA0 | 1 | UN | 1 | 5 | B | D | EAR99 | N | 85362090 | 1 | 4011209810914 | 2.627 | KG | 2904 | 2904 | LP20 | LP20 | circuit breaker VL250L very high breaking capacity Icu=100kA, 415V AC 3-pole, line protection Electronic Trip Unit ETU12, LIGN 3 phases/4 lines In=200A, rated current IR=80...200A, overload protection, II=1.25 to 11xIN, short-circuit protection without auxiliary release ETU communication-capable without auxiliary/alarm switch | - | 0 | 0
3VL3720-3MF36-0AA0-Z | U01 | 3VL3720-3MF36-0AA0-ZU01 | 1 | UN | 1 | 5 | B | D | EAR99 | N | 85362090 | 1 |  | 2.5 | KG | 2952.4 | 2952.4 | LP20 | LP20 | circuit breaker VL250L very high breaking capacity Icu=100kA, 415V AC 3-pole, line protection Electronic Trip Unit ETU12, LIGN 3 phases/4 lines In=200A, rated current IR=80...200A, overload protection, II=1.25 to 11xIN, short-circuit protection without auxiliary release ETU communication-capable without auxiliary/alarm switch with Safety Label for USA | - | 0 | 0
3VL3720-3MG33-0AA0 |  | 3VL3720-3MG33-0AA0 | 1 | UN | 1 | 5 | B | D | EAR99 | N | 85362090 | 1 | 4011209810426 | 2.3 | KG | 2739 | 2739 | LP20 | LP20 | circuit breaker VL250L very high breaking capacity Icu=100kA, 415V AC 3-pole, line protection Electronic Trip Unit ETU22, LSIG 3 phases/3 lines In=200A, rated current IR=80...200A, overload protection, ISD=1.5 to 10xIR, II=11xIN short-circuit protection without auxiliary release with box terminal ETU communication-capable without auxiliary/alarm switch | - | 0 | 0
3VL3720-3MG33-0AA0-Z | U01 | 3VL3720-3MG33-0AA0-ZU01 | 1 | UN | 1 | 5 | B | D | EAR99 | N | 85362090 | 1 |  | 2.5 | KG | 2787.4 | 2787.4 | LP20 | LP20 | circuit breaker VL250L very high breaking capacity Icu=100kA, 415V AC 3-pole, line protection Electronic Trip Unit ETU22, LSIG 3 phases/3 lines In=200A, rated current IR=80...200A, overload protection, ISD=1.5 to 10xIR, II=11xIN short-circuit protection without auxiliary release with box terminal ETU communication-capable without auxiliary/alarm switch with Safety Label for USA | - | 0 | 0
3VL3720-3MG36-0AA0 |  | 3VL3720-3MG36-0AA0 | 1 | UN | 1 | 5 | B | D | EAR99 | N | 85362090 | 1 | 4011209810938 | 2.627 | KG | 2706 | 2706 | LP20 | LP20 | circuit breaker VL250L very high breaking capacity Icu=100kA, 415V AC 3-pole, line protection Electronic Trip Unit ETU22, LSIG 3 phases/3 lines In=200A, rated current IR=80...200A, overload protection, ISD=1.5 to 10xIR, II=11xIN short-circuit protection without auxiliary release ETU communication-capable without auxiliary/alarm switch | - | 0 | 0
3VL3720-3MG36-0AA0-Z | U01 | 3VL3720-3MG36-0AA0-ZU01 | 1 | UN | 1 | 5 | B | D | EAR99 | N | 85362090 | 1 |  | 2.5 | KG | 2754.4 | 2754.4 | LP20 | LP20 | circuit breaker VL250L very high breaking capacity Icu=100kA, 415V AC 3-pole, line protection Electronic Trip Unit ETU22, LSIG 3 phases/3 lines In=200A, rated current IR=80...200A, overload protection, ISD=1.5 to 10xIR, II=11xIN short-circuit protection without auxiliary release ETU communication-capable without auxiliary/alarm switch with Safety Label for USA | - | 0 | 0
3VL3720-3MH33-0AA0 |  | 3VL3720-3MH33-0AA0 | 1 | UN | 1 | 5 | B | D | EAR99 | N | 85362090 | 1 | 4011209810440 | 2.3 | KG | 2739 | 2739 | LP20 | LP20 | circuit breaker VL250L very high breaking capacity Icu=100kA, 415V AC 3-pole, line protection Electronic Trip Unit ETU22, LSIG 3 phases/4 lines with connecting cable In=200A, rated current IR=80...200A, overload protection, ISD=1.5 to 10xIR, II=11xIN short-circuit protection without auxiliary release with box terminal ETU communication-capable without auxiliary/alarm switch | - | 0 | 0
3VL3720-3MH33-0AA0-Z | U01 | 3VL3720-3MH33-0AA0-ZU01 | 1 | UN | 1 | 5 | B | D | EAR99 | N | 85362090 | 1 |  | 2.5 | KG | 2787.4 | 2787.4 | LP20 | LP20 | circuit breaker VL250L very high breaking capacity Icu=100kA, 415V AC 3-pole, line protection Electronic Trip Unit ETU22, LSIG 3 phases/4 lines with connecting cable In=200A, rated current IR=80...200A, overload protection, ISD=1.5 to 10xIR, II=11xIN short-circuit protection without auxiliary release with box terminal ETU communication-capable without auxiliary/alarm switch with Safety Label for USA | - | 0 | 0
3VL3720-3MH36-0AA0 |  | 3VL3720-3MH36-0AA0 | 1 | UN | 1 | 5 | B | D | EAR99 | N | 85362090 | 1 | 4011209810952 | 2.627 | KG | 2706 | 2706 | LP20 | LP20 | circuit breaker VL250L very high breaking capacity Icu=100kA, 415V AC 3-pole, line protection Electronic Trip Unit ETU22, LSIG 3 phases/4 lines with connecting cable In=200A, rated current IR=80...200A, overload protection, ISD=1.5 to 10xIR, II=11xIN short-circuit protection without auxiliary release ETU communication-capable without auxiliary/alarm switch | - | 0 | 0
3VL3720-3MH36-0AA0-Z | U01 | 3VL3720-3MH36-0AA0-ZU01 | 1 | UN | 1 | 5 | B | D | EAR99 | N | 85362090 | 1 |  | 2.5 | KG | 2754.4 | 2754.4 | LP20 | LP20 | circuit breaker VL250L very high breaking capacity Icu=100kA, 415V AC 3-pole, line protection Electronic Trip Unit ETU22, LSIG 3 phases/4 lines with connecting cable In=200A, rated current IR=80...200A, overload protection, ISD=1.5 to 10xIR, II=11xIN short-circuit protection without auxiliary release ETU communication-capable without auxiliary/alarm switch with Safety Label for USA | - | 0 | 0
3VL3720-3ML33-0AA0 |  | 3VL3720-3ML33-0AA0 | 1 | UN | 1 | 5 | B | D | EAR99 | N | 85362090 | 1 | 4011209810464 | 2.3 | KG | 2695 | 2695 | LP20 | LP20 | circuit breaker VL250L very high breaking capacity Icu=100kA, 415V AC 3-pole, line protection Electronic Trip Unit ETU12, LIG 3 phases/3 lines In=200A, rated current IR=80...200A, overload protection, II=1.25 to 11xIN, short-circuit protection without auxiliary release with box terminal ETU communication-capable without auxiliary/alarm switch | - | 0 | 0
3VL3720-3ML33-0AA0-Z | U01 | 3VL3720-3ML33-0AA0-ZU01 | 1 | UN | 1 | 5 | B | D | EAR99 | N | 85362090 | 1 |  | 2.5 | KG | 2743.4 | 2743.4 | LP20 | LP20 | circuit breaker VL250L very high breaking capacity Icu=100kA, 415V AC 3-pole, line protection Electronic Trip Unit ETU12, LIG 3 phases/3 lines In=200A, rated current IR=80...200A, overload protection, II=1.25 to 11xIN, short-circuit protection without auxiliary release with box terminal ETU communication-capable without auxiliary/alarm switch with Safety Label for USA | - | 0 | 0
3VL3720-3ML36-0AA0 |  | 3VL3720-3ML36-0AA0 | 1 | UN | 1 | 5 | B | D | EAR99 | N | 85362090 | 1 | 4011209810976 | 2.627 | KG | 2684 | 2684 | LP20 | LP20 | circuit breaker VL250L very high breaking capacity Icu=100kA, 415V AC 3-pole, line protection Electronic Trip Unit ETU12, LIG 3 phases/3 lines In=200A, rated current IR=80...200A, overload protection, II=1.25 to 11xIN, short-circuit protection without auxiliary release ETU communication-capable without auxiliary/alarm switch | - | 0 | 0
3VL3720-3ML36-0AA0-Z | U01 | 3VL3720-3ML36-0AA0-ZU01 | 1 | UN | 1 | 5 | B | D | EAR99 | N | 85362090 | 1 |  | 2.5 | KG | 2732.4 | 2732.4 | LP20 | LP20 | circuit breaker VL250L very high breaking capacity Icu=100kA, 415V AC 3-pole, line protection Electronic Trip Unit ETU12, LIG 3 phases/3 lines In=200A, rated current IR=80...200A, overload protection, II=1.25 to 11xIN, short-circuit protection without auxiliary release ETU communication-capable without auxiliary/alarm switch with Safety Label for USA | - | 0 | 0
3VL3720-3MP33-0AA0 |  | 3VL3720-3MP33-0AA0 | 1 | UN | 1 | 5 | B | D | EAR99 | N | 85362090 | 1 | 4011209810488 | 2.3 | KG | 2222 | 2222 | LP20 | LP20 | circuit breaker VL250L very high breaking capacity Icu=100kA, 415V AC 3-pole, motor/generator prot. Electronic Trip Unit ETU10M, LI In=200A, rated current IR=80...200A, overload protection, II=1.25 to 11xIN, short-circuit protection without auxiliary release with box terminal ETU communication-capable without auxiliary/alarm switch | - | 0 | 0
3VL3720-3MP33-0AA0-Z | U01 | 3VL3720-3MP33-0AA0-ZU01 | 1 | UN | 1 | 5 | B | D | EAR99 | N | 85362090 | 1 |  | 2.5 | KG | 2270.4 | 2270.4 | LP20 | LP20 | circuit breaker VL250L very high breaking capacity Icu=100kA, 415V AC 3-pole, motor/generator prot. Electronic Trip Unit ETU10M, LI In=200A, rated current IR=80...200A, overload protection, II=1.25 to 11xIN, short-circuit protection without auxiliary release with box terminal ETU communication-capable without auxiliary/alarm switch with Safety Label for USA | - | 0 | 0
3VL3720-3MP36-0AA0 |  | 3VL3720-3MP36-0AA0 | 1 | UN | 1 | 5 | B | D | EAR99 | N | 85362090 | 1 | 4011209810990 | 2.627 | KG | 2211 | 2211 | LP20 | LP20 | circuit breaker VL250L very high breaking capacity Icu=100kA, 415V AC 3-pole, motor/generator prot. Electronic Trip Unit ETU10M, LI In=200A, rated current IR=80...200A, overload protection, II=1.25 to 11xIN, short-circuit protection without auxiliary release ETU communication-capable without auxiliary/alarm switch | - | 0 | 0
3VL3720-3MP36-0AA0-Z | U01 | 3VL3720-3MP36-0AA0-ZU01 | 1 | UN | 1 | 5 | B | D | EAR99 | N | 85362090 | 1 |  | 2.5 | KG | 2259.4 | 2259.4 | LP20 | LP20 | circuit breaker VL250L very high breaking capacity Icu=100kA, 415V AC 3-pole, motor/generator prot. Electronic Trip Unit ETU10M, LI In=200A, rated current IR=80...200A, overload protection, II=1.25 to 11xIN, short-circuit protection without auxiliary release ETU communication-capable without auxiliary/alarm switch with Safety Label for USA | - | 0 | 0
3VL3720-3MS33-0AA0 |  | 3VL3720-3MS33-0AA0 | 1 | UN | 1 | 5 | B | D | EAR99 | N | 85362090 | 1 | 4011209800458 | 2.3 | KG | 2365 | 2365 | LP20 | LP20 | circuit breaker VL250L very high breaking capacity Icu=100kA, 415V AC 3-pole, motor protection Electronic Trip Unit ETU30M, LI IR=80...200A, overload prot., TC=10A...30, II=6/8/11 xIN, short-circuit protection without auxiliary release with box terminal ETU communication-capable without auxiliary/alarm switch | - | 0 | 0
3VL3720-3MS33-0AA0-Z | U01 | 3VL3720-3MS33-0AA0-ZU01 | 1 | UN | 1 | 5 | B | D | EAR99 | N | 85362090 | 1 |  | 2.5 | KG | 2413.4 | 2413.4 | LP20 | LP20 | circuit breaker VL250L very high breaking capacity Icu=100kA, 415V AC 3-pole, motor protection Electronic Trip Unit ETU30M, LI IR=80...200A, overload prot., TC=10A...30, II=6/8/11 xIN, short-circuit protection without auxiliary release with box terminal ETU communication-capable without auxiliary/alarm switch with Safety Label for USA | - | 0 | 0
3VL3720-3MS36-0AA0 |  | 3VL3720-3MS36-0AA0 | 1 | UN | 1 | 5 | B | D | EAR99 | N | 85362090 | 1 | 4011209811010 | 2.627 | KG | 2343 | 2343 | LP20 | LP20 | circuit breaker VL250L very high breaking capacity Icu=100kA, 415V AC 3-pole, motor protection Electronic Trip Unit ETU30M, LI IR=80...200A, overload prot., TC=10A...30, II=6/8/11 xIN, short-circuit protection without auxiliary release ETU communication-capable without auxiliary/alarm switch | - | 0 | 0
3VL3720-3MS36-0AA0-Z | U01 | 3VL3720-3MS36-0AA0-ZU01 | 1 | UN | 1 | 5 | B | D | EAR99 | N | 85362090 | 1 |  | 2.5 | KG | 2391.4 | 2391.4 | LP20 | LP20 | circuit breaker VL250L very high breaking capacity Icu=100kA, 415V AC 3-pole, motor protection Electronic Trip Unit ETU30M, LI IR=80...200A, overload prot., TC=10A...30, II=6/8/11 xIN, short-circuit protection without auxiliary release ETU communication-capable without auxiliary/alarm switch with Safety Label for USA | - | 0 | 0
3VL3720-3NA43-0AA0 |  | 3VL3720-3NA43-0AA0 | 1 | UN | 1 | 5 | B | D | EAR99 | N | 85362090 | 1 | 4011209810624 | 3.607 | KG | 3091 | 3091 | LP20 | LP20 | circuit breaker VL250L very high breaking capacity Icu=100kA, 415V AC 4-pole, line protection Electronic Trip Unit ETU10, LIN In=200A, rated current IR=80...200A, overload protection, II=1.25 to 11xIN, short-circuit protection N protected without auxiliary release with box terminal ETU communication-capable without auxiliary/alarm switch | - | 0 | 0
3VL3720-3NA43-0AA0-Z | U01 | 3VL3720-3NA43-0AA0-ZU01 | 1 | UN | 1 | 5 | B | D | EAR99 | N | 85362090 | 1 |  | 3.3 | KG | 3139.4 | 3139.4 | LP20 | LP20 | circuit breaker VL250L very high breaking capacity Icu=100kA, 415V AC 4-pole, line protection Electronic Trip Unit ETU10, LIN In=200A, rated current IR=80...200A, overload protection, II=1.25 to 11xIN, short-circuit protection N protected without auxiliary release with box terminal ETU communication-capable without auxiliary/alarm switch with Safety Label for USA | - | 0 | 0
3VL3720-3NA46-0AA0 |  | 3VL3720-3NA46-0AA0 | 1 | UN | 1 | 5 | B | D | EAR99 | N | 85362090 | 1 | 4011209811157 | 3.361 | KG | 3047 | 3047 | LP20 | LP20 | circuit breaker VL250L very high breaking capacity Icu=100kA, 415V AC 4-pole, line protection Electronic Trip Unit ETU10, LIN In=200A, rated current IR=80...200A, overload protection, II=1.25 to 11xIN, short-circuit protection N protected without auxiliary release ETU communication-capable without auxiliary/alarm switch | - | 0 | 0
3VL3720-3NA46-0AA0-Z | U01 | 3VL3720-3NA46-0AA0-ZU01 | 1 | UN | 1 | 5 | B | D | EAR99 | N | 85362090 | 1 |  | 3.3 | KG | 3095.4 | 3095.4 | LP20 | LP20 | circuit breaker VL250L very high breaking capacity Icu=100kA, 415V AC 4-pole, line protection Electronic Trip Unit ETU10, LIN In=200A, rated current IR=80...200A, overload protection, II=1.25 to 11xIN, short-circuit protection N protected without auxiliary release ETU communication-capable without auxiliary/alarm switch with Safety Label for USA | - | 0 | 0
3VL3720-3NB43-0AA0 |  | 3VL3720-3NB43-0AA0 | 1 | UN | 1 | 5 | B | D | EAR99 | N | 85362090 | 1 | 4011209810648 | 3.607 | KG | 2937 | 2937 | LP20 | LP20 | circuit breaker VL250L very high breaking capacity Icu=100kA, 415V AC 4-pole, line protection Electronic Trip Unit ETU10, LI In=200A, rated current IR=80...200A, overload protection, II=1.25 to 11xIN, short-circuit protection without auxiliary release with box terminal with box terminal ETU communication-capable without auxiliary/alarm switch | - | 0 | 0
3VL3720-3NB43-0AA0-Z | U01 | 3VL3720-3NB43-0AA0-ZU01 | 1 | UN | 1 | 5 | B | D | EAR99 | N | 85362090 | 1 |  | 3.3 | KG | 2985.4 | 2985.4 | LP20 | LP20 | circuit breaker VL250L very high breaking capacity Icu=100kA, 415V AC 4-pole, line protection Electronic Trip Unit ETU10, LI In=200A, rated current IR=80...200A, overload protection, II=1.25 to 11xIN, short-circuit protection without auxiliary release with box terminal with box terminal ETU communication-capable without auxiliary/alarm switch with Safety Label for USA | - | 0 | 0
3VL3720-3NB46-0AA0 |  | 3VL3720-3NB46-0AA0 | 1 | UN | 1 | 5 | B | D | EAR99 | N | 85362090 | 1 | 4011209811171 | 3.361 | KG | 2904 | 2904 | LP20 | LP20 | circuit breaker VL250L very high breaking capacity Icu=100kA, 415V AC 4-pole, line protection Electronic Trip Unit ETU10, LI In=200A, rated current IR=80...200A, overload protection, II=1.25 to 11xIN, short-circuit protection without auxiliary release ETU communication-capable without auxiliary/alarm switch | - | 0 | 0
3VL3720-3NB46-0AA0-Z | U01 | 3VL3720-3NB46-0AA0-ZU01 | 1 | UN | 1 | 5 | B | D | EAR99 | N | 85362090 | 1 |  | 3.3 | KG | 2952.4 | 2952.4 | LP20 | LP20 | circuit breaker VL250L very high breaking capacity Icu=100kA, 415V AC 4-pole, line protection Electronic Trip Unit ETU10, LI In=200A, rated current IR=80...200A, overload protection, II=1.25 to 11xIN, short-circuit protection without auxiliary release ETU communication-capable without auxiliary/alarm switch with Safety Label for USA | - | 0 | 0
3VL3720-3NE43-0AA0 |  | 3VL3720-3NE43-0AA0 | 1 | UN | 1 | 5 | B | D | EAR99 | N | 85362090 | 1 | 4011209810662 | 3.607 | KG | 3025 | 3025 | LP20 | LP20 | circuit breaker VL250L very high breaking capacity Icu=100kA, 415V AC 4-pole, line protection Electronic Trip Unit ETU20, LSI In=200A, rated current IR=80...200A, overload protection, ISD=1.5 to 10xIR, II=11xIN short-circuit protection without auxiliary release with box terminal ETU communication-capable without auxiliary/alarm switch | - | 0 | 0
3VL3720-3NE43-0AA0-Z | U01 | 3VL3720-3NE43-0AA0-ZU01 | 1 | UN | 1 | 5 | B | D | EAR99 | N | 85362090 | 1 |  | 3.3 | KG | 3073.4 | 3073.4 | LP20 | LP20 | circuit breaker VL250L very high breaking capacity Icu=100kA, 415V AC 4-pole, line protection Electronic Trip Unit ETU20, LSI In=200A, rated current IR=80...200A, overload protection, ISD=1.5 to 10xIR, II=11xIN short-circuit protection without auxiliary release with box terminal ETU communication-capable without auxiliary/alarm switch with Safety Label for USA | - | 0 | 0
3VL3720-3NE46-0AA0 |  | 3VL3720-3NE46-0AA0 | 1 | UN | 1 | 5 | B | D | EAR99 | N | 85362090 | 1 | 4011209811195 | 3.361 | KG | 3003 | 3003 | LP20 | LP20 | circuit breaker VL250L very high breaking capacity Icu=100kA, 415V AC 4-pole, line protection Electronic Trip Unit ETU20, LSI In=200A, rated current IR=80...200A, overload protection, ISD=1.5 to 10xIR, II=11xIN short-circuit protection without auxiliary release ETU communication-capable without auxiliary/alarm switch | - | 0 | 0
3VL3720-3NE46-0AA0-Z | U01 | 3VL3720-3NE46-0AA0-ZU01 | 1 | UN | 1 | 5 | B | D | EAR99 | N | 85362090 | 1 |  | 3.3 | KG | 3051.4 | 3051.4 | LP20 | LP20 | circuit breaker VL250L very high breaking capacity Icu=100kA, 415V AC 4-pole, line protection Electronic Trip Unit ETU20, LSI In=200A, rated current IR=80...200A, overload protection, ISD=1.5 to 10xIR, II=11xIN short-circuit protection without auxiliary release ETU communication-capable without auxiliary/alarm switch with Safety Label for USA | - | 0 | 0
3VL3720-3NF43-0AA0 |  | 3VL3720-3NF43-0AA0 | 1 | UN | 1 | 5 | B | D | EAR99 | N | 85362090 | 1 | 4011209810686 | 3.607 | KG | 3179 | 3179 | LP20 | LP20 | circuit breaker VL250L very high breaking capacity Icu=100kA, 415V AC 4-pole, line protection Electronic Trip Unit ETU20, LSI In=200A, rated current IR=80...200A, overload protection, ISD=1.5 to 10xIR, II=11xIN short-circuit protection N protected without auxiliary release with box terminal ETU communication-capable without auxiliary/alarm switch | - | 0 | 0
3VL3720-3NF43-0AA0-Z | U01 | 3VL3720-3NF43-0AA0-ZU01 | 1 | UN | 1 | 5 | B | D | EAR99 | N | 85362090 | 1 |  | 3.3 | KG | 3227.4 | 3227.4 | LP20 | LP20 | circuit breaker VL250L very high breaking capacity Icu=100kA, 415V AC 4-pole, line protection Electronic Trip Unit ETU20, LSI In=200A, rated current IR=80...200A, overload protection, ISD=1.5 to 10xIR, II=11xIN short-circuit protection N protected without auxiliary release with box terminal ETU communication-capable without auxiliary/alarm switch with Safety Label for USA | - | 0 | 0
3VL3720-3NF46-0AA0 |  | 3VL3720-3NF46-0AA0 | 1 | UN | 1 | 5 | B | D | EAR99 | N | 85362090 | 1 | 4011209811218 | 3.361 | KG | 3168 | 3168 | LP20 | LP20 | circuit breaker VL250L very high breaking capacity Icu=100kA, 415V AC 4-pole, line protection Electronic Trip Unit ETU20, LSI In=200A, rated current IR=80...200A, overload protection, ISD=1.5 to 10xIR, II=11xIN short-circuit protection N protected without auxiliary release ETU communication-capable without auxiliary/alarm switch | - | 0 | 0
3VL3720-3NF46-0AA0-Z | U01 | 3VL3720-3NF46-0AA0-ZU01 | 1 | UN | 1 | 5 | B | D | EAR99 | N | 85362090 | 1 |  | 3.3 | KG | 3216.4 | 3216.4 | LP20 | LP20 | circuit breaker VL250L very high breaking capacity Icu=100kA, 415V AC 4-pole, line protection Electronic Trip Unit ETU20, LSI In=200A, rated current IR=80...200A, overload protection, ISD=1.5 to 10xIR, II=11xIN short-circuit protection N protected without auxiliary release ETU communication-capable without auxiliary/alarm switch with Safety Label for USA | - | 0 | 0
3VL3720-3NH43-0AA0 |  | 3VL3720-3NH43-0AA0 | 1 | UN | 1 | 5 | B | D | EAR99 | N | 85362090 | 1 | 4011209810709 | 3.607 | KG | 3740 | 3740 | LP20 | LP20 | circuit breaker VL250L very high breaking capacity Icu=100kA, 415V AC 4-pole, line protection Electronic Trip Unit ETU22, LSIG In=200A, rated current IR=80...200A, overload protection, ISD=1.5 to 10xIR, II=11xIN short-circuit protection N protected without auxiliary release with box terminal ETU communication-capable without auxiliary/alarm switch | - | 0 | 0
3VL3720-3NH43-0AA0-Z | U01 | 3VL3720-3NH43-0AA0-ZU01 | 1 | UN | 1 | 5 | B | D | EAR99 | N | 85362090 | 1 |  | 3.3 | KG | 3788.4 | 3788.4 | LP20 | LP20 | circuit breaker VL250L very high breaking capacity Icu=100kA, 415V AC 4-pole, line protection Electronic Trip Unit ETU22, LSIG In=200A, rated current IR=80...200A, overload protection, ISD=1.5 to 10xIR, II=11xIN short-circuit protection N protected without auxiliary release with box terminal ETU communication-capable without auxiliary/alarm switch with Safety Label for USA | - | 0 | 0
3VL3720-3NH46-0AA0 |  | 3VL3720-3NH46-0AA0 | 1 | UN | 1 | 5 | B | D | EAR99 | N | 85362090 | 1 | 4011209811232 | 3.361 | KG | 3718 | 3718 | LP20 | LP20 | circuit breaker VL250L very high breaking capacity Icu=100kA, 415V AC 4-pole, line protection Electronic Trip Unit ETU22, LSIG In=200A, rated current IR=80...200A, overload protection, ISD=1.5 to 10xIR, II=11xIN short-circuit protection N protected without auxiliary release ETU communication-capable without auxiliary/alarm switch | - | 0 | 0
3VL3720-3NH46-0AA0-Z | U01 | 3VL3720-3NH46-0AA0-ZU01 | 1 | UN | 1 | 5 | B | D | EAR99 | N | 85362090 | 1 |  | 3.3 | KG | 3766.4 | 3766.4 | LP20 | LP20 | circuit breaker VL250L very high breaking capacity Icu=100kA, 415V AC 4-pole, line protection Electronic Trip Unit ETU22, LSIG In=200A, rated current IR=80...200A, overload protection, ISD=1.5 to 10xIR, II=11xIN short-circuit protection N protected without auxiliary release ETU communication-capable without auxiliary/alarm switch with Safety Label for USA | - | 0 | 0
3VL3720-3NN43-0AA0 |  | 3VL3720-3NN43-0AA0 | 1 | UN | 1 | 5 | B | D | EAR99 | N | 85362090 | 1 | 4011209800434 | 3.607 | KG | 3696 | 3696 | LP20 | LP20 | circuit breaker VL250L very high breaking capacity Icu=100kA, 415V AC 4-pole, line protection Electronic Trip Unit ETU12, LIG In=200A, rated current IR=80...200A, overload protection, II=1.25 to 11xIN, short-circuit protection N protected without auxiliary release with box terminal ETU communication-capable without auxiliary/alarm switch | - | 0 | 0
3VL3720-3NN43-0AA0-Z | U01 | 3VL3720-3NN43-0AA0-ZU01 | 1 | UN | 1 | 5 | B | D | EAR99 | N | 85362090 | 1 |  | 3.3 | KG | 3744.4 | 3744.4 | LP20 | LP20 | circuit breaker VL250L very high breaking capacity Icu=100kA, 415V AC 4-pole, line protection Electronic Trip Unit ETU12, LIG In=200A, rated current IR=80...200A, overload protection, II=1.25 to 11xIN, short-circuit protection N protected without auxiliary release with box terminal ETU communication-capable without auxiliary/alarm switch with Safety Label for USA | - | 0 | 0
3VL3720-3NN46-0AA0 |  | 3VL3720-3NN46-0AA0 | 1 | UN | 1 | 5 | B | D | EAR99 | N | 85362090 | 1 | 4011209811256 | 3.361 | KG | 3641 | 3641 | LP20 | LP20 | circuit breaker VL250L very high breaking capacity Icu=100kA, 415V AC 4-pole, line protection Electronic Trip Unit ETU12, LIG In=200A, rated current IR=80...200A, overload protection, II=1.25 to 11xIN, short-circuit protection N protected without auxiliary release ETU communication-capable without auxiliary/alarm switch | - | 0 | 0
3VL3720-3NN46-0AA0-Z | U01 | 3VL3720-3NN46-0AA0-ZU01 | 1 | UN | 1 | 5 | B | D | EAR99 | N | 85362090 | 1 |  | 3.3 | KG | 3689.4 | 3689.4 | LP20 | LP20 | circuit breaker VL250L very high breaking capacity Icu=100kA, 415V AC 4-pole, line protection Electronic Trip Unit ETU12, LIG In=200A, rated current IR=80...200A, overload protection, II=1.25 to 11xIN, short-circuit protection N protected without auxiliary release ETU communication-capable without auxiliary/alarm switch with Safety Label for USA | - | 0 | 0
3VL3720-3SB33-0AA0 |  | 3VL3720-3SB33-0AA0 | 1 | UN | 1 | 5 | B | D | EAR99 | N | 85362090 | 1 | 4011209810204 | 2.3 | KG | 2211 | 2013.9 | LP20 | LP20 | circuit breaker VL250L very high breaking capacity Icu=100kA, 415V AC 3-pole, line protection Electronic Trip Unit ETU10, LI In=200A, rated current IR=80...200A, overload protection, II=1.25 to 11xIN, short-circuit protection without auxiliary release with box terminal without auxiliary/alarm switch | - | 0 | 0
3VL3720-3SB33-0AA0-Z | U01 | 3VL3720-3SB33-0AA0-ZU01 | 1 | UN | 1 | 5 | B | D | EAR99 | N | 85362090 | 1 |  | 2.5 | KG | 2259.4 | 2259.4 | LP20 | LP20 | circuit breaker VL250L very high breaking capacity Icu=100kA, 415V AC 3-pole, line protection Electronic Trip Unit ETU10, LI In=200A, rated current IR=80...200A, overload protection, II=1.25 to 11xIN, short-circuit protection without auxiliary release with box terminal without auxiliary/alarm switch with Safety Label for USA | - | 0 | 0
3VL3720-3SB36-0AA0 |  | 3VL3720-3SB36-0AA0 | 1 | UN | 1 | 5 | B | D | EAR99 | N | 85362090 | 1 | 4011209810723 | 2.803 | KG | 2178 | 2013.9 | LP20 | LP20 | circuit breaker VL250L very high breaking capacity Icu=100kA, 415V AC 3-pole, line protection Electronic Trip Unit ETU10, LI In=200A, rated current IR=80...200A, overload protection, II=1.25 to 11xIN, short-circuit protection without auxiliary release without auxiliary/alarm switch | - | 0 | 0
3VL3720-3SB36-0AA0-Z | U01 | 3VL3720-3SB36-0AA0-ZU01 | 1 | UN | 1 | 5 | B | D | EAR99 | N | 85362090 | 1 |  | 2.5 | KG | 2226.4 | 2226.4 | LP20 | LP20 | circuit breaker VL250L very high breaking capacity Icu=100kA, 415V AC 3-pole, line protection Electronic Trip Unit ETU10, LI In=200A, rated current IR=80...200A, overload protection, II=1.25 to 11xIN, short-circuit protection without auxiliary release without auxiliary/alarm switch with Safety Label for USA | - | 0 | 0
3VL3720-3SB36-0AB1-Z | U01 | 3VL3720-3SB36-0AB1-ZU01 | 1 | UN | 1 | 5 | B | D | EAR99 | N | 85362090 | 1 |  | 2.5 | KG | 2302.08 | 2302.08 | LP20 | LP20 | circuit breaker VL250L very high breaking capacity Icu=100kA, 415V AC 3-pole, line protection Electronic Trip Unit ETU10, LI In=200A, rated current IR=80...200A, overload protection, II=1.25 to 11xIN, short-circuit protection without auxiliary release Auxiliary switch mounting kit 2 AUX (1 NO + 1 NC) with Safety Label for USA | - | 0 | 0
3VL3720-3SE33-0AA0 |  | 3VL3720-3SE33-0AA0 | 1 | UN | 1 | 5 | B | D | EAR99 | N | 85362090 | 1 | 4011209810228 | 2.3 | KG | 2310 | 2115.6 | LP20 | LP20 | circuit breaker VL250L very high breaking capacity Icu=100kA, 415V AC 3-pole, line protection Electronic Trip Unit ETU20, LSI In=200A, rated current IR=80...200A, overload protection, ISD=1.5 to 10xIR, II=11xIN short-circuit protection without auxiliary release with box terminal without auxiliary/alarm switch | - | 0 | 0
3VL3720-3SE33-0AA0-Z | U01 | 3VL3720-3SE33-0AA0-ZU01 | 1 | UN | 1 | 5 | B | D | EAR99 | N | 85362090 | 1 |  | 2.5 | KG | 2358.4 | 2358.4 | LP20 | LP20 | circuit breaker VL250L very high breaking capacity Icu=100kA, 415V AC 3-pole, line protection Electronic Trip Unit ETU20, LSI In=200A, rated current IR=80...200A, overload protection, ISD=1.5 to 10xIR, II=11xIN short-circuit protection without auxiliary release with box terminal without auxiliary/alarm switch with Safety Label for USA | - | 0 | 0
3VL3720-3SE36-0AA0 |  | 3VL3720-3SE36-0AA0 | 1 | UN | 1 | 5 | B | D | EAR99 | N | 85362090 | 1 | 4011209810747 | 2.627 | KG | 2288 | 2115.6 | LP20 | LP20 | circuit breaker VL250L very high breaking capacity Icu=100kA, 415V AC 3-pole, line protection Electronic Trip Unit ETU20, LSI In=200A, rated current IR=80...200A, overload protection, ISD=1.5 to 10xIR, II=11xIN short-circuit protection without auxiliary release without auxiliary/alarm switch | - | 0 | 0
3VL3720-3SE36-0AA0-Z | U01 | 3VL3720-3SE36-0AA0-ZU01 | 1 | UN | 1 | 5 | B | D | EAR99 | N | 85362090 | 1 |  | 2.5 | KG | 2336.4 | 2336.4 | LP20 | LP20 | circuit breaker VL250L very high breaking capacity Icu=100kA, 415V AC 3-pole, line protection Electronic Trip Unit ETU20, LSI In=200A, rated current IR=80...200A, overload protection, ISD=1.5 to 10xIR, II=11xIN short-circuit protection without auxiliary release without auxiliary/alarm switch with Safety Label for USA | - | 0 | 0
3VL3720-3SF33-0AA0 |  | 3VL3720-3SF33-0AA0 | 1 | UN | 1 | 5 | B | D | EAR99 | N | 85362090 | 1 | 4011209810242 | 2.3 | KG | 2849 | 2849 | LP20 | LP20 | circuit breaker VL250L very high breaking capacity Icu=100kA, 415V AC 3-pole, line protection Electronic Trip Unit ETU12, LIG 3 phases/4 lines In=200A, rated current IR=80...200A, overload protection, II=1.25 to 11xIN, short-circuit protection without auxiliary release with box terminal without auxiliary/alarm switch | - | 0 | 0
3VL3720-3SF33-0AA0-Z | U01 | 3VL3720-3SF33-0AA0-ZU01 | 1 | UN | 1 | 5 | B | D | EAR99 | N | 85362090 | 1 |  | 2.5 | KG | 2897.4 | 2897.4 | LP20 | LP20 | circuit breaker VL250L very high breaking capacity Icu=100kA, 415V AC 3-pole, line protection Electronic Trip Unit ETU12, LIG 3 phases/4 lines In=200A, rated current IR=80...200A, overload protection, II=1.25 to 11xIN, short-circuit protection without auxiliary release with box terminal without auxiliary/alarm switch with Safety Label for USA | - | 0 | 0
3VL3720-3SF36-0AA0 |  | 3VL3720-3SF36-0AA0 | 1 | UN | 1 | 5 | B | D | EAR99 | N | 85362090 | 1 | 4011209810761 | 2.627 | KG | 2827 | 2827 | LP20 | LP20 | circuit breaker VL250L very high breaking capacity Icu=100kA, 415V AC 3-pole, line protection Electronic Trip Unit ETU12, LIG 3 phases/4 lines In=200A, rated current IR=80...200A, overload protection, II=1.25 to 11xIN, short-circuit protection without auxiliary release without auxiliary/alarm switch | - | 0 | 0
3VL3720-3SF36-0AA0-Z | U01 | 3VL3720-3SF36-0AA0-ZU01 | 1 | UN | 1 | 5 | B | D | EAR99 | N | 85362090 | 1 |  | 2.5 | KG | 2875.4 | 2875.4 | LP20 | LP20 | circuit breaker VL250L very high breaking capacity Icu=100kA, 415V AC 3-pole, line protection Electronic Trip Unit ETU12, LIG 3 phases/4 lines In=200A, rated current IR=80...200A, overload protection, II=1.25 to 11xIN, short-circuit protection without auxiliary release without auxiliary/alarm switch with Safety Label for USA | - | 0 | 0
3VL3720-3SG33-0AA0 |  | 3VL3720-3SG33-0AA0 | 1 | UN | 1 | 5 | B | D | EAR99 | N | 85362090 | 1 | 4011209810266 | 2.3 | KG | 2629 | 2629 | LP20 | LP20 | circuit breaker VL250L very high breaking capacity Icu=100kA, 415V AC 3-pole, line protection Electronic Trip Unit ETU22, LSIG 3 phases/3 lines In=200A, rated current IR=80...200A, overload protection, ISD=1.5 to 10xIR, II=11xIN short-circuit protection without auxiliary release with box terminal without auxiliary/alarm switch | - | 0 | 0
3VL3720-3SG33-0AA0-Z | U01 | 3VL3720-3SG33-0AA0-ZU01 | 1 | UN | 1 | 5 | B | D | EAR99 | N | 85362090 | 1 |  | 2.5 | KG | 2677.4 | 2677.4 | LP20 | LP20 | circuit breaker VL250L very high breaking capacity Icu=100kA, 415V AC 3-pole, line protection Electronic Trip Unit ETU22, LSIG 3 phases/3 lines In=200A, rated current IR=80...200A, overload protection, ISD=1.5 to 10xIR, II=11xIN short-circuit protection without auxiliary release with box terminal without auxiliary/alarm switch with Safety Label for USA | - | 0 | 0
3VL3720-3SG36-0AA0 |  | 3VL3720-3SG36-0AA0 | 1 | UN | 1 | 5 | B | D | EAR99 | N | 85362090 | 1 | 4011209810785 | 2.627 | KG | 2618 | 2618 | LP20 | LP20 | circuit breaker VL250L very high breaking capacity Icu=100kA, 415V AC 3-pole, line protection Electronic Trip Unit ETU22, LSIG 3 phases/3 lines In=200A, rated current IR=80...200A, overload protection, ISD=1.5 to 10xIR, II=11xIN short-circuit protection without auxiliary release without auxiliary/alarm switch | - | 0 | 0
3VL3720-3SG36-0AA0-Z | U01 | 3VL3720-3SG36-0AA0-ZU01 | 1 | UN | 1 | 5 | B | D | EAR99 | N | 85362090 | 1 |  | 2.5 | KG | 2666.4 | 2666.4 | LP20 | LP20 | circuit breaker VL250L very high breaking capacity Icu=100kA, 415V AC 3-pole, line protection Electronic Trip Unit ETU22, LSIG 3 phases/3 lines In=200A, rated current IR=80...200A, overload protection, ISD=1.5 to 10xIR, II=11xIN short-circuit protection without auxiliary release without auxiliary/alarm switch with Safety Label for USA | - | 0 | 0
3VL3720-3SH33-0AA0 |  | 3VL3720-3SH33-0AA0 | 1 | UN | 1 | 5 | B | D | EAR99 | N | 85362090 | 1 | 4011209810280 | 2.3 | KG | 2629 | 2629 | LP20 | LP20 | circuit breaker VL250L very high breaking capacity Icu=100kA, 415V AC 3-pole, line protection Electronic Trip Unit ETU22, LSIG 3 phases/4 lines with connecting cable In=200A, rated current IR=80...200A, overload protection, ISD=1.5 to 10xIR, II=11xIN short-circuit protection without auxiliary release with box terminal without auxiliary/alarm switch | - | 0 | 0
3VL3720-3SH33-0AA0-Z | U01 | 3VL3720-3SH33-0AA0-ZU01 | 1 | UN | 1 | 5 | B | D | EAR99 | N | 85362090 | 1 |  | 2.5 | KG | 2677.4 | 2677.4 | LP20 | LP20 | circuit breaker VL250L very high breaking capacity Icu=100kA, 415V AC 3-pole, line protection Electronic Trip Unit ETU22, LSIG 3 phases/4 lines with connecting cable In=200A, rated current IR=80...200A, overload protection, ISD=1.5 to 10xIR, II=11xIN short-circuit protection without auxiliary release with box terminal without auxiliary/alarm switch with Safety Label for USA | - | 0 | 0
3VL3720-3SH36-0AA0 |  | 3VL3720-3SH36-0AA0 | 1 | UN | 1 | 5 | B | D | EAR99 | N | 85362090 | 1 | 4011209822375 | 2.627 | KG | 2618 | 2618 | LP20 | LP20 | circuit breaker VL250L very high breaking capacity Icu=100kA, 415V AC 3-pole, line protection Electronic Trip Unit ETU22, LSIG 3 phases/4 lines with connecting cable In=200A, rated current IR=80...200A, overload protection, ISD=1.5 to 10xIR, II=11xIN short-circuit protection without auxiliary release without auxiliary/alarm switch | - | 0 | 0
3VL3720-3SH36-0AA0-Z | U01 | 3VL3720-3SH36-0AA0-ZU01 | 1 | UN | 1 | 5 | B | D | EAR99 | N | 85362090 | 1 |  | 2.5 | KG | 2666.4 | 2666.4 | LP20 | LP20 | circuit breaker VL250L very high breaking capacity Icu=100kA, 415V AC 3-pole, line protection Electronic Trip Unit ETU22, LSIG 3 phases/4 lines with connecting cable In=200A, rated current IR=80...200A, overload protection, ISD=1.5 to 10xIR, II=11xIN short-circuit protection without auxiliary release without auxiliary/alarm switch with Safety Label for USA | - | 0 | 0
3VL3720-3SL33-0AA0 |  | 3VL3720-3SL33-0AA0 | 1 | UN | 1 | 5 | B | D | EAR99 | N | 85362090 | 1 | 4011209810303 | 2.3 | KG | 2607 | 2607 | LP20 | LP20 | circuit breaker VL250L very high breaking capacity Icu=100kA, 415V AC 3-pole, line protection Electronic Trip Unit ETU12, LIG 3 phases/3 lines In=200A, rated current IR=80...200A, overload protection, II=1.25 to 11xIN, short-circuit protection without auxiliary release with box terminal without auxiliary/alarm switch | - | 0 | 0
3VL3720-3SL33-0AA0-Z | U01 | 3VL3720-3SL33-0AA0-ZU01 | 1 | UN | 1 | 5 | B | D | EAR99 | N | 85362090 | 1 |  | 2.5 | KG | 2655.4 | 2655.4 | LP20 | LP20 | circuit breaker VL250L very high breaking capacity Icu=100kA, 415V AC 3-pole, line protection Electronic Trip Unit ETU12, LIG 3 phases/3 lines In=200A, rated current IR=80...200A, overload protection, II=1.25 to 11xIN, short-circuit protection without auxiliary release with box terminal without auxiliary/alarm switch with Safety Label for USA | - | 0 | 0
3VL3720-3SL36-0AA0 |  | 3VL3720-3SL36-0AA0 | 1 | UN | 1 | 5 | B | D | EAR99 | N | 85362090 | 1 | 4011209810815 | 2.627 | KG | 2563 | 2563 | LP20 | LP20 | circuit breaker VL250L very high breaking capacity Icu=100kA, 415V AC 3-pole, line protection Electronic Trip Unit ETU12, LIG 3 phases/3 lines In=200A, rated current IR=80...200A, overload protection, II=1.25 to 11xIN, short-circuit protection without auxiliary release without auxiliary/alarm switch | - | 0 | 0
3VL3720-3SL36-0AA0-Z | U01 | 3VL3720-3SL36-0AA0-ZU01 | 1 | UN | 1 | 5 | B | D | EAR99 | N | 85362090 | 1 |  | 2.5 | KG | 2611.4 | 2611.4 | LP20 | LP20 | circuit breaker VL250L very high breaking capacity Icu=100kA, 415V AC 3-pole, line protection Electronic Trip Unit ETU12, LIG 3 phases/3 lines In=200A, rated current IR=80...200A, overload protection, II=1.25 to 11xIN, short-circuit protection without auxiliary release without auxiliary/alarm switch with Safety Label for USA | - | 0 | 0
3VL3720-3SP33-0AA0 |  | 3VL3720-3SP33-0AA0 | 1 | UN | 1 | 5 | B | D | EAR99 | N | 85362090 | 1 | 4011209810327 | 2.3 | KG | 2123 | 1937.4 | LP20 | LP20 | circuit breaker VL250L very high breaking capacity Icu=100kA, 415V AC 3-pole, motor/generator prot. Electronic Trip Unit ETU10M, LI In=200A, rated current IR=80...200A, overload protection, II=1.25 to 11xIN, short-circuit protection without auxiliary release with box terminal without auxiliary/alarm switch | - | 0 | 0
3VL3720-3SP33-0AA0-Z | U01 | 3VL3720-3SP33-0AA0-ZU01 | 1 | UN | 1 | 5 | B | D | EAR99 | N | 85362090 | 1 |  | 2.5 | KG | 2171.4 | 2171.4 | LP20 | LP20 | circuit breaker VL250L very high breaking capacity Icu=100kA, 415V AC 3-pole, motor/generator prot. Electronic Trip Unit ETU10M, LI In=200A, rated current IR=80...200A, overload protection, II=1.25 to 11xIN, short-circuit protection without auxiliary release with box terminal without auxiliary/alarm switch with Safety Label for USA | - | 0 | 0
3VL3720-3SP36-0AA0 |  | 3VL3720-3SP36-0AA0 | 1 | UN | 1 | 5 | B | D | EAR99 | N | 85362090 | 1 | 4011209810839 | 2.6 | KG | 2101 | 1937.4 | LP20 | LP20 | circuit breaker VL250L very high breaking capacity Icu=100kA, 415V AC 3-pole, motor/generator prot. Electronic Trip Unit ETU10M, LI In=200A, rated current IR=80...200A, overload protection, II=1.25 to 11xIN, short-circuit protection without auxiliary release without auxiliary/alarm switch | - | 0 | 0
3VL3720-3SP36-0AA0-Z | U01 | 3VL3720-3SP36-0AA0-ZU01 | 1 | UN | 1 | 5 | B | D | EAR99 | N | 85362090 | 1 |  | 2.5 | KG | 2149.4 | 2149.4 | LP20 | LP20 | circuit breaker VL250L very high breaking capacity Icu=100kA, 415V AC 3-pole, motor/generator prot. Electronic Trip Unit ETU10M, LI In=200A, rated current IR=80...200A, overload protection, II=1.25 to 11xIN, short-circuit protection without auxiliary release without auxiliary/alarm switch with Safety Label for USA | - | 0 | 0
3VL3720-3SP36-0AB1-Z | U01 | 3VL3720-3SP36-0AB1-ZU01 | 1 | UN | 1 | 5 | B | D | EAR99 | N | 85362090 | 1 |  | 2.5 | KG | 2225.08 | 2225.08 | LP20 | LP20 | circuit breaker VL250L very high breaking capacity Icu=100kA, 415V AC 3-pole, motor/generator prot. Electronic Trip Unit ETU10M, LI In=200A, rated current IR=80...200A, overload protection, II=1.25 to 11xIN, short-circuit protection without auxiliary release Auxiliary switch mounting kit 2 AUX (1 NO + 1 NC) with Safety Label for USA | - | 0 | 0
3VL3720-3SS33-0AA0 |  | 3VL3720-3SS33-0AA0 | 1 | UN | 1 | 5 | B | D | EAR99 | N | 85362090 | 1 | 4011209810341 | 2.3 | KG | 2255 | 2051.3 | LP20 | LP20 | circuit breaker VL250L very high breaking capacity Icu=100kA, 415V AC 3-pole, motor protection Electronic Trip Unit ETU30M, LI IR=80...200A, overload prot., TC=10A...30, II=6/8/11 xIN, short-circuit protection without auxiliary release with box terminal without auxiliary/alarm switch | - | 0 | 0
3VL3720-3SS33-0AA0-Z | U01 | 3VL3720-3SS33-0AA0-ZU01 | 1 | UN | 1 | 5 | B | D | EAR99 | N | 85362090 | 1 |  | 2.5 | KG | 2303.4 | 2303.4 | LP20 | LP20 | circuit breaker VL250L very high breaking capacity Icu=100kA, 415V AC 3-pole, motor protection Electronic Trip Unit ETU30M, LI IR=80...200A, overload prot., TC=10A...30, II=6/8/11 xIN, short-circuit protection without auxiliary release with box terminal without auxiliary/alarm switch with Safety Label for USA | - | 0 | 0
3VL3720-3SS36-0AA0 |  | 3VL3720-3SS36-0AA0 | 1 | UN | 1 | 5 | B | D | EAR99 | N | 85362090 | 1 | 4011209810853 | 2.6 | KG | 2244 | 2051.3 | LP20 | LP20 | circuit breaker VL250L very high breaking capacity Icu=100kA, 415V AC 3-pole, motor protection Electronic Trip Unit ETU30M, LI IR=80...200A, overload prot., TC=10A...30, II=6/8/11 xIN, short-circuit protection without auxiliary release without auxiliary/alarm switch | - | 0 | 0
3VL3720-3SS36-0AA0-Z | U01 | 3VL3720-3SS36-0AA0-ZU01 | 1 | UN | 1 | 5 | B | D | EAR99 | N | 85362090 | 1 |  | 2.5 | KG | 2292.4 | 2292.4 | LP20 | LP20 | circuit breaker VL250L very high breaking capacity Icu=100kA, 415V AC 3-pole, motor protection Electronic Trip Unit ETU30M, LI IR=80...200A, overload prot., TC=10A...30, II=6/8/11 xIN, short-circuit protection without auxiliary release without auxiliary/alarm switch with Safety Label for USA | - | 0 | 0
3VL3720-3TA43-0AA0 |  | 3VL3720-3TA43-0AA0 | 1 | UN | 1 | 5 | B | D | EAR99 | N | 85362090 | 1 | 4011209810501 | 3.607 | KG | 2981 | 2981 | LP20 | LP20 | circuit breaker VL250L very high breaking capacity Icu=100kA, 415V AC 4-pole, line protection Electronic Trip Unit ETU10, LIN In=200A, rated current IR=80...200A, overload protection, II=1.25 to 11xIN, short-circuit protection N protected without auxiliary release with box terminal without auxiliary/alarm switch | - | 0 | 0
3VL3720-3TA43-0AA0-Z | U01 | 3VL3720-3TA43-0AA0-ZU01 | 1 | UN | 1 | 5 | B | D | EAR99 | N | 85362090 | 1 |  | 3.3 | KG | 3029.4 | 3029.4 | LP20 | LP20 | circuit breaker VL250L very high breaking capacity Icu=100kA, 415V AC 4-pole, line protection Electronic Trip Unit ETU10, LIN In=200A, rated current IR=80...200A, overload protection, II=1.25 to 11xIN, short-circuit protection N protected without auxiliary release with box terminal without auxiliary/alarm switch with Safety Label for USA | - | 0 | 0
3VL3720-3TA46-0AA0 |  | 3VL3720-3TA46-0AA0 | 1 | UN | 1 | 5 | B | D | EAR99 | N | 85362090 | 1 | 4011209811034 | 3.361 | KG | 2948 | 2948 | LP20 | LP20 | circuit breaker VL250L very high breaking capacity Icu=100kA, 415V AC 4-pole, line protection Electronic Trip Unit ETU10, LIN In=200A, rated current IR=80...200A, overload protection, II=1.25 to 11xIN, short-circuit protection N protected without auxiliary release without auxiliary/alarm switch | - | 0 | 0
3VL3720-3TA46-0AA0-Z | U01 | 3VL3720-3TA46-0AA0-ZU01 | 1 | UN | 1 | 5 | B | D | EAR99 | N | 85362090 | 1 |  | 3.3 | KG | 2996.4 | 2996.4 | LP20 | LP20 | circuit breaker VL250L very high breaking capacity Icu=100kA, 415V AC 4-pole, line protection Electronic Trip Unit ETU10, LIN In=200A, rated current IR=80...200A, overload protection, II=1.25 to 11xIN, short-circuit protection N protected without auxiliary release without auxiliary/alarm switch with Safety Label for USA | - | 0 | 0
3VL3720-3TB43-0AA0 |  | 3VL3720-3TB43-0AA0 | 1 | UN | 1 | 5 | B | D | EAR99 | N | 85362090 | 1 | 4011209810525 | 3.607 | KG | 2849 | 2849 | LP20 | LP20 | circuit breaker VL250L very high breaking capacity Icu=100kA, 415V AC 4-pole, line protection Electronic Trip Unit ETU10, LI In=200A, rated current IR=80...200A, overload protection, II=1.25 to 11xIN, short-circuit protection without auxiliary release with box terminal without auxiliary/alarm switch | - | 0 | 0
3VL3720-3TB43-0AA0-Z | U01 | 3VL3720-3TB43-0AA0-ZU01 | 1 | UN | 1 | 5 | B | D | EAR99 | N | 85362090 | 1 |  | 3.3 | KG | 2897.4 | 2897.4 | LP20 | LP20 | circuit breaker VL250L very high breaking capacity Icu=100kA, 415V AC 4-pole, line protection Electronic Trip Unit ETU10, LI In=200A, rated current IR=80...200A, overload protection, II=1.25 to 11xIN, short-circuit protection without auxiliary release with box terminal without auxiliary/alarm switch with Safety Label for USA | - | 0 | 0
3VL3720-3TB46-0AA0 |  | 3VL3720-3TB46-0AA0 | 1 | UN | 1 | 5 | B | D | EAR99 | N | 85362090 | 1 | 4011209811058 | 3.361 | KG | 2827 | 2827 | LP20 | LP20 | circuit breaker VL250L very high breaking capacity Icu=100kA, 415V AC 4-pole, line protection Electronic Trip Unit ETU10, LI In=200A, rated current IR=80...200A, overload protection, II=1.25 to 11xIN, short-circuit protection without auxiliary release without auxiliary/alarm switch | - | 0 | 0
3VL3720-3TB46-0AA0-Z | U01 | 3VL3720-3TB46-0AA0-ZU01 | 1 | UN | 1 | 5 | B | D | EAR99 | N | 85362090 | 1 |  | 3.3 | KG | 2875.4 | 2875.4 | LP20 | LP20 | circuit breaker VL250L very high breaking capacity Icu=100kA, 415V AC 4-pole, line protection Electronic Trip Unit ETU10, LI In=200A, rated current IR=80...200A, overload protection, II=1.25 to 11xIN, short-circuit protection without auxiliary release without auxiliary/alarm switch with Safety Label for USA | - | 0 | 0
3VL3720-3TE43-0AA0 |  | 3VL3720-3TE43-0AA0 | 1 | UN | 1 | 5 | B | D | EAR99 | N | 85362090 | 1 | 4011209810549 | 3.607 | KG | 2937 | 2937 | LP20 | LP20 | circuit breaker VL250L very high breaking capacity Icu=100kA, 415V AC 4-pole, line protection Electronic Trip Unit ETU20, LSI In=200A, rated current IR=80...200A, overload protection, ISD=1.5 to 10xIR, II=11xIN short-circuit protection N unprotected without auxiliary release with box terminal without auxiliary/alarm switch | - | 0 | 0
3VL3720-3TE43-0AA0-Z | U01 | 3VL3720-3TE43-0AA0-ZU01 | 1 | UN | 1 | 5 | B | D | EAR99 | N | 85362090 | 1 |  | 3.3 | KG | 2985.4 | 2985.4 | LP20 | LP20 | circuit breaker VL250L very high breaking capacity Icu=100kA, 415V AC 4-pole, line protection Electronic Trip Unit ETU20, LSI In=200A, rated current IR=80...200A, overload protection, ISD=1.5 to 10xIR, II=11xIN short-circuit protection N unprotected without auxiliary release with box terminal without auxiliary/alarm switch with Safety Label for USA | - | 0 | 0
3VL3720-3TE46-0AA0 |  | 3VL3720-3TE46-0AA0 | 1 | UN | 1 | 5 | B | D | EAR99 | N | 85362090 | 1 | 4011209811072 | 3.361 | KG | 2904 | 2904 | LP20 | LP20 | circuit breaker VL250L very high breaking capacity Icu=100kA, 415V AC 4-pole, line protection Electronic Trip Unit ETU20, LSI In=200A, rated current IR=80...200A, overload protection, ISD=1.5 to 10xIR, II=11xIN short-circuit protection N unprotected without auxiliary release without auxiliary/alarm switch | - | 0 | 0
3VL3720-3TE46-0AA0-Z | U01 | 3VL3720-3TE46-0AA0-ZU01 | 1 | UN | 1 | 5 | B | D | EAR99 | N | 85362090 | 1 |  | 3.3 | KG | 2952.4 | 2952.4 | LP20 | LP20 | circuit breaker VL250L very high breaking capacity Icu=100kA, 415V AC 4-pole, line protection Electronic Trip Unit ETU20, LSI In=200A, rated current IR=80...200A, overload protection, ISD=1.5 to 10xIR, II=11xIN short-circuit protection N unprotected without auxiliary release without auxiliary/alarm switch with Safety Label for USA | - | 0 | 0
3VL3720-3TF43-0AA0 |  | 3VL3720-3TF43-0AA0 | 1 | UN | 1 | 5 | B | D | EAR99 | N | 85362090 | 1 | 4011209810563 | 3.607 | KG | 3102 | 2829.6 | LP20 | LP20 | circuit breaker VL250L very high breaking capacity Icu=100kA, 415V AC 4-pole, line protection Electronic Trip Unit ETU20, LSI In=200A, rated current IR=80...200A, overload protection, ISD=1.5 to 10xIR, II=11xIN short-circuit protection N protected without auxiliary release with box terminal without auxiliary/alarm switch | - | 0 | 0
3VL3720-3TF43-0AA0-Z | U01 | 3VL3720-3TF43-0AA0-ZU01 | 1 | UN | 1 | 5 | B | D | EAR99 | N | 85362090 | 1 |  | 3.3 | KG | 3150.4 | 3150.4 | LP20 | LP20 | circuit breaker VL250L very high breaking capacity Icu=100kA, 415V AC 4-pole, line protection Electronic Trip Unit ETU20, LSI In=200A, rated current IR=80...200A, overload protection, ISD=1.5 to 10xIR, II=11xIN short-circuit protection N protected without auxiliary release with box terminal without auxiliary/alarm switch with Safety Label for USA | - | 0 | 0
3VL3720-3TF46-0AA0 |  | 3VL3720-3TF46-0AA0 | 1 | UN | 1 | 5 | B | D | EAR99 | N | 85362090 | 1 | 4011209811096 | 3.361 | KG | 3058 | 2829.6 | LP20 | LP20 | circuit breaker VL250L very high breaking capacity Icu=100kA, 415V AC 4-pole, line protection Electronic Trip Unit ETU20, LSI In=200A, rated current IR=80...200A, overload protection, ISD=1.5 to 10xIR, II=11xIN short-circuit protection N protected without auxiliary release without auxiliary/alarm switch | - | 0 | 0
3VL3720-3TF46-0AA0-Z | U01 | 3VL3720-3TF46-0AA0-ZU01 | 1 | UN | 1 | 5 | B | D | EAR99 | N | 85362090 | 1 |  | 3.3 | KG | 3106.4 | 3106.4 | LP20 | LP20 | circuit breaker VL250L very high breaking capacity Icu=100kA, 415V AC 4-pole, line protection Electronic Trip Unit ETU20, LSI In=200A, rated current IR=80...200A, overload protection, ISD=1.5 to 10xIR, II=11xIN short-circuit protection N protected without auxiliary release without auxiliary/alarm switch with Safety Label for USA | - | 0 | 0
3VL3720-3TH43-0AA0 |  | 3VL3720-3TH43-0AA0 | 1 | UN | 1 | 5 | B | D | EAR99 | N | 85362090 | 1 | 4011209810587 | 3.607 | KG | 3674 | 3674 | LP20 | LP20 | circuit breaker VL250L very high breaking capacity Icu=100kA, 415V AC 4-pole, line protection Electronic Trip Unit ETU22, LSIG In=200A, rated current IR=80...200A, overload protection, ISD=1.5 to 10xIR, II=11xIN short-circuit protection N protected without auxiliary release with box terminal without auxiliary/alarm switch | - | 0 | 0
3VL3720-3TH43-0AA0-Z | U01 | 3VL3720-3TH43-0AA0-ZU01 | 1 | UN | 1 | 5 | B | D | EAR99 | N | 85362090 | 1 |  | 3.3 | KG | 3722.4 | 3722.4 | LP20 | LP20 | circuit breaker VL250L very high breaking capacity Icu=100kA, 415V AC 4-pole, line protection Electronic Trip Unit ETU22, LSIG In=200A, rated current IR=80...200A, overload protection, ISD=1.5 to 10xIR, II=11xIN short-circuit protection N protected without auxiliary release with box terminal without auxiliary/alarm switch with Safety Label for USA | - | 0 | 0
3VL3720-3TH46-0AA0 |  | 3VL3720-3TH46-0AA0 | 1 | UN | 1 | 5 | B | D | EAR99 | N | 85362090 | 1 | 4011209811119 | 3.361 | KG | 3630 | 3630 | LP20 | LP20 | circuit breaker VL250L very high breaking capacity Icu=100kA, 415V AC 4-pole, line protection Electronic Trip Unit ETU22, LSIG In=200A, rated current IR=80...200A, overload protection, ISD=1.5 to 10xIR, II=11xIN short-circuit protection N protected without auxiliary release without auxiliary/alarm switch | - | 0 | 0
3VL3720-3TH46-0AA0-Z | U01 | 3VL3720-3TH46-0AA0-ZU01 | 1 | UN | 1 | 5 | B | D | EAR99 | N | 85362090 | 1 |  | 3.3 | KG | 3678.4 | 3678.4 | LP20 | LP20 | circuit breaker VL250L very high breaking capacity Icu=100kA, 415V AC 4-pole, line protection Electronic Trip Unit ETU22, LSIG In=200A, rated current IR=80...200A, overload protection, ISD=1.5 to 10xIR, II=11xIN short-circuit protection N protected without auxiliary release without auxiliary/alarm switch with Safety Label for USA | - | 0 | 0
3VL3720-3TN43-0AA0 |  | 3VL3720-3TN43-0AA0 | 1 | UN | 1 | 5 | B | D | EAR99 | N | 85362090 | 1 | 4011209810600 | 3.607 | KG | 3586 | 3586 | LP20 | LP20 | circuit breaker VL250L very high breaking capacity Icu=100kA, 415V AC 4-pole, line protection Electronic Trip Unit ETU12, LIG In=200A, rated current IR=80...200A, overload protection, II=1.25 to 11xIN, short-circuit protection N protected without auxiliary release with box terminal without auxiliary/alarm switch | - | 0 | 0
3VL3720-3TN43-0AA0-Z | U01 | 3VL3720-3TN43-0AA0-ZU01 | 1 | UN | 1 | 5 | B | D | EAR99 | N | 85362090 | 1 |  | 3.3 | KG | 3634.4 | 3634.4 | LP20 | LP20 | circuit breaker VL250L very high breaking capacity Icu=100kA, 415V AC 4-pole, line protection Electronic Trip Unit ETU12, LIG In=200A, rated current IR=80...200A, overload protection, II=1.25 to 11xIN, short-circuit protection N protected without auxiliary release with box terminal without auxiliary/alarm switch with Safety Label for USA | - | 0 | 0
3VL3720-3TN46-0AA0 |  | 3VL3720-3TN46-0AA0 | 1 | UN | 1 | 5 | B | D | EAR99 | N | 85362090 | 1 | 4011209811133 | 3.361 | KG | 3553 | 3553 | LP20 | LP20 | circuit breaker VL250L very high breaking capacity Icu=100kA, 415V AC 4-pole, line protection Electronic Trip Unit ETU12, LIG In=200A, rated current IR=80...200A, overload protection, II=1.25 to 11xIN, short-circuit protection N protected without auxiliary release without auxiliary/alarm switch | - | 0 | 0
3VL3720-3TN46-0AA0-Z | U01 | 3VL3720-3TN46-0AA0-ZU01 | 1 | UN | 1 | 5 | B | D | EAR99 | N | 85362090 | 1 |  | 3.3 | KG | 3601.4 | 3601.4 | LP20 | LP20 | circuit breaker VL250L very high breaking capacity Icu=100kA, 415V AC 4-pole, line protection Electronic Trip Unit ETU12, LIG In=200A, rated current IR=80...200A, overload protection, II=1.25 to 11xIN, short-circuit protection N protected without auxiliary release without auxiliary/alarm switch with Safety Label for USA | - | 0 | 0
3VL3720-3UH33-0AA0 |  | 3VL3720-3UH33-0AA0 | 1 | UN | 1 | 5 | B | D | EAR99 | N | 85362090 | 1 | 4011209885776 | 2.3 | KG | 3454 | 3454 | LP20 | LP20 | circuit breaker VL250L very high breaking capacity Icu=100kA, 415V AC 3-pole, line protection Electronic Trip Unit LCD ETU40, LI/LS/LSI In=200A, rated current IR=80...200A, overload protection, ISD=1.5 to 10xIR, II=11xIN short-circuit protection with box terminal without auxiliary release without auxiliary/alarm switch | - | 0 | 0
3VL3720-3UH33-0AA0-Z | U01 | 3VL3720-3UH33-0AA0-ZU01 | 1 | UN | 1 | 5 | B | D | EAR99 | N | 85362090 | 1 |  | 2.5 | KG | 3502.4 | 3502.4 | LP20 | LP20 | circuit breaker VL250L very high breaking capacity Icu=100kA, 415V AC 3-pole, line protection Electronic Trip Unit LCD ETU40, LI/LS/LSI In=200A, rated current IR=80...200A, overload protection, ISD=1.5 to 10xIR, II=11xIN short-circuit protection with box terminal without auxiliary release without auxiliary/alarm switch with Safety Label for USA | - | 0 | 0
3VL3720-3UH36-0AA0 |  | 3VL3720-3UH36-0AA0 | 1 | UN | 1 | 5 | B | D | EAR99 | N | 85362090 | 1 | 4011209885806 | 2.6 | KG | 3421 | 3421 | LP20 | LP20 | circuit breaker VL250L very high breaking capacity Icu=100kA, 415V AC 3-pole, line protection Electronic Trip Unit LCD ETU40, LI/LS/LSI In=200A, rated current IR=80...200A, overload protection, ISD=1.5 to 10xIR, II=11xIN short-circuit protection without auxiliary release without auxiliary/alarm switch | - | 0 | 0
3VL3720-3UH36-0AA0-Z | U01 | 3VL3720-3UH36-0AA0-ZU01 | 1 | UN | 1 | 5 | B | D | EAR99 | N | 85362090 | 1 |  | 2.5 | KG | 3469.4 | 3469.4 | LP20 | LP20 | circuit breaker VL250L very high breaking capacity Icu=100kA, 415V AC 3-pole, line protection Electronic Trip Unit LCD ETU40, LI/LS/LSI In=200A, rated current IR=80...200A, overload protection, ISD=1.5 to 10xIR, II=11xIN short-circuit protection without auxiliary release without auxiliary/alarm switch with Safety Label for USA | - | 0 | 0
3VL3720-3UJ43-0AA0 |  | 3VL3720-3UJ43-0AA0 | 1 | UN | 1 | 5 | B | D | EAR99 | N | 85362090 | 1 | 4011209886490 | 3.607 | KG | 4367 | 4367 | LP20 | LP20 | circuit breaker VL250L very high breaking capacity Icu=100kA, 415V AC 4-pole, line protection Electronic Trip Unit LCD ETU40, LI/LS/LSI In=200A, rated current IR=80...200A, overload protection, ISD=1.5 to 10xIR, II=11xIN short-circuit protection N protected with box terminal without auxiliary release without auxiliary/alarm switch | - | 0 | 0
3VL3720-3UJ43-0AA0-Z | U01 | 3VL3720-3UJ43-0AA0-ZU01 | 1 | UN | 1 | 5 | B | D | EAR99 | N | 85362090 | 1 |  | 3.3 | KG | 4415.4 | 4415.4 | LP20 | LP20 | circuit breaker VL250L very high breaking capacity Icu=100kA, 415V AC 4-pole, line protection Electronic Trip Unit LCD ETU40, LI/LS/LSI In=200A, rated current IR=80...200A, overload protection, ISD=1.5 to 10xIR, II=11xIN short-circuit protection N protected with box terminal without auxiliary release without auxiliary/alarm switch with Safety Label for USA | - | 0 | 0
3VL3720-3UJ46-0AA0 |  | 3VL3720-3UJ46-0AA0 | 1 | UN | 1 | 5 | B | D | EAR99 | N | 85362090 | 1 | 4011209886520 | 3.361 | KG | 4345 | 4345 | LP20 | LP20 | circuit breaker VL250L very high breaking capacity Icu=100kA, 415V AC 4-pole, line protection Electronic Trip Unit LCD ETU40, LI/LS/LSI In=200A, rated current IR=80...200A, overload protection, ISD=1.5 to 10xIR, II=11xIN short-circuit protection N protected without auxiliary release without auxiliary/alarm switch | - | 0 | 0
3VL3720-3UJ46-0AA0-Z | U01 | 3VL3720-3UJ46-0AA0-ZU01 | 1 | UN | 1 | 5 | B | D | EAR99 | N | 85362090 | 1 |  | 3.3 | KG | 4393.4 | 4393.4 | LP20 | LP20 | circuit breaker VL250L very high breaking capacity Icu=100kA, 415V AC 4-pole, line protection Electronic Trip Unit LCD ETU40, LI/LS/LSI In=200A, rated current IR=80...200A, overload protection, ISD=1.5 to 10xIR, II=11xIN short-circuit protection N protected without auxiliary release without auxiliary/alarm switch with Safety Label for USA | - | 0 | 0
3VL3720-3UL33-0AA0 |  | 3VL3720-3UL33-0AA0 | 1 | UN | 1 | 5 | B | D | EAR99 | N | 85362090 | 1 | 4011209885899 | 2.3 | KG | 3795 | 3795 | LP20 | LP20 | circuit breaker VL250L very high breaking capacity Icu=100kA, 415V AC 3-pole, line protection Electronic Trip Unit LCD ETU42, LSIG 3 phases/3 lines In=200A, rated current IR=80...200A, overload protection, ISD=1.5 to 10xIR, II=11xIN short-circuit protection with box terminal without auxiliary release without auxiliary/alarm switch | - | 0 | 0
3VL3720-3UL33-0AA0-Z | U01 | 3VL3720-3UL33-0AA0-ZU01 | 1 | UN | 1 | 5 | B | D | EAR99 | N | 85362090 | 1 |  | 2.5 | KG | 3843.4 | 3843.4 | LP20 | LP20 | circuit breaker VL250L very high breaking capacity Icu=100kA, 415V AC 3-pole, line protection Electronic Trip Unit LCD ETU42, LSIG 3 phases/3 lines In=200A, rated current IR=80...200A, overload protection, ISD=1.5 to 10xIR, II=11xIN short-circuit protection with box terminal without auxiliary release without auxiliary/alarm switch with Safety Label for USA | - | 0 | 0
3VL3720-3UL36-0AA0 |  | 3VL3720-3UL36-0AA0 | 1 | UN | 1 | 5 | B | D | EAR99 | N | 85362090 | 1 | 4011209885929 | 2.6 | KG | 3762 | 3762 | LP20 | LP20 | circuit breaker VL250L very high breaking capacity Icu=100kA, 415V AC 3-pole, line protection Electronic Trip Unit LCD ETU42, LSIG 3 phases/3 lines In=200A, rated current IR=80...200A, overload protection, ISD=1.5 to 10xIR, II=11xIN short-circuit protection without auxiliary release without auxiliary/alarm switch | - | 0 | 0
3VL3720-3UL36-0AA0-Z | U01 | 3VL3720-3UL36-0AA0-ZU01 | 1 | UN | 1 | 5 | B | D | EAR99 | N | 85362090 | 1 |  | 2.5 | KG | 3810.4 | 3810.4 | LP20 | LP20 | circuit breaker VL250L very high breaking capacity Icu=100kA, 415V AC 3-pole, line protection Electronic Trip Unit LCD ETU42, LSIG 3 phases/3 lines In=200A, rated current IR=80...200A, overload protection, ISD=1.5 to 10xIR, II=11xIN short-circuit protection without auxiliary release without auxiliary/alarm switch with Safety Label for USA | - | 0 | 0
3VL3720-3UM33-0AA0 |  | 3VL3720-3UM33-0AA0 | 1 | UN | 1 | 5 | B | D | EAR99 | N | 85362090 | 1 | 4011209886018 | 2.3 | KG | 3795 | 3795 | LP20 | LP20 | circuit breaker VL250L very high breaking capacity Icu=100kA, 415V AC 3-pole, line protection Electronic Trip Unit LCD ETU42, LSIG 3 phases/4 lines with connecting cable In=200A, rated current IR=80...200A, overload protection, ISD=1.5 to 10xIR, II=11xIN short-circuit protection with box terminal without auxiliary release without auxiliary/alarm switch | - | 0 | 0
3VL3720-3UM33-0AA0-Z | U01 | 3VL3720-3UM33-0AA0-ZU01 | 1 | UN | 1 | 5 | B | D | EAR99 | N | 85362090 | 1 |  | 2.5 | KG | 3843.4 | 3843.4 | LP20 | LP20 | circuit breaker VL250L very high breaking capacity Icu=100kA, 415V AC 3-pole, line protection Electronic Trip Unit LCD ETU42, LSIG 3 phases/4 lines with connecting cable In=200A, rated current IR=80...200A, overload protection, ISD=1.5 to 10xIR, II=11xIN short-circuit protection with box terminal without auxiliary release without auxiliary/alarm switch with Safety Label for USA | - | 0 | 0
3VL3720-3UM36-0AA0 |  | 3VL3720-3UM36-0AA0 | 1 | UN | 1 | 5 | B | D | EAR99 | N | 85362090 | 1 | 4011209886049 | 2.6 | KG | 3762 | 3762 | LP20 | LP20 | circuit breaker VL250L very high breaking capacity Icu=100kA, 415V AC 3-pole, line protection Electronic Trip Unit LCD ETU42, LSIG 3 phases/4 lines with connecting cable In=200A, rated current IR=80...200A, overload protection, ISD=1.5 to 10xIR, II=11xIN short-circuit protection without auxiliary release without auxiliary/alarm switch | - | 0 | 0
3VL3720-3UM36-0AA0-Z | U01 | 3VL3720-3UM36-0AA0-ZU01 | 1 | UN | 1 | 5 | B | D | EAR99 | N | 85362090 | 1 |  | 2.5 | KG | 3810.4 | 3810.4 | LP20 | LP20 | circuit breaker VL250L very high breaking capacity Icu=100kA, 415V AC 3-pole, line protection Electronic Trip Unit LCD ETU42, LSIG 3 phases/4 lines with connecting cable In=200A, rated current IR=80...200A, overload protection, ISD=1.5 to 10xIR, II=11xIN short-circuit protection without auxiliary release without auxiliary/alarm switch with Safety Label for USA | - | 0 | 0
3VL3720-3UN43-0AA0 |  | 3VL3720-3UN43-0AA0 | 1 | UN | 1 | 5 | B | D | EAR99 | N | 85362090 | 1 | 4011209886612 | 3.607 | KG | 4367 | 4367 | LP20 | LP20 | circuit breaker VL250L very high breaking capacity Icu=100kA, 415V AC 4-pole, line protection Electronic Trip Unit LCD ETU42, LSIG In=200A, rated current IR=80...200A, overload protection, ISD=1.5 to 10xIR, II=11xIN short-circuit protection N protected with ground-fault protection with box terminal without auxiliary release without auxiliary/alarm switch | - | 0 | 0
3VL3720-3UN43-0AA0-Z | U01 | 3VL3720-3UN43-0AA0-ZU01 | 1 | UN | 1 | 5 | B | D | EAR99 | N | 85362090 | 1 |  | 3.3 | KG | 4415.4 | 4415.4 | LP20 | LP20 | circuit breaker VL250L very high breaking capacity Icu=100kA, 415V AC 4-pole, line protection Electronic Trip Unit LCD ETU42, LSIG In=200A, rated current IR=80...200A, overload protection, ISD=1.5 to 10xIR, II=11xIN short-circuit protection N protected with ground-fault protection with box terminal without auxiliary release without auxiliary/alarm switch with Safety Label for USA | - | 0 | 0
3VL3720-3UN46-0AA0 |  | 3VL3720-3UN46-0AA0 | 1 | UN | 1 | 5 | B | D | EAR99 | N | 85362090 | 1 | 4011209886643 | 3.361 | KG | 4345 | 4345 | LP20 | LP20 | circuit breaker VL250L very high breaking capacity Icu=100kA, 415V AC 4-pole, line protection Electronic Trip Unit LCD ETU42, LSIG In=200A, rated current IR=80...200A, overload protection, ISD=1.5 to 10xIR, II=11xIN short-circuit protection N protected with ground-fault protection without auxiliary release without auxiliary/alarm switch | - | 0 | 0
3VL3720-3UN46-0AA0-Z | U01 | 3VL3720-3UN46-0AA0-ZU01 | 1 | UN | 1 | 5 | B | D | EAR99 | N | 85362090 | 1 |  | 3.3 | KG | 4393.4 | 4393.4 | LP20 | LP20 | circuit breaker VL250L very high breaking capacity Icu=100kA, 415V AC 4-pole, line protection Electronic Trip Unit LCD ETU42, LSIG In=200A, rated current IR=80...200A, overload protection, ISD=1.5 to 10xIR, II=11xIN short-circuit protection N protected with ground-fault protection without auxiliary release without auxiliary/alarm switch with Safety Label for USA | - | 0 | 0
3VL3720-3UP33-0AA0 |  | 3VL3720-3UP33-0AA0 | 1 | UN | 1 | 5 | B | D | EAR99 | N | 85362090 | 1 | 4011209885653 | 2.3 | KG | 3454 | 3454 | LP20 | LP20 | circuit breaker VL250L very high breaking capacity Icu=100kA, 415V AC 3-pole, motor/generator prot. Electronic Trip Unit LCD ETU40M, LI In=200A, rated current IR=80...200A, overload protection, II=1.25 to 11xIN, short-circuit protection with box terminal without auxiliary release without auxiliary/alarm switch | - | 0 | 0
3VL3720-3UP33-0AA0-Z | U01 | 3VL3720-3UP33-0AA0-ZU01 | 1 | UN | 1 | 5 | B | D | EAR99 | N | 85362090 | 1 |  | 2.5 | KG | 3502.4 | 3502.4 | LP20 | LP20 | circuit breaker VL250L very high breaking capacity Icu=100kA, 415V AC 3-pole, motor/generator prot. Electronic Trip Unit LCD ETU40M, LI In=200A, rated current IR=80...200A, overload protection, II=1.25 to 11xIN, short-circuit protection with box terminal without auxiliary release without auxiliary/alarm switch with Safety Label for USA | - | 0 | 0
3VL3720-3UP36-0AA0 |  | 3VL3720-3UP36-0AA0 | 1 | UN | 1 | 5 | B | D | EAR99 | N | 85362090 | 1 | 4011209885684 | 2.6 | KG | 3421 | 3421 | LP20 | LP20 | circuit breaker VL250L very high breaking capacity Icu=100kA, 415V AC 3-pole, motor/generator prot. Electronic Trip Unit LCD ETU40M, LI In=200A, rated current IR=80...200A, overload protection, II=1.25 to 11xIN, short-circuit protection without auxiliary release without auxiliary/alarm switch | - | 0 | 0
3VL3720-3UP36-0AA0-Z | U01 | 3VL3720-3UP36-0AA0-ZU01 | 1 | UN | 1 | 5 | B | D | EAR99 | N | 85362090 | 1 |  | 2.5 | KG | 3469.4 | 3469.4 | LP20 | LP20 | circuit breaker VL250L very high breaking capacity Icu=100kA, 415V AC 3-pole, motor/generator prot. Electronic Trip Unit LCD ETU40M, LI In=200A, rated current IR=80...200A, overload protection, II=1.25 to 11xIN, short-circuit protection without auxiliary release without auxiliary/alarm switch with Safety Label for USA | - | 0 | 0
3VL3725-1AA36-0AA0 |  | 3VL3725-1AA36-0AA0 | 1 | UN | 1 | 5 | B | D | N | N | 85362090 | 1 | 4011209652088 | 1.946 | KG | 529.1 | 529.1 | LP20 | LP20 | circuit breaker VL250N without Electronic Trip Unit standard breaking capacity Icu=55kA/415V AC, 3-pole In=< 250A, rated current with screw terminal connections for switching unit and Electronic Trip Unit | - | 0 | 0
3VL3725-1AA46-0AA0 |  | 3VL3725-1AA46-0AA0 | 1 | UN | 1 | 5 | B | D | N | N | 85362090 | 1 | 4011209652095 | 2.503 | KG | 686.4 | 686.4 | LP20 | LP20 | circuit breaker VL250N without Electronic Trip Unit standard breaking capacity Icu=55kA/415V AC, 4-pole In=< 250A, rated current without auxiliary release with screw terminal connections for switching unit and Electronic Trip Unit | - | 0 | 0
3VL3725-1CH33-0AA0-Z | U01 | 3VL3725-1CH33-0AA0-ZU01 | 1 | UN | 1 | 30 | D | D | EAR99 | N | 85362090 | 1 |  | 2.5 | KG | 4602.4 | 4602.4 | LP20 | LP20 | circuit breaker VL250N standard breaking capacity Icu=55kA, 415V AC 3-pole, line protection Electronic Trip Unit LCD ETU40, LI/LS/LSI In=250A, rated current IR=100...250A, overload protection, ISD=1.5 to 10xIR, II=11xIN short-circuit protection without auxiliary release with box terminal without auxiliary/alarm switch with Safety Label for USA | - | 0 | 0
3VL3725-1CH36-0AA0 |  | 3VL3725-1CH36-0AA0 | 1 | UN | 1 | 30 | D | D | EAR99 | N | 85362090 | 1 | 4011209484269 | 2.5 | KG | 4543 | 4543 | LP20 | LP20 | circuit breaker VL250N standard breaking capacity Icu=55kA, 415V AC 3-pole, line protection Electronic Trip Unit LCD ETU40, LI/LS/LSI In=250A, rated current IR=100...250A, overload protection, ISD=1.5 to 10xIR, II=11xIN short-circuit protection without auxiliary release without auxiliary/alarm switch | - | 0 | 0
3VL3725-1CH36-0AA0-Z | U01 | 3VL3725-1CH36-0AA0-ZU01 | 1 | UN | 1 | 30 | D | D | EAR99 | N | 85362090 | 1 |  | 2.5 | KG | 4591.4 | 4591.4 | LP20 | LP20 | circuit breaker VL250N standard breaking capacity Icu=55kA, 415V AC 3-pole, line protection Electronic Trip Unit LCD ETU40, LI/LS/LSI In=250A, rated current IR=100...250A, overload protection, ISD=1.5 to 10xIR, II=11xIN short-circuit protection without auxiliary release without auxiliary/alarm switch with Safety Label for USA | - | 0 | 0
3VL3725-1CH36-0AD1 |  | 3VL3725-1CH36-0AD1 | 1 | UN | 1 | 30 | D | D | EAR99 | N | 85362090 | 1 | 4011209755116 | 2.88 | KG | 4639.25 | 4639.25 | LP20 | LP20 | circuit breaker VL250N standard breaking capacity Icu=55kA, 415V AC 3-pole, line protection Electronic Trip Unit LCD ETU40, LI/LS/LSI In=250A, rated current IR=100...250A, overload protection, ISD=1.5 to 10xIR, II=11xIN short-circuit protection without auxiliary release Auxiliary/alarm switch mounting kit 2 AUX (1 NO+1 NC)+1 AS (1 NO) | - | 0 | 0
3VL3725-1CH36-0AD1-Z | U01 | 3VL3725-1CH36-0AD1-ZU01 | 1 | UN | 1 | 30 | D | D | EAR99 | N | 85362090 | 1 |  | 2.5 | KG | 4687.65 | 4687.65 | LP20 | LP20 | circuit breaker VL250N standard breaking capacity Icu=55kA, 415V AC 3-pole, line protection Electronic Trip Unit LCD ETU40, LI/LS/LSI In=250A, rated current IR=100...250A, overload protection, ISD=1.5 to 10xIR, II=11xIN short-circuit protection without auxiliary release Auxiliary/alarm switch mounting kit 2 AUX (1 NO+1 NC)+1 AS (1 NO) with Safety Label for USA | - | 0 | 0
3VL3725-1CJ43-0AA0-Z | U01 | 3VL3725-1CJ43-0AA0-ZU01 | 1 | UN | 1 | 30 | D | D | EAR99 | N | 85362090 | 1 |  | 3.3 | KG | 5779.4 | 5779.4 | LP20 | LP20 | circuit breaker VL250N standard breaking capacity Icu=55kA, 415V AC 4-pole, line protection Electronic Trip Unit LCD ETU40, LI/LS/LSI In=250A, rated current IR=100...250A, overload protection, ISD=1.5 to 10xIR, II=11xIN short-circuit protection N protected without auxiliary release with box terminal without auxiliary/alarm switch with Safety Label for USA | - | 0 | 0
3VL3725-1CJ46-0AA0 |  | 3VL3725-1CJ46-0AA0 | 1 | UN | 1 | 30 | D | D | EAR99 | N | 85362090 | 1 | 4011209484276 | 3.3 | KG | 5698 | 5698 | LP20 | LP20 | circuit breaker VL250N standard breaking capacity Icu=55kA, 415V AC 4-pole, line protection Electronic Trip Unit LCD ETU40, LI/LS/LSI In=250A, rated current IR=100...250A, overload protection, ISD=1.5 to 10xIR, II=11xIN short-circuit protection N protected without auxiliary release without auxiliary/alarm switch | - | 0 | 0
3VL3725-1CJ46-0AA0-Z | U01 | 3VL3725-1CJ46-0AA0-ZU01 | 1 | UN | 1 | 30 | D | D | EAR99 | N | 85362090 | 1 |  | 3.3 | KG | 5746.4 | 5746.4 | LP20 | LP20 | circuit breaker VL250N standard breaking capacity Icu=55kA, 415V AC 4-pole, line protection Electronic Trip Unit LCD ETU40, LI/LS/LSI In=250A, rated current IR=100...250A, overload protection, ISD=1.5 to 10xIR, II=11xIN short-circuit protection N protected without auxiliary release without auxiliary/alarm switch with Safety Label for USA | - | 0 | 0
3VL3725-1CJ46-0AD1 |  | 3VL3725-1CJ46-0AD1 | 1 | UN | 1 | 30 | D | D | EAR99 | N | 85362090 | 1 | 4011209755123 | 3.3 | KG | 5794.25 | 5794.25 | LP20 | LP20 | circuit breaker VL250N standard breaking capacity Icu=55kA, 415V AC 4-pole, line protection Electronic Trip Unit LCD ETU40, LI/LS/LSI In=250A, rated current IR=100...250A, overload protection, ISD=1.5 to 10xIR, II=11xIN short-circuit protection N protected without auxiliary release Auxiliary/alarm switch mounting kit 2 AUX (1 NO+1 NC)+1 AS (1 NO) | - | 0 | 0
3VL3725-1CL33-0AA0-Z | U01 | 3VL3725-1CL33-0AA0-ZU01 | 1 | UN | 1 | 30 | D | D | EAR99 | N | 85362090 | 1 |  | 2.5 | KG | 5130.4 | 5130.4 | LP20 | LP20 | circuit breaker VL250N standard breaking capacity Icu=55kA, 415V AC 3-pole, line protection Electronic Trip Unit LCD ETU42, LSIG 3 phases/3 lines In=250A, rated current IR=100...250A, overload protection, ISD=1.5 to 10xIR, II=11xIN short-circuit protection without auxiliary release with box terminal without auxiliary/alarm switch with Safety Label for USA | - | 0 | 0
3VL3725-1CL36-0AA0 |  | 3VL3725-1CL36-0AA0 | 1 | UN | 1 | 30 | D | D | EAR99 | N | 85362090 | 1 | 4011209484283 | 2.5 | KG | 5049 | 5049 | LP20 | LP20 | circuit breaker VL250N standard breaking capacity Icu=55kA, 415V AC 3-pole, line protection Electronic Trip Unit LCD ETU42, LSIG 3 phases/3 lines In=250A, rated current IR=100...250A, overload protection, ISD=1.5 to 10xIR, II=11xIN short-circuit protection without auxiliary release without auxiliary/alarm switch | - | 0 | 0
3VL3725-1CL36-0AA0-Z | U01 | 3VL3725-1CL36-0AA0-ZU01 | 1 | UN | 1 | 30 | D | D | EAR99 | N | 85362090 | 1 |  | 2.5 | KG | 5097.4 | 5097.4 | LP20 | LP20 | circuit breaker VL250N standard breaking capacity Icu=55kA, 415V AC 3-pole, line protection Electronic Trip Unit LCD ETU42, LSIG 3 phases/3 lines In=250A, rated current IR=100...250A, overload protection, ISD=1.5 to 10xIR, II=11xIN short-circuit protection without auxiliary release without auxiliary/alarm switch with Safety Label for USA | - | 0 | 0
3VL3725-1CL36-0AB1-Z | U01 | 3VL3725-1CL36-0AB1-ZU01 | 1 | UN | 1 | 30 | D | D | EAR99 | N | 85362090 | 1 |  | 2.5 | KG | 5173.08 | 5173.08 | LP20 | LP20 | circuit breaker VL250N standard breaking capacity Icu=55kA, 415V AC 3-pole, line protection Electronic Trip Unit LCD ETU42, LSIG 3 phases/3 lines In=250A, rated current IR=100...250A, overload protection, ISD=1.5 to 10xIR, II=11xIN short-circuit protection without auxiliary release Auxiliary switch mounting kit 2 AUX (1 NO + 1 NC) with Safety Label for USA | - | 0 | 0
3VL3725-1CL36-0AD1 |  | 3VL3725-1CL36-0AD1 | 1 | UN | 1 | 30 | D | D | EAR99 | N | 85362090 | 1 | 4011209755130 | 2.5 | KG | 5145.25 | 5145.25 | LP20 | LP20 | circuit breaker VL250N standard breaking capacity Icu=55kA, 415V AC 3-pole, line protection Electronic Trip Unit LCD ETU42, LSIG 3 phases/3 lines In=250A, rated current IR=100...250A, overload protection, ISD=1.5 to 10xIR, II=11xIN short-circuit protection without auxiliary release Auxiliary/alarm switch mounting kit 2 AUX (1 NO+1 NC)+1 AS (1 NO) | - | 0 | 0
3VL3725-1CM33-0AA0-Z | U01 | 3VL3725-1CM33-0AA0-ZU01 | 1 | UN | 1 | 30 | D | D | EAR99 | N | 85362090 | 1 |  | 2.5 | KG | 5130.4 | 5130.4 | LP20 | LP20 | circuit breaker VL250N standard breaking capacity Icu=55kA, 415V AC 3-pole, line protection Electronic Trip Unit LCD ETU42, LSIG 3 phases/4 lines with connecting cable In=250A, rated current IR=100...250A, overload protection, ISD=1.5 to 10xIR, II=11xIN short-circuit protection without auxiliary release with box terminal without auxiliary/alarm switch with Safety Label for USA | - | 0 | 0
3VL3725-1CM36-0AA0-Z | U01 | 3VL3725-1CM36-0AA0-ZU01 | 1 | UN | 1 | 30 | D | D | EAR99 | N | 85362090 | 1 |  | 2.5 | KG | 5097.4 | 5097.4 | LP20 | LP20 | circuit breaker VL250N standard breaking capacity Icu=55kA, 415V AC 3-pole, line protection Electronic Trip Unit LCD ETU42, LSIG 3 phases/4 lines with connecting cable In=250A, rated current IR=100...250A, overload protection, ISD=1.5 to 10xIR, II=11xIN short-circuit protection without auxiliary release without auxiliary/alarm switch with Safety Label for USA | - | 0 | 0
3VL3725-1CM36-0AD1 |  | 3VL3725-1CM36-0AD1 | 1 | UN | 1 | 30 | D | D | EAR99 | N | 85362090 | 1 | 4011209755147 | 2.873 | KG | 5145.25 | 5145.25 | LP20 | LP20 | circuit breaker VL250N standard breaking capacity Icu=55kA, 415V AC 3-pole, line protection Electronic Trip Unit LCD ETU42, LSIG 3 phases/4 lines with connecting cable In=250A, rated current IR=100...250A, overload protection, ISD=1.5 to 10xIR, II=11xIN short-circuit protection without auxiliary release Auxiliary/alarm switch mounting kit 2 AUX (1 NO+1 NC)+1 AS (1 NO) | - | 0 | 0
3VL3725-1CN43-0AA0-Z | U01 | 3VL3725-1CN43-0AA0-ZU01 | 1 | UN | 1 | 30 | D | D | EAR99 | N | 85362090 | 1 |  | 3.3 | KG | 5779.4 | 5779.4 | LP20 | LP20 | circuit breaker VL250N standard breaking capacity Icu=55kA, 415V AC 4-pole, line protection Electronic Trip Unit LCD ETU42, LSIG In=250A, rated current IR=100...250A, overload protection, ISD=1.5 to 10xIR, II=11xIN short-circuit protection N protected with ground-fault protection without auxiliary release with box terminal without auxiliary/alarm switch with Safety Label for USA | - | 0 | 0
3VL3725-1CN46-0AA0 |  | 3VL3725-1CN46-0AA0 | 1 | UN | 1 | 30 | D | D | EAR99 | N | 85362090 | 1 | 4011209484306 | 3.3 | KG | 5698 | 5698 | LP20 | LP20 | circuit breaker VL250N standard breaking capacity Icu=55kA, 415V AC 4-pole, line protection Electronic Trip Unit LCD ETU42, LSIG In=250A, rated current IR=100...250A, overload protection, ISD=1.5 to 10xIR, II=11xIN short-circuit protection N protected with ground-fault protection without auxiliary release without auxiliary/alarm switch | - | 0 | 0
3VL3725-1CN46-0AA0-Z | U01 | 3VL3725-1CN46-0AA0-ZU01 | 1 | UN | 1 | 30 | D | D | EAR99 | N | 85362090 | 1 |  | 3.3 | KG | 5746.4 | 5746.4 | LP20 | LP20 | circuit breaker VL250N standard breaking capacity Icu=55kA, 415V AC 4-pole, line protection Electronic Trip Unit LCD ETU42, LSIG In=250A, rated current IR=100...250A, overload protection, ISD=1.5 to 10xIR, II=11xIN short-circuit protection N protected with ground-fault protection without auxiliary release without auxiliary/alarm switch with Safety Label for USA | - | 0 | 0
3VL3725-1CN46-0AB1-Z | U01 | 3VL3725-1CN46-0AB1-ZU01 | 1 | UN | 1 | 30 | D | D | EAR99 | N | 85362090 | 1 |  | 3.3 | KG | 5822.08 | 5822.08 | LP20 | LP20 | circuit breaker VL250N standard breaking capacity Icu=55kA, 415V AC 4-pole, line protection Electronic Trip Unit LCD ETU42, LSIG In=250A, rated current IR=100...250A, overload protection, ISD=1.5 to 10xIR, II=11xIN short-circuit protection N protected with ground-fault protection without auxiliary release Auxiliary switch mounting kit 2 AUX (1 NO + 1 NC) with Safety Label for USA | - | 0 | 0
3VL3725-1CP33-0AA0-Z | U01 | 3VL3725-1CP33-0AA0-ZU01 | 1 | UN | 1 | 30 | D | D | EAR99 | N | 85362090 | 1 |  | 2.5 | KG | 4602.4 | 4602.4 | LP20 | LP20 | circuit breaker VL250N standard breaking capacity Icu=55kA, 415V AC 3-pole, motor/generator prot. Electronic Trip Unit LCD ETU40M, LI In=250A, rated current IR=100...250A, overload protection, II=1.25 to 11xIN, short-circuit protection without auxiliary release with box terminal without auxiliary/alarm switch with Safety Label for USA | - | 0 | 0
3VL3725-1CP36-0AA0 |  | 3VL3725-1CP36-0AA0 | 1 | UN | 1 | 30 | D | D | EAR99 | N | 85362090 | 1 | 4011209484313 | 2.5 | KG | 4543 | 4543 | LP20 | LP20 | circuit breaker VL250N standard breaking capacity Icu=55kA, 415V AC 3-pole, motor/generator prot. Electronic Trip Unit LCD ETU40M, LI In=250A, rated current IR=100...250A, overload protection, II=1.25 to 11xIN, short-circuit protection without auxiliary release without auxiliary/alarm switch | - | 0 | 0
3VL3725-1CP36-0AA0-Z | U01 | 3VL3725-1CP36-0AA0-ZU01 | 1 | UN | 1 | 30 | D | D | EAR99 | N | 85362090 | 1 |  | 2.5 | KG | 4591.4 | 4591.4 | LP20 | LP20 | circuit breaker VL250N standard breaking capacity Icu=55kA, 415V AC 3-pole, motor/generator prot. Electronic Trip Unit LCD ETU40M, LI In=250A, rated current IR=100...250A, overload protection, II=1.25 to 11xIN, short-circuit protection without auxiliary release without auxiliary/alarm switch with Safety Label for USA | - | 0 | 0
3VL3725-1CP36-0AB1 |  | 3VL3725-1CP36-0AB1 | 1 | UN | 1 | 30 | D | D | EAR99 | N | 85362090 | 1 | 4011209755154 | 2.5 | KG | 4618.68 | 4618.68 | LP20 | LP20 | circuit breaker VL250N standard breaking capacity Icu=55kA, 415V AC 3-pole, motor/generator prot. Electronic Trip Unit LCD ETU40M, LI In=250A, rated current IR=100...250A, overload protection, II=1.25 to 11xIN, short-circuit protection without auxiliary release Auxiliary switch mounting kit 2 AUX (1 NO + 1 NC) | - | 0 | 0
3VL3725-1CP36-0AD1 |  | 3VL3725-1CP36-0AD1 | 1 | UN | 1 | 30 | D | D | EAR99 | N | 85362090 | 1 | 4011209755161 | 2.5 | KG | 4639.25 | 4639.25 | LP20 | LP20 | circuit breaker VL250N standard breaking capacity Icu=55kA, 415V AC 3-pole, motor/generator prot. Electronic Trip Unit LCD ETU40M, LI In=250A, rated current IR=100...250A, overload protection, II=1.25 to 11xIN, short-circuit protection without auxiliary release Auxiliary/alarm switch mounting kit 2 AUX (1 NO+1 NC)+1 AS (1 NO) | - | 0 | 0
3VL3725-1DC33-0AA0 |  | 3VL3725-1DC33-0AA0 | 1 | UN | 1 | 5 | B | D | EAR99 | N | 85362090 | 1 | 4011209728325 | 2.744 | KG | 1331 | 1219.9 | LP20 | LP20 | circuit breaker VL250N standard breaking capacity Icu=55kA, 415V AC 3-pole, line protection Electronic Trip Unit TM, LI In=250A, rated current IR=200...250A, overload protection, II=1200...2500A, short-circuit protection with box terminal without auxiliary release without auxiliary/alarm switch | - | 0 | 0
3VL3725-1DC33-0AA0-Z | U01 | 3VL3725-1DC33-0AA0-ZU01 | 1 | UN | 1 | 5 | B | D | EAR99 | N | 85362090 | 1 |  | 2.3 | KG | 1379.4 | 1379.4 | LP20 | LP20 | circuit breaker VL250N standard breaking capacity Icu=55kA, 415V AC 3-pole, line protection Electronic Trip Unit TM, LI In=250A, rated current IR=200...250A, overload protection, II=1200...2500A, short-circuit protection with box terminal without auxiliary release without auxiliary/alarm switch with Safety Label for USA | - | 0 | 0
3VL3725-1DC33-0AB1-Z | U01 | 3VL3725-1DC33-0AB1-ZU01 | 1 | UN | 1 | 5 | B | D | EAR99 | N | 85362090 | 1 |  | 2.3 | KG | 1455.08 | 1455.08 | LP20 | LP20 | circuit breaker VL250N standard breaking capacity Icu=55kA, 415V AC 3-pole, line protection Electronic Trip Unit TM, LI In=250A, rated current IR=200...250A, overload protection, II=1200...2500A, short-circuit protection with box terminal without auxiliary release Auxiliary switch mounting kit 2 AUX (1 NO + 1 NC) with Safety Label for USA | - | 0 | 0
3VL3725-1DC33-2KB1-Z | U01 | 3VL3725-1DC33-2KB1-ZU01 | 1 | UN | 1 | 5 | B | D | EAR99 | N | 85362090 | 1 |  | 2.3 | KG | 1646.48 | 1646.48 | LP20 | LP20 | circuit breaker VL250N standard breaking capacity Icu=55kA, 415V AC 3-pole, line protection Electronic Trip Unit TM, LI In=250A, rated current IR=200...250A, overload protection, II=1200...2500A, short-circuit protection with box terminal Undervoltage release 440...480 V AC Auxiliary switch mounting kit 2 AUX (1 NO + 1 NC) with Safety Label for USA | - | 0 | 0
3VL3725-1DC33-2NA0-Z | U01 | 3VL3725-1DC33-2NA0-ZU01 | 1 | UN | 1 | 5 | B | D | EAR99 | N | 85362090 | 1 |  | 2.3 | KG | 1570.8 | 1570.8 | LP20 | LP20 | circuit breaker VL250N standard breaking capacity Icu=55kA, 415V AC 3-pole, line protection Electronic Trip Unit TM, LI In=250A, rated current IR=200...250A, overload protection, II=1200...2500A, short-circuit protection with box terminal Undervoltage release 12 V DC without auxiliary/alarm switch with Safety Label for USA | - | 0 | 0
3VL3725-1DC36-0AA0 |  | 3VL3725-1DC36-0AA0 | 1 | UN | 1 | 5 | B | D | EAR99 | N | 85362090 | 1 | 4011209477391 | 2.566 | KG | 1320 | 1219.9 | LP20 | LP20 | circuit breaker VL250N standard breaking capacity Icu=55kA, 415V AC 3-pole, line protection Electronic Trip Unit TM, LI In=250A, rated current IR=200...250A, overload protection, II=1200...2500A, short-circuit protection without auxiliary release without auxiliary/alarm switch | - | 0 | 0
3VL3725-1DC36-0AA0-Z | U01 | 3VL3725-1DC36-0AA0-ZU01 | 1 | UN | 1 | 5 | B | D | EAR99 | N | 85362090 | 1 |  | 2.3 | KG | 1368.4 | 1368.4 | LP20 | LP20 | circuit breaker VL250N standard breaking capacity Icu=55kA, 415V AC 3-pole, line protection Electronic Trip Unit TM, LI In=250A, rated current IR=200...250A, overload protection, II=1200...2500A, short-circuit protection without auxiliary release without auxiliary/alarm switch with Safety Label for USA | - | 0 | 0
3VL3725-1DC36-0AB1 |  | 3VL3725-1DC36-0AB1 | 1 | UN | 1 | 5 | B | D | EAR99 | N | 85362090 | 1 | 4011209755178 | 2.73 | KG | 1395.68 | 1395.68 | LP20 | LP20 | circuit breaker VL250N standard breaking capacity Icu=55kA, 415V AC 3-pole, line protection Electronic Trip Unit TM, LI In=250A, rated current IR=200...250A, overload protection, II=1200...2500A, short-circuit protection without auxiliary release Auxiliary switch mounting kit 2 AUX (1 NO + 1 NC) | - | 0 | 0
3VL3725-1DC36-0AB1-Z | U01 | 3VL3725-1DC36-0AB1-ZU01 | 1 | UN | 1 | 5 | B | D | EAR99 | N | 85362090 | 1 |  | 2.3 | KG | 1444.08 | 1444.08 | LP20 | LP20 | circuit breaker VL250N standard breaking capacity Icu=55kA, 415V AC 3-pole, line protection Electronic Trip Unit TM, LI In=250A, rated current IR=200...250A, overload protection, II=1200...2500A, short-circuit protection without auxiliary release Auxiliary switch mounting kit 2 AUX (1 NO + 1 NC) with Safety Label for USA | - | 0 | 0
3VL3725-1DC36-0AD1 |  | 3VL3725-1DC36-0AD1 | 1 | UN | 1 | 5 | B | D | EAR99 | N | 85362090 | 1 | 4011209755185 | 2.61 | KG | 1416.25 | 1416.25 | LP20 | LP20 | circuit breaker VL250N standard breaking capacity Icu=55kA, 415V AC 3-pole, line protection Electronic Trip Unit TM, LI In=250A, rated current IR=200...250A, overload protection, II=1200...2500A, short-circuit protection without auxiliary release Auxiliary/alarm switch mounting kit 2 AUX (1 NO+1 NC)+1 AS (1 NO) | - | 0 | 0
3VL3725-1DC36-0AD1-Z | U01 | 3VL3725-1DC36-0AD1-ZU01 | 1 | UN | 1 | 5 | B | D | EAR99 | N | 85362090 | 1 |  | 2.3 | KG | 1464.65 | 1464.65 | LP20 | LP20 | circuit breaker VL250N standard breaking capacity Icu=55kA, 415V AC 3-pole, line protection Electronic Trip Unit TM, LI In=250A, rated current IR=200...250A, overload protection, II=1200...2500A, short-circuit protection without auxiliary release Auxiliary/alarm switch mounting kit 2 AUX (1 NO+1 NC)+1 AS (1 NO) with Safety Label for USA | - | 0 | 0
3VL3725-1DC36-2HA0 |  | 3VL3725-1DC36-2HA0 | 1 | UN | 1 | 5 | B | D | EAR99 | N | 85362090 | 1 | 4011209755192 | 2.69 | KG | 1511.4 | 1511.4 | LP20 | LP20 | circuit breaker VL250N standard breaking capacity Icu=55kA, 415V AC 3-pole, line protection Electronic Trip Unit TM, LI In=250A, rated current IR=200...250A, overload protection, II=1200...2500A, short-circuit protection Undervoltage release 220...250 V AC without auxiliary/alarm switch | - | 0 | 0
3VL3725-1DC36-2HB1 |  | 3VL3725-1DC36-2HB1 | 1 | UN | 1 | 5 | B | D | EAR99 | N | 85362090 | 1 | 4011209755208 | 2.69 | KG | 1587.08 | 1587.08 | LP20 | LP20 | circuit breaker VL250N standard breaking capacity Icu=55kA, 415V AC 3-pole, line protection Electronic Trip Unit TM, LI In=250A, rated current IR=200...250A, overload protection, II=1200...2500A, short-circuit protection Undervoltage release 220...250 V AC Auxiliary switch mounting kit 2 AUX (1 NO + 1 NC) | - | 0 | 0
3VL3725-1DC36-2HD1 |  | 3VL3725-1DC36-2HD1 | 1 | UN | 1 | 5 | B | D | EAR99 | N | 85362090 | 1 | 4011209755215 | 2.774 | KG | 1607.65 | 1607.65 | LP20 | LP20 | circuit breaker VL250N standard breaking capacity Icu=55kA, 415V AC 3-pole, line protection Electronic Trip Unit TM, LI In=250A, rated current IR=200...250A, overload protection, II=1200...2500A, short-circuit protection Undervoltage release 220...250 V AC Auxiliary/alarm switch mounting kit 2 AUX (1 NO+1 NC)+1 AS (1 NO) | - | 0 | 0
3VL3725-1DC36-2JA0 |  | 3VL3725-1DC36-2JA0 | 1 | UN | 1 | 5 | B | D | EAR99 | N | 85362090 | 1 | 4011209755222 | 2.668 | KG | 1511.4 | 1511.4 | LP20 | LP20 | circuit breaker VL250N standard breaking capacity Icu=55kA, 415V AC 3-pole, line protection Electronic Trip Unit TM, LI In=250A, rated current IR=200...250A, overload protection, II=1200...2500A, short-circuit protection Undervoltage release 380...415 V AC without auxiliary/alarm switch | - | 0 | 0
3VL3725-1DC36-2JB1 |  | 3VL3725-1DC36-2JB1 | 1 | UN | 1 | 5 | B | D | EAR99 | N | 85362090 | 1 | 4011209755239 | 2.724 | KG | 1587.08 | 1587.08 | LP20 | LP20 | circuit breaker VL250N standard breaking capacity Icu=55kA, 415V AC 3-pole, line protection Electronic Trip Unit TM, LI In=250A, rated current IR=200...250A, overload protection, II=1200...2500A, short-circuit protection Undervoltage release 380...415 V AC Auxiliary switch mounting kit 2 AUX (1 NO + 1 NC) | - | 0 | 0
3VL3725-1DC36-2PA0 |  | 3VL3725-1DC36-2PA0 | 1 | UN | 1 | 5 | B | D | EAR99 | N | 85362090 | 1 | 4011209755246 | 2.67 | KG | 1511.4 | 1511.4 | LP20 | LP20 | circuit breaker VL250N standard breaking capacity Icu=55kA, 415V AC 3-pole, line protection Electronic Trip Unit TM, LI In=250A, rated current IR=200...250A, overload protection, II=1200...2500A, short-circuit protection Undervoltage release 24 V DC without auxiliary/alarm switch | - | 0 | 0
3VL3725-1DC36-2PB1 |  | 3VL3725-1DC36-2PB1 | 1 | UN | 1 | 5 | B | D | EAR99 | N | 85362090 | 1 | 4011209755253 | 2.741 | KG | 1587.08 | 1587.08 | LP20 | LP20 | circuit breaker VL250N standard breaking capacity Icu=55kA, 415V AC 3-pole, line protection Electronic Trip Unit TM, LI In=250A, rated current IR=200...250A, overload protection, II=1200...2500A, short-circuit protection Undervoltage release 24 V DC Auxiliary switch mounting kit 2 AUX (1 NO + 1 NC) | - | 0 | 0
3VL3725-1DC36-2PB1-Z | U01 | 3VL3725-1DC36-2PB1-ZU01 | 1 | UN | 1 | 5 | B | D | EAR99 | N | 85362090 | 1 |  | 2.3 | KG | 1635.48 | 1635.48 | LP20 | LP20 | circuit breaker VL250N standard breaking capacity Icu=55kA, 415V AC 3-pole, line protection Electronic Trip Unit TM, LI In=250A, rated current IR=200...250A, overload protection, II=1200...2500A, short-circuit protection Undervoltage release 24 V DC Auxiliary switch mounting kit 2 AUX (1 NO + 1 NC) with Safety Label for USA | - | 0 | 0
3VL3725-1DC36-2PD1 |  | 3VL3725-1DC36-2PD1 | 1 | UN | 1 | 5 | B | D | EAR99 | N | 85362090 | 1 | 4011209755260 | 2.709 | KG | 1607.65 | 1607.65 | LP20 | LP20 | circuit breaker VL250N standard breaking capacity Icu=55kA, 415V AC 3-pole, line protection Electronic Trip Unit TM, LI In=250A, rated current IR=200...250A, overload protection, II=1200...2500A, short-circuit protection Undervoltage release 24 V DC Auxiliary/alarm switch mounting kit 2 AUX (1 NO+1 NC)+1 AS (1 NO) | - | 0 | 0
3VL3725-1DC36-2SD1 |  | 3VL3725-1DC36-2SD1 | 1 | UN | 1 | 5 | B | D | EAR99 | N | 85362090 | 1 | 4011209755277 | 2.704 | KG | 1607.65 | 1607.65 | LP20 | LP20 | circuit breaker VL250N standard breaking capacity Icu=55kA, 415V AC 3-pole, line protection Electronic Trip Unit TM, LI In=250A, rated current IR=200...250A, overload protection, II=1200...2500A, short-circuit protection Undervoltage release 220...250 V DC Auxiliary/alarm switch mounting kit 2 AUX (1 NO+1 NC)+1 AS (1 NO) | - | 0 | 0
3VL3725-1DC36-8CD1 |  | 3VL3725-1DC36-8CD1 | 1 | UN | 1 | 5 | B | D | EAR99 | N | 85362090 | 1 | 4011209755284 | 2.728 | KG | 1561.45 | 1561.45 | LP20 | LP20 | circuit breaker VL250N standard breaking capacity Icu=55kA, 415V AC 3-pole, line protection Electronic Trip Unit TM, LI In=250A, rated current IR=200...250A, overload protection, II=1200...2500A, short-circuit protection Shunt release 24 V AC/DC Auxiliary/alarm switch mounting kit 2 AUX (1 NO+1 NC)+1 AS (1 NO) | - | 0 | 0
3VL3725-1DC36-8RA0-Z | U01 | 3VL3725-1DC36-8RA0-ZU01 | 1 | UN | 1 | 5 | B | D | EAR99 | N | 85362090 | 1 |  | 2.3 | KG | 1513.6 | 1513.6 | LP20 | LP20 | circuit breaker VL250N standard breaking capacity Icu=55kA, 415V AC 3-pole, line protection Electronic Trip Unit TM, LI In=250A, rated current IR=200...250A, overload protection, II=1200...2500A, short-circuit protection Shunt release 110...127 V AC without auxiliary/alarm switch with Safety Label for USA | - | 0 | 0
3VL3725-1DC36-8TA0 |  | 3VL3725-1DC36-8TA0 | 1 | UN | 1 | 5 | B | D | EAR99 | N | 85362090 | 1 | 4011209755291 | 2.52 | KG | 1465.2 | 1465.2 | LP20 | LP20 | circuit breaker VL250N standard breaking capacity Icu=55kA, 415V AC 3-pole, line protection Electronic Trip Unit TM, LI In=250A, rated current IR=200...250A, overload protection, II=1200...2500A, short-circuit protection Shunt release 208...277 V AC without auxiliary/alarm switch | - | 0 | 0
3VL3725-1DC36-8TB1 |  | 3VL3725-1DC36-8TB1 | 1 | UN | 1 | 5 | B | D | EAR99 | N | 85362090 | 1 | 4011209755307 | 2.719 | KG | 1540.88 | 1540.88 | LP20 | LP20 | circuit breaker VL250N standard breaking capacity Icu=55kA, 415V AC 3-pole, line protection Electronic Trip Unit TM, LI In=250A, rated current IR=200...250A, overload protection, II=1200...2500A, short-circuit protection Shunt release 208...277 V AC Auxiliary switch mounting kit 2 AUX (1 NO + 1 NC) | - | 0 | 0
3VL3725-1DC36-8TD1 |  | 3VL3725-1DC36-8TD1 | 1 | UN | 1 | 5 | B | D | EAR99 | N | 85362090 | 1 | 4011209755314 | 2.75 | KG | 1561.45 | 1561.45 | LP20 | LP20 | circuit breaker VL250N standard breaking capacity Icu=55kA, 415V AC 3-pole, line protection Electronic Trip Unit TM, LI In=250A, rated current IR=200...250A, overload protection, II=1200...2500A, short-circuit protection Shunt release 208...277 V AC Auxiliary/alarm switch mounting kit 2 AUX (1 NO+1 NC)+1 AS (1 NO) | - | 0 | 0
3VL3725-1DE33-0AA0 |  | 3VL3725-1DE33-0AA0 | 1 | UN | 1 | 5 | B | D | EAR99 | N | 85362090 | 1 | 4011209783492 | 2.725 | KG | 904.2 | 826.3 | LP20 | LP20 | circuit breaker VL250N standard breaking capacity Icu=55kA, 415V AC 3-pole, non-auto. air circ. br. Electronic Trip Unit magnetic In=250A, rated current II=3500A, short-circuit protection, with box terminal without auxiliary release without auxiliary/alarm switch | - | 0 | 0
3VL3725-1DE33-0AA0-Z | U01 | 3VL3725-1DE33-0AA0-ZU01 | 1 | UN | 1 | 5 | B | D | EAR99 | N | 85362090 | 1 |  | 2.3 | KG | 952.6 | 952.6 | LP20 | LP20 | circuit breaker VL250N standard breaking capacity Icu=55kA, 415V AC 3-pole, non-auto. air circ. br. Electronic Trip Unit magnetic In=250A, rated current II=3500A, short-circuit protection, with box terminal without auxiliary release without auxiliary/alarm switch with Safety Label for USA | - | 0 | 0
3VL3725-1DE33-0AB1-Z | U01 | 3VL3725-1DE33-0AB1-ZU01 | 1 | UN | 1 | 5 | B | D | EAR99 | N | 85362090 | 1 |  | 2.3 | KG | 1028.28 | 1028.28 | LP20 | LP20 | circuit breaker VL250N standard breaking capacity Icu=55kA, 415V AC 3-pole, non-auto. air circ. br. Electronic Trip Unit magnetic In=250A, rated current II=3500A, short-circuit protection, with box terminal without auxiliary release Auxiliary switch mounting kit 2 AUX (1 NO + 1 NC) with Safety Label for USA | - | 0 | 0
3VL3725-1DE36-0AA0 |  | 3VL3725-1DE36-0AA0 | 1 | UN | 1 | 5 | B | D | EAR99 | N | 85362090 | 1 | 4011209474161 | 2.628 | KG | 886.6 | 826.3 | LP20 | LP20 | circuit breaker VL250N standard breaking capacity Icu=55kA, 415V AC 3-pole, non-auto. air circ. br. Electronic Trip Unit magnetic In=250A, rated current II=3500A, short-circuit protection without auxiliary release without auxiliary/alarm switch | - | 0 | 0
3VL3725-1DE36-0AA0-Z | U01 | 3VL3725-1DE36-0AA0-ZU01 | 1 | UN | 1 | 5 | B | D | EAR99 | N | 85362090 | 1 |  | 2.3 | KG | 935 | 935 | LP20 | LP20 | circuit breaker VL250N standard breaking capacity Icu=55kA, 415V AC 3-pole, non-auto. air circ. br. Electronic Trip Unit magnetic In=250A, rated current II=3500A, short-circuit protection without auxiliary release without auxiliary/alarm switch with Safety Label for USA | - | 0 | 0
3VL3725-1DE36-0AB1 |  | 3VL3725-1DE36-0AB1 | 1 | UN | 1 | 5 | B | D | EAR99 | N | 85362090 | 1 | 4011209755321 | 2.593 | KG | 962.28 | 962.28 | LP20 | LP20 | circuit breaker VL250N standard breaking capacity Icu=55kA, 415V AC 3-pole, non-auto. air circ. br. Electronic Trip Unit magnetic In=250A, rated current II=3500A, short-circuit protection without auxiliary release Auxiliary switch mounting kit 2 AUX (1 NO + 1 NC) | - | 0 | 0
3VL3725-1DE36-0AD1 |  | 3VL3725-1DE36-0AD1 | 1 | UN | 1 | 5 | B | D | EAR99 | N | 85362090 | 1 | 4011209755338 | 2.3 | KG | 982.85 | 982.85 | LP20 | LP20 | circuit breaker VL250N standard breaking capacity Icu=55kA, 415V AC 3-pole, non-auto. air circ. br. Electronic Trip Unit magnetic In=250A, rated current II=3500A, short-circuit protection without auxiliary release Auxiliary/alarm switch mounting kit 2 AUX (1 NO+1 NC)+1 AS (1 NO) | - | 0 | 0
3VL3725-1DE36-2HA0 |  | 3VL3725-1DE36-2HA0 | 1 | UN | 1 | 5 | B | D | EAR99 | N | 85362090 | 1 | 4011209755345 | 2.62 | KG | 1078 | 1078 | LP20 | LP20 | circuit breaker VL250N standard breaking capacity Icu=55kA, 415V AC 3-pole, non-auto. air circ. br. Electronic Trip Unit magnetic In=250A, rated current II=3500A, short-circuit protection Undervoltage release 220...250 V AC without auxiliary/alarm switch | - | 0 | 0
3VL3725-1DE36-2HA0-Z | U01 | 3VL3725-1DE36-2HA0-ZU01 | 1 | UN | 1 | 5 | B | D | EAR99 | N | 85362090 | 1 |  | 2.3 | KG | 1126.4 | 1126.4 | LP20 | LP20 | circuit breaker VL250N standard breaking capacity Icu=55kA, 415V AC 3-pole, non-auto. air circ. br. Electronic Trip Unit magnetic In=250A, rated current II=3500A, short-circuit protection Undervoltage release 220...250 V AC without auxiliary/alarm switch with Safety Label for USA | - | 0 | 0
3VL3725-1DE36-2HB1 |  | 3VL3725-1DE36-2HB1 | 1 | UN | 1 | 5 | B | D | EAR99 | N | 85362090 | 1 | 4011209755352 | 2.62 | KG | 1153.68 | 1153.68 | LP20 | LP20 | circuit breaker VL250N standard breaking capacity Icu=55kA, 415V AC 3-pole, non-auto. air circ. br. Electronic Trip Unit magnetic In=250A, rated current II=3500A, short-circuit protection Undervoltage release 220...250 V AC Auxiliary switch mounting kit 2 AUX (1 NO + 1 NC) | - | 0 | 0
3VL3725-1DE36-2PB1 |  | 3VL3725-1DE36-2PB1 | 1 | UN | 1 | 5 | B | D | EAR99 | N | 85362090 | 1 | 4011209755369 | 2.677 | KG | 1153.68 | 1153.68 | LP20 | LP20 | circuit breaker VL250N standard breaking capacity Icu=55kA, 415V AC 3-pole, non-auto. air circ. br. Electronic Trip Unit magnetic In=250A, rated current II=3500A, short-circuit protection Undervoltage release 24 V DC Auxiliary switch mounting kit 2 AUX (1 NO + 1 NC) | - | 0 | 0
3VL3725-1DE36-8CB1 |  | 3VL3725-1DE36-8CB1 | 1 | UN | 1 | 5 | B | D | EAR99 | N | 85362090 | 1 | 4011209755376 | 2.62 | KG | 1107.48 | 1107.48 | LP20 | LP20 | circuit breaker VL250N standard breaking capacity Icu=55kA, 415V AC 3-pole, non-auto. air circ. br. Electronic Trip Unit magnetic In=250A, rated current II=3500A, short-circuit protection Shunt release 24 V AC/DC Auxiliary switch mounting kit 2 AUX (1 NO + 1 NC) | - | 0 | 0
3VL3725-1DE36-8QB1 |  | 3VL3725-1DE36-8QB1 | 1 | UN | 1 | 5 | B | D | EAR99 | N | 85362090 | 1 | 4011209755383 | 2.623 | KG | 1107.48 | 1107.48 | LP20 | LP20 | circuit breaker VL250N standard breaking capacity Icu=55kA, 415V AC 3-pole, non-auto. air circ. br. Electronic Trip Unit magnetic In=250A, rated current II=3500A, short-circuit protection Shunt release 220...250 V DC Auxiliary switch mounting kit 2 AUX (1 NO + 1 NC) | - | 0 | 0
3VL3725-1DE36-8RD1 |  | 3VL3725-1DE36-8RD1 | 1 | UN | 1 | 5 | B | D | EAR99 | N | 85362090 | 1 | 4011209755390 | 2.62 | KG | 1128.05 | 1128.05 | LP20 | LP20 | circuit breaker VL250N standard breaking capacity Icu=55kA, 415V AC 3-pole, non-auto. air circ. br. Electronic Trip Unit magnetic In=250A, rated current II=3500A, short-circuit protection Shunt release 110...127 V AC Auxiliary/alarm switch mounting kit 2 AUX (1 NO+1 NC)+1 AS (1 NO) | - | 0 | 0
3VL3725-1DE36-8TB1 |  | 3VL3725-1DE36-8TB1 | 1 | UN | 1 | 5 | B | D | EAR99 | N | 85362090 | 1 | 4011209755406 | 2.691 | KG | 1107.48 | 1107.48 | LP20 | LP20 | circuit breaker VL250N standard breaking capacity Icu=55kA, 415V AC 3-pole, non-auto. air circ. br. Electronic Trip Unit magnetic In=250A, rated current II=3500A, short-circuit protection Shunt release 208...277 V AC Auxiliary switch mounting kit 2 AUX (1 NO + 1 NC) | - | 0 | 0
3VL3725-1DE36-8TD1 |  | 3VL3725-1DE36-8TD1 | 1 | UN | 1 | 5 | B | D | EAR99 | N | 85362090 | 1 | 4011209755413 | 2.651 | KG | 1128.05 | 1128.05 | LP20 | LP20 | circuit breaker VL250N standard breaking capacity Icu=55kA, 415V AC 3-pole, non-auto. air circ. br. Electronic Trip Unit magnetic In=250A, rated current II=3500A, short-circuit protection Shunt release 208...277 V AC Auxiliary/alarm switch mounting kit 2 AUX (1 NO+1 NC)+1 AS (1 NO) | - | 0 | 0
3VL3725-1DK33-0AA0 |  | 3VL3725-1DK33-0AA0 | 1 | UN | 1 | 5 | B | D | EAR99 | N | 85362090 | 1 | 4011209783508 | 2.725 | KG | 1210 | 1104.1 | LP20 | LP20 | circuit breaker VL250N standard breaking capacity Icu=55kA, 415V AC 3-pole, starter combination Electronic Trip Unit magnetic In=250A, rated current II=1750...3500A, short-circuit protection, with box terminal without auxiliary release without auxiliary/alarm switch | - | 0 | 0
3VL3725-1DK33-0AA0-Z | U01 | 3VL3725-1DK33-0AA0-ZU01 | 1 | UN | 1 | 5 | B | D | EAR99 | N | 85362090 | 1 |  | 2.3 | KG | 1258.4 | 1258.4 | LP20 | LP20 | circuit breaker VL250N standard breaking capacity Icu=55kA, 415V AC 3-pole, starter combination Electronic Trip Unit magnetic In=250A, rated current II=1750...3500A, short-circuit protection, with box terminal without auxiliary release without auxiliary/alarm switch with Safety Label for USA | - | 0 | 0
3VL3725-1DK36-0AA0 |  | 3VL3725-1DK36-0AA0 | 1 | UN | 1 | 5 | B | D | EAR99 | N | 85362090 | 1 | 4011209484320 | 2.44 | KG | 1188 | 1104.1 | LP20 | LP20 | circuit breaker VL250N standard breaking capacity Icu=55kA, 415V AC 3-pole, starter combination Electronic Trip Unit magnetic In=250A, rated current II=1750...3500A, short-circuit protection without auxiliary release without auxiliary/alarm switch | - | 0 | 0
3VL3725-1DK36-0AA0-Z | U01 | 3VL3725-1DK36-0AA0-ZU01 | 1 | UN | 1 | 5 | B | D | EAR99 | N | 85362090 | 1 |  | 2.3 | KG | 1236.4 | 1236.4 | LP20 | LP20 | circuit breaker VL250N standard breaking capacity Icu=55kA, 415V AC 3-pole, starter combination Electronic Trip Unit magnetic In=250A, rated current II=1750...3500A, short-circuit protection without auxiliary release without auxiliary/alarm switch with Safety Label for USA | - | 0 | 0
3VL3725-1DK36-0AB1 |  | 3VL3725-1DK36-0AB1 | 1 | UN | 1 | 5 | B | D | EAR99 | N | 85362090 | 1 | 4011209755420 | 2.633 | KG | 1263.68 | 1263.68 | LP20 | LP20 | circuit breaker VL250N standard breaking capacity Icu=55kA, 415V AC 3-pole, starter combination Electronic Trip Unit magnetic In=250A, rated current II=1750...3500A, short-circuit protection without auxiliary release Auxiliary switch mounting kit 2 AUX (1 NO + 1 NC) | - | 0 | 0
3VL3725-1DK36-0AD1 |  | 3VL3725-1DK36-0AD1 | 1 | UN | 1 | 5 | B | D | EAR99 | N | 85362090 | 1 | 4011209755437 | 2.72 | KG | 1284.25 | 1284.25 | LP20 | LP20 | circuit breaker VL250N standard breaking capacity Icu=55kA, 415V AC 3-pole, starter combination Electronic Trip Unit magnetic In=250A, rated current II=1750...3500A, short-circuit protection without auxiliary release Auxiliary/alarm switch mounting kit 2 AUX (1 NO+1 NC)+1 AS (1 NO) | - | 0 | 0
3VL3725-1EC43-0AA0 |  | 3VL3725-1EC43-0AA0 | 1 | UN | 1 | 5 | B | D | EAR99 | N | 85362090 | 1 | 4011209821910 | 3.428 | KG | 1892 | 1734.4 | LP20 | LP20 | circuit breaker VL250N standard breaking capacity Icu=55kA, 415V AC 4-pole, line protection Electronic Trip Unit TM, LI In=250A, rated current IR=200...250A, overload protection, II=1200...2500A, short-circuit protection N protected with box terminal without auxiliary release without auxiliary/alarm switch | - | 0 | 0
3VL3725-1EC43-0AA0-Z | U01 | 3VL3725-1EC43-0AA0-ZU01 | 1 | UN | 1 | 5 | B | D | EAR99 | N | 85362090 | 1 |  | 3.2 | KG | 1940.4 | 1940.4 | LP20 | LP20 | circuit breaker VL250N standard breaking capacity Icu=55kA, 415V AC 4-pole, line protection Electronic Trip Unit TM, LI In=250A, rated current IR=200...250A, overload protection, II=1200...2500A, short-circuit protection N protected with box terminal without auxiliary release without auxiliary/alarm switch with Safety Label for USA | - | 0 | 0
3VL3725-1EC46-0AA0 |  | 3VL3725-1EC46-0AA0 | 1 | UN | 1 | 5 | B | D | EAR99 | N | 85362090 | 1 | 4011209484337 | 3.36 | KG | 1859 | 1734.4 | LP20 | LP20 | circuit breaker VL250N standard breaking capacity Icu=55kA, 415V AC 4-pole, line protection Electronic Trip Unit TM, LI In=250A, rated current IR=200...250A, overload protection, II=1200...2500A, short-circuit protection N protected without auxiliary release without auxiliary/alarm switch | - | 0 | 0
3VL3725-1EC46-0AA0-Z | U01 | 3VL3725-1EC46-0AA0-ZU01 | 1 | UN | 1 | 5 | B | D | EAR99 | N | 85362090 | 1 |  | 3.2 | KG | 1907.4 | 1907.4 | LP20 | LP20 | circuit breaker VL250N standard breaking capacity Icu=55kA, 415V AC 4-pole, line protection Electronic Trip Unit TM, LI In=250A, rated current IR=200...250A, overload protection, II=1200...2500A, short-circuit protection N protected without auxiliary release without auxiliary/alarm switch with Safety Label for USA | - | 0 | 0
3VL3725-1EC46-0AB1 |  | 3VL3725-1EC46-0AB1 | 1 | UN | 1 | 5 | B | D | EAR99 | N | 85362090 | 1 | 4011209755444 | 3.499 | KG | 1934.68 | 1934.68 | LP20 | LP20 | circuit breaker VL250N standard breaking capacity Icu=55kA, 415V AC 4-pole, line protection Electronic Trip Unit TM, LI In=250A, rated current IR=200...250A, overload protection, II=1200...2500A, short-circuit protection N protected without auxiliary release Auxiliary switch mounting kit 2 AUX (1 NO + 1 NC) | - | 0 | 0
3VL3725-1EC46-0AD1 |  | 3VL3725-1EC46-0AD1 | 1 | UN | 1 | 5 | B | D | EAR99 | N | 85362090 | 1 | 4011209755451 | 3.426 | KG | 1955.25 | 1955.25 | LP20 | LP20 | circuit breaker VL250N standard breaking capacity Icu=55kA, 415V AC 4-pole, line protection Electronic Trip Unit TM, LI In=250A, rated current IR=200...250A, overload protection, II=1200...2500A, short-circuit protection N protected without auxiliary release Auxiliary/alarm switch mounting kit 2 AUX (1 NO+1 NC)+1 AS (1 NO) | - | 0 | 0
3VL3725-1EC46-8TB1 |  | 3VL3725-1EC46-8TB1 | 1 | UN | 1 | 5 | B | D | EAR99 | N | 85362090 | 1 | 4011209755468 | 3.452 | KG | 2079.88 | 2079.88 | LP20 | LP20 | circuit breaker VL250N standard breaking capacity Icu=55kA, 415V AC 4-pole, line protection Electronic Trip Unit TM, LI In=250A, rated current IR=200...250A, overload protection, II=1200...2500A, short-circuit protection N protected Shunt release 208...277 V AC Auxiliary switch mounting kit 2 AUX (1 NO + 1 NC) | - | 0 | 0
3VL3725-1EE43-0AA0 |  | 3VL3725-1EE43-0AA0 | 1 | UN | 1 | 5 | B | D | EAR99 | N | 85362090 | 1 | 4011209776913 | 3.585 | KG | 1177 | 1077.6 | LP20 | LP20 | circuit breaker VL250N standard breaking capacity Icu=55kA, 415V AC 4-pole, non-auto. air circ. br. Electronic Trip Unit magnetic In=250A, rated current II=3500A, short-circuit protection, with box terminal without auxiliary release without auxiliary/alarm switch | - | 0 | 0
3VL3725-1EE43-0AA0-Z | U01 | 3VL3725-1EE43-0AA0-ZU01 | 1 | UN | 1 | 5 | B | D | EAR99 | N | 85362090 | 1 |  | 3.2 | KG | 1225.4 | 1225.4 | LP20 | LP20 | circuit breaker VL250N standard breaking capacity Icu=55kA, 415V AC 4-pole, non-auto. air circ. br. Electronic Trip Unit magnetic In=250A, rated current II=3500A, short-circuit protection, with box terminal without auxiliary release without auxiliary/alarm switch with Safety Label for USA | - | 0 | 0
3VL3725-1EE46-0AA0 |  | 3VL3725-1EE46-0AA0 | 1 | UN | 1 | 5 | B | D | EAR99 | N | 85362090 | 1 | 4011209474154 | 3.433 | KG | 1155 | 1077.6 | LP20 | LP20 | circuit breaker VL250N standard breaking capacity Icu=55kA, 415V AC 4-pole, non-auto. air circ. br. Electronic Trip Unit magnetic In=250A, rated current II=3500A, short-circuit protection without auxiliary release without auxiliary/alarm switch | - | 0 | 0
3VL3725-1EE46-0AA0-Z | U01 | 3VL3725-1EE46-0AA0-ZU01 | 1 | UN | 1 | 5 | B | D | EAR99 | N | 85362090 | 1 |  | 3.2 | KG | 1203.4 | 1203.4 | LP20 | LP20 | circuit breaker VL250N standard breaking capacity Icu=55kA, 415V AC 4-pole, non-auto. air circ. br. Electronic Trip Unit magnetic In=250A, rated current II=3500A, short-circuit protection without auxiliary release without auxiliary/alarm switch with Safety Label for USA | - | 0 | 0
3VL3725-1EE46-0AB1 |  | 3VL3725-1EE46-0AB1 | 1 | UN | 1 | 5 | B | D | EAR99 | N | 85362090 | 1 | 4011209755475 | 3.26 | KG | 1230.68 | 1230.68 | LP20 | LP20 | circuit breaker VL250N standard breaking capacity Icu=55kA, 415V AC 4-pole, non-auto. air circ. br. Electronic Trip Unit magnetic In=250A, rated current II=3500A, short-circuit protection without auxiliary release Auxiliary switch mounting kit 2 AUX (1 NO + 1 NC) | - | 0 | 0
3VL3725-1EE46-0AD1 |  | 3VL3725-1EE46-0AD1 | 1 | UN | 1 | 5 | B | D | EAR99 | N | 85362090 | 1 | 4011209755482 | 3.433 | KG | 1251.25 | 1251.25 | LP20 | LP20 | circuit breaker VL250N standard breaking capacity Icu=55kA, 415V AC 4-pole, non-auto. air circ. br. Electronic Trip Unit magnetic In=250A, rated current II=3500A, short-circuit protection without auxiliary release Auxiliary/alarm switch mounting kit 2 AUX (1 NO+1 NC)+1 AS (1 NO) | - | 0 | 0
3VL3725-1EJ43-0AA0 |  | 3VL3725-1EJ43-0AA0 | 1 | UN | 1 | 5 | B | D | EAR99 | N | 85362090 | 1 | 4011209766907 | 3.565 | KG | 1727 | 1580.8 | LP20 | LP20 | circuit breaker VL250N standard breaking capacity Icu=55kA, 415V AC 4-pole, line protection Electronic Trip Unit TM, LI In=250A, rated current IR=200...250A, overload protection, II=1200...2500A, short-circuit protection N unprotected with box terminal without auxiliary release without auxiliary/alarm switch | - | 0 | 0
3VL3725-1EJ43-0AA0-Z | U01 | 3VL3725-1EJ43-0AA0-ZU01 | 1 | UN | 1 | 5 | B | D | EAR99 | N | 85362090 | 1 |  | 3.2 | KG | 1775.4 | 1775.4 | LP20 | LP20 | circuit breaker VL250N standard breaking capacity Icu=55kA, 415V AC 4-pole, line protection Electronic Trip Unit TM, LI In=250A, rated current IR=200...250A, overload protection, II=1200...2500A, short-circuit protection N unprotected with box terminal without auxiliary release without auxiliary/alarm switch with Safety Label for USA | - | 0 | 0
3VL3725-1EJ46-0AA0 |  | 3VL3725-1EJ46-0AA0 | 1 | UN | 1 | 5 | B | D | EAR99 | N | 85362090 | 1 | 4011209484344 | 3.328 | KG | 1705 | 1580.8 | LP20 | LP20 | circuit breaker VL250N standard breaking capacity Icu=55kA, 415V AC 4-pole, line protection Electronic Trip Unit TM, LI In=250A, rated current IR=200...250A, overload protection, II=1200...2500A, short-circuit protection N unprotected without auxiliary release without auxiliary/alarm switch | - | 0 | 0
3VL3725-1EJ46-0AA0-Z | U01 | 3VL3725-1EJ46-0AA0-ZU01 | 1 | UN | 1 | 5 | B | D | EAR99 | N | 85362090 | 1 |  | 3.2 | KG | 1753.4 | 1753.4 | LP20 | LP20 | circuit breaker VL250N standard breaking capacity Icu=55kA, 415V AC 4-pole, line protection Electronic Trip Unit TM, LI In=250A, rated current IR=200...250A, overload protection, II=1200...2500A, short-circuit protection N unprotected without auxiliary release without auxiliary/alarm switch with Safety Label for USA | - | 0 | 0
3VL3725-1EJ46-0AB1 |  | 3VL3725-1EJ46-0AB1 | 1 | UN | 1 | 5 | B | D | EAR99 | N | 85362090 | 1 | 4011209755499 | 3.478 | KG | 1780.68 | 1780.68 | LP20 | LP20 | circuit breaker VL250N standard breaking capacity Icu=55kA, 415V AC 4-pole, line protection Electronic Trip Unit TM, LI In=250A, rated current IR=200...250A, overload protection, II=1200...2500A, short-circuit protection N unprotected without auxiliary release Auxiliary switch mounting kit 2 AUX (1 NO + 1 NC) | - | 0 | 0
3VL3725-1EJ46-0AB1-Z | U01 | 3VL3725-1EJ46-0AB1-ZU01 | 1 | UN | 1 | 5 | B | D | EAR99 | N | 85362090 | 1 |  | 3.2 | KG | 1829.08 | 1829.08 | LP20 | LP20 | circuit breaker VL250N standard breaking capacity Icu=55kA, 415V AC 4-pole, line protection Electronic Trip Unit TM, LI In=250A, rated current IR=200...250A, overload protection, II=1200...2500A, short-circuit protection N unprotected without auxiliary release Auxiliary switch mounting kit 2 AUX (1 NO + 1 NC) with Safety Label for USA | - | 0 | 0
3VL3725-1EJ46-0AD1 |  | 3VL3725-1EJ46-0AD1 | 1 | UN | 1 | 5 | B | D | EAR99 | N | 85362090 | 1 | 4011209755505 | 3.565 | KG | 1801.25 | 1801.25 | LP20 | LP20 | circuit breaker VL250N standard breaking capacity Icu=55kA, 415V AC 4-pole, line protection Electronic Trip Unit TM, LI In=250A, rated current IR=200...250A, overload protection, II=1200...2500A, short-circuit protection N unprotected without auxiliary release Auxiliary/alarm switch mounting kit 2 AUX (1 NO+1 NC)+1 AS (1 NO) | - | 0 | 0
3VL3725-1EJ46-8KD1 |  | 3VL3725-1EJ46-8KD1 | 1 | UN | 1 | 5 | B | D | EAR99 | N | 85362090 | 1 | 4011209755512 | 3.467 | KG | 1946.45 | 1946.45 | LP20 | LP20 | circuit breaker VL250N standard breaking capacity Icu=55kA, 415V AC 4-pole, line protection Electronic Trip Unit TM, LI In=250A, rated current IR=200...250A, overload protection, II=1200...2500A, short-circuit protection N unprotected Shunt release 110...127 V DC Auxiliary/alarm switch mounting kit 2 AUX (1 NO+1 NC)+1 AS (1 NO) | - | 0 | 0
3VL3725-1EJ46-8TA0 |  | 3VL3725-1EJ46-8TA0 | 1 | UN | 1 | 5 | B | D | EAR99 | N | 85362090 | 1 | 4011209755529 | 3.4 | KG | 1850.2 | 1850.2 | LP20 | LP20 | circuit breaker VL250N standard breaking capacity Icu=55kA, 415V AC 4-pole, line protection Electronic Trip Unit TM, LI In=250A, rated current IR=200...250A, overload protection, II=1200...2500A, short-circuit protection N unprotected Shunt release 208...277 V AC without auxiliary/alarm switch | - | 0 | 0
3VL3725-1EJ46-8TB1 |  | 3VL3725-1EJ46-8TB1 | 1 | UN | 1 | 5 | B | D | EAR99 | N | 85362090 | 1 | 4011209755536 | 3.463 | KG | 1925.88 | 1925.88 | LP20 | LP20 | circuit breaker VL250N standard breaking capacity Icu=55kA, 415V AC 4-pole, line protection Electronic Trip Unit TM, LI In=250A, rated current IR=200...250A, overload protection, II=1200...2500A, short-circuit protection N unprotected Shunt release 208...277 V AC Auxiliary switch mounting kit 2 AUX (1 NO + 1 NC) | - | 0 | 0
3VL3725-1EJ46-8TD1 |  | 3VL3725-1EJ46-8TD1 | 1 | UN | 1 | 5 | B | D | EAR99 | N | 85362090 | 1 | 4011209755543 | 3.468 | KG | 1946.45 | 1946.45 | LP20 | LP20 | circuit breaker VL250N standard breaking capacity Icu=55kA, 415V AC 4-pole, line protection Electronic Trip Unit TM, LI In=250A, rated current IR=200...250A, overload protection, II=1200...2500A, short-circuit protection N unprotected Shunt release 208...277 V AC Auxiliary/alarm switch mounting kit 2 AUX (1 NO+1 NC)+1 AS (1 NO) | - | 0 | 0
3VL3725-1EM43-0AA0 |  | 3VL3725-1EM43-0AA0 | 1 | UN | 1 | 5 | B | D | EAR99 | N | 85362090 | 1 | 4011209800274 | 3.453 | KG | 1892 | 1647.6 | LP20 | LP20 | circuit breaker VL250N standard breaking capacity Icu=55kA, 415V AC 4-pole, line protection trip unit, TM, LI In=250A, rated current IR=200...250A, overload prot. II=1250...2500A, short-circuit protection N protected (100%) with box terminal without auxiliary release without auxiliary/alarm switch | - | 0 | 0
3VL3725-1EM43-0AA0-Z | U01 | 3VL3725-1EM43-0AA0-ZU01 | 1 | UN | 1 | 5 | B | D | EAR99 | N | 85362090 | 1 |  | 3.2 | KG | 1940.4 | 1940.4 | LP20 | LP20 | circuit breaker VL250N standard breaking capacity Icu=55kA, 415V AC 4-pole, line protection trip unit, TM, LI In=250A, rated current IR=200...250A, overload prot. II=1250...2500A, short-circuit protection N protected (100%) with box terminal without auxiliary release without auxiliary/alarm switch with Safety Label for USA | - | 0 | 0
3VL3725-1EM46-0AA0 |  | 3VL3725-1EM46-0AA0 | 1 | UN | 1 | 5 | B | D | EAR99 | N | 85362090 | 1 | 4011209700550 | 3.363 | KG | 1859 | 1647.6 | LP20 | LP20 | circuit breaker VL250N standard breaking capacity Icu=55kA, 415V AC 4-pole, line protection trip unit, TM, LI In=250A, rated current IR=200...250A, overload prot. II=1250...2500A, short-circuit protection N protected (100%) without auxiliary release without auxiliary/alarm switch | - | 0 | 0
3VL3725-1EM46-0AA0-Z | U01 | 3VL3725-1EM46-0AA0-ZU01 | 1 | UN | 1 | 5 | B | D | EAR99 | N | 85362090 | 1 |  | 3.2 | KG | 1907.4 | 1907.4 | LP20 | LP20 | circuit breaker VL250N standard breaking capacity Icu=55kA, 415V AC 4-pole, line protection trip unit, TM, LI In=250A, rated current IR=200...250A, overload prot. II=1250...2500A, short-circuit protection N protected (100%) without auxiliary release without auxiliary/alarm switch with Safety Label for USA | - | 0 | 0
3VL3725-1EM46-2RA0-Z | U01 | 3VL3725-1EM46-2RA0-ZU01 | 1 | UN | 1 | 5 | B | D | EAR99 | N | 85362090 | 1 |  | 3.2 | KG | 2098.8 | 2098.8 | LP20 | LP20 | circuit breaker VL250N standard breaking capacity Icu=55kA, 415V AC 4-pole, line protection trip unit, TM, LI In=250A, rated current IR=200...250A, overload prot. II=1250...2500A, short-circuit protection N protected (100%) Undervoltage release 110...127 V DC without auxiliary/alarm switch with Safety Label for USA | - | 0 | 0
3VL3725-1LA43-0AA0 |  | 3VL3725-1LA43-0AA0 | 1 | UN | 1 | 5 | B | D | EAR99 | N | 85362090 | 1 | 4011209873315 | 3.607 | KG | 2618 | 2618 | LP20 | LP20 | circuit breaker VL250N standard breaking capacity Icu=55kA, 415V AC 4-pole, line protection Electronic Trip Unit ETU10, LI In=250A, rated current IR=100...250A, overload protection, II=1.25 to 11xIN, short-circuit protection N protected without auxiliary release with box terminal shipbuilding certificate for LRS, DNV and gL without auxiliary/alarm switch | - | 0 | 0
3VL3725-1LA43-0AA0-Z | U01 | 3VL3725-1LA43-0AA0-ZU01 | 1 | UN | 1 | 5 | B | D | EAR99 | N | 85362090 | 1 |  | 3.3 | KG | 2666.4 | 2666.4 | LP20 | LP20 | circuit breaker VL250N standard breaking capacity Icu=55kA, 415V AC 4-pole, line protection Electronic Trip Unit ETU10, LI In=250A, rated current IR=100...250A, overload protection, II=1.25 to 11xIN, short-circuit protection N protected without auxiliary release with box terminal shipbuilding certificate for LRS, DNV and gL without auxiliary/alarm switch with Safety Label for USA | - | 0 | 0
3VL3725-1LA46-0AA0 |  | 3VL3725-1LA46-0AA0 | 1 | UN | 1 | 5 | B | D | EAR99 | N | 85362090 | 1 | 4011209873346 | 3.361 | KG | 2607 | 2607 | LP20 | LP20 | circuit breaker VL250N standard breaking capacity Icu=55kA, 415V AC 4-pole, line protection Electronic Trip Unit ETU10, LI In=250A, rated current IR=100...250A, overload protection, II=1.25 to 11xIN, short-circuit protection N protected without auxiliary release shipbuilding certificate for LRS, DNV and gL without auxiliary/alarm switch | - | 0 | 0
3VL3725-1LA46-0AA0-Z | U01 | 3VL3725-1LA46-0AA0-ZU01 | 1 | UN | 1 | 5 | B | D | EAR99 | N | 85362090 | 1 |  | 3.3 | KG | 2655.4 | 2655.4 | LP20 | LP20 | circuit breaker VL250N standard breaking capacity Icu=55kA, 415V AC 4-pole, line protection Electronic Trip Unit ETU10, LI In=250A, rated current IR=100...250A, overload protection, II=1.25 to 11xIN, short-circuit protection N protected without auxiliary release shipbuilding certificate for LRS, DNV and gL without auxiliary/alarm switch with Safety Label for USA | - | 0 | 0
3VL3725-1LB33-0AA0 |  | 3VL3725-1LB33-0AA0 | 1 | UN | 1 | 5 | B | D | EAR99 | N | 85362090 | 1 | 4011209872608 | 2.725 | KG | 1892 | 1892 | LP20 | LP20 | circuit breaker VL250N standard breaking capacity Icu=55kA, 415V AC 3-pole, line protection Electronic Trip Unit ETU10, LI In=250A, rated current IR=100...250A, overload protection, II=1.25 to 11xIN, short-circuit protection without auxiliary release with box terminal shipbuilding certificate for LRS, DNV and gL without auxiliary/alarm switch | - | 0 | 0
3VL3725-1LB33-0AA0-Z | U01 | 3VL3725-1LB33-0AA0-ZU01 | 1 | UN | 1 | 5 | B | D | EAR99 | N | 85362090 | 1 |  | 2.5 | KG | 1940.4 | 1940.4 | LP20 | LP20 | circuit breaker VL250N standard breaking capacity Icu=55kA, 415V AC 3-pole, line protection Electronic Trip Unit ETU10, LI In=250A, rated current IR=100...250A, overload protection, II=1.25 to 11xIN, short-circuit protection without auxiliary release with box terminal shipbuilding certificate for LRS, DNV and gL without auxiliary/alarm switch with Safety Label for USA | - | 0 | 0
3VL3725-1LB36-0AA0 |  | 3VL3725-1LB36-0AA0 | 1 | UN | 1 | 5 | B | D | EAR99 | N | 85362090 | 1 | 4011209872639 | 2.619 | KG | 1881 | 1881 | LP20 | LP20 | circuit breaker VL250N standard breaking capacity Icu=55kA, 415V AC 3-pole, line protection Electronic Trip Unit ETU10, LI In=250A, rated current IR=100...250A, overload protection, II=1.25 to 11xIN, short-circuit protection without auxiliary release shipbuilding certificate for LRS, DNV and gL without auxiliary/alarm switch | - | 0 | 0
3VL3725-1LB36-0AA0-Z | U01 | 3VL3725-1LB36-0AA0-ZU01 | 1 | UN | 1 | 5 | B | D | EAR99 | N | 85362090 | 1 |  | 2.5 | KG | 1929.4 | 1929.4 | LP20 | LP20 | circuit breaker VL250N standard breaking capacity Icu=55kA, 415V AC 3-pole, line protection Electronic Trip Unit ETU10, LI In=250A, rated current IR=100...250A, overload protection, II=1.25 to 11xIN, short-circuit protection without auxiliary release shipbuilding certificate for LRS, DNV and gL without auxiliary/alarm switch with Safety Label for USA | - | 0 | 0
3VL3725-1LE33-0AA0 |  | 3VL3725-1LE33-0AA0 | 1 | UN | 1 | 5 | B | D | EAR99 | N | 85362090 | 1 | 4011209872721 | 2.725 | KG | 2013 | 2013 | LP20 | LP20 | circuit breaker VL250N standard breaking capacity Icu=55kA, 415V AC 3-pole, line protection Electronic Trip Unit ETU20, LSI In=250A, rated current IR=100...250A, overload protection, ISD=1.5 to 10xIR, II=11xIN short-circuit protection without auxiliary release with box terminal shipbuilding certificate for LRS, DNV and gL without auxiliary/alarm switch | - | 0 | 0
3VL3725-1LE33-0AA0-Z | U01 | 3VL3725-1LE33-0AA0-ZU01 | 1 | UN | 1 | 5 | B | D | EAR99 | N | 85362090 | 1 |  | 2.5 | KG | 2061.4 | 2061.4 | LP20 | LP20 | circuit breaker VL250N standard breaking capacity Icu=55kA, 415V AC 3-pole, line protection Electronic Trip Unit ETU20, LSI In=250A, rated current IR=100...250A, overload protection, ISD=1.5 to 10xIR, II=11xIN short-circuit protection without auxiliary release with box terminal shipbuilding certificate for LRS, DNV and gL without auxiliary/alarm switch with Safety Label for USA | - | 0 | 0
3VL3725-1LE36-0AA0 |  | 3VL3725-1LE36-0AA0 | 1 | UN | 1 | 5 | B | D | EAR99 | N | 85362090 | 1 | 4011209872752 | 2.619 | KG | 1980 | 1980 | LP20 | LP20 | circuit breaker VL250N standard breaking capacity Icu=55kA, 415V AC 3-pole, line protection Electronic Trip Unit ETU20, LSI In=250A, rated current IR=100...250A, overload protection, ISD=1.5 to 10xIR, II=11xIN short-circuit protection without auxiliary release shipbuilding certificate for LRS, DNV and gL without auxiliary/alarm switch | - | 0 | 0
3VL3725-1LE36-0AA0-Z | U01 | 3VL3725-1LE36-0AA0-ZU01 | 1 | UN | 1 | 5 | B | D | EAR99 | N | 85362090 | 1 |  | 2.5 | KG | 2028.4 | 2028.4 | LP20 | LP20 | circuit breaker VL250N standard breaking capacity Icu=55kA, 415V AC 3-pole, line protection Electronic Trip Unit ETU20, LSI In=250A, rated current IR=100...250A, overload protection, ISD=1.5 to 10xIR, II=11xIN short-circuit protection without auxiliary release shipbuilding certificate for LRS, DNV and gL without auxiliary/alarm switch with Safety Label for USA | - | 0 | 0
3VL3725-1LF43-0AA0 |  | 3VL3725-1LF43-0AA0 | 1 | UN | 1 | 5 | B | D | EAR99 | N | 85362090 | 1 | 4011209873414 | 3.607 | KG | 2794 | 2794 | LP20 | LP20 | circuit breaker VL250N standard breaking capacity Icu=55kA, 415V AC 4-pole, line protection Electronic Trip Unit ETU20, LSI In=250A, rated current IR=100...250A, overload protection, ISD=1.5 to 10xIR, II=11xIN short-circuit protection N protected without auxiliary release with box terminal shipbuilding certificate for LRS, DNV and gL without auxiliary/alarm switch | - | 0 | 0
3VL3725-1LF43-0AA0-Z | U01 | 3VL3725-1LF43-0AA0-ZU01 | 1 | UN | 1 | 5 | B | D | EAR99 | N | 85362090 | 1 |  | 3.3 | KG | 2842.4 | 2842.4 | LP20 | LP20 | circuit breaker VL250N standard breaking capacity Icu=55kA, 415V AC 4-pole, line protection Electronic Trip Unit ETU20, LSI In=250A, rated current IR=100...250A, overload protection, ISD=1.5 to 10xIR, II=11xIN short-circuit protection N protected without auxiliary release with box terminal shipbuilding certificate for LRS, DNV and gL without auxiliary/alarm switch with Safety Label for USA | - | 0 | 0
3VL3725-1LF46-0AA0 |  | 3VL3725-1LF46-0AA0 | 1 | UN | 1 | 5 | B | D | EAR99 | N | 85362090 | 1 | 4011209873445 | 3.361 | KG | 2761 | 2761 | LP20 | LP20 | circuit breaker VL250N standard breaking capacity Icu=55kA, 415V AC 4-pole, line protection Electronic Trip Unit ETU20, LSI In=250A, rated current IR=100...250A, overload protection, ISD=1.5 to 10xIR, II=11xIN short-circuit protection N protected without auxiliary release shipbuilding certificate for LRS, DNV and gL without auxiliary/alarm switch | - | 0 | 0
3VL3725-1LF46-0AA0-Z | U01 | 3VL3725-1LF46-0AA0-ZU01 | 1 | UN | 1 | 5 | B | D | EAR99 | N | 85362090 | 1 |  | 3.3 | KG | 2809.4 | 2809.4 | LP20 | LP20 | circuit breaker VL250N standard breaking capacity Icu=55kA, 415V AC 4-pole, line protection Electronic Trip Unit ETU20, LSI In=250A, rated current IR=100...250A, overload protection, ISD=1.5 to 10xIR, II=11xIN short-circuit protection N protected without auxiliary release shipbuilding certificate for LRS, DNV and gL without auxiliary/alarm switch with Safety Label for USA | - | 0 | 0
3VL3725-1LS33-0AA0 |  | 3VL3725-1LS33-0AA0 | 1 | UN | 1 | 5 | B | D | EAR99 | N | 85362090 | 1 | 4011209872844 | 2.725 | KG | 2123 | 2123 | LP20 | LP20 | circuit breaker VL250N standard breaking capacity Icu=55kA, 415V AC 3-pole, motor protection Electronic Trip Unit ETU30M, LI IR=100...250A, overload prot., TC=10A...30, II=6/8/11 xIN, short-circuit protection without auxiliary release with box terminal shipbuilding certificate for LRS, DNV and gL without auxiliary/alarm switch | - | 0 | 0
3VL3725-1LS33-0AA0-Z | U01 | 3VL3725-1LS33-0AA0-ZU01 | 1 | UN | 1 | 5 | B | D | EAR99 | N | 85362090 | 1 |  | 2.5 | KG | 2171.4 | 2171.4 | LP20 | LP20 | circuit breaker VL250N standard breaking capacity Icu=55kA, 415V AC 3-pole, motor protection Electronic Trip Unit ETU30M, LI IR=100...250A, overload prot., TC=10A...30, II=6/8/11 xIN, short-circuit protection without auxiliary release with box terminal shipbuilding certificate for LRS, DNV and gL without auxiliary/alarm switch with Safety Label for USA | - | 0 | 0
3VL3725-1LS36-0AA0 |  | 3VL3725-1LS36-0AA0 | 1 | UN | 1 | 5 | B | D | EAR99 | N | 85362090 | 1 | 4011209872875 | 2.619 | KG | 2101 | 2101 | LP20 | LP20 | circuit breaker VL250N standard breaking capacity Icu=55kA, 415V AC 3-pole, motor protection Electronic Trip Unit ETU30M, LI IR=100...250A, overload prot., TC=10A...30, II=6/8/11 xIN, short-circuit protection without auxiliary release shipbuilding certificate for LRS, DNV and gL without auxiliary/alarm switch | - | 0 | 0
3VL3725-1LS36-0AA0-Z | U01 | 3VL3725-1LS36-0AA0-ZU01 | 1 | UN | 1 | 5 | B | D | EAR99 | N | 85362090 | 1 |  | 2.5 | KG | 2149.4 | 2149.4 | LP20 | LP20 | circuit breaker VL250N standard breaking capacity Icu=55kA, 415V AC 3-pole, motor protection Electronic Trip Unit ETU30M, LI IR=100...250A, overload prot., TC=10A...30, II=6/8/11 xIN, short-circuit protection without auxiliary release shipbuilding certificate for LRS, DNV and gL without auxiliary/alarm switch with Safety Label for USA | - | 0 | 0
3VL3725-1MB33-0AA0 |  | 3VL3725-1MB33-0AA0 | 1 | UN | 1 | 5 | B | D | EAR99 | N | 85362090 | 1 | 4011209808126 | 2.725 | KG | 1738 | 1738 | LP20 | LP20 | circuit breaker VL250N standard breaking capacity Icu=55kA, 415V AC 3-pole, line protection Electronic Trip Unit ETU10, LI In=250A, rated current IR=100...250A, overload protection, II=1.25 to 11xIN, short-circuit protection without auxiliary release with box terminal ETU communication-capable without auxiliary/alarm switch | - | 0 | 0
3VL3725-1MB33-0AA0-Z | U01 | 3VL3725-1MB33-0AA0-ZU01 | 1 | UN | 1 | 5 | B | D | EAR99 | N | 85362090 | 1 |  | 2.5 | KG | 1786.4 | 1786.4 | LP20 | LP20 | circuit breaker VL250N standard breaking capacity Icu=55kA, 415V AC 3-pole, line protection Electronic Trip Unit ETU10, LI In=250A, rated current IR=100...250A, overload protection, II=1.25 to 11xIN, short-circuit protection without auxiliary release with box terminal ETU communication-capable without auxiliary/alarm switch with Safety Label for USA | - | 0 | 0
3VL3725-1MB36-0AA0 |  | 3VL3725-1MB36-0AA0 | 1 | UN | 1 | 5 | B | D | EAR99 | N | 85362090 | 1 | 4011209808676 | 2.619 | KG | 1727 | 1727 | LP20 | LP20 | circuit breaker VL250N standard breaking capacity Icu=55kA, 415V AC 3-pole, line protection Electronic Trip Unit ETU10, LI In=250A, rated current IR=100...250A, overload protection, II=1.25 to 11xIN, short-circuit protection without auxiliary release ETU communication-capable without auxiliary/alarm switch | - | 0 | 0
3VL3725-1MB36-0AA0-Z | U01 | 3VL3725-1MB36-0AA0-ZU01 | 1 | UN | 1 | 5 | B | D | EAR99 | N | 85362090 | 1 |  | 2.5 | KG | 1775.4 | 1775.4 | LP20 | LP20 | circuit breaker VL250N standard breaking capacity Icu=55kA, 415V AC 3-pole, line protection Electronic Trip Unit ETU10, LI In=250A, rated current IR=100...250A, overload protection, II=1.25 to 11xIN, short-circuit protection without auxiliary release ETU communication-capable without auxiliary/alarm switch with Safety Label for USA | - | 0 | 0
3VL3725-1ME33-0AA0 |  | 3VL3725-1ME33-0AA0 | 1 | UN | 1 | 5 | B | D | EAR99 | N | 85362090 | 1 | 4011209808140 | 2.725 | KG | 1848 | 1848 | LP20 | LP20 | circuit breaker VL250N standard breaking capacity Icu=55kA, 415V AC 3-pole, line protection Electronic Trip Unit ETU20, LSI In=250A, rated current IR=100...250A, overload protection, ISD=1.5 to 10xIR, II=11xIN short-circuit protection without auxiliary release with box terminal ETU communication-capable without auxiliary/alarm switch | - | 0 | 0
3VL3725-1ME33-0AA0-Z | U01 | 3VL3725-1ME33-0AA0-ZU01 | 1 | UN | 1 | 5 | B | D | EAR99 | N | 85362090 | 1 |  | 2.5 | KG | 1896.4 | 1896.4 | LP20 | LP20 | circuit breaker VL250N standard breaking capacity Icu=55kA, 415V AC 3-pole, line protection Electronic Trip Unit ETU20, LSI In=250A, rated current IR=100...250A, overload protection, ISD=1.5 to 10xIR, II=11xIN short-circuit protection without auxiliary release with box terminal ETU communication-capable without auxiliary/alarm switch with Safety Label for USA | - | 0 | 0
3VL3725-1ME36-0AA0 |  | 3VL3725-1ME36-0AA0 | 1 | UN | 1 | 5 | B | D | EAR99 | N | 85362090 | 1 | 4011209808690 | 2.619 | KG | 1826 | 1826 | LP20 | LP20 | circuit breaker VL250N standard breaking capacity Icu=55kA, 415V AC 3-pole, line protection Electronic Trip Unit ETU20, LSI In=250A, rated current IR=100...250A, overload protection, ISD=1.5 to 10xIR, II=11xIN short-circuit protection without auxiliary release ETU communication-capable without auxiliary/alarm switch | - | 0 | 0
3VL3725-1ME36-0AA0-Z | U01 | 3VL3725-1ME36-0AA0-ZU01 | 1 | UN | 1 | 5 | B | D | EAR99 | N | 85362090 | 1 |  | 2.5 | KG | 1874.4 | 1874.4 | LP20 | LP20 | circuit breaker VL250N standard breaking capacity Icu=55kA, 415V AC 3-pole, line protection Electronic Trip Unit ETU20, LSI In=250A, rated current IR=100...250A, overload protection, ISD=1.5 to 10xIR, II=11xIN short-circuit protection without auxiliary release ETU communication-capable without auxiliary/alarm switch with Safety Label for USA | - | 0 | 0
3VL3725-1MF33-0AA0 |  | 3VL3725-1MF33-0AA0 | 1 | UN | 1 | 5 | B | D | EAR99 | N | 85362090 | 1 | 4011209808164 | 2.725 | KG | 2409 | 2409 | LP20 | LP20 | circuit breaker VL250N standard breaking capacity Icu=55kA, 415V AC 3-pole, line protection Electronic Trip Unit ETU12, LIGN 3 phases/4 lines In=250A, rated current IR=100...250A, overload protection, II=1.25 to 11xIN, short-circuit protection without auxiliary release with box terminal ETU communication-capable without auxiliary/alarm switch | - | 0 | 0
3VL3725-1MF33-0AA0-Z | U01 | 3VL3725-1MF33-0AA0-ZU01 | 1 | UN | 1 | 5 | B | D | EAR99 | N | 85362090 | 1 |  | 2.5 | KG | 2457.4 | 2457.4 | LP20 | LP20 | circuit breaker VL250N standard breaking capacity Icu=55kA, 415V AC 3-pole, line protection Electronic Trip Unit ETU12, LIGN 3 phases/4 lines In=250A, rated current IR=100...250A, overload protection, II=1.25 to 11xIN, short-circuit protection without auxiliary release with box terminal ETU communication-capable without auxiliary/alarm switch with Safety Label for USA | - | 0 | 0
3VL3725-1MF36-0AA0 |  | 3VL3725-1MF36-0AA0 | 1 | UN | 1 | 5 | B | D | EAR99 | N | 85362090 | 1 | 4011209808713 | 2.619 | KG | 2398 | 2398 | LP20 | LP20 | circuit breaker VL250N standard breaking capacity Icu=55kA, 415V AC 3-pole, line protection Electronic Trip Unit ETU12, LIGN 3 phases/4 lines In=250A, rated current IR=100...250A, overload protection, II=1.25 to 11xIN, short-circuit protection without auxiliary release ETU communication-capable without auxiliary/alarm switch | - | 0 | 0
3VL3725-1MF36-0AA0-Z | U01 | 3VL3725-1MF36-0AA0-ZU01 | 1 | UN | 1 | 5 | B | D | EAR99 | N | 85362090 | 1 |  | 2.5 | KG | 2446.4 | 2446.4 | LP20 | LP20 | circuit breaker VL250N standard breaking capacity Icu=55kA, 415V AC 3-pole, line protection Electronic Trip Unit ETU12, LIGN 3 phases/4 lines In=250A, rated current IR=100...250A, overload protection, II=1.25 to 11xIN, short-circuit protection without auxiliary release ETU communication-capable without auxiliary/alarm switch with Safety Label for USA | - | 0 | 0
3VL3725-1MG33-0AA0 |  | 3VL3725-1MG33-0AA0 | 1 | UN | 1 | 5 | B | D | EAR99 | N | 85362090 | 1 | 4011209808188 | 2.725 | KG | 2266 | 2266 | LP20 | LP20 | circuit breaker VL250N standard breaking capacity Icu=55kA, 415V AC 3-pole, line protection Electronic Trip Unit ETU22, LSIG 3 phases/3 lines In=250A, rated current IR=100...250A, overload protection, ISD=1.5 to 10xIR, II=11xIN short-circuit protection without auxiliary release with box terminal ETU communication-capable without auxiliary/alarm switch | - | 0 | 0
3VL3725-1MG33-0AA0-Z | U01 | 3VL3725-1MG33-0AA0-ZU01 | 1 | UN | 1 | 5 | B | D | EAR99 | N | 85362090 | 1 |  | 2.5 | KG | 2314.4 | 2314.4 | LP20 | LP20 | circuit breaker VL250N standard breaking capacity Icu=55kA, 415V AC 3-pole, line protection Electronic Trip Unit ETU22, LSIG 3 phases/3 lines In=250A, rated current IR=100...250A, overload protection, ISD=1.5 to 10xIR, II=11xIN short-circuit protection without auxiliary release with box terminal ETU communication-capable without auxiliary/alarm switch with Safety Label for USA | - | 0 | 0
3VL3725-1MG36-0AA0 |  | 3VL3725-1MG36-0AA0 | 1 | UN | 1 | 5 | B | D | EAR99 | N | 85362090 | 1 | 4011209808737 | 2.619 | KG | 2255 | 2255 | LP20 | LP20 | circuit breaker VL250N standard breaking capacity Icu=55kA, 415V AC 3-pole, line protection Electronic Trip Unit ETU22, LSIG 3 phases/3 lines In=250A, rated current IR=100...250A, overload protection, ISD=1.5 to 10xIR, II=11xIN short-circuit protection without auxiliary release ETU communication-capable without auxiliary/alarm switch | - | 0 | 0
3VL3725-1MG36-0AA0-Z | U01 | 3VL3725-1MG36-0AA0-ZU01 | 1 | UN | 1 | 5 | B | D | EAR99 | N | 85362090 | 1 |  | 2.5 | KG | 2303.4 | 2303.4 | LP20 | LP20 | circuit breaker VL250N standard breaking capacity Icu=55kA, 415V AC 3-pole, line protection Electronic Trip Unit ETU22, LSIG 3 phases/3 lines In=250A, rated current IR=100...250A, overload protection, ISD=1.5 to 10xIR, II=11xIN short-circuit protection without auxiliary release ETU communication-capable without auxiliary/alarm switch with Safety Label for USA | - | 0 | 0
3VL3725-1MH33-0AA0 |  | 3VL3725-1MH33-0AA0 | 1 | UN | 1 | 5 | B | D | EAR99 | N | 85362090 | 1 | 4011209808201 | 2.725 | KG | 2266 | 2266 | LP20 | LP20 | circuit breaker VL250N standard breaking capacity Icu=55kA, 415V AC 3-pole, line protection Electronic Trip Unit ETU22, LSIG 3 phases/4 lines with connecting cable In=250A, rated current IR=100...250A, overload protection, ISD=1.5 to 10xIR, II=11xIN short-circuit protection without auxiliary release with box terminal ETU communication-capable without auxiliary/alarm switch | - | 0 | 0
3VL3725-1MH33-0AA0-Z | U01 | 3VL3725-1MH33-0AA0-ZU01 | 1 | UN | 1 | 5 | B | D | EAR99 | N | 85362090 | 1 |  | 2.5 | KG | 2314.4 | 2314.4 | LP20 | LP20 | circuit breaker VL250N standard breaking capacity Icu=55kA, 415V AC 3-pole, line protection Electronic Trip Unit ETU22, LSIG 3 phases/4 lines with connecting cable In=250A, rated current IR=100...250A, overload protection, ISD=1.5 to 10xIR, II=11xIN short-circuit protection without auxiliary release with box terminal ETU communication-capable without auxiliary/alarm switch with Safety Label for USA | - | 0 | 0
3VL3725-1MH36-0AA0 |  | 3VL3725-1MH36-0AA0 | 1 | UN | 1 | 5 | B | D | EAR99 | N | 85362090 | 1 | 4011209808751 | 2.619 | KG | 2255 | 2255 | LP20 | LP20 | circuit breaker VL250N standard breaking capacity Icu=55kA, 415V AC 3-pole, line protection Electronic Trip Unit ETU22, LSIG 3 phases/4 lines with connecting cable In=250A, rated current IR=100...250A, overload protection, ISD=1.5 to 10xIR, II=11xIN short-circuit protection without auxiliary release ETU communication-capable without auxiliary/alarm switch | - | 0 | 0
3VL3725-1MH36-0AA0-Z | U01 | 3VL3725-1MH36-0AA0-ZU01 | 1 | UN | 1 | 5 | B | D | EAR99 | N | 85362090 | 1 |  | 2.5 | KG | 2303.4 | 2303.4 | LP20 | LP20 | circuit breaker VL250N standard breaking capacity Icu=55kA, 415V AC 3-pole, line protection Electronic Trip Unit ETU22, LSIG 3 phases/4 lines with connecting cable In=250A, rated current IR=100...250A, overload protection, ISD=1.5 to 10xIR, II=11xIN short-circuit protection without auxiliary release ETU communication-capable without auxiliary/alarm switch with Safety Label for USA | - | 0 | 0
3VL3725-1ML33-0AA0 |  | 3VL3725-1ML33-0AA0 | 1 | UN | 1 | 5 | B | D | EAR99 | N | 85362090 | 1 | 4011209808225 | 2.725 | KG | 2211 | 2211 | LP20 | LP20 | circuit breaker VL250N standard breaking capacity Icu=55kA, 415V AC 3-pole, line protection Electronic Trip Unit ETU12, LIG 3 phases/3 lines In=250A, rated current IR=100...250A, overload protection, II=1.25 to 11xIN, short-circuit protection without auxiliary release with box terminal ETU communication-capable without auxiliary/alarm switch | - | 0 | 0
3VL3725-1ML33-0AA0-Z | U01 | 3VL3725-1ML33-0AA0-ZU01 | 1 | UN | 1 | 5 | B | D | EAR99 | N | 85362090 | 1 |  | 2.5 | KG | 2259.4 | 2259.4 | LP20 | LP20 | circuit breaker VL250N standard breaking capacity Icu=55kA, 415V AC 3-pole, line protection Electronic Trip Unit ETU12, LIG 3 phases/3 lines In=250A, rated current IR=100...250A, overload protection, II=1.25 to 11xIN, short-circuit protection without auxiliary release with box terminal ETU communication-capable without auxiliary/alarm switch with Safety Label for USA | - | 0 | 0
3VL3725-1ML36-0AA0 |  | 3VL3725-1ML36-0AA0 | 1 | UN | 1 | 5 | B | D | EAR99 | N | 85362090 | 1 | 4011209808775 | 2.619 | KG | 2178 | 2178 | LP20 | LP20 | circuit breaker VL250N standard breaking capacity Icu=55kA, 415V AC 3-pole, line protection Electronic Trip Unit ETU12, LIG 3 phases/3 lines In=250A, rated current IR=100...250A, overload protection, II=1.25 to 11xIN, short-circuit protection without auxiliary release ETU communication-capable without auxiliary/alarm switch | - | 0 | 0
3VL3725-1ML36-0AA0-Z | U01 | 3VL3725-1ML36-0AA0-ZU01 | 1 | UN | 1 | 5 | B | D | EAR99 | N | 85362090 | 1 |  | 2.5 | KG | 2226.4 | 2226.4 | LP20 | LP20 | circuit breaker VL250N standard breaking capacity Icu=55kA, 415V AC 3-pole, line protection Electronic Trip Unit ETU12, LIG 3 phases/3 lines In=250A, rated current IR=100...250A, overload protection, II=1.25 to 11xIN, short-circuit protection without auxiliary release ETU communication-capable without auxiliary/alarm switch with Safety Label for USA | - | 0 | 0
3VL3725-1MP33-0AA0 |  | 3VL3725-1MP33-0AA0 | 1 | UN | 1 | 5 | B | D | EAR99 | N | 85362090 | 1 | 4011209808249 | 2.725 | KG | 1804 | 1804 | LP20 | LP20 | circuit breaker VL250N standard breaking capacity Icu=55kA, 415V AC 3-pole, motor/generator prot. Electronic Trip Unit ETU10M, LI In=250A, rated current IR=100...250A, overload protection, II=1.25 to 11xIN, short-circuit protection without auxiliary release with box terminal ETU communication-capable without auxiliary/alarm switch | - | 0 | 0
3VL3725-1MP33-0AA0-Z | U01 | 3VL3725-1MP33-0AA0-ZU01 | 1 | UN | 1 | 5 | B | D | EAR99 | N | 85362090 | 1 |  | 2.5 | KG | 1852.4 | 1852.4 | LP20 | LP20 | circuit breaker VL250N standard breaking capacity Icu=55kA, 415V AC 3-pole, motor/generator prot. Electronic Trip Unit ETU10M, LI In=250A, rated current IR=100...250A, overload protection, II=1.25 to 11xIN, short-circuit protection without auxiliary release with box terminal ETU communication-capable without auxiliary/alarm switch with Safety Label for USA | - | 0 | 0
3VL3725-1MP36-0AA0 |  | 3VL3725-1MP36-0AA0 | 1 | UN | 1 | 5 | B | D | EAR99 | N | 85362090 | 1 | 4011209808799 | 2.619 | KG | 1771 | 1771 | LP20 | LP20 | circuit breaker VL250N standard breaking capacity Icu=55kA, 415V AC 3-pole, motor/generator prot. Electronic Trip Unit ETU10M, LI In=250A, rated current IR=100...250A, overload protection, II=1.25 to 11xIN, short-circuit protection without auxiliary release ETU communication-capable without auxiliary/alarm switch | - | 0 | 0
3VL3725-1MP36-0AA0-Z | U01 | 3VL3725-1MP36-0AA0-ZU01 | 1 | UN | 1 | 5 | B | D | EAR99 | N | 85362090 | 1 |  | 2.5 | KG | 1819.4 | 1819.4 | LP20 | LP20 | circuit breaker VL250N standard breaking capacity Icu=55kA, 415V AC 3-pole, motor/generator prot. Electronic Trip Unit ETU10M, LI In=250A, rated current IR=100...250A, overload protection, II=1.25 to 11xIN, short-circuit protection without auxiliary release ETU communication-capable without auxiliary/alarm switch with Safety Label for USA | - | 0 | 0
3VL3725-1MS33-0AA0 |  | 3VL3725-1MS33-0AA0 | 1 | UN | 1 | 5 | B | D | EAR99 | N | 85362090 | 1 | 4011209808263 | 2.725 | KG | 1947 | 1947 | LP20 | LP20 | circuit breaker VL250N standard breaking capacity Icu=55kA, 415V AC 3-pole, motor protection Electronic Trip Unit ETU30M, LI IR=100...250A, overload prot., TC=10A...30, II=6/8/11 xIN, short-circuit protection without auxiliary release with box terminal ETU communication-capable without auxiliary/alarm switch | - | 0 | 0
3VL3725-1MS33-0AA0-Z | U01 | 3VL3725-1MS33-0AA0-ZU01 | 1 | UN | 1 | 5 | B | D | EAR99 | N | 85362090 | 1 |  | 2.5 | KG | 1995.4 | 1995.4 | LP20 | LP20 | circuit breaker VL250N standard breaking capacity Icu=55kA, 415V AC 3-pole, motor protection Electronic Trip Unit ETU30M, LI IR=100...250A, overload prot., TC=10A...30, II=6/8/11 xIN, short-circuit protection without auxiliary release with box terminal ETU communication-capable without auxiliary/alarm switch with Safety Label for USA | - | 0 | 0
3VL3725-1MS36-0AA0 |  | 3VL3725-1MS36-0AA0 | 1 | UN | 1 | 5 | B | D | EAR99 | N | 85362090 | 1 | 4011209808812 | 2.619 | KG | 1914 | 1914 | LP20 | LP20 | circuit breaker VL250N standard breaking capacity Icu=55kA, 415V AC 3-pole, motor protection Electronic Trip Unit ETU30M, LI IR=100...250A, overload prot., TC=10A...30, II=6/8/11 xIN, short-circuit protection without auxiliary release ETU communication-capable without auxiliary/alarm switch | - | 0 | 0
3VL3725-1MS36-0AA0-Z | U01 | 3VL3725-1MS36-0AA0-ZU01 | 1 | UN | 1 | 5 | B | D | EAR99 | N | 85362090 | 1 |  | 2.5 | KG | 1962.4 | 1962.4 | LP20 | LP20 | circuit breaker VL250N standard breaking capacity Icu=55kA, 415V AC 3-pole, motor protection Electronic Trip Unit ETU30M, LI IR=100...250A, overload prot., TC=10A...30, II=6/8/11 xIN, short-circuit protection without auxiliary release ETU communication-capable without auxiliary/alarm switch with Safety Label for USA | - | 0 | 0
3VL3725-1NA43-0AA0 |  | 3VL3725-1NA43-0AA0 | 1 | UN | 1 | 5 | B | D | EAR99 | N | 85362090 | 1 | 4011209808409 | 3.607 | KG | 2409 | 2409 | LP20 | LP20 | circuit breaker VL250N standard breaking capacity Icu=55kA, 415V AC 4-pole, line protection Electronic Trip Unit ETU10, LIN In=250A, rated current IR=100...250A, overload protection, II=1.25 to 11xIN, short-circuit protection N protected without auxiliary release with box terminal ETU communication-capable without auxiliary/alarm switch | - | 0 | 0
3VL3725-1NA43-0AA0-Z | U01 | 3VL3725-1NA43-0AA0-ZU01 | 1 | UN | 1 | 5 | B | D | EAR99 | N | 85362090 | 1 |  | 3.3 | KG | 2457.4 | 2457.4 | LP20 | LP20 | circuit breaker VL250N standard breaking capacity Icu=55kA, 415V AC 4-pole, line protection Electronic Trip Unit ETU10, LIN In=250A, rated current IR=100...250A, overload protection, II=1.25 to 11xIN, short-circuit protection N protected without auxiliary release with box terminal ETU communication-capable without auxiliary/alarm switch with Safety Label for USA | - | 0 | 0
3VL3725-1NA46-0AA0 |  | 3VL3725-1NA46-0AA0 | 1 | UN | 1 | 5 | B | D | EAR99 | N | 85362090 | 1 | 4011209808959 | 3.361 | KG | 2387 | 2387 | LP20 | LP20 | circuit breaker VL250N standard breaking capacity Icu=55kA, 415V AC 4-pole, line protection Electronic Trip Unit ETU10, LIN In=250A, rated current IR=100...250A, overload protection, II=1.25 to 11xIN, short-circuit protection N protected without auxiliary release ETU communication-capable without auxiliary/alarm switch | - | 0 | 0
3VL3725-1NA46-0AA0-Z | U01 | 3VL3725-1NA46-0AA0-ZU01 | 1 | UN | 1 | 5 | B | D | EAR99 | N | 85362090 | 1 |  | 3.3 | KG | 2435.4 | 2435.4 | LP20 | LP20 | circuit breaker VL250N standard breaking capacity Icu=55kA, 415V AC 4-pole, line protection Electronic Trip Unit ETU10, LIN In=250A, rated current IR=100...250A, overload protection, II=1.25 to 11xIN, short-circuit protection N protected without auxiliary release ETU communication-capable without auxiliary/alarm switch with Safety Label for USA | - | 0 | 0
3VL3725-1NB43-0AA0 |  | 3VL3725-1NB43-0AA0 | 1 | UN | 1 | 5 | B | D | EAR99 | N | 85362090 | 1 | 4011209808423 | 3.607 | KG | 2244 | 2244 | LP20 | LP20 | circuit breaker VL250N standard breaking capacity Icu=55kA, 415V AC 4-pole, line protection Electronic Trip Unit ETU10, LI In=250A, rated current IR=100...250A, overload protection, II=1.25 to 11xIN, short-circuit protection without auxiliary release with box terminal ETU communication-capable without auxiliary/alarm switch | - | 0 | 0
3VL3725-1NB43-0AA0-Z | U01 | 3VL3725-1NB43-0AA0-ZU01 | 1 | UN | 1 | 5 | B | D | EAR99 | N | 85362090 | 1 |  | 3.3 | KG | 2292.4 | 2292.4 | LP20 | LP20 | circuit breaker VL250N standard breaking capacity Icu=55kA, 415V AC 4-pole, line protection Electronic Trip Unit ETU10, LI In=250A, rated current IR=100...250A, overload protection, II=1.25 to 11xIN, short-circuit protection without auxiliary release with box terminal ETU communication-capable without auxiliary/alarm switch with Safety Label for USA | - | 0 | 0
3VL3725-1NB46-0AA0 |  | 3VL3725-1NB46-0AA0 | 1 | UN | 1 | 5 | B | D | EAR99 | N | 85362090 | 1 | 4011209808973 | 3.361 | KG | 2222 | 2222 | LP20 | LP20 | circuit breaker VL250N standard breaking capacity Icu=55kA, 415V AC 4-pole, line protection Electronic Trip Unit ETU10, LI In=250A, rated current IR=100...250A, overload protection, II=1.25 to 11xIN, short-circuit protection without auxiliary release ETU communication-capable without auxiliary/alarm switch | - | 0 | 0
3VL3725-1NB46-0AA0-Z | U01 | 3VL3725-1NB46-0AA0-ZU01 | 1 | UN | 1 | 5 | B | D | EAR99 | N | 85362090 | 1 |  | 3.3 | KG | 2270.4 | 2270.4 | LP20 | LP20 | circuit breaker VL250N standard breaking capacity Icu=55kA, 415V AC 4-pole, line protection Electronic Trip Unit ETU10, LI In=250A, rated current IR=100...250A, overload protection, II=1.25 to 11xIN, short-circuit protection without auxiliary release ETU communication-capable without auxiliary/alarm switch with Safety Label for USA | - | 0 | 0
3VL3725-1NE43-0AA0 |  | 3VL3725-1NE43-0AA0 | 1 | UN | 1 | 5 | B | D | EAR99 | N | 85362090 | 1 | 4011209808447 | 3.607 | KG | 2365 | 2365 | LP20 | LP20 | circuit breaker VL250N standard breaking capacity Icu=55kA, 415V AC 4-pole, line protection Electronic Trip Unit ETU20, LSI In=250A, rated current IR=100...250A, overload protection, ISD=1.5 to 10xIR, II=11xIN short-circuit protection without auxiliary release with box terminal ETU communication-capable without auxiliary/alarm switch | - | 0 | 0
3VL3725-1NE43-0AA0-Z | U01 | 3VL3725-1NE43-0AA0-ZU01 | 1 | UN | 1 | 5 | B | D | EAR99 | N | 85362090 | 1 |  | 3.3 | KG | 2413.4 | 2413.4 | LP20 | LP20 | circuit breaker VL250N standard breaking capacity Icu=55kA, 415V AC 4-pole, line protection Electronic Trip Unit ETU20, LSI In=250A, rated current IR=100...250A, overload protection, ISD=1.5 to 10xIR, II=11xIN short-circuit protection without auxiliary release with box terminal ETU communication-capable without auxiliary/alarm switch with Safety Label for USA | - | 0 | 0
3VL3725-1NE46-0AA0 |  | 3VL3725-1NE46-0AA0 | 1 | UN | 1 | 5 | B | D | EAR99 | N | 85362090 | 1 | 4011209808997 | 3.361 | KG | 2343 | 2343 | LP20 | LP20 | circuit breaker VL250N standard breaking capacity Icu=55kA, 415V AC 4-pole, line protection Electronic Trip Unit ETU20, LSI In=250A, rated current IR=100...250A, overload protection, ISD=1.5 to 10xIR, II=11xIN short-circuit protection without auxiliary release ETU communication-capable without auxiliary/alarm switch | - | 0 | 0
3VL3725-1NE46-0AA0-Z | U01 | 3VL3725-1NE46-0AA0-ZU01 | 1 | UN | 1 | 5 | B | D | EAR99 | N | 85362090 | 1 |  | 3.3 | KG | 2391.4 | 2391.4 | LP20 | LP20 | circuit breaker VL250N standard breaking capacity Icu=55kA, 415V AC 4-pole, line protection Electronic Trip Unit ETU20, LSI In=250A, rated current IR=100...250A, overload protection, ISD=1.5 to 10xIR, II=11xIN short-circuit protection without auxiliary release ETU communication-capable without auxiliary/alarm switch with Safety Label for USA | - | 0 | 0
3VL3725-1NF43-0AA0 |  | 3VL3725-1NF43-0AA0 | 1 | UN | 1 | 5 | B | D | EAR99 | N | 85362090 | 1 | 4011209808461 | 3.607 | KG | 2530 | 2530 | LP20 | LP20 | circuit breaker VL250N standard breaking capacity Icu=55kA, 415V AC 4-pole, line protection Electronic Trip Unit ETU20, LSI In=250A, rated current IR=100...250A, overload protection, ISD=1.5 to 10xIR, II=11xIN short-circuit protection N protected without auxiliary release with box terminal ETU communication-capable without auxiliary/alarm switch | - | 0 | 0
3VL3725-1NF43-0AA0-Z | U01 | 3VL3725-1NF43-0AA0-ZU01 | 1 | UN | 1 | 5 | B | D | EAR99 | N | 85362090 | 1 |  | 3.3 | KG | 2578.4 | 2578.4 | LP20 | LP20 | circuit breaker VL250N standard breaking capacity Icu=55kA, 415V AC 4-pole, line protection Electronic Trip Unit ETU20, LSI In=250A, rated current IR=100...250A, overload protection, ISD=1.5 to 10xIR, II=11xIN short-circuit protection N protected without auxiliary release with box terminal ETU communication-capable without auxiliary/alarm switch with Safety Label for USA | - | 0 | 0
3VL3725-1NF46-0AA0 |  | 3VL3725-1NF46-0AA0 | 1 | UN | 1 | 5 | B | D | EAR99 | N | 85362090 | 1 | 4011209809017 | 3.361 | KG | 2486 | 2486 | LP20 | LP20 | circuit breaker VL250N standard breaking capacity Icu=55kA, 415V AC 4-pole, line protection Electronic Trip Unit ETU20, LSI In=250A, rated current IR=100...250A, overload protection, ISD=1.5 to 10xIR, II=11xIN short-circuit protection N protected without auxiliary release ETU communication-capable without auxiliary/alarm switch | - | 0 | 0
3VL3725-1NF46-0AA0-Z | U01 | 3VL3725-1NF46-0AA0-ZU01 | 1 | UN | 1 | 5 | B | D | EAR99 | N | 85362090 | 1 |  | 3.3 | KG | 2534.4 | 2534.4 | LP20 | LP20 | circuit breaker VL250N standard breaking capacity Icu=55kA, 415V AC 4-pole, line protection Electronic Trip Unit ETU20, LSI In=250A, rated current IR=100...250A, overload protection, ISD=1.5 to 10xIR, II=11xIN short-circuit protection N protected without auxiliary release ETU communication-capable without auxiliary/alarm switch with Safety Label for USA | - | 0 | 0
3VL3725-1NH43-0AA0 |  | 3VL3725-1NH43-0AA0 | 1 | UN | 1 | 5 | B | D | EAR99 | N | 85362090 | 1 | 4011209808485 | 3.607 | KG | 3113 | 3113 | LP20 | LP20 | circuit breaker VL250N standard breaking capacity Icu=55kA, 415V AC 4-pole, line protection Electronic Trip Unit ETU22, LSIG In=250A, rated current IR=100...250A, overload protection, ISD=1.5 to 10xIR, II=11xIN short-circuit protection N protected without auxiliary release with box terminal ETU communication-capable without auxiliary/alarm switch | - | 0 | 0
3VL3725-1NH43-0AA0-Z | U01 | 3VL3725-1NH43-0AA0-ZU01 | 1 | UN | 1 | 5 | B | D | EAR99 | N | 85362090 | 1 |  | 3.3 | KG | 3161.4 | 3161.4 | LP20 | LP20 | circuit breaker VL250N standard breaking capacity Icu=55kA, 415V AC 4-pole, line protection Electronic Trip Unit ETU22, LSIG In=250A, rated current IR=100...250A, overload protection, ISD=1.5 to 10xIR, II=11xIN short-circuit protection N protected without auxiliary release with box terminal ETU communication-capable without auxiliary/alarm switch with Safety Label for USA | - | 0 | 0
3VL3725-1NH46-0AA0 |  | 3VL3725-1NH46-0AA0 | 1 | UN | 1 | 5 | B | D | EAR99 | N | 85362090 | 1 | 4011209809031 | 3.361 | KG | 3091 | 3091 | LP20 | LP20 | circuit breaker VL250N standard breaking capacity Icu=55kA, 415V AC 4-pole, line protection Electronic Trip Unit ETU22, LSIG In=250A, rated current IR=100...250A, overload protection, ISD=1.5 to 10xIR, II=11xIN short-circuit protection N protected without auxiliary release ETU communication-capable without auxiliary/alarm switch | - | 0 | 0
3VL3725-1NH46-0AA0-Z | U01 | 3VL3725-1NH46-0AA0-ZU01 | 1 | UN | 1 | 5 | B | D | EAR99 | N | 85362090 | 1 |  | 3.3 | KG | 3139.4 | 3139.4 | LP20 | LP20 | circuit breaker VL250N standard breaking capacity Icu=55kA, 415V AC 4-pole, line protection Electronic Trip Unit ETU22, LSIG In=250A, rated current IR=100...250A, overload protection, ISD=1.5 to 10xIR, II=11xIN short-circuit protection N protected without auxiliary release ETU communication-capable without auxiliary/alarm switch with Safety Label for USA | - | 0 | 0
3VL3725-1NN43-0AA0 |  | 3VL3725-1NN43-0AA0 | 1 | UN | 1 | 5 | B | D | EAR99 | N | 85362090 | 1 | 4011209808508 | 3.607 | KG | 3047 | 3047 | LP20 | LP20 | circuit breaker VL250N standard breaking capacity Icu=55kA, 415V AC 4-pole, line protection Electronic Trip Unit ETU12, LIG In=250A, rated current IR=100...250A, overload protection, II=1.25 to 11xIN, short-circuit protection N protected with box terminal ETU communication-capable without auxiliary/alarm switch | - | 0 | 0
3VL3725-1NN43-0AA0-Z | U01 | 3VL3725-1NN43-0AA0-ZU01 | 1 | UN | 1 | 5 | B | D | EAR99 | N | 85362090 | 1 |  | 3.3 | KG | 3095.4 | 3095.4 | LP20 | LP20 | circuit breaker VL250N standard breaking capacity Icu=55kA, 415V AC 4-pole, line protection Electronic Trip Unit ETU12, LIG In=250A, rated current IR=100...250A, overload protection, II=1.25 to 11xIN, short-circuit protection N protected with box terminal ETU communication-capable without auxiliary/alarm switch with Safety Label for USA | - | 0 | 0
3VL3725-1NN46-0AA0 |  | 3VL3725-1NN46-0AA0 | 1 | UN | 1 | 5 | B | D | EAR99 | N | 85362090 | 1 | 4011209809055 | 3.361 | KG | 3025 | 3025 | LP20 | LP20 | circuit breaker VL250N standard breaking capacity Icu=55kA, 415V AC 4-pole, line protection Electronic Trip Unit ETU12, LIG In=250A, rated current IR=100...250A, overload protection, II=1.25 to 11xIN, short-circuit protection N protected ETU communication-capable without auxiliary/alarm switch | - | 0 | 0
3VL3725-1NN46-0AA0-Z | U01 | 3VL3725-1NN46-0AA0-ZU01 | 1 | UN | 1 | 5 | B | D | EAR99 | N | 85362090 | 1 |  | 3.3 | KG | 3073.4 | 3073.4 | LP20 | LP20 | circuit breaker VL250N standard breaking capacity Icu=55kA, 415V AC 4-pole, line protection Electronic Trip Unit ETU12, LIG In=250A, rated current IR=100...250A, overload protection, II=1.25 to 11xIN, short-circuit protection N protected ETU communication-capable without auxiliary/alarm switch with Safety Label for USA | - | 0 | 0
3VL3725-1SB33-0AA0 |  | 3VL3725-1SB33-0AA0 | 1 | UN | 1 | 5 | B | D | EAR99 | N | 85362090 | 1 | 4011209807976 | 2.725 | KG | 1672 | 1517.1 | LP20 | LP20 | circuit breaker VL250N standard breaking capacity Icu=55kA, 415V AC 3-pole, line protection Electronic Trip Unit ETU10, LI In=250A, rated current IR=100...250A, overload protection, II=1.25 to 11xIN, short-circuit protection without auxiliary release with box terminal without auxiliary/alarm switch | - | 0 | 0
3VL3725-1SB33-0AA0-Z | U01 | 3VL3725-1SB33-0AA0-ZU01 | 1 | UN | 1 | 5 | B | D | EAR99 | N | 85362090 | 1 |  | 2.5 | KG | 1720.4 | 1720.4 | LP20 | LP20 | circuit breaker VL250N standard breaking capacity Icu=55kA, 415V AC 3-pole, line protection Electronic Trip Unit ETU10, LI In=250A, rated current IR=100...250A, overload protection, II=1.25 to 11xIN, short-circuit protection without auxiliary release with box terminal without auxiliary/alarm switch with Safety Label for USA | - | 0 | 0
3VL3725-1SB36-0AA0 |  | 3VL3725-1SB36-0AA0 | 1 | UN | 1 | 5 | B | D | EAR99 | N | 85362090 | 1 | 4011209808522 | 2.5 | KG | 1639 | 1517.1 | LP20 | LP20 | circuit breaker VL250N standard breaking capacity Icu=55kA, 415V AC 3-pole, line protection Electronic Trip Unit ETU10, LI In=250A, rated current IR=100...250A, overload protection, II=1.25 to 11xIN, short-circuit protection without auxiliary release without auxiliary/alarm switch | - | 0 | 0
3VL3725-1SB36-0AA0-Z | U01 | 3VL3725-1SB36-0AA0-ZU01 | 1 | UN | 1 | 5 | B | D | EAR99 | N | 85362090 | 1 |  | 2.5 | KG | 1687.4 | 1687.4 | LP20 | LP20 | circuit breaker VL250N standard breaking capacity Icu=55kA, 415V AC 3-pole, line protection Electronic Trip Unit ETU10, LI In=250A, rated current IR=100...250A, overload protection, II=1.25 to 11xIN, short-circuit protection without auxiliary release without auxiliary/alarm switch with Safety Label for USA | - | 0 | 0
3VL3725-1SE33-0AA0 |  | 3VL3725-1SE33-0AA0 | 1 | UN | 1 | 5 | B | D | EAR99 | N | 85362090 | 1 | 4011209807990 | 2.725 | KG | 1738 | 1592.8 | LP20 | LP20 | circuit breaker VL250N standard breaking capacity Icu=55kA, 415V AC 3-pole, line protection Electronic Trip Unit ETU20, LSI In=250A, rated current IR=100...250A, overload protection, ISD=1.5 to 10xIR, II=11xIN short-circuit protection without auxiliary release with box terminal without auxiliary/alarm switch | - | 0 | 0
3VL3725-1SE33-0AA0-Z | U01 | 3VL3725-1SE33-0AA0-ZU01 | 1 | UN | 1 | 5 | B | D | EAR99 | N | 85362090 | 1 |  | 2.5 | KG | 1786.4 | 1786.4 | LP20 | LP20 | circuit breaker VL250N standard breaking capacity Icu=55kA, 415V AC 3-pole, line protection Electronic Trip Unit ETU20, LSI In=250A, rated current IR=100...250A, overload protection, ISD=1.5 to 10xIR, II=11xIN short-circuit protection without auxiliary release with box terminal without auxiliary/alarm switch with Safety Label for USA | - | 0 | 0
3VL3725-1SE36-0AA0 |  | 3VL3725-1SE36-0AA0 | 1 | UN | 1 | 5 | B | D | EAR99 | N | 85362090 | 1 | 4011209808546 | 2.621 | KG | 1727 | 1592.8 | LP20 | LP20 | circuit breaker VL250N standard breaking capacity Icu=55kA, 415V AC 3-pole, line protection Electronic Trip Unit ETU20, LSI In=250A, rated current IR=100...250A, overload protection, ISD=1.5 to 10xIR, II=11xIN short-circuit protection without auxiliary release without auxiliary/alarm switch | - | 0 | 0
3VL3725-1SE36-0AA0-Z | U01 | 3VL3725-1SE36-0AA0-ZU01 | 1 | UN | 1 | 5 | B | D | EAR99 | N | 85362090 | 1 |  | 2.5 | KG | 1775.4 | 1775.4 | LP20 | LP20 | circuit breaker VL250N standard breaking capacity Icu=55kA, 415V AC 3-pole, line protection Electronic Trip Unit ETU20, LSI In=250A, rated current IR=100...250A, overload protection, ISD=1.5 to 10xIR, II=11xIN short-circuit protection without auxiliary release without auxiliary/alarm switch with Safety Label for USA | - | 0 | 0
3VL3725-1SE36-2JB1-Z | U01 | 3VL3725-1SE36-2JB1-ZU01 | 1 | UN | 1 | 5 | B | D | EAR99 | N | 85362090 | 1 |  | 2.5 | KG | 2042.48 | 2042.48 | LP20 | LP20 | circuit breaker VL250N standard breaking capacity Icu=55kA, 415V AC 3-pole, line protection Electronic Trip Unit ETU20, LSI In=250A, rated current IR=100...250A, overload protection, ISD=1.5 to 10xIR, II=11xIN short-circuit protection Undervoltage release 380...415 V AC Auxiliary switch mounting kit 2 AUX (1 NO + 1 NC) with Safety Label for USA | - | 0 | 0
3VL3725-1SE36-8CA0-Z | U01 | 3VL3725-1SE36-8CA0-ZU01 | 1 | UN | 1 | 5 | B | D | EAR99 | N | 85362090 | 1 |  | 2.5 | KG | 1920.6 | 1920.6 | LP20 | LP20 | circuit breaker VL250N standard breaking capacity Icu=55kA, 415V AC 3-pole, line protection Electronic Trip Unit ETU20, LSI In=250A, rated current IR=100...250A, overload protection, ISD=1.5 to 10xIR, II=11xIN short-circuit protection Shunt release 24 V AC/DC without auxiliary/alarm switch with Safety Label for USA | - | 0 | 0
3VL3725-1SF33-0AA0 |  | 3VL3725-1SF33-0AA0 | 1 | UN | 1 | 5 | B | D | EAR99 | N | 85362090 | 1 | 4011209808010 | 2.725 | KG | 2332 | 2332 | LP20 | LP20 | circuit breaker VL250N standard breaking capacity Icu=55kA, 415V AC 3-pole, line protection Electronic Trip Unit ETU12, LIG 3 phases/4 lines In=250A, rated current IR=100...250A, overload protection, II=1.25 to 11xIN, short-circuit protection without auxiliary release with box terminal without auxiliary/alarm switch | - | 0 | 0
3VL3725-1SF33-0AA0-Z | U01 | 3VL3725-1SF33-0AA0-ZU01 | 1 | UN | 1 | 5 | B | D | EAR99 | N | 85362090 | 1 |  | 2.5 | KG | 2380.4 | 2380.4 | LP20 | LP20 | circuit breaker VL250N standard breaking capacity Icu=55kA, 415V AC 3-pole, line protection Electronic Trip Unit ETU12, LIG 3 phases/4 lines In=250A, rated current IR=100...250A, overload protection, II=1.25 to 11xIN, short-circuit protection without auxiliary release with box terminal without auxiliary/alarm switch with Safety Label for USA | - | 0 | 0
3VL3725-1SF36-0AA0 |  | 3VL3725-1SF36-0AA0 | 1 | UN | 1 | 5 | B | D | EAR99 | N | 85362090 | 1 | 4011209808560 | 2.619 | KG | 2299 | 2299 | LP20 | LP20 | circuit breaker VL250N standard breaking capacity Icu=55kA, 415V AC 3-pole, line protection Electronic Trip Unit ETU12, LIG 3 phases/4 lines In=250A, rated current IR=100...250A, overload protection, II=1.25 to 11xIN, short-circuit protection without auxiliary release without auxiliary/alarm switch | - | 0 | 0
3VL3725-1SF36-0AA0-Z | U01 | 3VL3725-1SF36-0AA0-ZU01 | 1 | UN | 1 | 5 | B | D | EAR99 | N | 85362090 | 1 |  | 2.5 | KG | 2347.4 | 2347.4 | LP20 | LP20 | circuit breaker VL250N standard breaking capacity Icu=55kA, 415V AC 3-pole, line protection Electronic Trip Unit ETU12, LIG 3 phases/4 lines In=250A, rated current IR=100...250A, overload protection, II=1.25 to 11xIN, short-circuit protection without auxiliary release without auxiliary/alarm switch with Safety Label for USA | - | 0 | 0
3VL3725-1SG33-0AA0 |  | 3VL3725-1SG33-0AA0 | 1 | UN | 1 | 5 | B | D | EAR99 | N | 85362090 | 1 | 4011209808034 | 2.725 | KG | 2156 | 2156 | LP20 | LP20 | circuit breaker VL250N standard breaking capacity Icu=55kA, 415V AC 3-pole, line protection Electronic Trip Unit ETU22, LSIG 3 phases/3 lines In=250A, rated current IR=100...250A, overload protection, ISD=1.5 to 10xIR, II=11xIN short-circuit protection without auxiliary release with box terminal without auxiliary/alarm switch | - | 0 | 0
3VL3725-1SG33-0AA0-Z | U01 | 3VL3725-1SG33-0AA0-ZU01 | 1 | UN | 1 | 5 | B | D | EAR99 | N | 85362090 | 1 |  | 2.5 | KG | 2204.4 | 2204.4 | LP20 | LP20 | circuit breaker VL250N standard breaking capacity Icu=55kA, 415V AC 3-pole, line protection Electronic Trip Unit ETU22, LSIG 3 phases/3 lines In=250A, rated current IR=100...250A, overload protection, ISD=1.5 to 10xIR, II=11xIN short-circuit protection without auxiliary release with box terminal without auxiliary/alarm switch with Safety Label for USA | - | 0 | 0
3VL3725-1SG36-0AA0 |  | 3VL3725-1SG36-0AA0 | 1 | UN | 1 | 5 | B | D | EAR99 | N | 85362090 | 1 | 4011209808584 | 2.619 | KG | 2145 | 2145 | LP20 | LP20 | circuit breaker VL250N standard breaking capacity Icu=55kA, 415V AC 3-pole, line protection Electronic Trip Unit ETU22, LSIG 3 phases/3 lines In=250A, rated current IR=100...250A, overload protection, ISD=1.5 to 10xIR, II=11xIN short-circuit protection without auxiliary release without auxiliary/alarm switch | - | 0 | 0
3VL3725-1SG36-0AA0-Z | U01 | 3VL3725-1SG36-0AA0-ZU01 | 1 | UN | 1 | 5 | B | D | EAR99 | N | 85362090 | 1 |  | 2.5 | KG | 2193.4 | 2193.4 | LP20 | LP20 | circuit breaker VL250N standard breaking capacity Icu=55kA, 415V AC 3-pole, line protection Electronic Trip Unit ETU22, LSIG 3 phases/3 lines In=250A, rated current IR=100...250A, overload protection, ISD=1.5 to 10xIR, II=11xIN short-circuit protection without auxiliary release without auxiliary/alarm switch with Safety Label for USA | - | 0 | 0
3VL3725-1SH33-0AA0 |  | 3VL3725-1SH33-0AA0 | 1 | UN | 1 | 5 | B | D | EAR99 | N | 85362090 | 1 | 4011209808058 | 2.725 | KG | 2156 | 2156 | LP20 | LP20 | circuit breaker VL250N standard breaking capacity Icu=55kA, 415V AC 3-pole, line protection Electronic Trip Unit ETU22, LSIG 3 phases/4 lines with connecting cable In=250A, rated current IR=100...250A, overload protection, ISD=1.5 to 10xIR, II=11xIN short-circuit protection without auxiliary release with box terminal without auxiliary/alarm switch | - | 0 | 0
3VL3725-1SH33-0AA0-Z | U01 | 3VL3725-1SH33-0AA0-ZU01 | 1 | UN | 1 | 5 | B | D | EAR99 | N | 85362090 | 1 |  | 2.5 | KG | 2204.4 | 2204.4 | LP20 | LP20 | circuit breaker VL250N standard breaking capacity Icu=55kA, 415V AC 3-pole, line protection Electronic Trip Unit ETU22, LSIG 3 phases/4 lines with connecting cable In=250A, rated current IR=100...250A, overload protection, ISD=1.5 to 10xIR, II=11xIN short-circuit protection without auxiliary release with box terminal without auxiliary/alarm switch with Safety Label for USA | - | 0 | 0
3VL3725-1SH36-0AA0 |  | 3VL3725-1SH36-0AA0 | 1 | UN | 1 | 5 | B | D | EAR99 | N | 85362090 | 1 | 4011209808591 | 2.619 | KG | 2145 | 2145 | LP20 | LP20 | circuit breaker VL250N standard breaking capacity Icu=55kA, 415V AC 3-pole, line protection Electronic Trip Unit ETU22, LSIG 3 phases/4 lines with connecting cable In=250A, rated current IR=100...250A, overload protection, ISD=1.5 to 10xIR, II=11xIN short-circuit protection without auxiliary release without auxiliary/alarm switch | - | 0 | 0
3VL3725-1SH36-0AA0-Z | U01 | 3VL3725-1SH36-0AA0-ZU01 | 1 | UN | 1 | 5 | B | D | EAR99 | N | 85362090 | 1 |  | 2.5 | KG | 2193.4 | 2193.4 | LP20 | LP20 | circuit breaker VL250N standard breaking capacity Icu=55kA, 415V AC 3-pole, line protection Electronic Trip Unit ETU22, LSIG 3 phases/4 lines with connecting cable In=250A, rated current IR=100...250A, overload protection, ISD=1.5 to 10xIR, II=11xIN short-circuit protection without auxiliary release without auxiliary/alarm switch with Safety Label for USA | - | 0 | 0
3VL3725-1SL33-0AA0 |  | 3VL3725-1SL33-0AA0 | 1 | UN | 1 | 5 | B | D | EAR99 | N | 85362090 | 1 | 4011209808072 | 2.725 | KG | 2101 | 2101 | LP20 | LP20 | circuit breaker VL250N standard breaking capacity Icu=55kA, 415V AC 3-pole, line protection Electronic Trip Unit ETU12, LIG 3 phases/3 lines In=250A, rated current IR=100...250A, overload protection, II=1.25 to 11xIN, short-circuit protection without auxiliary release with box terminal without auxiliary/alarm switch | - | 0 | 0
3VL3725-1SL33-0AA0-Z | U01 | 3VL3725-1SL33-0AA0-ZU01 | 1 | UN | 1 | 5 | B | D | EAR99 | N | 85362090 | 1 |  | 2.5 | KG | 2149.4 | 2149.4 | LP20 | LP20 | circuit breaker VL250N standard breaking capacity Icu=55kA, 415V AC 3-pole, line protection Electronic Trip Unit ETU12, LIG 3 phases/3 lines In=250A, rated current IR=100...250A, overload protection, II=1.25 to 11xIN, short-circuit protection without auxiliary release with box terminal without auxiliary/alarm switch with Safety Label for USA | - | 0 | 0
3VL3725-1SL36-0AA0 |  | 3VL3725-1SL36-0AA0 | 1 | UN | 1 | 5 | B | D | EAR99 | N | 85362090 | 1 | 4011209808614 | 2.619 | KG | 2079 | 2079 | LP20 | LP20 | circuit breaker VL250N standard breaking capacity Icu=55kA, 415V AC 3-pole, line protection Electronic Trip Unit ETU12, LIG 3 phases/3 lines In=250A, rated current IR=100...250A, overload protection, II=1.25 to 11xIN, short-circuit protection without auxiliary release without auxiliary/alarm switch | - | 0 | 0
3VL3725-1SL36-0AA0-Z | U01 | 3VL3725-1SL36-0AA0-ZU01 | 1 | UN | 1 | 5 | B | D | EAR99 | N | 85362090 | 1 |  | 2.5 | KG | 2127.4 | 2127.4 | LP20 | LP20 | circuit breaker VL250N standard breaking capacity Icu=55kA, 415V AC 3-pole, line protection Electronic Trip Unit ETU12, LIG 3 phases/3 lines In=250A, rated current IR=100...250A, overload protection, II=1.25 to 11xIN, short-circuit protection without auxiliary release without auxiliary/alarm switch with Safety Label for USA | - | 0 | 0
3VL3725-1SP33-0AA0 |  | 3VL3725-1SP33-0AA0 | 1 | UN | 1 | 5 | B | D | EAR99 | N | 85362090 | 1 | 4011209800212 | 2.725 | KG | 1705 | 1555.3 | LP20 | LP20 | circuit breaker VL250N standard breaking capacity Icu=55kA, 415V AC 3-pole, motor/generator prot. Electronic Trip Unit ETU10M, LI In=250A, rated current IR=100...250A, overload protection, II=1.25 to 11xIN, short-circuit protection without auxiliary release with box terminal without auxiliary/alarm switch | - | 0 | 0
3VL3725-1SP33-0AA0-Z | U01 | 3VL3725-1SP33-0AA0-ZU01 | 1 | UN | 1 | 5 | B | D | EAR99 | N | 85362090 | 1 |  | 2.5 | KG | 1753.4 | 1753.4 | LP20 | LP20 | circuit breaker VL250N standard breaking capacity Icu=55kA, 415V AC 3-pole, motor/generator prot. Electronic Trip Unit ETU10M, LI In=250A, rated current IR=100...250A, overload protection, II=1.25 to 11xIN, short-circuit protection without auxiliary release with box terminal without auxiliary/alarm switch with Safety Label for USA | - | 0 | 0
3VL3725-1SP36-0AA0 |  | 3VL3725-1SP36-0AA0 | 1 | UN | 1 | 5 | B | D | EAR99 | N | 85362090 | 1 | 4011209808638 | 2.613 | KG | 1683 | 1555.3 | LP20 | LP20 | circuit breaker VL250N standard breaking capacity Icu=55kA, 415V AC 3-pole, motor/generator prot. Electronic Trip Unit ETU10M, LI In=250A, rated current IR=100...250A, overload protection, II=1.25 to 11xIN, short-circuit protection without auxiliary release without auxiliary/alarm switch | - | 0 | 0
3VL3725-1SP36-0AA0-Z | U01 | 3VL3725-1SP36-0AA0-ZU01 | 1 | UN | 1 | 5 | B | D | EAR99 | N | 85362090 | 1 |  | 2.5 | KG | 1731.4 | 1731.4 | LP20 | LP20 | circuit breaker VL250N standard breaking capacity Icu=55kA, 415V AC 3-pole, motor/generator prot. Electronic Trip Unit ETU10M, LI In=250A, rated current IR=100...250A, overload protection, II=1.25 to 11xIN, short-circuit protection without auxiliary release without auxiliary/alarm switch with Safety Label for USA | - | 0 | 0
3VL3725-1SP36-0AB1-Z | U01 | 3VL3725-1SP36-0AB1-ZU01 | 1 | UN | 1 | 5 | B | D | EAR99 | N | 85362090 | 1 |  | 2.5 | KG | 1807.08 | 1807.08 | LP20 | LP20 | circuit breaker VL250N standard breaking capacity Icu=55kA, 415V AC 3-pole, motor/generator prot. Electronic Trip Unit ETU10M, LI In=250A, rated current IR=100...250A, overload protection, II=1.25 to 11xIN, short-circuit protection without auxiliary release Auxiliary switch mounting kit 2 AUX (1 NO + 1 NC) with Safety Label for USA | - | 0 | 0
3VL3725-1SS33-0AA0 |  | 3VL3725-1SS33-0AA0 | 1 | UN | 1 | 5 | B | D | EAR99 | N | 85362090 | 1 | 4011209808102 | 2.725 | KG | 1837 | 1837 | LP20 | LP20 | circuit breaker VL250N standard breaking capacity Icu=55kA, 415V AC 3-pole, motor protection Electronic Trip Unit ETU30M, LI IR=100...250A, overload prot., TC=10A...30, II=6/8/11 xIN, short-circuit protection without auxiliary release with box terminal without auxiliary/alarm switch | - | 0 | 0
3VL3725-1SS33-0AA0-Z | U01 | 3VL3725-1SS33-0AA0-ZU01 | 1 | UN | 1 | 5 | B | D | EAR99 | N | 85362090 | 1 |  | 2.5 | KG | 1885.4 | 1885.4 | LP20 | LP20 | circuit breaker VL250N standard breaking capacity Icu=55kA, 415V AC 3-pole, motor protection Electronic Trip Unit ETU30M, LI IR=100...250A, overload prot., TC=10A...30, II=6/8/11 xIN, short-circuit protection without auxiliary release with box terminal without auxiliary/alarm switch with Safety Label for USA | - | 0 | 0
3VL3725-1SS36-0AA0 |  | 3VL3725-1SS36-0AA0 | 1 | UN | 1 | 5 | B | D | EAR99 | N | 85362090 | 1 | 4011209808652 | 2.585 | KG | 1804 | 1643.2 | LP20 | LP20 | circuit breaker VL250N standard breaking capacity Icu=55kA, 415V AC 3-pole, motor protection Electronic Trip Unit ETU30M, LI IR=100...250A, overload prot., TC=10A...30, II=6/8/11 xIN, short-circuit protection without auxiliary release without auxiliary/alarm switch | - | 0 | 0
3VL3725-1SS36-0AA0-Z | U01 | 3VL3725-1SS36-0AA0-ZU01 | 1 | UN | 1 | 5 | B | D | EAR99 | N | 85362090 | 1 |  | 2.5 | KG | 1852.4 | 1852.4 | LP20 | LP20 | circuit breaker VL250N standard breaking capacity Icu=55kA, 415V AC 3-pole, motor protection Electronic Trip Unit ETU30M, LI IR=100...250A, overload prot., TC=10A...30, II=6/8/11 xIN, short-circuit protection without auxiliary release without auxiliary/alarm switch with Safety Label for USA | - | 0 | 0
3VL3725-1TA43-0AA0 |  | 3VL3725-1TA43-0AA0 | 1 | UN | 1 | 5 | B | D | EAR99 | N | 85362090 | 1 | 4011209808287 | 3.607 | KG | 2310 | 2310 | LP20 | LP20 | circuit breaker VL250N standard breaking capacity Icu=55kA, 415V AC 4-pole, line protection Electronic Trip Unit ETU10, LIN In=250A, rated current IR=100...250A, overload protection, II=1.25 to 11xIN, short-circuit protection N protected without auxiliary release with box terminal without auxiliary/alarm switch | - | 0 | 0
3VL3725-1TA43-0AA0-Z | U01 | 3VL3725-1TA43-0AA0-ZU01 | 1 | UN | 1 | 5 | B | D | EAR99 | N | 85362090 | 1 |  | 3.3 | KG | 2358.4 | 2358.4 | LP20 | LP20 | circuit breaker VL250N standard breaking capacity Icu=55kA, 415V AC 4-pole, line protection Electronic Trip Unit ETU10, LIN In=250A, rated current IR=100...250A, overload protection, II=1.25 to 11xIN, short-circuit protection N protected without auxiliary release with box terminal without auxiliary/alarm switch with Safety Label for USA | - | 0 | 0
3VL3725-1TA46-0AA0 |  | 3VL3725-1TA46-0AA0 | 1 | UN | 1 | 5 | B | D | EAR99 | N | 85362090 | 1 | 4011209808836 | 3.356 | KG | 2288 | 2288 | LP20 | LP20 | circuit breaker VL250N standard breaking capacity Icu=55kA, 415V AC 4-pole, line protection Electronic Trip Unit ETU10, LIN In=250A, rated current IR=100...250A, overload protection, II=1.25 to 11xIN, short-circuit protection N protected without auxiliary release without auxiliary/alarm switch | - | 0 | 0
3VL3725-1TA46-0AA0-Z | U01 | 3VL3725-1TA46-0AA0-ZU01 | 1 | UN | 1 | 5 | B | D | EAR99 | N | 85362090 | 1 |  | 3.3 | KG | 2336.4 | 2336.4 | LP20 | LP20 | circuit breaker VL250N standard breaking capacity Icu=55kA, 415V AC 4-pole, line protection Electronic Trip Unit ETU10, LIN In=250A, rated current IR=100...250A, overload protection, II=1.25 to 11xIN, short-circuit protection N protected without auxiliary release without auxiliary/alarm switch with Safety Label for USA | - | 0 | 0
3VL3725-1TB43-0AA0 |  | 3VL3725-1TB43-0AA0 | 1 | UN | 1 | 5 | B | D | EAR99 | N | 85362090 | 1 | 4011209808300 | 3.607 | KG | 2145 | 2145 | LP20 | LP20 | circuit breaker VL250N standard breaking capacity Icu=55kA, 415V AC 4-pole, line protection Electronic Trip Unit ETU10, LI In=250A, rated current IR=100...250A, overload protection, II=1.25 to 11xIN, short-circuit protection without auxiliary release with box terminal without auxiliary/alarm switch | - | 0 | 0
3VL3725-1TB43-0AA0-Z | U01 | 3VL3725-1TB43-0AA0-ZU01 | 1 | UN | 1 | 5 | B | D | EAR99 | N | 85362090 | 1 |  | 3.3 | KG | 2193.4 | 2193.4 | LP20 | LP20 | circuit breaker VL250N standard breaking capacity Icu=55kA, 415V AC 4-pole, line protection Electronic Trip Unit ETU10, LI In=250A, rated current IR=100...250A, overload protection, II=1.25 to 11xIN, short-circuit protection without auxiliary release with box terminal without auxiliary/alarm switch with Safety Label for USA | - | 0 | 0
3VL3725-1TB46-0AA0 |  | 3VL3725-1TB46-0AA0 | 1 | UN | 1 | 5 | B | D | EAR99 | N | 85362090 | 1 | 4011209808850 | 3.361 | KG | 2123 | 2123 | LP20 | LP20 | circuit breaker VL250N standard breaking capacity Icu=55kA, 415V AC 4-pole, line protection Electronic Trip Unit ETU10, LI In=250A, rated current IR=100...250A, overload protection, II=1.25 to 11xIN, short-circuit protection without auxiliary release without auxiliary/alarm switch | - | 0 | 0
3VL3725-1TB46-0AA0-Z | U01 | 3VL3725-1TB46-0AA0-ZU01 | 1 | UN | 1 | 5 | B | D | EAR99 | N | 85362090 | 1 |  | 3.3 | KG | 2171.4 | 2171.4 | LP20 | LP20 | circuit breaker VL250N standard breaking capacity Icu=55kA, 415V AC 4-pole, line protection Electronic Trip Unit ETU10, LI In=250A, rated current IR=100...250A, overload protection, II=1.25 to 11xIN, short-circuit protection without auxiliary release without auxiliary/alarm switch with Safety Label for USA | - | 0 | 0
3VL3725-1TE43-0AA0 |  | 3VL3725-1TE43-0AA0 | 1 | UN | 1 | 5 | B | D | EAR99 | N | 85362090 | 1 | 4011209808324 | 3.607 | KG | 2266 | 2266 | LP20 | LP20 | circuit breaker VL250N standard breaking capacity Icu=55kA, 415V AC 4-pole, line protection Electronic Trip Unit ETU20, LSI In=250A, rated current IR=100...250A, overload protection, ISD=1.5 to 10xIR, II=11xIN short-circuit protection N unprotected without auxiliary release with box terminal without auxiliary/alarm switch | - | 0 | 0
3VL3725-1TE43-0AA0-Z | U01 | 3VL3725-1TE43-0AA0-ZU01 | 1 | UN | 1 | 5 | B | D | EAR99 | N | 85362090 | 1 |  | 3.3 | KG | 2314.4 | 2314.4 | LP20 | LP20 | circuit breaker VL250N standard breaking capacity Icu=55kA, 415V AC 4-pole, line protection Electronic Trip Unit ETU20, LSI In=250A, rated current IR=100...250A, overload protection, ISD=1.5 to 10xIR, II=11xIN short-circuit protection N unprotected without auxiliary release with box terminal without auxiliary/alarm switch with Safety Label for USA | - | 0 | 0
3VL3725-1TE46-0AA0 |  | 3VL3725-1TE46-0AA0 | 1 | UN | 1 | 5 | B | D | EAR99 | N | 85362090 | 1 | 4011209808874 | 3.361 | KG | 2244 | 2244 | LP20 | LP20 | circuit breaker VL250N standard breaking capacity Icu=55kA, 415V AC 4-pole, line protection Electronic Trip Unit ETU20, LSI In=250A, rated current IR=100...250A, overload protection, ISD=1.5 to 10xIR, II=11xIN short-circuit protection N unprotected without auxiliary release without auxiliary/alarm switch | - | 0 | 0
3VL3725-1TE46-0AA0-Z | U01 | 3VL3725-1TE46-0AA0-ZU01 | 1 | UN | 1 | 5 | B | D | EAR99 | N | 85362090 | 1 |  | 3.3 | KG | 2292.4 | 2292.4 | LP20 | LP20 | circuit breaker VL250N standard breaking capacity Icu=55kA, 415V AC 4-pole, line protection Electronic Trip Unit ETU20, LSI In=250A, rated current IR=100...250A, overload protection, ISD=1.5 to 10xIR, II=11xIN short-circuit protection N unprotected without auxiliary release without auxiliary/alarm switch with Safety Label for USA | - | 0 | 0
3VL3725-1TF43-0AA0 |  | 3VL3725-1TF43-0AA0 | 1 | UN | 1 | 5 | B | D | EAR99 | N | 85362090 | 1 | 4011209808348 | 3.607 | KG | 2431 | 2231.1 | LP20 | LP20 | circuit breaker VL250N standard breaking capacity Icu=55kA, 415V AC 4-pole, line protection Electronic Trip Unit ETU20, LSI In=250A, rated current IR=100...250A, overload protection, ISD=1.5 to 10xIR, II=11xIN short-circuit protection N protected without auxiliary release with box terminal without auxiliary/alarm switch | - | 0 | 0
3VL3725-1TF43-0AA0-Z | U01 | 3VL3725-1TF43-0AA0-ZU01 | 1 | UN | 1 | 5 | B | D | EAR99 | N | 85362090 | 1 |  | 3.3 | KG | 2479.4 | 2479.4 | LP20 | LP20 | circuit breaker VL250N standard breaking capacity Icu=55kA, 415V AC 4-pole, line protection Electronic Trip Unit ETU20, LSI In=250A, rated current IR=100...250A, overload protection, ISD=1.5 to 10xIR, II=11xIN short-circuit protection N protected without auxiliary release with box terminal without auxiliary/alarm switch with Safety Label for USA | - | 0 | 0
3VL3725-1TF46-0AA0 |  | 3VL3725-1TF46-0AA0 | 1 | UN | 1 | 5 | B | D | EAR99 | N | 85362090 | 1 | 4011209808898 | 3.346 | KG | 2409 | 2231.1 | LP20 | LP20 | circuit breaker VL250N standard breaking capacity Icu=55kA, 415V AC 4-pole, line protection Electronic Trip Unit ETU20, LSI In=250A, rated current IR=100...250A, overload protection, ISD=1.5 to 10xIR, II=11xIN short-circuit protection N protected without auxiliary release without auxiliary/alarm switch | - | 0 | 0
3VL3725-1TF46-0AA0-Z | U01 | 3VL3725-1TF46-0AA0-ZU01 | 1 | UN | 1 | 5 | B | D | EAR99 | N | 85362090 | 1 |  | 3.3 | KG | 2457.4 | 2457.4 | LP20 | LP20 | circuit breaker VL250N standard breaking capacity Icu=55kA, 415V AC 4-pole, line protection Electronic Trip Unit ETU20, LSI In=250A, rated current IR=100...250A, overload protection, ISD=1.5 to 10xIR, II=11xIN short-circuit protection N protected without auxiliary release without auxiliary/alarm switch with Safety Label for USA | - | 0 | 0
3VL3725-1TH43-0AA0 |  | 3VL3725-1TH43-0AA0 | 1 | UN | 1 | 5 | B | D | EAR99 | N | 85362090 | 1 | 4011209808362 | 3.607 | KG | 3025 | 3025 | LP20 | LP20 | circuit breaker VL250N standard breaking capacity Icu=55kA, 415V AC 4-pole, line protection Electronic Trip Unit ETU22, LSIG In=250A, rated current IR=100...250A, overload protection, ISD=1.5 to 10xIR, II=11xIN short-circuit protection N protected without auxiliary release with box terminal without auxiliary/alarm switch | - | 0 | 0
3VL3725-1TH43-0AA0-Z | U01 | 3VL3725-1TH43-0AA0-ZU01 | 1 | UN | 1 | 5 | B | D | EAR99 | N | 85362090 | 1 |  | 3.3 | KG | 3073.4 | 3073.4 | LP20 | LP20 | circuit breaker VL250N standard breaking capacity Icu=55kA, 415V AC 4-pole, line protection Electronic Trip Unit ETU22, LSIG In=250A, rated current IR=100...250A, overload protection, ISD=1.5 to 10xIR, II=11xIN short-circuit protection N protected without auxiliary release with box terminal without auxiliary/alarm switch with Safety Label for USA | - | 0 | 0
3VL3725-1TH46-0AA0 |  | 3VL3725-1TH46-0AA0 | 1 | UN | 1 | 5 | B | D | EAR99 | N | 85362090 | 1 | 4011209808911 | 3.361 | KG | 3003 | 3003 | LP20 | LP20 | circuit breaker VL250N standard breaking capacity Icu=55kA, 415V AC 4-pole, line protection Electronic Trip Unit ETU22, LSIG In=250A, rated current IR=100...250A, overload protection, ISD=1.5 to 10xIR, II=11xIN short-circuit protection N protected without auxiliary release without auxiliary/alarm switch | - | 0 | 0
3VL3725-1TH46-0AA0-Z | U01 | 3VL3725-1TH46-0AA0-ZU01 | 1 | UN | 1 | 5 | B | D | EAR99 | N | 85362090 | 1 |  | 3.3 | KG | 3051.4 | 3051.4 | LP20 | LP20 | circuit breaker VL250N standard breaking capacity Icu=55kA, 415V AC 4-pole, line protection Electronic Trip Unit ETU22, LSIG In=250A, rated current IR=100...250A, overload protection, ISD=1.5 to 10xIR, II=11xIN short-circuit protection N protected without auxiliary release without auxiliary/alarm switch with Safety Label for USA | - | 0 | 0
3VL3725-1TN43-0AA0 |  | 3VL3725-1TN43-0AA0 | 1 | UN | 1 | 5 | B | D | EAR99 | N | 85362090 | 1 | 4011209808386 | 3.607 | KG | 2970 | 2970 | LP20 | LP20 | circuit breaker VL250N standard breaking capacity Icu=55kA, 415V AC 4-pole, line protection Electronic Trip Unit ETU12, LIG In=250A, rated current IR=100...250A, overload protection, II=1.25 to 11xIN, short-circuit protection N protected with box terminal without auxiliary/alarm switch | - | 0 | 0
3VL3725-1TN43-0AA0-Z | U01 | 3VL3725-1TN43-0AA0-ZU01 | 1 | UN | 1 | 5 | B | D | EAR99 | N | 85362090 | 1 |  | 3.3 | KG | 3018.4 | 3018.4 | LP20 | LP20 | circuit breaker VL250N standard breaking capacity Icu=55kA, 415V AC 4-pole, line protection Electronic Trip Unit ETU12, LIG In=250A, rated current IR=100...250A, overload protection, II=1.25 to 11xIN, short-circuit protection N protected with box terminal without auxiliary/alarm switch with Safety Label for USA | - | 0 | 0
3VL3725-1TN46-0AA0 |  | 3VL3725-1TN46-0AA0 | 1 | UN | 1 | 5 | B | D | EAR99 | N | 85362090 | 1 | 4011209808935 | 3.361 | KG | 2937 | 2937 | LP20 | LP20 | circuit breaker VL250N standard breaking capacity Icu=55kA, 415V AC 4-pole, line protection Electronic Trip Unit ETU12, LIG In=250A, rated current IR=100...250A, overload protection, II=1.25 to 11xIN, short-circuit protection N protected without auxiliary/alarm switch | - | 0 | 0
3VL3725-1TN46-0AA0-Z | U01 | 3VL3725-1TN46-0AA0-ZU01 | 1 | UN | 1 | 5 | B | D | EAR99 | N | 85362090 | 1 |  | 3.3 | KG | 2985.4 | 2985.4 | LP20 | LP20 | circuit breaker VL250N standard breaking capacity Icu=55kA, 415V AC 4-pole, line protection Electronic Trip Unit ETU12, LIG In=250A, rated current IR=100...250A, overload protection, II=1.25 to 11xIN, short-circuit protection N protected without auxiliary/alarm switch with Safety Label for USA | - | 0 | 0
3VL3725-1UH33-0AA0 |  | 3VL3725-1UH33-0AA0 | 1 | UN | 1 | 5 | B | D | EAR99 | N | 85362090 | 1 | 4011209885813 | 2.725 | KG | 2882 | 2882 | LP20 | LP20 | circuit breaker VL250N standard breaking capacity Icu=55kA, 415V AC 3-pole, line protection Electronic Trip Unit LCD ETU40, LI/LS/LSI In=250A, rated current IR=100...250A, overload protection, ISD=1.5 to 10xIR, II=11xIN short-circuit protection with box terminal without auxiliary release without auxiliary/alarm switch | - | 0 | 0
3VL3725-1UH33-0AA0-Z | U01 | 3VL3725-1UH33-0AA0-ZU01 | 1 | UN | 1 | 5 | B | D | EAR99 | N | 85362090 | 1 |  | 2.5 | KG | 2930.4 | 2930.4 | LP20 | LP20 | circuit breaker VL250N standard breaking capacity Icu=55kA, 415V AC 3-pole, line protection Electronic Trip Unit LCD ETU40, LI/LS/LSI In=250A, rated current IR=100...250A, overload protection, ISD=1.5 to 10xIR, II=11xIN short-circuit protection with box terminal without auxiliary release without auxiliary/alarm switch with Safety Label for USA | - | 0 | 0
3VL3725-1UH36-0AA0 |  | 3VL3725-1UH36-0AA0 | 1 | UN | 1 | 5 | B | D | EAR99 | N | 85362090 | 1 | 4011209885844 | 2.585 | KG | 2871 | 2871 | LP20 | LP20 | circuit breaker VL250N standard breaking capacity Icu=55kA, 415V AC 3-pole, line protection Electronic Trip Unit LCD ETU40, LI/LS/LSI In=250A, rated current IR=100...250A, overload protection, ISD=1.5 to 10xIR, II=11xIN short-circuit protection without auxiliary release without auxiliary/alarm switch | - | 0 | 0
3VL3725-1UH36-0AA0-Z | U01 | 3VL3725-1UH36-0AA0-ZU01 | 1 | UN | 1 | 5 | B | D | EAR99 | N | 85362090 | 1 |  | 2.5 | KG | 2919.4 | 2919.4 | LP20 | LP20 | circuit breaker VL250N standard breaking capacity Icu=55kA, 415V AC 3-pole, line protection Electronic Trip Unit LCD ETU40, LI/LS/LSI In=250A, rated current IR=100...250A, overload protection, ISD=1.5 to 10xIR, II=11xIN short-circuit protection without auxiliary release without auxiliary/alarm switch with Safety Label for USA | - | 0 | 0
3VL3725-1UJ43-0AA0 |  | 3VL3725-1UJ43-0AA0 | 1 | UN | 1 | 5 | B | D | EAR99 | N | 85362090 | 1 | 4011209886537 | 3.607 | KG | 3641 | 3641 | LP20 | LP20 | circuit breaker VL250N standard breaking capacity Icu=55kA, 415V AC 4-pole, line protection Electronic Trip Unit LCD ETU40, LI/LS/LSI In=250A, rated current IR=100...250A, overload protection, ISD=1.5 to 10xIR, II=11xIN short-circuit protection N protected with box terminal without auxiliary release without auxiliary/alarm switch | - | 0 | 0
3VL3725-1UJ43-0AA0-Z | U01 | 3VL3725-1UJ43-0AA0-ZU01 | 1 | UN | 1 | 5 | B | D | EAR99 | N | 85362090 | 1 |  | 3.3 | KG | 3689.4 | 3689.4 | LP20 | LP20 | circuit breaker VL250N standard breaking capacity Icu=55kA, 415V AC 4-pole, line protection Electronic Trip Unit LCD ETU40, LI/LS/LSI In=250A, rated current IR=100...250A, overload protection, ISD=1.5 to 10xIR, II=11xIN short-circuit protection N protected with box terminal without auxiliary release without auxiliary/alarm switch with Safety Label for USA | - | 0 | 0
3VL3725-1UJ46-0AA0 |  | 3VL3725-1UJ46-0AA0 | 1 | UN | 1 | 5 | B | D | EAR99 | N | 85362090 | 1 | 4011209886568 | 3.361 | KG | 3619 | 3619 | LP20 | LP20 | circuit breaker VL250N standard breaking capacity Icu=55kA, 415V AC 4-pole, line protection Electronic Trip Unit LCD ETU40, LI/LS/LSI In=250A, rated current IR=100...250A, overload protection, ISD=1.5 to 10xIR, II=11xIN short-circuit protection N protected without auxiliary release without auxiliary/alarm switch | - | 0 | 0
3VL3725-1UJ46-0AA0-Z | U01 | 3VL3725-1UJ46-0AA0-ZU01 | 1 | UN | 1 | 5 | B | D | EAR99 | N | 85362090 | 1 |  | 3.3 | KG | 3667.4 | 3667.4 | LP20 | LP20 | circuit breaker VL250N standard breaking capacity Icu=55kA, 415V AC 4-pole, line protection Electronic Trip Unit LCD ETU40, LI/LS/LSI In=250A, rated current IR=100...250A, overload protection, ISD=1.5 to 10xIR, II=11xIN short-circuit protection N protected without auxiliary release without auxiliary/alarm switch with Safety Label for USA | - | 0 | 0
3VL3725-1UL33-0AA0 |  | 3VL3725-1UL33-0AA0 | 1 | UN | 1 | 5 | B | D | EAR99 | N | 85362090 | 1 | 4011209885936 | 2.725 | KG | 3234 | 3234 | LP20 | LP20 | circuit breaker VL250N standard breaking capacity Icu=55kA, 415V AC 3-pole, line protection Electronic Trip Unit LCD ETU42, LSIG 3 phases/3 lines In=250A, rated current IR=100...250A, overload protection, ISD=1.5 to 10xIR, II=11xIN short-circuit protection with box terminal without auxiliary release without auxiliary/alarm switch | - | 0 | 0
3VL3725-1UL33-0AA0-Z | U01 | 3VL3725-1UL33-0AA0-ZU01 | 1 | UN | 1 | 5 | B | D | EAR99 | N | 85362090 | 1 |  | 2.5 | KG | 3282.4 | 3282.4 | LP20 | LP20 | circuit breaker VL250N standard breaking capacity Icu=55kA, 415V AC 3-pole, line protection Electronic Trip Unit LCD ETU42, LSIG 3 phases/3 lines In=250A, rated current IR=100...250A, overload protection, ISD=1.5 to 10xIR, II=11xIN short-circuit protection with box terminal without auxiliary release without auxiliary/alarm switch with Safety Label for USA | - | 0 | 0
3VL3725-1UL36-0AA0 |  | 3VL3725-1UL36-0AA0 | 1 | UN | 1 | 5 | B | D | EAR99 | N | 85362090 | 1 | 4011209885967 | 2.585 | KG | 3190 | 3190 | LP20 | LP20 | circuit breaker VL250N standard breaking capacity Icu=55kA, 415V AC 3-pole, line protection Electronic Trip Unit LCD ETU42, LSIG 3 phases/3 lines In=250A, rated current IR=100...250A, overload protection, ISD=1.5 to 10xIR, II=11xIN short-circuit protection without auxiliary release without auxiliary/alarm switch | - | 0 | 0
3VL3725-1UL36-0AA0-Z | U01 | 3VL3725-1UL36-0AA0-ZU01 | 1 | UN | 1 | 5 | B | D | EAR99 | N | 85362090 | 1 |  | 2.5 | KG | 3238.4 | 3238.4 | LP20 | LP20 | circuit breaker VL250N standard breaking capacity Icu=55kA, 415V AC 3-pole, line protection Electronic Trip Unit LCD ETU42, LSIG 3 phases/3 lines In=250A, rated current IR=100...250A, overload protection, ISD=1.5 to 10xIR, II=11xIN short-circuit protection without auxiliary release without auxiliary/alarm switch with Safety Label for USA | - | 0 | 0
3VL3725-1UM33-0AA0 |  | 3VL3725-1UM33-0AA0 | 1 | UN | 1 | 5 | B | D | EAR99 | N | 85362090 | 1 | 4011209886056 | 2.725 | KG | 3234 | 3234 | LP20 | LP20 | circuit breaker VL250N standard breaking capacity Icu=55kA, 415V AC 3-pole, line protection Electronic Trip Unit LCD ETU42, LSIG 3 phases/4 lines with connecting cable In=250A, rated current IR=100...250A, overload protection, ISD=1.5 to 10xIR, II=11xIN short-circuit protection with box terminal without auxiliary release without auxiliary/alarm switch | - | 0 | 0
3VL3725-1UM33-0AA0-Z | U01 | 3VL3725-1UM33-0AA0-ZU01 | 1 | UN | 1 | 5 | B | D | EAR99 | N | 85362090 | 1 |  | 2.5 | KG | 3282.4 | 3282.4 | LP20 | LP20 | circuit breaker VL250N standard breaking capacity Icu=55kA, 415V AC 3-pole, line protection Electronic Trip Unit LCD ETU42, LSIG 3 phases/4 lines with connecting cable In=250A, rated current IR=100...250A, overload protection, ISD=1.5 to 10xIR, II=11xIN short-circuit protection with box terminal without auxiliary release without auxiliary/alarm switch with Safety Label for USA | - | 0 | 0
3VL3725-1UM36-0AA0 |  | 3VL3725-1UM36-0AA0 | 1 | UN | 1 | 5 | B | D | EAR99 | N | 85362090 | 1 | 4011209886087 | 2.585 | KG | 3190 | 3190 | LP20 | LP20 | circuit breaker VL250N standard breaking capacity Icu=55kA, 415V AC 3-pole, line protection Electronic Trip Unit LCD ETU42, LSIG 3 phases/4 lines with connecting cable In=250A, rated current IR=100...250A, overload protection, ISD=1.5 to 10xIR, II=11xIN short-circuit protection without auxiliary release without auxiliary/alarm switch | - | 0 | 0
3VL3725-1UM36-0AA0-Z | U01 | 3VL3725-1UM36-0AA0-ZU01 | 1 | UN | 1 | 5 | B | D | EAR99 | N | 85362090 | 1 |  | 2.5 | KG | 3238.4 | 3238.4 | LP20 | LP20 | circuit breaker VL250N standard breaking capacity Icu=55kA, 415V AC 3-pole, line protection Electronic Trip Unit LCD ETU42, LSIG 3 phases/4 lines with connecting cable In=250A, rated current IR=100...250A, overload protection, ISD=1.5 to 10xIR, II=11xIN short-circuit protection without auxiliary release without auxiliary/alarm switch with Safety Label for USA | - | 0 | 0
3VL3725-1UN43-0AA0 |  | 3VL3725-1UN43-0AA0 | 1 | UN | 1 | 5 | B | D | EAR99 | N | 85362090 | 1 | 4011209886650 | 3.607 | KG | 3641 | 3641 | LP20 | LP20 | circuit breaker VL250N standard breaking capacity Icu=55kA, 415V AC 4-pole, line protection Electronic Trip Unit LCD ETU42, LSIG In=250A, rated current IR=100...250A, overload protection, ISD=1.5 to 10xIR, II=11xIN short-circuit protection N protected with ground-fault protection with box terminal without auxiliary release without auxiliary/alarm switch | - | 0 | 0
3VL3725-1UN43-0AA0-Z | U01 | 3VL3725-1UN43-0AA0-ZU01 | 1 | UN | 1 | 5 | B | D | EAR99 | N | 85362090 | 1 |  | 3.3 | KG | 3689.4 | 3689.4 | LP20 | LP20 | circuit breaker VL250N standard breaking capacity Icu=55kA, 415V AC 4-pole, line protection Electronic Trip Unit LCD ETU42, LSIG In=250A, rated current IR=100...250A, overload protection, ISD=1.5 to 10xIR, II=11xIN short-circuit protection N protected with ground-fault protection with box terminal without auxiliary release without auxiliary/alarm switch with Safety Label for USA | - | 0 | 0
3VL3725-1UN46-0AA0 |  | 3VL3725-1UN46-0AA0 | 1 | UN | 1 | 5 | B | D | EAR99 | N | 85362090 | 1 | 4011209886681 | 3.361 | KG | 3619 | 3619 | LP20 | LP20 | circuit breaker VL250N standard breaking capacity Icu=55kA, 415V AC 4-pole, line protection Electronic Trip Unit LCD ETU42, LSIG In=250A, rated current IR=100...250A, overload protection, ISD=1.5 to 10xIR, II=11xIN short-circuit protection N protected with ground-fault protection without auxiliary release without auxiliary/alarm switch | - | 0 | 0
3VL3725-1UN46-0AA0-Z | U01 | 3VL3725-1UN46-0AA0-ZU01 | 1 | UN | 1 | 5 | B | D | EAR99 | N | 85362090 | 1 |  | 3.3 | KG | 3667.4 | 3667.4 | LP20 | LP20 | circuit breaker VL250N standard breaking capacity Icu=55kA, 415V AC 4-pole, line protection Electronic Trip Unit LCD ETU42, LSIG In=250A, rated current IR=100...250A, overload protection, ISD=1.5 to 10xIR, II=11xIN short-circuit protection N protected with ground-fault protection without auxiliary release without auxiliary/alarm switch with Safety Label for USA | - | 0 | 0
3VL3725-1UP33-0AA0 |  | 3VL3725-1UP33-0AA0 | 1 | UN | 1 | 5 | B | D | EAR99 | N | 85362090 | 1 | 4011209885691 | 2.725 | KG | 2882 | 2882 | LP20 | LP20 | circuit breaker VL250N standard breaking capacity Icu=55kA, 415V AC 3-pole, motor/generator prot. Electronic Trip Unit LCD ETU40M, LI In=250A, rated current IR=100...250A, overload protection, II=1.25 to 11xIN, short-circuit protection with box terminal without auxiliary release without auxiliary/alarm switch | - | 0 | 0
3VL3725-1UP33-0AA0-Z | U01 | 3VL3725-1UP33-0AA0-ZU01 | 1 | UN | 1 | 5 | B | D | EAR99 | N | 85362090 | 1 |  | 2.5 | KG | 2930.4 | 2930.4 | LP20 | LP20 | circuit breaker VL250N standard breaking capacity Icu=55kA, 415V AC 3-pole, motor/generator prot. Electronic Trip Unit LCD ETU40M, LI In=250A, rated current IR=100...250A, overload protection, II=1.25 to 11xIN, short-circuit protection with box terminal without auxiliary release without auxiliary/alarm switch with Safety Label for USA | - | 0 | 0
3VL3725-1UP36-0AA0 |  | 3VL3725-1UP36-0AA0 | 1 | UN | 1 | 5 | B | D | EAR99 | N | 85362090 | 1 | 4011209885721 | 2.585 | KG | 2871 | 2871 | LP20 | LP20 | circuit breaker VL250N standard breaking capacity Icu=55kA, 415V AC 3-pole, motor/generator prot. Electronic Trip Unit LCD ETU40M, LI In=250A, rated current IR=100...250A, overload protection, II=1.25 to 11xIN, short-circuit protection without auxiliary release without auxiliary/alarm switch | - | 0 | 0
3VL3725-1UP36-0AA0-Z | U01 | 3VL3725-1UP36-0AA0-ZU01 | 1 | UN | 1 | 5 | B | D | EAR99 | N | 85362090 | 1 |  | 2.5 | KG | 2919.4 | 2919.4 | LP20 | LP20 | circuit breaker VL250N standard breaking capacity Icu=55kA, 415V AC 3-pole, motor/generator prot. Electronic Trip Unit LCD ETU40M, LI In=250A, rated current IR=100...250A, overload protection, II=1.25 to 11xIN, short-circuit protection without auxiliary release without auxiliary/alarm switch with Safety Label for USA | - | 0 | 0
3VL3725-2AA36-0AA0 |  | 3VL3725-2AA36-0AA0 | 1 | UN | 1 | 5 | B | D | N | N | 85362090 | 1 | 4011209652101 | 1.853 | KG | 701.8 | 701.8 | LP20 | LP20 | circuit breaker VL250H without Electronic Trip Unit high breaking capacity Icu=70kA/415V AC, 3-pole In=< 250A, rated current without auxiliary release with screw terminal connections for switching unit and Electronic Trip Unit | - | 0 | 0
3VL3725-2AA46-0AA0 |  | 3VL3725-2AA46-0AA0 | 1 | UN | 1 | 5 | B | D | N | N | 85362090 | 1 | 4011209652118 | 2.493 | KG | 909.7 | 909.7 | LP20 | LP20 | circuit breaker VL250H without Electronic Trip Unit high breaking capacity Icu=70kA/415V AC, 4-pole In=< 250A, rated current without auxiliary release with screw terminal connections for switching unit and Electronic Trip Unit | - | 0 | 0
3VL3725-2CH33-0AA0-Z | U01 | 3VL3725-2CH33-0AA0-ZU01 | 1 | UN | 1 | 30 | D | D | EAR99 | N | 85362090 | 1 |  | 2.5 | KG | 4921.4 | 4921.4 | LP20 | LP20 | circuit breaker VL250H high breaking capacity Icu=70kA, 415V AC 3-pole, line protection Electronic Trip Unit LCD ETU40, LI/LS/LSI In=250A, rated current IR=100...250A, overload protection, ISD=1.5 to 10xIR, II=11xIN short-circuit protection without auxiliary release with box terminal without auxiliary/alarm switch with Safety Label for USA | - | 0 | 0
3VL3725-2CH36-0AA0-Z | U01 | 3VL3725-2CH36-0AA0-ZU01 | 1 | UN | 1 | 30 | D | D | EAR99 | N | 85362090 | 1 |  | 2.5 | KG | 4888.4 | 4888.4 | LP20 | LP20 | circuit breaker VL250H high breaking capacity Icu=70kA, 415V AC 3-pole, line protection Electronic Trip Unit LCD ETU40, LI/LS/LSI In=250A, rated current IR=100...250A, overload protection, ISD=1.5 to 10xIR, II=11xIN short-circuit protection without auxiliary release without auxiliary/alarm switch with Safety Label for USA | - | 0 | 0
3VL3725-2CH36-0AD1 |  | 3VL3725-2CH36-0AD1 | 1 | UN | 1 | 30 | D | D | EAR99 | N | 85362090 | 1 | 4011209755666 | 2.5 | KG | 4936.25 | 4936.25 | LP20 | LP20 | circuit breaker VL250H high breaking capacity Icu=70kA, 415V AC 3-pole, line protection Electronic Trip Unit LCD ETU40, LI/LS/LSI In=250A, rated current IR=100...250A, overload protection, ISD=1.5 to 10xIR, II=11xIN short-circuit protection without auxiliary release Auxiliary/alarm switch mounting kit 2 AUX (1 NO+1 NC)+1 AS (1 NO) | - | 0 | 0
3VL3725-2CJ43-0AA0-Z | U01 | 3VL3725-2CJ43-0AA0-ZU01 | 1 | UN | 1 | 30 | D | D | EAR99 | N | 85362090 | 1 |  | 3.3 | KG | 6197.4 | 6197.4 | LP20 | LP20 | circuit breaker VL250H high breaking capacity Icu=70kA, 415V AC 4-pole, line protection Electronic Trip Unit LCD ETU40, LI/LS/LSI In=250A, rated current IR=100...250A, overload protection, ISD=1.5 to 10xIR, II=11xIN short-circuit protection N protected without auxiliary release with box terminal without auxiliary/alarm switch with Safety Label for USA | - | 0 | 0
3VL3725-2CJ46-0AA0-Z | U01 | 3VL3725-2CJ46-0AA0-ZU01 | 1 | UN | 1 | 30 | D | D | EAR99 | N | 85362090 | 1 |  | 3.3 | KG | 6175.4 | 6175.4 | LP20 | LP20 | circuit breaker VL250H high breaking capacity Icu=70kA, 415V AC 4-pole, line protection Electronic Trip Unit LCD ETU40, LI/LS/LSI In=250A, rated current IR=100...250A, overload protection, ISD=1.5 to 10xIR, II=11xIN short-circuit protection N protected without auxiliary release without auxiliary/alarm switch with Safety Label for USA | - | 0 | 0
3VL3725-2CL33-0AA0-Z | U01 | 3VL3725-2CL33-0AA0-ZU01 | 1 | UN | 1 | 30 | D | D | EAR99 | N | 85362090 | 1 |  | 2.5 | KG | 5460.4 | 5460.4 | LP20 | LP20 | circuit breaker VL250H high breaking capacity Icu=70kA, 415V AC 3-pole, line protection Electronic Trip Unit LCD ETU42, LSIG 3 phases/3 lines In=250A, rated current IR=100...250A, overload protection, ISD=1.5 to 10xIR, II=11xIN short-circuit protection without auxiliary release with box terminal without auxiliary/alarm switch with Safety Label for USA | - | 0 | 0
3VL3725-2CL36-0AA0 |  | 3VL3725-2CL36-0AA0 | 1 | UN | 1 | 30 | D | D | EAR99 | N | 85362090 | 1 | 4011209484542 | 2.5 | KG | 5368 | 5368 | LP20 | LP20 | circuit breaker VL250H high breaking capacity Icu=70kA, 415V AC 3-pole, line protection Electronic Trip Unit LCD ETU42, LSIG 3 phases/3 lines In=250A, rated current IR=100...250A, overload protection, ISD=1.5 to 10xIR, II=11xIN short-circuit protection without auxiliary release without auxiliary/alarm switch | - | 0 | 0
3VL3725-2CL36-0AA0-Z | U01 | 3VL3725-2CL36-0AA0-ZU01 | 1 | UN | 1 | 30 | D | D | EAR99 | N | 85362090 | 1 |  | 2.5 | KG | 5416.4 | 5416.4 | LP20 | LP20 | circuit breaker VL250H high breaking capacity Icu=70kA, 415V AC 3-pole, line protection Electronic Trip Unit LCD ETU42, LSIG 3 phases/3 lines In=250A, rated current IR=100...250A, overload protection, ISD=1.5 to 10xIR, II=11xIN short-circuit protection without auxiliary release without auxiliary/alarm switch with Safety Label for USA | - | 0 | 0
3VL3725-2CM33-0AA0-Z | U01 | 3VL3725-2CM33-0AA0-ZU01 | 1 | UN | 1 | 30 | D | D | EAR99 | N | 85362090 | 1 |  | 2.5 | KG | 5460.4 | 5460.4 | LP20 | LP20 | circuit breaker VL250H high breaking capacity Icu=70kA, 415V AC 3-pole, line protection Electronic Trip Unit LCD ETU42, LSIG 3 phases/4 lines with connecting cable In=250A, rated current IR=100...250A, overload protection, ISD=1.5 to 10xIR, II=11xIN short-circuit protection without auxiliary release with box terminal without auxiliary/alarm switch with Safety Label for USA | - | 0 | 0
3VL3725-2CM36-0AA0-Z | U01 | 3VL3725-2CM36-0AA0-ZU01 | 1 | UN | 1 | 30 | D | D | EAR99 | N | 85362090 | 1 |  | 2.5 | KG | 5416.4 | 5416.4 | LP20 | LP20 | circuit breaker VL250H high breaking capacity Icu=70kA, 415V AC 3-pole, line protection Electronic Trip Unit LCD ETU42, LSIG 3 phases/4 lines with connecting cable In=250A, rated current IR=100...250A, overload protection, ISD=1.5 to 10xIR, II=11xIN short-circuit protection without auxiliary release without auxiliary/alarm switch with Safety Label for USA | - | 0 | 0
3VL3725-2CN43-0AA0-Z | U01 | 3VL3725-2CN43-0AA0-ZU01 | 1 | UN | 1 | 30 | D | D | EAR99 | N | 85362090 | 1 |  | 3.3 | KG | 6197.4 | 6197.4 | LP20 | LP20 | circuit breaker VL250H high breaking capacity Icu=70kA, 415V AC 4-pole, line protection Electronic Trip Unit LCD ETU42, LSIG In=250A, rated current IR=100...250A, overload protection, ISD=1.5 to 10xIR, II=11xIN short-circuit protection N protected with ground-fault protection without auxiliary release with box terminal without auxiliary/alarm switch with Safety Label for USA | - | 0 | 0
3VL3725-2CN46-0AA0 |  | 3VL3725-2CN46-0AA0 | 1 | UN | 1 | 30 | D | D | EAR99 | N | 85362090 | 1 | 4011209484566 | 3.3 | KG | 6127 | 6127 | LP20 | LP20 | circuit breaker VL250H high breaking capacity Icu=70kA, 415V AC 4-pole, line protection Electronic Trip Unit LCD ETU42, LSIG In=250A, rated current IR=100...250A, overload protection, ISD=1.5 to 10xIR, II=11xIN short-circuit protection N protected with ground-fault protection without auxiliary release without auxiliary/alarm switch | - | 0 | 0
3VL3725-2CN46-0AA0-Z | U01 | 3VL3725-2CN46-0AA0-ZU01 | 1 | UN | 1 | 30 | D | D | EAR99 | N | 85362090 | 1 |  | 3.3 | KG | 6175.4 | 6175.4 | LP20 | LP20 | circuit breaker VL250H high breaking capacity Icu=70kA, 415V AC 4-pole, line protection Electronic Trip Unit LCD ETU42, LSIG In=250A, rated current IR=100...250A, overload protection, ISD=1.5 to 10xIR, II=11xIN short-circuit protection N protected with ground-fault protection without auxiliary release without auxiliary/alarm switch with Safety Label for USA | - | 0 | 0
3VL3725-2CN46-0AD1 |  | 3VL3725-2CN46-0AD1 | 1 | UN | 1 | 30 | D | D | EAR99 | N | 85362090 | 1 | 4011209755673 | 3.657 | KG | 6223.25 | 6223.25 | LP20 | LP20 | circuit breaker VL250H high breaking capacity Icu=70kA, 415V AC 4-pole, line protection Electronic Trip Unit LCD ETU42, LSIG In=250A, rated current IR=100...250A, overload protection, ISD=1.5 to 10xIR, II=11xIN short-circuit protection N protected with ground-fault protection without auxiliary release Auxiliary/alarm switch mounting kit 2 AUX (1 NO+1 NC)+1 AS (1 NO) | - | 0 | 0
3VL3725-2CN46-8TB1 |  | 3VL3725-2CN46-8TB1 | 1 | UN | 1 | 30 | D | D | EAR99 | N | 85362090 | 1 | 4011209755680 | 3.3 | KG | 6347.88 | 6347.88 | LP20 | LP20 | circuit breaker VL250H high breaking capacity Icu=70kA, 415V AC 4-pole, line protection Electronic Trip Unit LCD ETU42, LSIG In=250A, rated current IR=100...250A, overload protection, ISD=1.5 to 10xIR, II=11xIN short-circuit protection N protected with ground-fault protection Shunt release 208...277 V AC Auxiliary switch mounting kit 2 AUX (1 NO + 1 NC) | - | 0 | 0
3VL3725-2CP33-0AA0-Z | U01 | 3VL3725-2CP33-0AA0-ZU01 | 1 | UN | 1 | 30 | D | D | EAR99 | N | 85362090 | 1 |  | 2.5 | KG | 4921.4 | 4921.4 | LP20 | LP20 | circuit breaker VL250H high breaking capacity Icu=70kA, 415V AC 3-pole, motor/generator prot. Electronic Trip Unit LCD ETU40M, LI In=250A, rated current IR=100...250A, overload protection, II=1.25 to 11xIN, short-circuit protection without auxiliary release with box terminal without auxiliary/alarm switch with Safety Label for USA | - | 0 | 0
3VL3725-2CP36-0AA0-Z | U01 | 3VL3725-2CP36-0AA0-ZU01 | 1 | UN | 1 | 30 | D | D | EAR99 | N | 85362090 | 1 |  | 2.5 | KG | 4888.4 | 4888.4 | LP20 | LP20 | circuit breaker VL250H high breaking capacity Icu=70kA, 415V AC 3-pole, motor/generator prot. Electronic Trip Unit LCD ETU40M, LI In=250A, rated current IR=100...250A, overload protection, II=1.25 to 11xIN, short-circuit protection without auxiliary release without auxiliary/alarm switch with Safety Label for USA | - | 0 | 0
3VL3725-2CP36-0AD1 |  | 3VL3725-2CP36-0AD1 | 1 | UN | 1 | 30 | D | D | EAR99 | N | 85362090 | 1 | 4011209755697 | 2.5 | KG | 4936.25 | 4936.25 | LP20 | LP20 | circuit breaker VL250H high breaking capacity Icu=70kA, 415V AC 3-pole, motor/generator prot. Electronic Trip Unit LCD ETU40M, LI In=250A, rated current IR=100...250A, overload protection, II=1.25 to 11xIN, short-circuit protection without auxiliary release Auxiliary/alarm switch mounting kit 2 AUX (1 NO+1 NC)+1 AS (1 NO) | - | 0 | 0
3VL3725-2DC33-0AA0 |  | 3VL3725-2DC33-0AA0 | 1 | UN | 1 | 5 | B | D | EAR99 | N | 85362090 | 1 | 4011209783546 | 2.78 | KG | 1496 | 1376.3 | LP20 | LP20 | circuit breaker VL250H high breaking capacity Icu=70kA, 415V AC 3-pole, line protection Electronic Trip Unit TM, LI In=250A, rated current IR=200...250A, overload protection, II=1200...2500A, short-circuit protection with box terminal without auxiliary release without auxiliary/alarm switch | - | 0 | 0
3VL3725-2DC33-0AA0-Z | U01 | 3VL3725-2DC33-0AA0-ZU01 | 1 | UN | 1 | 5 | B | D | EAR99 | N | 85362090 | 1 |  | 2.3 | KG | 1544.4 | 1544.4 | LP20 | LP20 | circuit breaker VL250H high breaking capacity Icu=70kA, 415V AC 3-pole, line protection Electronic Trip Unit TM, LI In=250A, rated current IR=200...250A, overload protection, II=1200...2500A, short-circuit protection with box terminal without auxiliary release without auxiliary/alarm switch with Safety Label for USA | - | 0 | 0
3VL3725-2DC33-0AB1-Z | U01 | 3VL3725-2DC33-0AB1-ZU01 | 1 | UN | 1 | 5 | B | D | EAR99 | N | 85362090 | 1 |  | 2.3 | KG | 1620.08 | 1620.08 | LP20 | LP20 | circuit breaker VL250H high breaking capacity Icu=70kA, 415V AC 3-pole, line protection Electronic Trip Unit TM, LI In=250A, rated current IR=200...250A, overload protection, II=1200...2500A, short-circuit protection with box terminal without auxiliary release Auxiliary switch mounting kit 2 AUX (1 NO + 1 NC) with Safety Label for USA | - | 0 | 0
3VL3725-2DC36-0AA0 |  | 3VL3725-2DC36-0AA0 | 1 | UN | 1 | 5 | B | D | EAR99 | N | 85362090 | 1 | 4011209484580 | 2.581 | KG | 1485 | 1376.3 | LP20 | LP20 | circuit breaker VL250H high breaking capacity Icu=70kA, 415V AC 3-pole, line protection Electronic Trip Unit TM, LI In=250A, rated current IR=200...250A, overload protection, II=1200...2500A, short-circuit protection without auxiliary release without auxiliary/alarm switch | - | 0 | 0
3VL3725-2DC36-0AA0-Z | U01 | 3VL3725-2DC36-0AA0-ZU01 | 1 | UN | 1 | 5 | B | D | EAR99 | N | 85362090 | 1 |  | 2.3 | KG | 1533.4 | 1533.4 | LP20 | LP20 | circuit breaker VL250H high breaking capacity Icu=70kA, 415V AC 3-pole, line protection Electronic Trip Unit TM, LI In=250A, rated current IR=200...250A, overload protection, II=1200...2500A, short-circuit protection without auxiliary release without auxiliary/alarm switch with Safety Label for USA | - | 0 | 0
3VL3725-2DC36-0AB1 |  | 3VL3725-2DC36-0AB1 | 1 | UN | 1 | 5 | B | D | EAR99 | N | 85362090 | 1 | 4011209755703 | 2.575 | KG | 1560.68 | 1560.68 | LP20 | LP20 | circuit breaker VL250H high breaking capacity Icu=70kA, 415V AC 3-pole, line protection Electronic Trip Unit TM, LI In=250A, rated current IR=200...250A, overload protection, II=1200...2500A, short-circuit protection without auxiliary release Auxiliary switch mounting kit 2 AUX (1 NO + 1 NC) | - | 0 | 0
3VL3725-2DC36-0AB1-Z | U01 | 3VL3725-2DC36-0AB1-ZU01 | 1 | UN | 1 | 5 | B | D | EAR99 | N | 85362090 | 1 |  | 2.3 | KG | 1609.08 | 1609.08 | LP20 | LP20 | circuit breaker VL250H high breaking capacity Icu=70kA, 415V AC 3-pole, line protection Electronic Trip Unit TM, LI In=250A, rated current IR=200...250A, overload protection, II=1200...2500A, short-circuit protection without auxiliary release Auxiliary switch mounting kit 2 AUX (1 NO + 1 NC) with Safety Label for USA | - | 0 | 0
3VL3725-2DC36-0AD1 |  | 3VL3725-2DC36-0AD1 | 1 | UN | 1 | 5 | B | D | EAR99 | N | 85362090 | 1 | 4011209755710 | 2.52 | KG | 1581.25 | 1581.25 | LP20 | LP20 | circuit breaker VL250H high breaking capacity Icu=70kA, 415V AC 3-pole, line protection Electronic Trip Unit TM, LI In=250A, rated current IR=200...250A, overload protection, II=1200...2500A, short-circuit protection without auxiliary release Auxiliary/alarm switch mounting kit 2 AUX (1 NO+1 NC)+1 AS (1 NO) | - | 0 | 0
3VL3725-2DC36-2DA0-Z | U01 | 3VL3725-2DC36-2DA0-ZU01 | 1 | UN | 1 | 5 | B | D | EAR99 | N | 85362090 | 1 |  | 2.3 | KG | 1724.8 | 1724.8 | LP20 | LP20 | circuit breaker VL250H high breaking capacity Icu=70kA, 415V AC 3-pole, line protection Electronic Trip Unit TM, LI In=250A, rated current IR=200...250A, overload protection, II=1200...2500A, short-circuit protection Undervoltage release 24 V AC without auxiliary/alarm switch with Safety Label for USA | - | 0 | 0
3VL3725-2DC36-8KD1 |  | 3VL3725-2DC36-8KD1 | 1 | UN | 1 | 5 | B | D | EAR99 | N | 85362090 | 1 | 4011209755727 | 2.64 | KG | 1726.45 | 1726.45 | LP20 | LP20 | circuit breaker VL250H high breaking capacity Icu=70kA, 415V AC 3-pole, line protection Electronic Trip Unit TM, LI In=250A, rated current IR=200...250A, overload protection, II=1200...2500A, short-circuit protection Shunt release 110...127 V DC Auxiliary/alarm switch mounting kit 2 AUX (1 NO+1 NC)+1 AS (1 NO) | - | 0 | 0
3VL3725-2DC36-8TB1 |  | 3VL3725-2DC36-8TB1 | 1 | UN | 1 | 5 | B | D | EAR99 | N | 85362090 | 1 | 4011209755734 | 2.75 | KG | 1705.88 | 1705.88 | LP20 | LP20 | circuit breaker VL250H high breaking capacity Icu=70kA, 415V AC 3-pole, line protection Electronic Trip Unit TM, LI In=250A, rated current IR=200...250A, overload protection, II=1200...2500A, short-circuit protection Shunt release 208...277 V AC Auxiliary switch mounting kit 2 AUX (1 NO + 1 NC) | - | 0 | 0
3VL3725-2DC36-8TD1 |  | 3VL3725-2DC36-8TD1 | 1 | UN | 1 | 5 | B | D | EAR99 | N | 85362090 | 1 | 4011209755741 | 2.709 | KG | 1726.45 | 1726.45 | LP20 | LP20 | circuit breaker VL250H high breaking capacity Icu=70kA, 415V AC 3-pole, line protection Electronic Trip Unit TM, LI In=250A, rated current IR=200...250A, overload protection, II=1200...2500A, short-circuit protection Shunt release 208...277 V AC Auxiliary/alarm switch mounting kit 2 AUX (1 NO+1 NC)+1 AS (1 NO) | - | 0 | 0
3VL3725-2DE33-0AA0 |  | 3VL3725-2DE33-0AA0 | 1 | UN | 1 | 5 | B | D | EAR99 | N | 85362090 | 1 | 4011209778313 | 2.725 | KG | 1080.2 | 986.9 | LP20 | LP20 | circuit breaker VL250H high breaking capacity Icu=70kA, 415V AC 3-pole, non-auto. air circ. br. Electronic Trip Unit magnetic In=250A, rated current II=3500A, short-circuit protection with box terminal without auxiliary release without auxiliary/alarm switch | - | 0 | 0
3VL3725-2DE33-0AA0-Z | U01 | 3VL3725-2DE33-0AA0-ZU01 | 1 | UN | 1 | 5 | B | D | EAR99 | N | 85362090 | 1 |  | 2.3 | KG | 1128.6 | 1128.6 | LP20 | LP20 | circuit breaker VL250H high breaking capacity Icu=70kA, 415V AC 3-pole, non-auto. air circ. br. Electronic Trip Unit magnetic In=250A, rated current II=3500A, short-circuit protection with box terminal without auxiliary release without auxiliary/alarm switch with Safety Label for USA | - | 0 | 0
3VL3725-2DE36-0AA0 |  | 3VL3725-2DE36-0AA0 | 1 | UN | 1 | 5 | B | D | EAR99 | N | 85362090 | 1 | 4011209474123 | 2.657 | KG | 1061.5 | 986.9 | LP20 | LP20 | circuit breaker VL250H high breaking capacity Icu=70kA, 415V AC 3-pole, non-auto. air circ. br. Electronic Trip Unit magnetic In=250A, rated current II=3500A, short-circuit protection without auxiliary release without auxiliary/alarm switch | - | 0 | 0
3VL3725-2DE36-0AA0-Z | U01 | 3VL3725-2DE36-0AA0-ZU01 | 1 | UN | 1 | 5 | B | D | EAR99 | N | 85362090 | 1 |  | 2.3 | KG | 1109.9 | 1109.9 | LP20 | LP20 | circuit breaker VL250H high breaking capacity Icu=70kA, 415V AC 3-pole, non-auto. air circ. br. Electronic Trip Unit magnetic In=250A, rated current II=3500A, short-circuit protection without auxiliary release without auxiliary/alarm switch with Safety Label for USA | - | 0 | 0
3VL3725-2DE36-2DA0-Z | U01 | 3VL3725-2DE36-2DA0-ZU01 | 1 | UN | 1 | 5 | B | D | EAR99 | N | 85362090 | 1 |  | 2.3 | KG | 1301.3 | 1301.3 | LP20 | LP20 | circuit breaker VL250H high breaking capacity Icu=70kA, 415V AC 3-pole, non-auto. air circ. br. Electronic Trip Unit magnetic In=250A, rated current II=3500A, short-circuit protection Undervoltage release 24 V AC without auxiliary/alarm switch with Safety Label for USA | - | 0 | 0
3VL3725-2DK33-0AA0 |  | 3VL3725-2DK33-0AA0 | 1 | UN | 1 | 5 | B | D | EAR99 | N | 85362090 | 1 | 4011209783430 | 2.725 | KG | 1375 | 1259.4 | LP20 | LP20 | circuit breaker VL250H high breaking capacity Icu=70kA, 415V AC 3-pole, starter combination Electronic Trip Unit magnetic In=250A, rated current II=1750...3500A, short-circuit protection with box terminal without auxiliary release without auxiliary/alarm switch | - | 0 | 0
3VL3725-2DK33-0AA0-Z | U01 | 3VL3725-2DK33-0AA0-ZU01 | 1 | UN | 1 | 5 | B | D | EAR99 | N | 85362090 | 1 |  | 2.3 | KG | 1423.4 | 1423.4 | LP20 | LP20 | circuit breaker VL250H high breaking capacity Icu=70kA, 415V AC 3-pole, starter combination Electronic Trip Unit magnetic In=250A, rated current II=1750...3500A, short-circuit protection with box terminal without auxiliary release without auxiliary/alarm switch with Safety Label for USA | - | 0 | 0
3VL3725-2DK33-0AB1-Z | U01 | 3VL3725-2DK33-0AB1-ZU01 | 1 | UN | 1 | 5 | B | D | EAR99 | N | 85362090 | 1 |  | 2.3 | KG | 1499.08 | 1499.08 | LP20 | LP20 | circuit breaker VL250H high breaking capacity Icu=70kA, 415V AC 3-pole, starter combination Electronic Trip Unit magnetic In=250A, rated current II=1750...3500A, short-circuit protection with box terminal without auxiliary release Auxiliary switch mounting kit 2 AUX (1 NO + 1 NC) with Safety Label for USA | - | 0 | 0
3VL3725-2DK36-0AA0 |  | 3VL3725-2DK36-0AA0 | 1 | UN | 1 | 5 | B | D | EAR99 | N | 85362090 | 1 | 4011209484597 | 2.558 | KG | 1353 | 1259.4 | LP20 | LP20 | circuit breaker VL250H high breaking capacity Icu=70kA, 415V AC 3-pole, starter combination Electronic Trip Unit magnetic In=250A, rated current II=1750...3500A, short-circuit protection without auxiliary release without auxiliary/alarm switch | - | 0 | 0
3VL3725-2DK36-0AA0-Z | U01 | 3VL3725-2DK36-0AA0-ZU01 | 1 | UN | 1 | 5 | B | D | EAR99 | N | 85362090 | 1 |  | 2.3 | KG | 1401.4 | 1401.4 | LP20 | LP20 | circuit breaker VL250H high breaking capacity Icu=70kA, 415V AC 3-pole, starter combination Electronic Trip Unit magnetic In=250A, rated current II=1750...3500A, short-circuit protection without auxiliary release without auxiliary/alarm switch with Safety Label for USA | - | 0 | 0
3VL3725-2DK36-0AB1 |  | 3VL3725-2DK36-0AB1 | 1 | UN | 1 | 5 | B | D | EAR99 | N | 85362090 | 1 | 4011209755758 | 2.54 | KG | 1428.68 | 1428.68 | LP20 | LP20 | circuit breaker VL250H high breaking capacity Icu=70kA, 415V AC 3-pole, starter combination Electronic Trip Unit magnetic In=250A, rated current II=1750...3500A, short-circuit protection without auxiliary release Auxiliary switch mounting kit 2 AUX (1 NO + 1 NC) | - | 0 | 0
3VL3725-2DK36-0AB1-Z | U01 | 3VL3725-2DK36-0AB1-ZU01 | 1 | UN | 1 | 5 | B | D | EAR99 | N | 85362090 | 1 |  | 2.3 | KG | 1477.08 | 1477.08 | LP20 | LP20 | circuit breaker VL250H high breaking capacity Icu=70kA, 415V AC 3-pole, starter combination Electronic Trip Unit magnetic In=250A, rated current II=1750...3500A, short-circuit protection without auxiliary release Auxiliary switch mounting kit 2 AUX (1 NO + 1 NC) with Safety Label for USA | - | 0 | 0
3VL3725-2DK36-0AD1 |  | 3VL3725-2DK36-0AD1 | 1 | UN | 1 | 5 | B | D | EAR99 | N | 85362090 | 1 | 4011209755765 | 2.559 | KG | 1449.25 | 1449.25 | LP20 | LP20 | circuit breaker VL250H high breaking capacity Icu=70kA, 415V AC 3-pole, starter combination Electronic Trip Unit magnetic In=250A, rated current II=1750...3500A, short-circuit protection without auxiliary release Auxiliary/alarm switch mounting kit 2 AUX (1 NO+1 NC)+1 AS (1 NO) | - | 0 | 0
3VL3725-2DK36-0AD1-Z | U01 | 3VL3725-2DK36-0AD1-ZU01 | 1 | UN | 1 | 5 | B | D | EAR99 | N | 85362090 | 1 |  | 2.3 | KG | 1497.65 | 1497.65 | LP20 | LP20 | circuit breaker VL250H high breaking capacity Icu=70kA, 415V AC 3-pole, starter combination Electronic Trip Unit magnetic In=250A, rated current II=1750...3500A, short-circuit protection without auxiliary release Auxiliary/alarm switch mounting kit 2 AUX (1 NO+1 NC)+1 AS (1 NO) with Safety Label for USA | - | 0 | 0
3VL3725-2EC43-0AA0 |  | 3VL3725-2EC43-0AA0 | 1 | UN | 1 | 5 | B | D | EAR99 | N | 85362090 | 1 | 4011209821965 | 3.404 | KG | 2123 | 1924.6 | LP20 | LP20 | circuit breaker VL250H high breaking capacity Icu=70kA, 415V AC 4-pole, line protection Electronic Trip Unit TM, LI In=250A, rated current IR=200...250A, overload protection, II=1200...2500A, short-circuit protection N protected with box terminal without auxiliary release without auxiliary/alarm switch | - | 0 | 0
3VL3725-2EC43-0AA0-Z | U01 | 3VL3725-2EC43-0AA0-ZU01 | 1 | UN | 1 | 5 | B | D | EAR99 | N | 85362090 | 1 |  | 3.2 | KG | 2171.4 | 2171.4 | LP20 | LP20 | circuit breaker VL250H high breaking capacity Icu=70kA, 415V AC 4-pole, line protection Electronic Trip Unit TM, LI In=250A, rated current IR=200...250A, overload protection, II=1200...2500A, short-circuit protection N protected with box terminal without auxiliary release without auxiliary/alarm switch with Safety Label for USA | - | 0 | 0
3VL3725-2EC46-0AA0 |  | 3VL3725-2EC46-0AA0 | 1 | UN | 1 | 5 | B | D | EAR99 | N | 85362090 | 1 | 4011209484603 | 3.404 | KG | 2079 | 1924.6 | LP20 | LP20 | circuit breaker VL250H high breaking capacity Icu=70kA, 415V AC 4-pole, line protection Electronic Trip Unit TM, LI In=250A, rated current IR=200...250A, overload protection, II=1200...2500A, short-circuit protection N protected without auxiliary release without auxiliary/alarm switch | - | 0 | 0
3VL3725-2EC46-0AA0-Z | U01 | 3VL3725-2EC46-0AA0-ZU01 | 1 | UN | 1 | 5 | B | D | EAR99 | N | 85362090 | 1 |  | 3.2 | KG | 2127.4 | 2127.4 | LP20 | LP20 | circuit breaker VL250H high breaking capacity Icu=70kA, 415V AC 4-pole, line protection Electronic Trip Unit TM, LI In=250A, rated current IR=200...250A, overload protection, II=1200...2500A, short-circuit protection N protected without auxiliary release without auxiliary/alarm switch with Safety Label for USA | - | 0 | 0
3VL3725-2EC46-0AB1 |  | 3VL3725-2EC46-0AB1 | 1 | UN | 1 | 5 | B | D | EAR99 | N | 85362090 | 1 | 4011209755772 | 3.408 | KG | 2154.68 | 2154.68 | LP20 | LP20 | circuit breaker VL250H high breaking capacity Icu=70kA, 415V AC 4-pole, line protection Electronic Trip Unit TM, LI In=250A, rated current IR=200...250A, overload protection, II=1200...2500A, short-circuit protection N protected without auxiliary release Auxiliary switch mounting kit 2 AUX (1 NO + 1 NC) | - | 0 | 0
3VL3725-2EC46-0AD1 |  | 3VL3725-2EC46-0AD1 | 1 | UN | 1 | 5 | B | D | EAR99 | N | 85362090 | 1 | 4011209755789 | 3.404 | KG | 2175.25 | 2175.25 | LP20 | LP20 | circuit breaker VL250H high breaking capacity Icu=70kA, 415V AC 4-pole, line protection Electronic Trip Unit TM, LI In=250A, rated current IR=200...250A, overload protection, II=1200...2500A, short-circuit protection N protected without auxiliary release Auxiliary/alarm switch mounting kit 2 AUX (1 NO+1 NC)+1 AS (1 NO) | - | 0 | 0
3VL3725-2EC46-8TA0 |  | 3VL3725-2EC46-8TA0 | 1 | UN | 1 | 5 | B | D | EAR99 | N | 85362090 | 1 | 4011209755796 | 3.461 | KG | 2224.2 | 2224.2 | LP20 | LP20 | circuit breaker VL250H high breaking capacity Icu=70kA, 415V AC 4-pole, line protection Electronic Trip Unit TM, LI In=250A, rated current IR=200...250A, overload protection, II=1200...2500A, short-circuit protection N protected Shunt release 208...277 V AC without auxiliary/alarm switch | - | 0 | 0
3VL3725-2EE43-0AA0 |  | 3VL3725-2EE43-0AA0 | 1 | UN | 1 | 5 | B | D | EAR99 | N | 85362090 | 1 | 4011209949218 | 3.565 | KG | 1353 | 1238.2 | LP20 | LP20 | circuit breaker VL250H high breaking capacity Icu=70kA, 415V AC 4-pole, non-auto. air circ. br. Electronic Trip Unit magnetic In=250A, rated current II=3500A, short-circuit protection with box terminal without auxiliary release without auxiliary/alarm switch | - | 0 | 0
3VL3725-2EE43-0AA0-Z | U01 | 3VL3725-2EE43-0AA0-ZU01 | 1 | UN | 1 | 5 | B | D | EAR99 | N | 85362090 | 1 |  | 3.2 | KG | 1401.4 | 1401.4 | LP20 | LP20 | circuit breaker VL250H high breaking capacity Icu=70kA, 415V AC 4-pole, non-auto. air circ. br. Electronic Trip Unit magnetic In=250A, rated current II=3500A, short-circuit protection with box terminal without auxiliary release without auxiliary/alarm switch with Safety Label for USA | - | 0 | 0
3VL3725-2EE46-0AA0 |  | 3VL3725-2EE46-0AA0 | 1 | UN | 1 | 5 | B | D | EAR99 | N | 85362090 | 1 | 4011209474116 | 3.49 | KG | 1331 | 1238.2 | LP20 | LP20 | circuit breaker VL250H high breaking capacity Icu=70kA, 415V AC 4-pole, non-auto. air circ. br. Electronic Trip Unit magnetic In=250A, rated current II=3500A, short-circuit protection without auxiliary release without auxiliary/alarm switch | - | 0 | 0
3VL3725-2EE46-0AA0-Z | U01 | 3VL3725-2EE46-0AA0-ZU01 | 1 | UN | 1 | 5 | B | D | EAR99 | N | 85362090 | 1 |  | 3.2 | KG | 1379.4 | 1379.4 | LP20 | LP20 | circuit breaker VL250H high breaking capacity Icu=70kA, 415V AC 4-pole, non-auto. air circ. br. Electronic Trip Unit magnetic In=250A, rated current II=3500A, short-circuit protection without auxiliary release without auxiliary/alarm switch with Safety Label for USA | - | 0 | 0
3VL3725-2EJ43-0AA0 |  | 3VL3725-2EJ43-0AA0 | 1 | UN | 1 | 5 | B | D | EAR99 | N | 85362090 | 1 | 4011209840836 | 3.565 | KG | 1969 | 1796.6 | LP20 | LP20 | circuit breaker VL250H high breaking capacity Icu=70kA, 415V AC 4-pole, line protection Electronic Trip Unit TM, LI In=250A, rated current IR=200...250A, overload protection, II=1200...2500A, short-circuit protection N unprotected with box terminal without auxiliary release without auxiliary/alarm switch | - | 0 | 0
3VL3725-2EJ43-0AA0-Z | U01 | 3VL3725-2EJ43-0AA0-ZU01 | 1 | UN | 1 | 5 | B | D | EAR99 | N | 85362090 | 1 |  | 3.2 | KG | 2017.4 | 2017.4 | LP20 | LP20 | circuit breaker VL250H high breaking capacity Icu=70kA, 415V AC 4-pole, line protection Electronic Trip Unit TM, LI In=250A, rated current IR=200...250A, overload protection, II=1200...2500A, short-circuit protection N unprotected with box terminal without auxiliary release without auxiliary/alarm switch with Safety Label for USA | - | 0 | 0
3VL3725-2EJ43-0AB1-Z | U01 | 3VL3725-2EJ43-0AB1-ZU01 | 1 | UN | 1 | 5 | B | D | EAR99 | N | 85362090 | 1 |  | 3.2 | KG | 2093.08 | 2093.08 | LP20 | LP20 | circuit breaker VL250H high breaking capacity Icu=70kA, 415V AC 4-pole, line protection Electronic Trip Unit TM, LI In=250A, rated current IR=200...250A, overload protection, II=1200...2500A, short-circuit protection N unprotected with box terminal without auxiliary release Auxiliary switch mounting kit 2 AUX (1 NO + 1 NC) with Safety Label for USA | - | 0 | 0
3VL3725-2EJ46-0AA0 |  | 3VL3725-2EJ46-0AA0 | 1 | UN | 1 | 5 | B | D | EAR99 | N | 85362090 | 1 | 4011209484610 | 3.42 | KG | 1958 | 1796.6 | LP20 | LP20 | circuit breaker VL250H high breaking capacity Icu=70kA, 415V AC 4-pole, line protection Electronic Trip Unit TM, LI In=250A, rated current IR=200...250A, overload protection, II=1200...2500A, short-circuit protection N unprotected without auxiliary release without auxiliary/alarm switch | - | 0 | 0
3VL3725-2EJ46-0AA0-Z | U01 | 3VL3725-2EJ46-0AA0-ZU01 | 1 | UN | 1 | 5 | B | D | EAR99 | N | 85362090 | 1 |  | 3.2 | KG | 2006.4 | 2006.4 | LP20 | LP20 | circuit breaker VL250H high breaking capacity Icu=70kA, 415V AC 4-pole, line protection Electronic Trip Unit TM, LI In=250A, rated current IR=200...250A, overload protection, II=1200...2500A, short-circuit protection N unprotected without auxiliary release without auxiliary/alarm switch with Safety Label for USA | - | 0 | 0
3VL3725-2EJ46-0AB1 |  | 3VL3725-2EJ46-0AB1 | 1 | UN | 1 | 5 | B | D | EAR99 | N | 85362090 | 1 | 4011209755802 | 3.386 | KG | 2033.68 | 2033.68 | LP20 | LP20 | circuit breaker VL250H high breaking capacity Icu=70kA, 415V AC 4-pole, line protection Electronic Trip Unit TM, LI In=250A, rated current IR=200...250A, overload protection, II=1200...2500A, short-circuit protection N unprotected without auxiliary release Auxiliary switch mounting kit 2 AUX (1 NO + 1 NC) | - | 0 | 0
3VL3725-2EJ46-0AB1-Z | U01 | 3VL3725-2EJ46-0AB1-ZU01 | 1 | UN | 1 | 5 | B | D | EAR99 | N | 85362090 | 1 |  | 3.2 | KG | 2082.08 | 2082.08 | LP20 | LP20 | circuit breaker VL250H high breaking capacity Icu=70kA, 415V AC 4-pole, line protection Electronic Trip Unit TM, LI In=250A, rated current IR=200...250A, overload protection, II=1200...2500A, short-circuit protection N unprotected without auxiliary release Auxiliary switch mounting kit 2 AUX (1 NO + 1 NC) with Safety Label for USA | - | 0 | 0
3VL3725-2EJ46-0AD1 |  | 3VL3725-2EJ46-0AD1 | 1 | UN | 1 | 5 | B | D | EAR99 | N | 85362090 | 1 | 4011209755819 | 3.425 | KG | 2054.25 | 2054.25 | LP20 | LP20 | circuit breaker VL250H high breaking capacity Icu=70kA, 415V AC 4-pole, line protection Electronic Trip Unit TM, LI In=250A, rated current IR=200...250A, overload protection, II=1200...2500A, short-circuit protection N unprotected without auxiliary release Auxiliary/alarm switch mounting kit 2 AUX (1 NO+1 NC)+1 AS (1 NO) | - | 0 | 0
3VL3725-2EJ46-8TD1 |  | 3VL3725-2EJ46-8TD1 | 1 | UN | 1 | 5 | B | D | EAR99 | N | 85362090 | 1 | 4011209755826 | 3.455 | KG | 2199.45 | 2199.45 | LP20 | LP20 | circuit breaker VL250H high breaking capacity Icu=70kA, 415V AC 4-pole, line protection Electronic Trip Unit TM, LI In=250A, rated current IR=200...250A, overload protection, II=1200...2500A, short-circuit protection N unprotected Shunt release 208...277 V AC Auxiliary/alarm switch mounting kit 2 AUX (1 NO+1 NC)+1 AS (1 NO) | - | 0 | 0
3VL3725-2EM43-0AA0 |  | 3VL3725-2EM43-0AA0 | 1 | UN | 1 | 5 | B | D | EAR99 | N | 85362090 | 1 | 4011209783447 | 3.453 | KG | 2123 | 1924.6 | LP20 | LP20 | circuit breaker VL250H high breaking capacity Icu=70kA, 415V AC 4-pole, line protection trip unit, TM, LI In=250A, rated current IR=200...250A, overload prot. II=1250...2500A, short-circuit protection N protected (100%) with box terminal without auxiliary release without auxiliary/alarm switch | - | 0 | 0
3VL3725-2EM43-0AA0-Z | U01 | 3VL3725-2EM43-0AA0-ZU01 | 1 | UN | 1 | 5 | B | D | EAR99 | N | 85362090 | 1 |  | 3.2 | KG | 2171.4 | 2171.4 | LP20 | LP20 | circuit breaker VL250H high breaking capacity Icu=70kA, 415V AC 4-pole, line protection trip unit, TM, LI In=250A, rated current IR=200...250A, overload prot. II=1250...2500A, short-circuit protection N protected (100%) with box terminal without auxiliary release without auxiliary/alarm switch with Safety Label for USA | - | 0 | 0
3VL3725-2EM46-0AA0 |  | 3VL3725-2EM46-0AA0 | 1 | UN | 1 | 5 | B | D | EAR99 | N | 85362090 | 1 | 4011209727120 | 3.384 | KG | 2079 | 1924.6 | LP20 | LP20 | circuit breaker VL250H high breaking capacity Icu=70kA, 415V AC 4-pole, line protection trip unit, TM, LI In=250A, rated current IR=200...250A, overload prot. II=1250...2500A, short-circuit protection N protected (100%) without auxiliary release without auxiliary/alarm switch | - | 0 | 0
3VL3725-2EM46-0AA0-Z | U01 | 3VL3725-2EM46-0AA0-ZU01 | 1 | UN | 1 | 5 | B | D | EAR99 | N | 85362090 | 1 |  | 3.2 | KG | 2127.4 | 2127.4 | LP20 | LP20 | circuit breaker VL250H high breaking capacity Icu=70kA, 415V AC 4-pole, line protection trip unit, TM, LI In=250A, rated current IR=200...250A, overload prot. II=1250...2500A, short-circuit protection N protected (100%) without auxiliary release without auxiliary/alarm switch with Safety Label for USA | - | 0 | 0
3VL3725-2LA43-0AA0 |  | 3VL3725-2LA43-0AA0 | 1 | UN | 1 | 5 | B | D | EAR99 | N | 85362090 | 1 | 4011209873322 | 3.607 | KG | 2904 | 2904 | LP20 | LP20 | circuit breaker VL250H high breaking capacity Icu=70kA, 415V AC 4-pole, line protection Electronic Trip Unit ETU10, LI In=250A, rated current IR=100...250A, overload protection, II=1.25 to 11xIN, short-circuit protection N protected without auxiliary release with box terminal shipbuilding certificate for LRS, DNV and gL without auxiliary/alarm switch | - | 0 | 0
3VL3725-2LA43-0AA0-Z | U01 | 3VL3725-2LA43-0AA0-ZU01 | 1 | UN | 1 | 5 | B | D | EAR99 | N | 85362090 | 1 |  | 3.3 | KG | 2952.4 | 2952.4 | LP20 | LP20 | circuit breaker VL250H high breaking capacity Icu=70kA, 415V AC 4-pole, line protection Electronic Trip Unit ETU10, LI In=250A, rated current IR=100...250A, overload protection, II=1.25 to 11xIN, short-circuit protection N protected without auxiliary release with box terminal shipbuilding certificate for LRS, DNV and gL without auxiliary/alarm switch with Safety Label for USA | - | 0 | 0
3VL3725-2LA46-0AA0 |  | 3VL3725-2LA46-0AA0 | 1 | UN | 1 | 5 | B | D | EAR99 | N | 85362090 | 1 | 4011209873353 | 3.361 | KG | 2882 | 2882 | LP20 | LP20 | circuit breaker VL250H high breaking capacity Icu=70kA, 415V AC 4-pole, line protection Electronic Trip Unit ETU10, LI In=250A, rated current IR=100...250A, overload protection, II=1.25 to 11xIN, short-circuit protection N protected without auxiliary release shipbuilding certificate for LRS, DNV and gL without auxiliary/alarm switch | - | 0 | 0
3VL3725-2LA46-0AA0-Z | U01 | 3VL3725-2LA46-0AA0-ZU01 | 1 | UN | 1 | 5 | B | D | EAR99 | N | 85362090 | 1 |  | 3.3 | KG | 2930.4 | 2930.4 | LP20 | LP20 | circuit breaker VL250H high breaking capacity Icu=70kA, 415V AC 4-pole, line protection Electronic Trip Unit ETU10, LI In=250A, rated current IR=100...250A, overload protection, II=1.25 to 11xIN, short-circuit protection N protected without auxiliary release shipbuilding certificate for LRS, DNV and gL without auxiliary/alarm switch with Safety Label for USA | - | 0 | 0
3VL3725-2LB33-0AA0 |  | 3VL3725-2LB33-0AA0 | 1 | UN | 1 | 5 | B | D | EAR99 | N | 85362090 | 1 | 4011209872615 | 2.725 | KG | 2123 | 2123 | LP20 | LP20 | circuit breaker VL250H high breaking capacity Icu=70kA, 415V AC 3-pole, line protection Electronic Trip Unit ETU10, LI In=250A, rated current IR=100...250A, overload protection, II=1.25 to 11xIN, short-circuit protection without auxiliary release with box terminal shipbuilding certificate for LRS, DNV and gL without auxiliary/alarm switch | - | 0 | 0
3VL3725-2LB33-0AA0-Z | U01 | 3VL3725-2LB33-0AA0-ZU01 | 1 | UN | 1 | 5 | B | D | EAR99 | N | 85362090 | 1 |  | 2.5 | KG | 2171.4 | 2171.4 | LP20 | LP20 | circuit breaker VL250H high breaking capacity Icu=70kA, 415V AC 3-pole, line protection Electronic Trip Unit ETU10, LI In=250A, rated current IR=100...250A, overload protection, II=1.25 to 11xIN, short-circuit protection without auxiliary release with box terminal shipbuilding certificate for LRS, DNV and gL without auxiliary/alarm switch with Safety Label for USA | - | 0 | 0
3VL3725-2LB36-0AA0 |  | 3VL3725-2LB36-0AA0 | 1 | UN | 1 | 5 | B | D | EAR99 | N | 85362090 | 1 | 4011209872646 | 2.561 | KG | 2101 | 2101 | LP20 | LP20 | circuit breaker VL250H high breaking capacity Icu=70kA, 415V AC 3-pole, line protection Electronic Trip Unit ETU10, LI In=250A, rated current IR=100...250A, overload protection, II=1.25 to 11xIN, short-circuit protection without auxiliary release shipbuilding certificate for LRS, DNV and gL without auxiliary/alarm switch | - | 0 | 0
3VL3725-2LB36-0AA0-Z | U01 | 3VL3725-2LB36-0AA0-ZU01 | 1 | UN | 1 | 5 | B | D | EAR99 | N | 85362090 | 1 |  | 2.5 | KG | 2149.4 | 2149.4 | LP20 | LP20 | circuit breaker VL250H high breaking capacity Icu=70kA, 415V AC 3-pole, line protection Electronic Trip Unit ETU10, LI In=250A, rated current IR=100...250A, overload protection, II=1.25 to 11xIN, short-circuit protection without auxiliary release shipbuilding certificate for LRS, DNV and gL without auxiliary/alarm switch with Safety Label for USA | - | 0 | 0
3VL3725-2LE33-0AA0 |  | 3VL3725-2LE33-0AA0 | 1 | UN | 1 | 5 | B | D | EAR99 | N | 85362090 | 1 | 4011209872738 | 2.725 | KG | 2222 | 2222 | LP20 | LP20 | circuit breaker VL250H high breaking capacity Icu=70kA, 415V AC 3-pole, line protection Electronic Trip Unit ETU20, LSI In=250A, rated current IR=100...250A, overload protection, ISD=1.5 to 10xIR, II=11xIN short-circuit protection without auxiliary release with box terminal shipbuilding certificate for LRS, DNV and gL without auxiliary/alarm switch | - | 0 | 0
3VL3725-2LE33-0AA0-Z | U01 | 3VL3725-2LE33-0AA0-ZU01 | 1 | UN | 1 | 5 | B | D | EAR99 | N | 85362090 | 1 |  | 2.5 | KG | 2270.4 | 2270.4 | LP20 | LP20 | circuit breaker VL250H high breaking capacity Icu=70kA, 415V AC 3-pole, line protection Electronic Trip Unit ETU20, LSI In=250A, rated current IR=100...250A, overload protection, ISD=1.5 to 10xIR, II=11xIN short-circuit protection without auxiliary release with box terminal shipbuilding certificate for LRS, DNV and gL without auxiliary/alarm switch with Safety Label for USA | - | 0 | 0
3VL3725-2LE36-0AA0 |  | 3VL3725-2LE36-0AA0 | 1 | UN | 1 | 5 | B | D | EAR99 | N | 85362090 | 1 | 4011209872769 | 2.561 | KG | 2211 | 2211 | LP20 | LP20 | circuit breaker VL250H high breaking capacity Icu=70kA, 415V AC 3-pole, line protection Electronic Trip Unit ETU20, LSI In=250A, rated current IR=100...250A, overload protection, ISD=1.5 to 10xIR, II=11xIN short-circuit protection without auxiliary release shipbuilding certificate for LRS, DNV and gL without auxiliary/alarm switch | - | 0 | 0
3VL3725-2LE36-0AA0-Z | U01 | 3VL3725-2LE36-0AA0-ZU01 | 1 | UN | 1 | 5 | B | D | EAR99 | N | 85362090 | 1 |  | 2.5 | KG | 2259.4 | 2259.4 | LP20 | LP20 | circuit breaker VL250H high breaking capacity Icu=70kA, 415V AC 3-pole, line protection Electronic Trip Unit ETU20, LSI In=250A, rated current IR=100...250A, overload protection, ISD=1.5 to 10xIR, II=11xIN short-circuit protection without auxiliary release shipbuilding certificate for LRS, DNV and gL without auxiliary/alarm switch with Safety Label for USA | - | 0 | 0
3VL3725-2LF43-0AA0 |  | 3VL3725-2LF43-0AA0 | 1 | UN | 1 | 5 | B | D | EAR99 | N | 85362090 | 1 | 4011209873421 | 3.607 | KG | 3047 | 3047 | LP20 | LP20 | circuit breaker VL250H high breaking capacity Icu=70kA, 415V AC 4-pole, line protection Electronic Trip Unit ETU20, LSI In=250A, rated current IR=100...250A, overload protection, ISD=1.5 to 10xIR, II=11xIN short-circuit protection N protected without auxiliary release with box terminal shipbuilding certificate for LRS, DNV and gL without auxiliary/alarm switch | - | 0 | 0
3VL3725-2LF43-0AA0-Z | U01 | 3VL3725-2LF43-0AA0-ZU01 | 1 | UN | 1 | 5 | B | D | EAR99 | N | 85362090 | 1 |  | 3.3 | KG | 3095.4 | 3095.4 | LP20 | LP20 | circuit breaker VL250H high breaking capacity Icu=70kA, 415V AC 4-pole, line protection Electronic Trip Unit ETU20, LSI In=250A, rated current IR=100...250A, overload protection, ISD=1.5 to 10xIR, II=11xIN short-circuit protection N protected without auxiliary release with box terminal shipbuilding certificate for LRS, DNV and gL without auxiliary/alarm switch with Safety Label for USA | - | 0 | 0
3VL3725-2LF46-0AA0 |  | 3VL3725-2LF46-0AA0 | 1 | UN | 1 | 5 | B | D | EAR99 | N | 85362090 | 1 | 4011209873452 | 3.361 | KG | 3025 | 3025 | LP20 | LP20 | circuit breaker VL250H high breaking capacity Icu=70kA, 415V AC 4-pole, line protection Electronic Trip Unit ETU20, LSI In=250A, rated current IR=100...250A, overload protection, ISD=1.5 to 10xIR, II=11xIN short-circuit protection N protected without auxiliary release shipbuilding certificate for LRS, DNV and gL without auxiliary/alarm switch | - | 0 | 0
3VL3725-2LF46-0AA0-Z | U01 | 3VL3725-2LF46-0AA0-ZU01 | 1 | UN | 1 | 5 | B | D | EAR99 | N | 85362090 | 1 |  | 3.3 | KG | 3073.4 | 3073.4 | LP20 | LP20 | circuit breaker VL250H high breaking capacity Icu=70kA, 415V AC 4-pole, line protection Electronic Trip Unit ETU20, LSI In=250A, rated current IR=100...250A, overload protection, ISD=1.5 to 10xIR, II=11xIN short-circuit protection N protected without auxiliary release shipbuilding certificate for LRS, DNV and gL without auxiliary/alarm switch with Safety Label for USA | - | 0 | 0
3VL3725-2LS33-0AA0 |  | 3VL3725-2LS33-0AA0 | 1 | UN | 1 | 5 | B | D | EAR99 | N | 85362090 | 1 | 4011209872851 | 2.725 | KG | 2332 | 2332 | LP20 | LP20 | circuit breaker VL250H high breaking capacity Icu=70kA, 415V AC 3-pole, motor protection Electronic Trip Unit ETU30M, LI IR=100...250A, overload prot., TC=10A...30, II=6/8/11 xIN, short-circuit protection without auxiliary release with box terminal shipbuilding certificate for LRS, DNV and gL without auxiliary/alarm switch | - | 0 | 0
3VL3725-2LS33-0AA0-Z | U01 | 3VL3725-2LS33-0AA0-ZU01 | 1 | UN | 1 | 5 | B | D | EAR99 | N | 85362090 | 1 |  | 2.5 | KG | 2380.4 | 2380.4 | LP20 | LP20 | circuit breaker VL250H high breaking capacity Icu=70kA, 415V AC 3-pole, motor protection Electronic Trip Unit ETU30M, LI IR=100...250A, overload prot., TC=10A...30, II=6/8/11 xIN, short-circuit protection without auxiliary release with box terminal shipbuilding certificate for LRS, DNV and gL without auxiliary/alarm switch with Safety Label for USA | - | 0 | 0
3VL3725-2LS36-0AA0-Z | U01 | 3VL3725-2LS36-0AA0-ZU01 | 1 | UN | 1 | 5 | B | D | EAR99 | N | 85362090 | 1 |  | 2.5 | KG | 2347.4 | 2347.4 | LP20 | LP20 | circuit breaker VL250H high breaking capacity Icu=70kA, 415V AC 3-pole, motor protection Electronic Trip Unit ETU30M, LI IR=100...250A, overload prot., TC=10A...30, II=6/8/11 xIN, short-circuit protection without auxiliary release shipbuilding certificate for LRS, DNV and gL without auxiliary/alarm switch with Safety Label for USA | - | 0 | 0
3VL3725-2MB33-0AA0 |  | 3VL3725-2MB33-0AA0 | 1 | UN | 1 | 5 | B | D | EAR99 | N | 85362090 | 1 | 4011209809246 | 2.725 | KG | 1947 | 1947 | LP20 | LP20 | circuit breaker VL250H high breaking capacity Icu=70kA, 415V AC 3-pole, line protection Electronic Trip Unit ETU10, LI In=250A, rated current IR=100...250A, overload protection, II=1.25 to 11xIN, short-circuit protection without auxiliary release with box terminal ETU communication-capable without auxiliary/alarm switch | - | 0 | 0
3VL3725-2MB33-0AA0-Z | U01 | 3VL3725-2MB33-0AA0-ZU01 | 1 | UN | 1 | 5 | B | D | EAR99 | N | 85362090 | 1 |  | 2.5 | KG | 1995.4 | 1995.4 | LP20 | LP20 | circuit breaker VL250H high breaking capacity Icu=70kA, 415V AC 3-pole, line protection Electronic Trip Unit ETU10, LI In=250A, rated current IR=100...250A, overload protection, II=1.25 to 11xIN, short-circuit protection without auxiliary release with box terminal ETU communication-capable without auxiliary/alarm switch with Safety Label for USA | - | 0 | 0
3VL3725-2MB36-0AA0 |  | 3VL3725-2MB36-0AA0 | 1 | UN | 1 | 5 | B | D | EAR99 | N | 85362090 | 1 | 4011209809819 | 2.561 | KG | 1914 | 1914 | LP20 | LP20 | circuit breaker VL250H high breaking capacity Icu=70kA, 415V AC 3-pole, line protection Electronic Trip Unit ETU10, LI In=250A, rated current IR=100...250A, overload protection, II=1.25 to 11xIN, short-circuit protection without auxiliary release ETU communication-capable without auxiliary/alarm switch | - | 0 | 0
3VL3725-2MB36-0AA0-Z | U01 | 3VL3725-2MB36-0AA0-ZU01 | 1 | UN | 1 | 5 | B | D | EAR99 | N | 85362090 | 1 |  | 2.5 | KG | 1962.4 | 1962.4 | LP20 | LP20 | circuit breaker VL250H high breaking capacity Icu=70kA, 415V AC 3-pole, line protection Electronic Trip Unit ETU10, LI In=250A, rated current IR=100...250A, overload protection, II=1.25 to 11xIN, short-circuit protection without auxiliary release ETU communication-capable without auxiliary/alarm switch with Safety Label for USA | - | 0 | 0
3VL3725-2ME33-0AA0 |  | 3VL3725-2ME33-0AA0 | 1 | UN | 1 | 5 | B | D | EAR99 | N | 85362090 | 1 | 4011209809260 | 2.725 | KG | 2024 | 2024 | LP20 | LP20 | circuit breaker VL250H high breaking capacity Icu=70kA, 415V AC 3-pole, line protection Electronic Trip Unit ETU20, LSI In=250A, rated current IR=100...250A, overload protection, ISD=1.5 to 10xIR, II=11xIN short-circuit protection without auxiliary release with box terminal ETU communication-capable without auxiliary/alarm switch | - | 0 | 0
3VL3725-2ME33-0AA0-Z | U01 | 3VL3725-2ME33-0AA0-ZU01 | 1 | UN | 1 | 5 | B | D | EAR99 | N | 85362090 | 1 |  | 2.5 | KG | 2072.4 | 2072.4 | LP20 | LP20 | circuit breaker VL250H high breaking capacity Icu=70kA, 415V AC 3-pole, line protection Electronic Trip Unit ETU20, LSI In=250A, rated current IR=100...250A, overload protection, ISD=1.5 to 10xIR, II=11xIN short-circuit protection without auxiliary release with box terminal ETU communication-capable without auxiliary/alarm switch with Safety Label for USA | - | 0 | 0
3VL3725-2ME36-0AA0 |  | 3VL3725-2ME36-0AA0 | 1 | UN | 1 | 5 | B | D | EAR99 | N | 85362090 | 1 | 4011209809833 | 2.561 | KG | 2024 | 2024 | LP20 | LP20 | circuit breaker VL250H high breaking capacity Icu=70kA, 415V AC 3-pole, line protection Electronic Trip Unit ETU20, LSI In=250A, rated current IR=100...250A, overload protection, ISD=1.5 to 10xIR, II=11xIN short-circuit protection without auxiliary release ETU communication-capable without auxiliary/alarm switch | - | 0 | 0
3VL3725-2ME36-0AA0-Z | U01 | 3VL3725-2ME36-0AA0-ZU01 | 1 | UN | 1 | 5 | B | D | EAR99 | N | 85362090 | 1 |  | 2.5 | KG | 2072.4 | 2072.4 | LP20 | LP20 | circuit breaker VL250H high breaking capacity Icu=70kA, 415V AC 3-pole, line protection Electronic Trip Unit ETU20, LSI In=250A, rated current IR=100...250A, overload protection, ISD=1.5 to 10xIR, II=11xIN short-circuit protection without auxiliary release ETU communication-capable without auxiliary/alarm switch with Safety Label for USA | - | 0 | 0
3VL3725-2MF33-0AA0 |  | 3VL3725-2MF33-0AA0 | 1 | UN | 1 | 5 | B | D | EAR99 | N | 85362090 | 1 | 4011209809284 | 2.725 | KG | 2574 | 2574 | LP20 | LP20 | circuit breaker VL250H high breaking capacity Icu=70kA, 415V AC 3-pole, line protection Electronic Trip Unit ETU12, LIGN 3 phases/4 lines In=250A, rated current IR=100...250A, overload protection, II=1.25 to 11xIN, short-circuit protection without auxiliary release with box terminal ETU communication-capable without auxiliary/alarm switch | - | 0 | 0
3VL3725-2MF33-0AA0-Z | U01 | 3VL3725-2MF33-0AA0-ZU01 | 1 | UN | 1 | 5 | B | D | EAR99 | N | 85362090 | 1 |  | 2.5 | KG | 2622.4 | 2622.4 | LP20 | LP20 | circuit breaker VL250H high breaking capacity Icu=70kA, 415V AC 3-pole, line protection Electronic Trip Unit ETU12, LIGN 3 phases/4 lines In=250A, rated current IR=100...250A, overload protection, II=1.25 to 11xIN, short-circuit protection without auxiliary release with box terminal ETU communication-capable without auxiliary/alarm switch with Safety Label for USA | - | 0 | 0
3VL3725-2MF36-0AA0 |  | 3VL3725-2MF36-0AA0 | 1 | UN | 1 | 5 | B | D | EAR99 | N | 85362090 | 1 | 4011209809857 | 2.561 | KG | 2552 | 2552 | LP20 | LP20 | circuit breaker VL250H high breaking capacity Icu=70kA, 415V AC 3-pole, line protection Electronic Trip Unit ETU12, LIGN 3 phases/4 lines In=250A, rated current IR=100...250A, overload protection, II=1.25 to 11xIN, short-circuit protection without auxiliary release ETU communication-capable without auxiliary/alarm switch | - | 0 | 0
3VL3725-2MF36-0AA0-Z | U01 | 3VL3725-2MF36-0AA0-ZU01 | 1 | UN | 1 | 5 | B | D | EAR99 | N | 85362090 | 1 |  | 2.5 | KG | 2600.4 | 2600.4 | LP20 | LP20 | circuit breaker VL250H high breaking capacity Icu=70kA, 415V AC 3-pole, line protection Electronic Trip Unit ETU12, LIGN 3 phases/4 lines In=250A, rated current IR=100...250A, overload protection, II=1.25 to 11xIN, short-circuit protection without auxiliary release ETU communication-capable without auxiliary/alarm switch with Safety Label for USA | - | 0 | 0
3VL3725-2MG33-0AA0 |  | 3VL3725-2MG33-0AA0 | 1 | UN | 1 | 5 | B | D | EAR99 | N | 85362090 | 1 | 4011209809307 | 2.725 | KG | 2442 | 2442 | LP20 | LP20 | circuit breaker VL250H high breaking capacity Icu=70kA, 415V AC 3-pole, line protection Electronic Trip Unit ETU22, LSIG 3 phases/3 lines In=250A, rated current IR=100...250A, overload protection, ISD=1.5 to 10xIR, II=11xIN short-circuit protection without auxiliary release with box terminal ETU communication-capable without auxiliary/alarm switch | - | 0 | 0
3VL3725-2MG33-0AA0-Z | U01 | 3VL3725-2MG33-0AA0-ZU01 | 1 | UN | 1 | 5 | B | D | EAR99 | N | 85362090 | 1 |  | 2.5 | KG | 2490.4 | 2490.4 | LP20 | LP20 | circuit breaker VL250H high breaking capacity Icu=70kA, 415V AC 3-pole, line protection Electronic Trip Unit ETU22, LSIG 3 phases/3 lines In=250A, rated current IR=100...250A, overload protection, ISD=1.5 to 10xIR, II=11xIN short-circuit protection without auxiliary release with box terminal ETU communication-capable without auxiliary/alarm switch with Safety Label for USA | - | 0 | 0
3VL3725-2MG36-0AA0 |  | 3VL3725-2MG36-0AA0 | 1 | UN | 1 | 5 | B | D | EAR99 | N | 85362090 | 1 | 4011209809871 | 2.561 | KG | 2420 | 2420 | LP20 | LP20 | circuit breaker VL250H high breaking capacity Icu=70kA, 415V AC 3-pole, line protection Electronic Trip Unit ETU22, LSIG 3 phases/3 lines In=250A, rated current IR=100...250A, overload protection, ISD=1.5 to 10xIR, II=11xIN short-circuit protection without auxiliary release ETU communication-capable without auxiliary/alarm switch | - | 0 | 0
3VL3725-2MG36-0AA0-Z | U01 | 3VL3725-2MG36-0AA0-ZU01 | 1 | UN | 1 | 5 | B | D | EAR99 | N | 85362090 | 1 |  | 2.5 | KG | 2468.4 | 2468.4 | LP20 | LP20 | circuit breaker VL250H high breaking capacity Icu=70kA, 415V AC 3-pole, line protection Electronic Trip Unit ETU22, LSIG 3 phases/3 lines In=250A, rated current IR=100...250A, overload protection, ISD=1.5 to 10xIR, II=11xIN short-circuit protection without auxiliary release ETU communication-capable without auxiliary/alarm switch with Safety Label for USA | - | 0 | 0
3VL3725-2MH33-0AA0 |  | 3VL3725-2MH33-0AA0 | 1 | UN | 1 | 5 | B | D | EAR99 | N | 85362090 | 1 | 4011209809321 | 2.725 | KG | 2442 | 2442 | LP20 | LP20 | circuit breaker VL250H high breaking capacity Icu=70kA, 415V AC 3-pole, line protection Electronic Trip Unit ETU22, LSIG 3 phases/4 lines with connecting cable In=250A, rated current IR=100...250A, overload protection, ISD=1.5 to 10xIR, II=11xIN short-circuit protection without auxiliary release with box terminal ETU communication-capable without auxiliary/alarm switch | - | 0 | 0
3VL3725-2MH33-0AA0-Z | U01 | 3VL3725-2MH33-0AA0-ZU01 | 1 | UN | 1 | 5 | B | D | EAR99 | N | 85362090 | 1 |  | 2.5 | KG | 2490.4 | 2490.4 | LP20 | LP20 | circuit breaker VL250H high breaking capacity Icu=70kA, 415V AC 3-pole, line protection Electronic Trip Unit ETU22, LSIG 3 phases/4 lines with connecting cable In=250A, rated current IR=100...250A, overload protection, ISD=1.5 to 10xIR, II=11xIN short-circuit protection without auxiliary release with box terminal ETU communication-capable without auxiliary/alarm switch with Safety Label for USA | - | 0 | 0
3VL3725-2MH36-0AA0 |  | 3VL3725-2MH36-0AA0 | 1 | UN | 1 | 5 | B | D | EAR99 | N | 85362090 | 1 | 4011209809895 | 2.561 | KG | 2420 | 2420 | LP20 | LP20 | circuit breaker VL250H high breaking capacity Icu=70kA, 415V AC 3-pole, line protection Electronic Trip Unit ETU22, LSIG 3 phases/4 lines with connecting cable In=250A, rated current IR=100...250A, overload protection, ISD=1.5 to 10xIR, II=11xIN short-circuit protection without auxiliary release ETU communication-capable without auxiliary/alarm switch | - | 0 | 0
3VL3725-2MH36-0AA0-Z | U01 | 3VL3725-2MH36-0AA0-ZU01 | 1 | UN | 1 | 5 | B | D | EAR99 | N | 85362090 | 1 |  | 2.5 | KG | 2468.4 | 2468.4 | LP20 | LP20 | circuit breaker VL250H high breaking capacity Icu=70kA, 415V AC 3-pole, line protection Electronic Trip Unit ETU22, LSIG 3 phases/4 lines with connecting cable In=250A, rated current IR=100...250A, overload protection, ISD=1.5 to 10xIR, II=11xIN short-circuit protection without auxiliary release ETU communication-capable without auxiliary/alarm switch with Safety Label for USA | - | 0 | 0
3VL3725-2ML33-0AA0 |  | 3VL3725-2ML33-0AA0 | 1 | UN | 1 | 5 | B | D | EAR99 | N | 85362090 | 1 | 4011209809345 | 2.725 | KG | 2387 | 2387 | LP20 | LP20 | circuit breaker VL250H high breaking capacity Icu=70kA, 415V AC 3-pole, line protection Electronic Trip Unit ETU12, LIG 3 phases/3 lines In=250A, rated current IR=100...250A, overload protection, II=1.25 to 11xIN, short-circuit protection without auxiliary release with box terminal ETU communication-capable without auxiliary/alarm switch | - | 0 | 0
3VL3725-2ML33-0AA0-Z | U01 | 3VL3725-2ML33-0AA0-ZU01 | 1 | UN | 1 | 5 | B | D | EAR99 | N | 85362090 | 1 |  | 2.5 | KG | 2435.4 | 2435.4 | LP20 | LP20 | circuit breaker VL250H high breaking capacity Icu=70kA, 415V AC 3-pole, line protection Electronic Trip Unit ETU12, LIG 3 phases/3 lines In=250A, rated current IR=100...250A, overload protection, II=1.25 to 11xIN, short-circuit protection without auxiliary release with box terminal ETU communication-capable without auxiliary/alarm switch with Safety Label for USA | - | 0 | 0
3VL3725-2ML36-0AA0 |  | 3VL3725-2ML36-0AA0 | 1 | UN | 1 | 5 | B | D | EAR99 | N | 85362090 | 1 | 4011209809918 | 2.561 | KG | 2365 | 2365 | LP20 | LP20 | circuit breaker VL250H high breaking capacity Icu=70kA, 415V AC 3-pole, line protection Electronic Trip Unit ETU12, LIG 3 phases/3 lines In=250A, rated current IR=100...250A, overload protection, II=1.25 to 11xIN, short-circuit protection without auxiliary release ETU communication-capable without auxiliary/alarm switch | - | 0 | 0
3VL3725-2ML36-0AA0-Z | U01 | 3VL3725-2ML36-0AA0-ZU01 | 1 | UN | 1 | 5 | B | D | EAR99 | N | 85362090 | 1 |  | 2.5 | KG | 2413.4 | 2413.4 | LP20 | LP20 | circuit breaker VL250H high breaking capacity Icu=70kA, 415V AC 3-pole, line protection Electronic Trip Unit ETU12, LIG 3 phases/3 lines In=250A, rated current IR=100...250A, overload protection, II=1.25 to 11xIN, short-circuit protection without auxiliary release ETU communication-capable without auxiliary/alarm switch with Safety Label for USA | - | 0 | 0
3VL3725-2MP33-0AA0 |  | 3VL3725-2MP33-0AA0 | 1 | UN | 1 | 5 | B | D | EAR99 | N | 85362090 | 1 | 4011209809369 | 2.725 | KG | 1969 | 1969 | LP20 | LP20 | circuit breaker VL250H high breaking capacity Icu=70kA, 415V AC 3-pole, motor/generator prot. Electronic Trip Unit ETU10M, LI In=250A, rated current IR=100...250A, overload protection, II=1.25 to 11xIN, short-circuit protection without auxiliary release with box terminal ETU communication-capable without auxiliary/alarm switch | - | 0 | 0
3VL3725-2MP33-0AA0-Z | U01 | 3VL3725-2MP33-0AA0-ZU01 | 1 | UN | 1 | 5 | B | D | EAR99 | N | 85362090 | 1 |  | 2.5 | KG | 2017.4 | 2017.4 | LP20 | LP20 | circuit breaker VL250H high breaking capacity Icu=70kA, 415V AC 3-pole, motor/generator prot. Electronic Trip Unit ETU10M, LI In=250A, rated current IR=100...250A, overload protection, II=1.25 to 11xIN, short-circuit protection without auxiliary release with box terminal ETU communication-capable without auxiliary/alarm switch with Safety Label for USA | - | 0 | 0
3VL3725-2MP36-0AA0 |  | 3VL3725-2MP36-0AA0 | 1 | UN | 1 | 5 | B | D | EAR99 | N | 85362090 | 1 | 4011209809932 | 2.561 | KG | 1947 | 1947 | LP20 | LP20 | circuit breaker VL250H high breaking capacity Icu=70kA, 415V AC 3-pole, motor/generator prot. Electronic Trip Unit ETU10M, LI In=250A, rated current IR=100...250A, overload protection, II=1.25 to 11xIN, short-circuit protection without auxiliary release ETU communication-capable without auxiliary/alarm switch | - | 0 | 0
3VL3725-2MP36-0AA0-Z | U01 | 3VL3725-2MP36-0AA0-ZU01 | 1 | UN | 1 | 5 | B | D | EAR99 | N | 85362090 | 1 |  | 2.5 | KG | 1995.4 | 1995.4 | LP20 | LP20 | circuit breaker VL250H high breaking capacity Icu=70kA, 415V AC 3-pole, motor/generator prot. Electronic Trip Unit ETU10M, LI In=250A, rated current IR=100...250A, overload protection, II=1.25 to 11xIN, short-circuit protection without auxiliary release ETU communication-capable without auxiliary/alarm switch with Safety Label for USA | - | 0 | 0
3VL3725-2MS33-0AA0 |  | 3VL3725-2MS33-0AA0 | 1 | UN | 1 | 5 | B | D | EAR99 | N | 85362090 | 1 | 4011209809383 | 2.725 | KG | 2134 | 2134 | LP20 | LP20 | circuit breaker VL250H high breaking capacity Icu=70kA, 415V AC 3-pole, motor protection Electronic Trip Unit ETU30M, LI IR=100...250A, overload prot., TC=10A...30, II=6/8/11 xIN, short-circuit protection without auxiliary release with box terminal ETU communication-capable without auxiliary/alarm switch | - | 0 | 0
3VL3725-2MS33-0AA0-Z | U01 | 3VL3725-2MS33-0AA0-ZU01 | 1 | UN | 1 | 5 | B | D | EAR99 | N | 85362090 | 1 |  | 2.5 | KG | 2182.4 | 2182.4 | LP20 | LP20 | circuit breaker VL250H high breaking capacity Icu=70kA, 415V AC 3-pole, motor protection Electronic Trip Unit ETU30M, LI IR=100...250A, overload prot., TC=10A...30, II=6/8/11 xIN, short-circuit protection without auxiliary release with box terminal ETU communication-capable without auxiliary/alarm switch with Safety Label for USA | - | 0 | 0
3VL3725-2MS36-0AA0 |  | 3VL3725-2MS36-0AA0 | 1 | UN | 1 | 5 | B | D | EAR99 | N | 85362090 | 1 | 4011209809956 | 2.561 | KG | 2123 | 2123 | LP20 | LP20 | circuit breaker VL250H high breaking capacity Icu=70kA, 415V AC 3-pole, motor protection Electronic Trip Unit ETU30M, LI IR=100...250A, overload prot., TC=10A...30, II=6/8/11 xIN, short-circuit protection without auxiliary release ETU communication-capable without auxiliary/alarm switch | - | 0 | 0
3VL3725-2MS36-0AA0-Z | U01 | 3VL3725-2MS36-0AA0-ZU01 | 1 | UN | 1 | 5 | B | D | EAR99 | N | 85362090 | 1 |  | 2.5 | KG | 2171.4 | 2171.4 | LP20 | LP20 | circuit breaker VL250H high breaking capacity Icu=70kA, 415V AC 3-pole, motor protection Electronic Trip Unit ETU30M, LI IR=100...250A, overload prot., TC=10A...30, II=6/8/11 xIN, short-circuit protection without auxiliary release ETU communication-capable without auxiliary/alarm switch with Safety Label for USA | - | 0 | 0
3VL3725-2NA43-0AA0 |  | 3VL3725-2NA43-0AA0 | 1 | UN | 1 | 5 | B | D | EAR99 | N | 85362090 | 1 | 4011209809529 | 3.607 | KG | 2607 | 2607 | LP20 | LP20 | circuit breaker VL250H high breaking capacity Icu=70kA, 415V AC 4-pole, line protection Electronic Trip Unit ETU10, LIN In=250A, rated current IR=100...250A, overload protection, II=1.25 to 11xIN, short-circuit protection N protected without auxiliary release with box terminal ETU communication-capable without auxiliary/alarm switch | - | 0 | 0
3VL3725-2NA43-0AA0-Z | U01 | 3VL3725-2NA43-0AA0-ZU01 | 1 | UN | 1 | 5 | B | D | EAR99 | N | 85362090 | 1 |  | 3.3 | KG | 2655.4 | 2655.4 | LP20 | LP20 | circuit breaker VL250H high breaking capacity Icu=70kA, 415V AC 4-pole, line protection Electronic Trip Unit ETU10, LIN In=250A, rated current IR=100...250A, overload protection, II=1.25 to 11xIN, short-circuit protection N protected without auxiliary release with box terminal ETU communication-capable without auxiliary/alarm switch with Safety Label for USA | - | 0 | 0
3VL3725-2NA46-0AA0 |  | 3VL3725-2NA46-0AA0 | 1 | UN | 1 | 5 | B | D | EAR99 | N | 85362090 | 1 | 4011209810099 | 3.361 | KG | 2563 | 2563 | LP20 | LP20 | circuit breaker VL250H high breaking capacity Icu=70kA, 415V AC 4-pole, line protection Electronic Trip Unit ETU10, LIN In=250A, rated current IR=100...250A, overload protection, II=1.25 to 11xIN, short-circuit protection N protected without auxiliary release ETU communication-capable without auxiliary/alarm switch | - | 0 | 0
3VL3725-2NA46-0AA0-Z | U01 | 3VL3725-2NA46-0AA0-ZU01 | 1 | UN | 1 | 5 | B | D | EAR99 | N | 85362090 | 1 |  | 3.3 | KG | 2611.4 | 2611.4 | LP20 | LP20 | circuit breaker VL250H high breaking capacity Icu=70kA, 415V AC 4-pole, line protection Electronic Trip Unit ETU10, LIN In=250A, rated current IR=100...250A, overload protection, II=1.25 to 11xIN, short-circuit protection N protected without auxiliary release ETU communication-capable without auxiliary/alarm switch with Safety Label for USA | - | 0 | 0
3VL3725-2NB43-0AA0 |  | 3VL3725-2NB43-0AA0 | 1 | UN | 1 | 5 | B | D | EAR99 | N | 85362090 | 1 | 4011209809543 | 3.607 | KG | 2442 | 2442 | LP20 | LP20 | circuit breaker VL250H high breaking capacity Icu=70kA, 415V AC 4-pole, line protection Electronic Trip Unit ETU10, LI In=250A, rated current IR=100...250A, overload protection, II=1.25 to 11xIN, short-circuit protection without auxiliary release with box terminal ETU communication-capable without auxiliary/alarm switch | - | 0 | 0
3VL3725-2NB43-0AA0-Z | U01 | 3VL3725-2NB43-0AA0-ZU01 | 1 | UN | 1 | 5 | B | D | EAR99 | N | 85362090 | 1 |  | 3.3 | KG | 2490.4 | 2490.4 | LP20 | LP20 | circuit breaker VL250H high breaking capacity Icu=70kA, 415V AC 4-pole, line protection Electronic Trip Unit ETU10, LI In=250A, rated current IR=100...250A, overload protection, II=1.25 to 11xIN, short-circuit protection without auxiliary release with box terminal ETU communication-capable without auxiliary/alarm switch with Safety Label for USA | - | 0 | 0
3VL3725-2NB46-0AA0 |  | 3VL3725-2NB46-0AA0 | 1 | UN | 1 | 5 | B | D | EAR99 | N | 85362090 | 1 | 4011209810112 | 3.361 | KG | 2420 | 2420 | LP20 | LP20 | circuit breaker VL250H high breaking capacity Icu=70kA, 415V AC 4-pole, line protection Electronic Trip Unit ETU10, LI In=250A, rated current IR=100...250A, overload protection, II=1.25 to 11xIN, short-circuit protection without auxiliary release ETU communication-capable without auxiliary/alarm switch | - | 0 | 0
3VL3725-2NB46-0AA0-Z | U01 | 3VL3725-2NB46-0AA0-ZU01 | 1 | UN | 1 | 5 | B | D | EAR99 | N | 85362090 | 1 |  | 3.3 | KG | 2468.4 | 2468.4 | LP20 | LP20 | circuit breaker VL250H high breaking capacity Icu=70kA, 415V AC 4-pole, line protection Electronic Trip Unit ETU10, LI In=250A, rated current IR=100...250A, overload protection, II=1.25 to 11xIN, short-circuit protection without auxiliary release ETU communication-capable without auxiliary/alarm switch with Safety Label for USA | - | 0 | 0
3VL3725-2NE43-0AA0 |  | 3VL3725-2NE43-0AA0 | 1 | UN | 1 | 5 | B | D | EAR99 | N | 85362090 | 1 | 4011209809567 | 3.607 | KG | 2607 | 2607 | LP20 | LP20 | circuit breaker VL250H high breaking capacity Icu=70kA, 415V AC 4-pole, line protection Electronic Trip Unit ETU20, LSI In=250A, rated current IR=100...250A, overload protection, ISD=1.5 to 10xIR, II=11xIN short-circuit protection without auxiliary release with box terminal ETU communication-capable without auxiliary/alarm switch | - | 0 | 0
3VL3725-2NE43-0AA0-Z | U01 | 3VL3725-2NE43-0AA0-ZU01 | 1 | UN | 1 | 5 | B | D | EAR99 | N | 85362090 | 1 |  | 3.3 | KG | 2655.4 | 2655.4 | LP20 | LP20 | circuit breaker VL250H high breaking capacity Icu=70kA, 415V AC 4-pole, line protection Electronic Trip Unit ETU20, LSI In=250A, rated current IR=100...250A, overload protection, ISD=1.5 to 10xIR, II=11xIN short-circuit protection without auxiliary release with box terminal ETU communication-capable without auxiliary/alarm switch with Safety Label for USA | - | 0 | 0
3VL3725-2NE46-0AA0 |  | 3VL3725-2NE46-0AA0 | 1 | UN | 1 | 5 | B | D | EAR99 | N | 85362090 | 1 | 4011209810136 | 3.361 | KG | 2563 | 2563 | LP20 | LP20 | circuit breaker VL250H high breaking capacity Icu=70kA, 415V AC 4-pole, line protection Electronic Trip Unit ETU20, LSI In=250A, rated current IR=100...250A, overload protection, ISD=1.5 to 10xIR, II=11xIN short-circuit protection without auxiliary release ETU communication-capable without auxiliary/alarm switch | - | 0 | 0
3VL3725-2NE46-0AA0-Z | U01 | 3VL3725-2NE46-0AA0-ZU01 | 1 | UN | 1 | 5 | B | D | EAR99 | N | 85362090 | 1 |  | 3.3 | KG | 2611.4 | 2611.4 | LP20 | LP20 | circuit breaker VL250H high breaking capacity Icu=70kA, 415V AC 4-pole, line protection Electronic Trip Unit ETU20, LSI In=250A, rated current IR=100...250A, overload protection, ISD=1.5 to 10xIR, II=11xIN short-circuit protection without auxiliary release ETU communication-capable without auxiliary/alarm switch with Safety Label for USA | - | 0 | 0
3VL3725-2NF43-0AA0 |  | 3VL3725-2NF43-0AA0 | 1 | UN | 1 | 5 | B | D | EAR99 | N | 85362090 | 1 | 4011209809581 | 3.607 | KG | 2750 | 2750 | LP20 | LP20 | circuit breaker VL250H high breaking capacity Icu=70kA, 415V AC 4-pole, line protection Electronic Trip Unit ETU20, LSI In=250A, rated current IR=100...250A, overload protection, ISD=1.5 to 10xIR, II=11xIN short-circuit protection N protected without auxiliary release with box terminal ETU communication-capable without auxiliary/alarm switch | - | 0 | 0
3VL3725-2NF43-0AA0-Z | U01 | 3VL3725-2NF43-0AA0-ZU01 | 1 | UN | 1 | 5 | B | D | EAR99 | N | 85362090 | 1 |  | 3.3 | KG | 2798.4 | 2798.4 | LP20 | LP20 | circuit breaker VL250H high breaking capacity Icu=70kA, 415V AC 4-pole, line protection Electronic Trip Unit ETU20, LSI In=250A, rated current IR=100...250A, overload protection, ISD=1.5 to 10xIR, II=11xIN short-circuit protection N protected without auxiliary release with box terminal ETU communication-capable without auxiliary/alarm switch with Safety Label for USA | - | 0 | 0
3VL3725-2NF46-0AA0 |  | 3VL3725-2NF46-0AA0 | 1 | UN | 1 | 5 | B | D | EAR99 | N | 85362090 | 1 | 4011209810150 | 3.361 | KG | 2739 | 2739 | LP20 | LP20 | circuit breaker VL250H high breaking capacity Icu=70kA, 415V AC 4-pole, line protection Electronic Trip Unit ETU20, LSI In=250A, rated current IR=100...250A, overload protection, ISD=1.5 to 10xIR, II=11xIN short-circuit protection N protected without auxiliary release ETU communication-capable without auxiliary/alarm switch | - | 0 | 0
3VL3725-2NF46-0AA0-Z | U01 | 3VL3725-2NF46-0AA0-ZU01 | 1 | UN | 1 | 5 | B | D | EAR99 | N | 85362090 | 1 |  | 3.3 | KG | 2787.4 | 2787.4 | LP20 | LP20 | circuit breaker VL250H high breaking capacity Icu=70kA, 415V AC 4-pole, line protection Electronic Trip Unit ETU20, LSI In=250A, rated current IR=100...250A, overload protection, ISD=1.5 to 10xIR, II=11xIN short-circuit protection N protected without auxiliary release ETU communication-capable without auxiliary/alarm switch with Safety Label for USA | - | 0 | 0
3VL3725-2NH43-0AA0 |  | 3VL3725-2NH43-0AA0 | 1 | UN | 1 | 5 | B | D | EAR99 | N | 85362090 | 1 | 4011209809604 | 3.607 | KG | 3410 | 3410 | LP20 | LP20 | circuit breaker VL250H high breaking capacity Icu=70kA, 415V AC 4-pole, line protection Electronic Trip Unit ETU22, LSIG In=250A, rated current IR=100...250A, overload protection, ISD=1.5 to 10xIR, II=11xIN short-circuit protection N protected without auxiliary release with box terminal ETU communication-capable without auxiliary/alarm switch | - | 0 | 0
3VL3725-2NH43-0AA0-Z | U01 | 3VL3725-2NH43-0AA0-ZU01 | 1 | UN | 1 | 5 | B | D | EAR99 | N | 85362090 | 1 |  | 3.3 | KG | 3458.4 | 3458.4 | LP20 | LP20 | circuit breaker VL250H high breaking capacity Icu=70kA, 415V AC 4-pole, line protection Electronic Trip Unit ETU22, LSIG In=250A, rated current IR=100...250A, overload protection, ISD=1.5 to 10xIR, II=11xIN short-circuit protection N protected without auxiliary release with box terminal ETU communication-capable without auxiliary/alarm switch with Safety Label for USA | - | 0 | 0
3VL3725-2NH46-0AA0 |  | 3VL3725-2NH46-0AA0 | 1 | UN | 1 | 5 | B | D | EAR99 | N | 85362090 | 1 | 4011209810174 | 3.361 | KG | 3377 | 3377 | LP20 | LP20 | circuit breaker VL250H high breaking capacity Icu=70kA, 415V AC 4-pole, line protection Electronic Trip Unit ETU22, LSIG In=250A, rated current IR=100...250A, overload protection, ISD=1.5 to 10xIR, II=11xIN short-circuit protection N protected without auxiliary release ETU communication-capable without auxiliary/alarm switch | - | 0 | 0
3VL3725-2NH46-0AA0-Z | U01 | 3VL3725-2NH46-0AA0-ZU01 | 1 | UN | 1 | 5 | B | D | EAR99 | N | 85362090 | 1 |  | 3.3 | KG | 3425.4 | 3425.4 | LP20 | LP20 | circuit breaker VL250H high breaking capacity Icu=70kA, 415V AC 4-pole, line protection Electronic Trip Unit ETU22, LSIG In=250A, rated current IR=100...250A, overload protection, ISD=1.5 to 10xIR, II=11xIN short-circuit protection N protected without auxiliary release ETU communication-capable without auxiliary/alarm switch with Safety Label for USA | - | 0 | 0
3VL3725-2NN43-0AA0 |  | 3VL3725-2NN43-0AA0 | 1 | UN | 1 | 5 | B | D | EAR99 | N | 85362090 | 1 | 4011209809628 | 3.607 | KG | 3234 | 3234 | LP20 | LP20 | circuit breaker VL250H high breaking capacity Icu=70kA, 415V AC 4-pole, line protection Electronic Trip Unit ETU12, LIG In=250A, rated current IR=100...250A, overload protection, II=1.25 to 11xIN, short-circuit protection N protected without auxiliary release with box terminal ETU communication-capable without auxiliary/alarm switch | - | 0 | 0
3VL3725-2NN43-0AA0-Z | U01 | 3VL3725-2NN43-0AA0-ZU01 | 1 | UN | 1 | 5 | B | D | EAR99 | N | 85362090 | 1 |  | 3.3 | KG | 3282.4 | 3282.4 | LP20 | LP20 | circuit breaker VL250H high breaking capacity Icu=70kA, 415V AC 4-pole, line protection Electronic Trip Unit ETU12, LIG In=250A, rated current IR=100...250A, overload protection, II=1.25 to 11xIN, short-circuit protection N protected without auxiliary release with box terminal ETU communication-capable without auxiliary/alarm switch with Safety Label for USA | - | 0 | 0
3VL3725-2NN46-0AA0 |  | 3VL3725-2NN46-0AA0 | 1 | UN | 1 | 5 | B | D | EAR99 | N | 85362090 | 1 | 4011209810198 | 3.361 | KG | 3223 | 3223 | LP20 | LP20 | circuit breaker VL250H high breaking capacity Icu=70kA, 415V AC 4-pole, line protection Electronic Trip Unit ETU12, LIG In=250A, rated current IR=100...250A, overload protection, II=1.25 to 11xIN, short-circuit protection N protected without auxiliary release ETU communication-capable without auxiliary/alarm switch | - | 0 | 0
3VL3725-2NN46-0AA0-Z | U01 | 3VL3725-2NN46-0AA0-ZU01 | 1 | UN | 1 | 5 | B | D | EAR99 | N | 85362090 | 1 |  | 3.3 | KG | 3271.4 | 3271.4 | LP20 | LP20 | circuit breaker VL250H high breaking capacity Icu=70kA, 415V AC 4-pole, line protection Electronic Trip Unit ETU12, LIG In=250A, rated current IR=100...250A, overload protection, II=1.25 to 11xIN, short-circuit protection N protected without auxiliary release ETU communication-capable without auxiliary/alarm switch with Safety Label for USA | - | 0 | 0
3VL3725-2SB33-0AA0 |  | 3VL3725-2SB33-0AA0 | 1 | UN | 1 | 5 | B | D | EAR99 | N | 85362090 | 1 | 4011209809086 | 2.725 | KG | 1837 | 1669.8 | LP20 | LP20 | circuit breaker VL250H high breaking capacity Icu=70kA, 415V AC 3-pole, line protection Electronic Trip Unit ETU10, LI In=250A, rated current IR=100...250A, overload protection, II=1.25 to 11xIN, short-circuit protection without auxiliary release with box terminal without auxiliary/alarm switch | - | 0 | 0
3VL3725-2SB33-0AA0-Z | U01 | 3VL3725-2SB33-0AA0-ZU01 | 1 | UN | 1 | 5 | B | D | EAR99 | N | 85362090 | 1 |  | 2.5 | KG | 1885.4 | 1885.4 | LP20 | LP20 | circuit breaker VL250H high breaking capacity Icu=70kA, 415V AC 3-pole, line protection Electronic Trip Unit ETU10, LI In=250A, rated current IR=100...250A, overload protection, II=1.25 to 11xIN, short-circuit protection without auxiliary release with box terminal without auxiliary/alarm switch with Safety Label for USA | - | 0 | 0
3VL3725-2SB36-0AA0 |  | 3VL3725-2SB36-0AA0 | 1 | UN | 1 | 5 | B | D | EAR99 | N | 85362090 | 1 | 4011209809666 | 2.561 | KG | 1804 | 1669.8 | LP20 | LP20 | circuit breaker VL250H high breaking capacity Icu=70kA, 415V AC 3-pole, line protection Electronic Trip Unit ETU10, LI In=250A, rated current IR=100...250A, overload protection, II=1.25 to 11xIN, short-circuit protection without auxiliary release without auxiliary/alarm switch | - | 0 | 0
3VL3725-2SB36-0AA0-Z | U01 | 3VL3725-2SB36-0AA0-ZU01 | 1 | UN | 1 | 5 | B | D | EAR99 | N | 85362090 | 1 |  | 2.5 | KG | 1852.4 | 1852.4 | LP20 | LP20 | circuit breaker VL250H high breaking capacity Icu=70kA, 415V AC 3-pole, line protection Electronic Trip Unit ETU10, LI In=250A, rated current IR=100...250A, overload protection, II=1.25 to 11xIN, short-circuit protection without auxiliary release without auxiliary/alarm switch with Safety Label for USA | - | 0 | 0
3VL3725-2SE33-0AA0 |  | 3VL3725-2SE33-0AA0 | 1 | UN | 1 | 5 | B | D | EAR99 | N | 85362090 | 1 | 4011209809109 | 2.725 | KG | 1947 | 1771.9 | LP20 | LP20 | circuit breaker VL250H high breaking capacity Icu=70kA, 415V AC 3-pole, line protection Electronic Trip Unit ETU20, LSI In=250A, rated current IR=100...250A, overload protection, ISD=1.5 to 10xIR, II=11xIN short-circuit protection without auxiliary release with box terminal without auxiliary/alarm switch | - | 0 | 0
3VL3725-2SE33-0AA0-Z | U01 | 3VL3725-2SE33-0AA0-ZU01 | 1 | UN | 1 | 5 | B | D | EAR99 | N | 85362090 | 1 |  | 2.5 | KG | 1995.4 | 1995.4 | LP20 | LP20 | circuit breaker VL250H high breaking capacity Icu=70kA, 415V AC 3-pole, line protection Electronic Trip Unit ETU20, LSI In=250A, rated current IR=100...250A, overload protection, ISD=1.5 to 10xIR, II=11xIN short-circuit protection without auxiliary release with box terminal without auxiliary/alarm switch with Safety Label for USA | - | 0 | 0
3VL3725-2SE36-0AA0 |  | 3VL3725-2SE36-0AA0 | 1 | UN | 1 | 5 | B | D | EAR99 | N | 85362090 | 1 | 4011209809680 | 2.584 | KG | 1914 | 1771.9 | LP20 | LP20 | circuit breaker VL250H high breaking capacity Icu=70kA, 415V AC 3-pole, line protection Electronic Trip Unit ETU20, LSI In=250A, rated current IR=100...250A, overload protection, ISD=1.5 to 10xIR, II=11xIN short-circuit protection without auxiliary release without auxiliary/alarm switch | - | 0 | 0
3VL3725-2SE36-0AA0-Z | U01 | 3VL3725-2SE36-0AA0-ZU01 | 1 | UN | 1 | 5 | B | D | EAR99 | N | 85362090 | 1 |  | 2.5 | KG | 1962.4 | 1962.4 | LP20 | LP20 | circuit breaker VL250H high breaking capacity Icu=70kA, 415V AC 3-pole, line protection Electronic Trip Unit ETU20, LSI In=250A, rated current IR=100...250A, overload protection, ISD=1.5 to 10xIR, II=11xIN short-circuit protection without auxiliary release without auxiliary/alarm switch with Safety Label for USA | - | 0 | 0
3VL3725-2SF33-0AA0 |  | 3VL3725-2SF33-0AA0 | 1 | UN | 1 | 5 | B | D | EAR99 | N | 85362090 | 1 | 4011209809123 | 2.725 | KG | 2464 | 2464 | LP20 | LP20 | circuit breaker VL250H high breaking capacity Icu=70kA, 415V AC 3-pole, line protection Electronic Trip Unit ETU12, LIG 3 phases/4 lines In=250A, rated current IR=100...250A, overload protection, II=1.25 to 11xIN, short-circuit protection without auxiliary release with box terminal without auxiliary/alarm switch | - | 0 | 0
3VL3725-2SF33-0AA0-Z | U01 | 3VL3725-2SF33-0AA0-ZU01 | 1 | UN | 1 | 5 | B | D | EAR99 | N | 85362090 | 1 |  | 2.5 | KG | 2512.4 | 2512.4 | LP20 | LP20 | circuit breaker VL250H high breaking capacity Icu=70kA, 415V AC 3-pole, line protection Electronic Trip Unit ETU12, LIG 3 phases/4 lines In=250A, rated current IR=100...250A, overload protection, II=1.25 to 11xIN, short-circuit protection without auxiliary release with box terminal without auxiliary/alarm switch with Safety Label for USA | - | 0 | 0
3VL3725-2SF36-0AA0 |  | 3VL3725-2SF36-0AA0 | 1 | UN | 1 | 5 | B | D | EAR99 | N | 85362090 | 1 | 4011209809703 | 2.584 | KG | 2431 | 2431 | LP20 | LP20 | circuit breaker VL250H high breaking capacity Icu=70kA, 415V AC 3-pole, line protection Electronic Trip Unit ETU12, LIG 3 phases/4 lines In=250A, rated current IR=100...250A, overload protection, II=1.25 to 11xIN, short-circuit protection without auxiliary release without auxiliary/alarm switch | - | 0 | 0
3VL3725-2SF36-0AA0-Z | U01 | 3VL3725-2SF36-0AA0-ZU01 | 1 | UN | 1 | 5 | B | D | EAR99 | N | 85362090 | 1 |  | 2.5 | KG | 2479.4 | 2479.4 | LP20 | LP20 | circuit breaker VL250H high breaking capacity Icu=70kA, 415V AC 3-pole, line protection Electronic Trip Unit ETU12, LIG 3 phases/4 lines In=250A, rated current IR=100...250A, overload protection, II=1.25 to 11xIN, short-circuit protection without auxiliary release without auxiliary/alarm switch with Safety Label for USA | - | 0 | 0
3VL3725-2SG33-0AA0 |  | 3VL3725-2SG33-0AA0 | 1 | UN | 1 | 5 | B | D | EAR99 | N | 85362090 | 1 | 4011209809147 | 2.725 | KG | 2365 | 2365 | LP20 | LP20 | circuit breaker VL250H high breaking capacity Icu=70kA, 415V AC 3-pole, line protection Electronic Trip Unit ETU22, LSIG 3 phases/3 lines In=250A, rated current IR=100...250A, overload protection, ISD=1.5 to 10xIR, II=11xIN short-circuit protection without auxiliary release with box terminal without auxiliary/alarm switch | - | 0 | 0
3VL3725-2SG33-0AA0-Z | U01 | 3VL3725-2SG33-0AA0-ZU01 | 1 | UN | 1 | 5 | B | D | EAR99 | N | 85362090 | 1 |  | 2.5 | KG | 2413.4 | 2413.4 | LP20 | LP20 | circuit breaker VL250H high breaking capacity Icu=70kA, 415V AC 3-pole, line protection Electronic Trip Unit ETU22, LSIG 3 phases/3 lines In=250A, rated current IR=100...250A, overload protection, ISD=1.5 to 10xIR, II=11xIN short-circuit protection without auxiliary release with box terminal without auxiliary/alarm switch with Safety Label for USA | - | 0 | 0
3VL3725-2SG36-0AA0 |  | 3VL3725-2SG36-0AA0 | 1 | UN | 1 | 5 | B | D | EAR99 | N | 85362090 | 1 | 4011209809727 | 2.581 | KG | 2343 | 2343 | LP20 | LP20 | circuit breaker VL250H high breaking capacity Icu=70kA, 415V AC 3-pole, line protection Electronic Trip Unit ETU22, LSIG 3 phases/3 lines In=250A, rated current IR=100...250A, overload protection, ISD=1.5 to 10xIR, II=11xIN short-circuit protection without auxiliary release without auxiliary/alarm switch | - | 0 | 0
3VL3725-2SG36-0AA0-Z | U01 | 3VL3725-2SG36-0AA0-ZU01 | 1 | UN | 1 | 5 | B | D | EAR99 | N | 85362090 | 1 |  | 2.5 | KG | 2391.4 | 2391.4 | LP20 | LP20 | circuit breaker VL250H high breaking capacity Icu=70kA, 415V AC 3-pole, line protection Electronic Trip Unit ETU22, LSIG 3 phases/3 lines In=250A, rated current IR=100...250A, overload protection, ISD=1.5 to 10xIR, II=11xIN short-circuit protection without auxiliary release without auxiliary/alarm switch with Safety Label for USA | - | 0 | 0
3VL3725-2SH33-0AA0 |  | 3VL3725-2SH33-0AA0 | 1 | UN | 1 | 5 | B | D | EAR99 | N | 85362090 | 1 | 4011209809161 | 2.725 | KG | 2365 | 2365 | LP20 | LP20 | circuit breaker VL250H high breaking capacity Icu=70kA, 415V AC 3-pole, line protection Electronic Trip Unit ETU22, LSIG 3 phases/4 lines with connecting cable In=250A, rated current IR=100...250A, overload protection, ISD=1.5 to 10xIR, II=11xIN short-circuit protection without auxiliary release with box terminal without auxiliary/alarm switch | - | 0 | 0
3VL3725-2SH33-0AA0-Z | U01 | 3VL3725-2SH33-0AA0-ZU01 | 1 | UN | 1 | 5 | B | D | EAR99 | N | 85362090 | 1 |  | 2.5 | KG | 2413.4 | 2413.4 | LP20 | LP20 | circuit breaker VL250H high breaking capacity Icu=70kA, 415V AC 3-pole, line protection Electronic Trip Unit ETU22, LSIG 3 phases/4 lines with connecting cable In=250A, rated current IR=100...250A, overload protection, ISD=1.5 to 10xIR, II=11xIN short-circuit protection without auxiliary release with box terminal without auxiliary/alarm switch with Safety Label for USA | - | 0 | 0
3VL3725-2SH36-0AA0 |  | 3VL3725-2SH36-0AA0 | 1 | UN | 1 | 5 | B | D | EAR99 | N | 85362090 | 1 | 4011209809734 | 2.785 | KG | 2343 | 2343 | LP20 | LP20 | circuit breaker VL250H high breaking capacity Icu=70kA, 415V AC 3-pole, line protection Electronic Trip Unit ETU22, LSIG 3 phases/4 lines with connecting cable In=250A, rated current IR=100...250A, overload protection, ISD=1.5 to 10xIR, II=11xIN short-circuit protection without auxiliary release without auxiliary/alarm switch | - | 0 | 0
3VL3725-2SH36-0AA0-Z | U01 | 3VL3725-2SH36-0AA0-ZU01 | 1 | UN | 1 | 5 | B | D | EAR99 | N | 85362090 | 1 |  | 2.5 | KG | 2391.4 | 2391.4 | LP20 | LP20 | circuit breaker VL250H high breaking capacity Icu=70kA, 415V AC 3-pole, line protection Electronic Trip Unit ETU22, LSIG 3 phases/4 lines with connecting cable In=250A, rated current IR=100...250A, overload protection, ISD=1.5 to 10xIR, II=11xIN short-circuit protection without auxiliary release without auxiliary/alarm switch with Safety Label for USA | - | 0 | 0
3VL3725-2SL33-0AA0 |  | 3VL3725-2SL33-0AA0 | 1 | UN | 1 | 5 | B | D | EAR99 | N | 85362090 | 1 | 4011209809185 | 2.725 | KG | 2266 | 2266 | LP20 | LP20 | circuit breaker VL250H high breaking capacity Icu=70kA, 415V AC 3-pole, line protection Electronic Trip Unit ETU12, LIG 3 phases/3 lines In=250A, rated current IR=100...250A, overload protection, II=1.25 to 11xIN, short-circuit protection without auxiliary release with box terminal without auxiliary/alarm switch | - | 0 | 0
3VL3725-2SL33-0AA0-Z | U01 | 3VL3725-2SL33-0AA0-ZU01 | 1 | UN | 1 | 5 | B | D | EAR99 | N | 85362090 | 1 |  | 2.5 | KG | 2314.4 | 2314.4 | LP20 | LP20 | circuit breaker VL250H high breaking capacity Icu=70kA, 415V AC 3-pole, line protection Electronic Trip Unit ETU12, LIG 3 phases/3 lines In=250A, rated current IR=100...250A, overload protection, II=1.25 to 11xIN, short-circuit protection without auxiliary release with box terminal without auxiliary/alarm switch with Safety Label for USA | - | 0 | 0
3VL3725-2SL36-0AA0 |  | 3VL3725-2SL36-0AA0 | 1 | UN | 1 | 5 | B | D | EAR99 | N | 85362090 | 1 | 4011209809758 | 2.785 | KG | 2255 | 2255 | LP20 | LP20 | circuit breaker VL250H high breaking capacity Icu=70kA, 415V AC 3-pole, line protection Electronic Trip Unit ETU12, LIG 3 phases/3 lines In=250A, rated current IR=100...250A, overload protection, II=1.25 to 11xIN, short-circuit protection without auxiliary release without auxiliary/alarm switch | - | 0 | 0
3VL3725-2SL36-0AA0-Z | U01 | 3VL3725-2SL36-0AA0-ZU01 | 1 | UN | 1 | 5 | B | D | EAR99 | N | 85362090 | 1 |  | 2.5 | KG | 2303.4 | 2303.4 | LP20 | LP20 | circuit breaker VL250H high breaking capacity Icu=70kA, 415V AC 3-pole, line protection Electronic Trip Unit ETU12, LIG 3 phases/3 lines In=250A, rated current IR=100...250A, overload protection, II=1.25 to 11xIN, short-circuit protection without auxiliary release without auxiliary/alarm switch with Safety Label for USA | - | 0 | 0
3VL3725-2SP33-0AA0 |  | 3VL3725-2SP33-0AA0 | 1 | UN | 1 | 5 | B | D | EAR99 | N | 85362090 | 1 | 4011209809208 | 2.725 | KG | 1881 | 1721 | LP20 | LP20 | circuit breaker VL250H high breaking capacity Icu=70kA, 415V AC 3-pole, motor/generator prot. Electronic Trip Unit ETU10M, LI In=250A, rated current IR=100...250A, overload protection, II=1.25 to 11xIN, short-circuit protection without auxiliary release with box terminal without auxiliary/alarm switch | - | 0 | 0
3VL3725-2SP33-0AA0-Z | U01 | 3VL3725-2SP33-0AA0-ZU01 | 1 | UN | 1 | 5 | B | D | EAR99 | N | 85362090 | 1 |  | 2.5 | KG | 1929.4 | 1929.4 | LP20 | LP20 | circuit breaker VL250H high breaking capacity Icu=70kA, 415V AC 3-pole, motor/generator prot. Electronic Trip Unit ETU10M, LI In=250A, rated current IR=100...250A, overload protection, II=1.25 to 11xIN, short-circuit protection without auxiliary release with box terminal without auxiliary/alarm switch with Safety Label for USA | - | 0 | 0
3VL3725-2SP36-0AA0 |  | 3VL3725-2SP36-0AA0 | 1 | UN | 1 | 5 | B | D | EAR99 | N | 85362090 | 1 | 4011209809772 | 2.564 | KG | 1859 | 1721 | LP20 | LP20 | circuit breaker VL250H high breaking capacity Icu=70kA, 415V AC 3-pole, motor/generator prot. Electronic Trip Unit ETU10M, LI In=250A, rated current IR=100...250A, overload protection, II=1.25 to 11xIN, short-circuit protection without auxiliary release without auxiliary/alarm switch | - | 0 | 0
3VL3725-2SP36-0AA0-Z | U01 | 3VL3725-2SP36-0AA0-ZU01 | 1 | UN | 1 | 5 | B | D | EAR99 | N | 85362090 | 1 |  | 2.5 | KG | 1907.4 | 1907.4 | LP20 | LP20 | circuit breaker VL250H high breaking capacity Icu=70kA, 415V AC 3-pole, motor/generator prot. Electronic Trip Unit ETU10M, LI In=250A, rated current IR=100...250A, overload protection, II=1.25 to 11xIN, short-circuit protection without auxiliary release without auxiliary/alarm switch with Safety Label for USA | - | 0 | 0
3VL3725-2SS33-0AA0 |  | 3VL3725-2SS33-0AA0 | 1 | UN | 1 | 5 | B | D | EAR99 | N | 85362090 | 1 | 4011209809222 | 2.725 | KG | 2013 | 1835.6 | LP20 | LP20 | circuit breaker VL250H high breaking capacity Icu=70kA, 415V AC 3-pole, motor protection Electronic Trip Unit ETU30M, LI IR=100...250A, overload prot., TC=10A...30, II=6/8/11 xIN, short-circuit protection without auxiliary release with box terminal without auxiliary/alarm switch | - | 0 | 0
3VL3725-2SS33-0AA0-Z | U01 | 3VL3725-2SS33-0AA0-ZU01 | 1 | UN | 1 | 5 | B | D | EAR99 | N | 85362090 | 1 |  | 2.5 | KG | 2061.4 | 2061.4 | LP20 | LP20 | circuit breaker VL250H high breaking capacity Icu=70kA, 415V AC 3-pole, motor protection Electronic Trip Unit ETU30M, LI IR=100...250A, overload prot., TC=10A...30, II=6/8/11 xIN, short-circuit protection without auxiliary release with box terminal without auxiliary/alarm switch with Safety Label for USA | - | 0 | 0
3VL3725-2SS33-0AB1-Z | U01 | 3VL3725-2SS33-0AB1-ZU01 | 1 | UN | 1 | 5 | B | D | EAR99 | N | 85362090 | 1 |  | 2.5 | KG | 2137.08 | 2137.08 | LP20 | LP20 | circuit breaker VL250H high breaking capacity Icu=70kA, 415V AC 3-pole, motor protection Electronic Trip Unit ETU30M, LI IR=100...250A, overload prot., TC=10A...30, II=6/8/11 xIN, short-circuit protection without auxiliary release with box terminal Auxiliary switch mounting kit 2 AUX (1 NO + 1 NC) with Safety Label for USA | - | 0 | 0
3VL3725-2SS36-0AA0 |  | 3VL3725-2SS36-0AA0 | 1 | UN | 1 | 5 | B | D | EAR99 | N | 85362090 | 1 | 4011209809796 | 2.575 | KG | 1980 | 1835.6 | LP20 | LP20 | circuit breaker VL250H high breaking capacity Icu=70kA, 415V AC 3-pole, motor protection Electronic Trip Unit ETU30M, LI IR=100...250A, overload prot., TC=10A...30, II=6/8/11 xIN, short-circuit protection without auxiliary release without auxiliary/alarm switch | - | 0 | 0
3VL3725-2SS36-0AA0-Z | U01 | 3VL3725-2SS36-0AA0-ZU01 | 1 | UN | 1 | 5 | B | D | EAR99 | N | 85362090 | 1 |  | 2.5 | KG | 2028.4 | 2028.4 | LP20 | LP20 | circuit breaker VL250H high breaking capacity Icu=70kA, 415V AC 3-pole, motor protection Electronic Trip Unit ETU30M, LI IR=100...250A, overload prot., TC=10A...30, II=6/8/11 xIN, short-circuit protection without auxiliary release without auxiliary/alarm switch with Safety Label for USA | - | 0 | 0
3VL3725-2SS36-0AB1-Z | U01 | 3VL3725-2SS36-0AB1-ZU01 | 1 | UN | 1 | 5 | B | D | EAR99 | N | 85362090 | 1 |  | 2.5 | KG | 2104.08 | 2104.08 | LP20 | LP20 | circuit breaker VL250H high breaking capacity Icu=70kA, 415V AC 3-pole, motor protection Electronic Trip Unit ETU30M, LI IR=100...250A, overload prot., TC=10A...30, II=6/8/11 xIN, short-circuit protection without auxiliary release Auxiliary switch mounting kit 2 AUX (1 NO + 1 NC) with Safety Label for USA | - | 0 | 0
3VL3725-2TA43-0AA0 |  | 3VL3725-2TA43-0AA0 | 1 | UN | 1 | 5 | B | D | EAR99 | N | 85362090 | 1 | 4011209809406 | 3.607 | KG | 2519 | 2519 | LP20 | LP20 | circuit breaker VL250H high breaking capacity Icu=70kA, 415V AC 4-pole, line protection Electronic Trip Unit ETU10, LIN In=250A, rated current IR=100...250A, overload protection, II=1.25 to 11xIN, short-circuit protection N protected without auxiliary release with box terminal without auxiliary/alarm switch | - | 0 | 0
3VL3725-2TA43-0AA0-Z | U01 | 3VL3725-2TA43-0AA0-ZU01 | 1 | UN | 1 | 5 | B | D | EAR99 | N | 85362090 | 1 |  | 3.3 | KG | 2567.4 | 2567.4 | LP20 | LP20 | circuit breaker VL250H high breaking capacity Icu=70kA, 415V AC 4-pole, line protection Electronic Trip Unit ETU10, LIN In=250A, rated current IR=100...250A, overload protection, II=1.25 to 11xIN, short-circuit protection N protected without auxiliary release with box terminal without auxiliary/alarm switch with Safety Label for USA | - | 0 | 0
3VL3725-2TA46-0AA0 |  | 3VL3725-2TA46-0AA0 | 1 | UN | 1 | 5 | B | D | EAR99 | N | 85362090 | 1 | 4011209809970 | 3.361 | KG | 2464 | 2464 | LP20 | LP20 | circuit breaker VL250H high breaking capacity Icu=70kA, 415V AC 4-pole, line protection Electronic Trip Unit ETU10, LIN In=250A, rated current IR=100...250A, overload protection, II=1.25 to 11xIN, short-circuit protection N protected without auxiliary release without auxiliary/alarm switch | - | 0 | 0
3VL3725-2TA46-0AA0-Z | U01 | 3VL3725-2TA46-0AA0-ZU01 | 1 | UN | 1 | 5 | B | D | EAR99 | N | 85362090 | 1 |  | 3.3 | KG | 2512.4 | 2512.4 | LP20 | LP20 | circuit breaker VL250H high breaking capacity Icu=70kA, 415V AC 4-pole, line protection Electronic Trip Unit ETU10, LIN In=250A, rated current IR=100...250A, overload protection, II=1.25 to 11xIN, short-circuit protection N protected without auxiliary release without auxiliary/alarm switch with Safety Label for USA | - | 0 | 0
3VL3725-2TB43-0AA0 |  | 3VL3725-2TB43-0AA0 | 1 | UN | 1 | 5 | B | D | EAR99 | N | 85362090 | 1 | 4011209809420 | 3.607 | KG | 2365 | 2365 | LP20 | LP20 | circuit breaker VL250H high breaking capacity Icu=70kA, 415V AC 4-pole, line protection Electronic Trip Unit ETU10, LI In=250A, rated current IR=100...250A, overload protection, II=1.25 to 11xIN, short-circuit protection without auxiliary release with box terminal without auxiliary/alarm switch | - | 0 | 0
3VL3725-2TB43-0AA0-Z | U01 | 3VL3725-2TB43-0AA0-ZU01 | 1 | UN | 1 | 5 | B | D | EAR99 | N | 85362090 | 1 |  | 3.3 | KG | 2413.4 | 2413.4 | LP20 | LP20 | circuit breaker VL250H high breaking capacity Icu=70kA, 415V AC 4-pole, line protection Electronic Trip Unit ETU10, LI In=250A, rated current IR=100...250A, overload protection, II=1.25 to 11xIN, short-circuit protection without auxiliary release with box terminal without auxiliary/alarm switch with Safety Label for USA | - | 0 | 0
3VL3725-2TB46-0AA0 |  | 3VL3725-2TB46-0AA0 | 1 | UN | 1 | 5 | B | D | EAR99 | N | 85362090 | 1 | 4011209809994 | 3.361 | KG | 2343 | 2343 | LP20 | LP20 | circuit breaker VL250H high breaking capacity Icu=70kA, 415V AC 4-pole, line protection Electronic Trip Unit ETU10, LI In=250A, rated current IR=100...250A, overload protection, II=1.25 to 11xIN, short-circuit protection without auxiliary release without auxiliary/alarm switch | - | 0 | 0
3VL3725-2TB46-0AA0-Z | U01 | 3VL3725-2TB46-0AA0-ZU01 | 1 | UN | 1 | 5 | B | D | EAR99 | N | 85362090 | 1 |  | 3.3 | KG | 2391.4 | 2391.4 | LP20 | LP20 | circuit breaker VL250H high breaking capacity Icu=70kA, 415V AC 4-pole, line protection Electronic Trip Unit ETU10, LI In=250A, rated current IR=100...250A, overload protection, II=1.25 to 11xIN, short-circuit protection without auxiliary release without auxiliary/alarm switch with Safety Label for USA | - | 0 | 0
3VL3725-2TE43-0AA0 |  | 3VL3725-2TE43-0AA0 | 1 | UN | 1 | 5 | B | D | EAR99 | N | 85362090 | 1 | 4011209809444 | 3.607 | KG | 2519 | 2519 | LP20 | LP20 | circuit breaker VL250H high breaking capacity Icu=70kA, 415V AC 4-pole, line protection Electronic Trip Unit ETU20, LSI In=250A, rated current IR=100...250A, overload protection, ISD=1.5 to 10xIR, II=11xIN short-circuit protection N unprotected without auxiliary release with box terminal without auxiliary/alarm switch | - | 0 | 0
3VL3725-2TE43-0AA0-Z | U01 | 3VL3725-2TE43-0AA0-ZU01 | 1 | UN | 1 | 5 | B | D | EAR99 | N | 85362090 | 1 |  | 3.3 | KG | 2567.4 | 2567.4 | LP20 | LP20 | circuit breaker VL250H high breaking capacity Icu=70kA, 415V AC 4-pole, line protection Electronic Trip Unit ETU20, LSI In=250A, rated current IR=100...250A, overload protection, ISD=1.5 to 10xIR, II=11xIN short-circuit protection N unprotected without auxiliary release with box terminal without auxiliary/alarm switch with Safety Label for USA | - | 0 | 0
3VL3725-2TE46-0AA0 |  | 3VL3725-2TE46-0AA0 | 1 | UN | 1 | 5 | B | D | EAR99 | N | 85362090 | 1 | 4011209810013 | 3.361 | KG | 2464 | 2464 | LP20 | LP20 | circuit breaker VL250H high breaking capacity Icu=70kA, 415V AC 4-pole, line protection Electronic Trip Unit ETU20, LSI In=250A, rated current IR=100...250A, overload protection, ISD=1.5 to 10xIR, II=11xIN short-circuit protection N unprotected without auxiliary release without auxiliary/alarm switch | - | 0 | 0
3VL3725-2TE46-0AA0-Z | U01 | 3VL3725-2TE46-0AA0-ZU01 | 1 | UN | 1 | 5 | B | D | EAR99 | N | 85362090 | 1 |  | 3.3 | KG | 2512.4 | 2512.4 | LP20 | LP20 | circuit breaker VL250H high breaking capacity Icu=70kA, 415V AC 4-pole, line protection Electronic Trip Unit ETU20, LSI In=250A, rated current IR=100...250A, overload protection, ISD=1.5 to 10xIR, II=11xIN short-circuit protection N unprotected without auxiliary release without auxiliary/alarm switch with Safety Label for USA | - | 0 | 0
3VL3725-2TF43-0AA0 |  | 3VL3725-2TF43-0AA0 | 1 | UN | 1 | 5 | B | D | EAR99 | N | 85362090 | 1 | 4011209809468 | 3.607 | KG | 2662 | 2421.3 | LP20 | LP20 | circuit breaker VL250H high breaking capacity Icu=70kA, 415V AC 4-pole, line protection Electronic Trip Unit ETU20, LSI In=250A, rated current IR=100...250A, overload protection, ISD=1.5 to 10xIR, II=11xIN short-circuit protection N protected without auxiliary release with box terminal without auxiliary/alarm switch | - | 0 | 0
3VL3725-2TF43-0AA0-Z | U01 | 3VL3725-2TF43-0AA0-ZU01 | 1 | UN | 1 | 5 | B | D | EAR99 | N | 85362090 | 1 |  | 3.3 | KG | 2710.4 | 2710.4 | LP20 | LP20 | circuit breaker VL250H high breaking capacity Icu=70kA, 415V AC 4-pole, line protection Electronic Trip Unit ETU20, LSI In=250A, rated current IR=100...250A, overload protection, ISD=1.5 to 10xIR, II=11xIN short-circuit protection N protected without auxiliary release with box terminal without auxiliary/alarm switch with Safety Label for USA | - | 0 | 0
3VL3725-2TF46-0AA0 |  | 3VL3725-2TF46-0AA0 | 1 | UN | 1 | 5 | B | D | EAR99 | N | 85362090 | 1 | 4011209810037 | 3.361 | KG | 2629 | 2421.3 | LP20 | LP20 | circuit breaker VL250H high breaking capacity Icu=70kA, 415V AC 4-pole, line protection Electronic Trip Unit ETU20, LSI In=250A, rated current IR=100...250A, overload protection, ISD=1.5 to 10xIR, II=11xIN short-circuit protection N protected without auxiliary release without auxiliary/alarm switch | - | 0 | 0
3VL3725-2TF46-0AA0-Z | U01 | 3VL3725-2TF46-0AA0-ZU01 | 1 | UN | 1 | 5 | B | D | EAR99 | N | 85362090 | 1 |  | 3.3 | KG | 2677.4 | 2677.4 | LP20 | LP20 | circuit breaker VL250H high breaking capacity Icu=70kA, 415V AC 4-pole, line protection Electronic Trip Unit ETU20, LSI In=250A, rated current IR=100...250A, overload protection, ISD=1.5 to 10xIR, II=11xIN short-circuit protection N protected without auxiliary release without auxiliary/alarm switch with Safety Label for USA | - | 0 | 0
3VL3725-2TH43-0AA0 |  | 3VL3725-2TH43-0AA0 | 1 | UN | 1 | 5 | B | D | EAR99 | N | 85362090 | 1 | 4011209809482 | 3.607 | KG | 3245 | 3245 | LP20 | LP20 | circuit breaker VL250H high breaking capacity Icu=70kA, 415V AC 4-pole, line protection Electronic Trip Unit ETU22, LSIG In=250A, rated current IR=100...250A, overload protection, ISD=1.5 to 10xIR, II=11xIN short-circuit protection N protected without auxiliary release with box terminal without auxiliary/alarm switch | - | 0 | 0
3VL3725-2TH43-0AA0-Z | U01 | 3VL3725-2TH43-0AA0-ZU01 | 1 | UN | 1 | 5 | B | D | EAR99 | N | 85362090 | 1 |  | 3.3 | KG | 3293.4 | 3293.4 | LP20 | LP20 | circuit breaker VL250H high breaking capacity Icu=70kA, 415V AC 4-pole, line protection Electronic Trip Unit ETU22, LSIG In=250A, rated current IR=100...250A, overload protection, ISD=1.5 to 10xIR, II=11xIN short-circuit protection N protected without auxiliary release with box terminal without auxiliary/alarm switch with Safety Label for USA | - | 0 | 0
3VL3725-2TH46-0AA0 |  | 3VL3725-2TH46-0AA0 | 1 | UN | 1 | 5 | B | D | EAR99 | N | 85362090 | 1 | 4011209810051 | 3.361 | KG | 3234 | 3234 | LP20 | LP20 | circuit breaker VL250H high breaking capacity Icu=70kA, 415V AC 4-pole, line protection Electronic Trip Unit ETU22, LSIG In=250A, rated current IR=100...250A, overload protection, ISD=1.5 to 10xIR, II=11xIN short-circuit protection N protected without auxiliary release without auxiliary/alarm switch | - | 0 | 0
3VL3725-2TH46-0AA0-Z | U01 | 3VL3725-2TH46-0AA0-ZU01 | 1 | UN | 1 | 5 | B | D | EAR99 | N | 85362090 | 1 |  | 3.3 | KG | 3282.4 | 3282.4 | LP20 | LP20 | circuit breaker VL250H high breaking capacity Icu=70kA, 415V AC 4-pole, line protection Electronic Trip Unit ETU22, LSIG In=250A, rated current IR=100...250A, overload protection, ISD=1.5 to 10xIR, II=11xIN short-circuit protection N protected without auxiliary release without auxiliary/alarm switch with Safety Label for USA | - | 0 | 0
3VL3725-2TN43-0AA0 |  | 3VL3725-2TN43-0AA0 | 1 | UN | 1 | 5 | B | D | EAR99 | N | 85362090 | 1 | 4011209809505 | 3.607 | KG | 3157 | 3157 | LP20 | LP20 | circuit breaker VL250H high breaking capacity Icu=70kA, 415V AC 4-pole, line protection Electronic Trip Unit ETU12, LIG In=250A, rated current IR=100...250A, overload protection, II=1.25 to 11xIN, short-circuit protection N protected without auxiliary release with box terminal without auxiliary/alarm switch | - | 0 | 0
3VL3725-2TN43-0AA0-Z | U01 | 3VL3725-2TN43-0AA0-ZU01 | 1 | UN | 1 | 5 | B | D | EAR99 | N | 85362090 | 1 |  | 3.3 | KG | 3205.4 | 3205.4 | LP20 | LP20 | circuit breaker VL250H high breaking capacity Icu=70kA, 415V AC 4-pole, line protection Electronic Trip Unit ETU12, LIG In=250A, rated current IR=100...250A, overload protection, II=1.25 to 11xIN, short-circuit protection N protected without auxiliary release with box terminal without auxiliary/alarm switch with Safety Label for USA | - | 0 | 0
3VL3725-2TN46-0AA0 |  | 3VL3725-2TN46-0AA0 | 1 | UN | 1 | 5 | B | D | EAR99 | N | 85362090 | 1 | 4011209810075 | 3.361 | KG | 3113 | 3113 | LP20 | LP20 | circuit breaker VL250H high breaking capacity Icu=70kA, 415V AC 4-pole, line protection Electronic Trip Unit ETU12, LIG In=250A, rated current IR=100...250A, overload protection, II=1.25 to 11xIN, short-circuit protection N protected without auxiliary release without auxiliary/alarm switch | - | 0 | 0
3VL3725-2TN46-0AA0-Z | U01 | 3VL3725-2TN46-0AA0-ZU01 | 1 | UN | 1 | 5 | B | D | EAR99 | N | 85362090 | 1 |  | 3.3 | KG | 3161.4 | 3161.4 | LP20 | LP20 | circuit breaker VL250H high breaking capacity Icu=70kA, 415V AC 4-pole, line protection Electronic Trip Unit ETU12, LIG In=250A, rated current IR=100...250A, overload protection, II=1.25 to 11xIN, short-circuit protection N protected without auxiliary release without auxiliary/alarm switch with Safety Label for USA | - | 0 | 0
3VL3725-2UH33-0AA0 |  | 3VL3725-2UH33-0AA0 | 1 | UN | 1 | 5 | B | D | EAR99 | N | 85362090 | 1 | 4011209885820 | 2.725 | KG | 3102 | 3102 | LP20 | LP20 | circuit breaker VL250H high breaking capacity Icu=70kA, 415V AC 3-pole, line protection Electronic Trip Unit LCD ETU40, LI/LS/LSI In=250A, rated current IR=100...250A, overload protection, ISD=1.5 to 10xIR, II=11xIN short-circuit protection with box terminal without auxiliary release without auxiliary/alarm switch | - | 0 | 0
3VL3725-2UH33-0AA0-Z | U01 | 3VL3725-2UH33-0AA0-ZU01 | 1 | UN | 1 | 5 | B | D | EAR99 | N | 85362090 | 1 |  | 2.5 | KG | 3150.4 | 3150.4 | LP20 | LP20 | circuit breaker VL250H high breaking capacity Icu=70kA, 415V AC 3-pole, line protection Electronic Trip Unit LCD ETU40, LI/LS/LSI In=250A, rated current IR=100...250A, overload protection, ISD=1.5 to 10xIR, II=11xIN short-circuit protection with box terminal without auxiliary release without auxiliary/alarm switch with Safety Label for USA | - | 0 | 0
3VL3725-2UH36-0AA0 |  | 3VL3725-2UH36-0AA0 | 1 | UN | 1 | 5 | B | D | EAR99 | N | 85362090 | 1 | 4011209885851 | 2.575 | KG | 3069 | 3069 | LP20 | LP20 | circuit breaker VL250H high breaking capacity Icu=70kA, 415V AC 3-pole, line protection Electronic Trip Unit LCD ETU40, LI/LS/LSI In=250A, rated current IR=100...250A, overload protection, ISD=1.5 to 10xIR, II=11xIN short-circuit protection without auxiliary release without auxiliary/alarm switch | - | 0 | 0
3VL3725-2UH36-0AA0-Z | U01 | 3VL3725-2UH36-0AA0-ZU01 | 1 | UN | 1 | 5 | B | D | EAR99 | N | 85362090 | 1 |  | 2.5 | KG | 3117.4 | 3117.4 | LP20 | LP20 | circuit breaker VL250H high breaking capacity Icu=70kA, 415V AC 3-pole, line protection Electronic Trip Unit LCD ETU40, LI/LS/LSI In=250A, rated current IR=100...250A, overload protection, ISD=1.5 to 10xIR, II=11xIN short-circuit protection without auxiliary release without auxiliary/alarm switch with Safety Label for USA | - | 0 | 0
3VL3725-2UJ43-0AA0 |  | 3VL3725-2UJ43-0AA0 | 1 | UN | 1 | 5 | B | D | EAR99 | N | 85362090 | 1 | 4011209886544 | 3.607 | KG | 3905 | 3905 | LP20 | LP20 | circuit breaker VL250H high breaking capacity Icu=70kA, 415V AC 4-pole, line protection Electronic Trip Unit LCD ETU40, LI/LS/LSI In=250A, rated current IR=100...250A, overload protection, ISD=1.5 to 10xIR, II=11xIN short-circuit protection N protected with box terminal without auxiliary release without auxiliary/alarm switch | - | 0 | 0
3VL3725-2UJ43-0AA0-Z | U01 | 3VL3725-2UJ43-0AA0-ZU01 | 1 | UN | 1 | 5 | B | D | EAR99 | N | 85362090 | 1 |  | 3.3 | KG | 3953.4 | 3953.4 | LP20 | LP20 | circuit breaker VL250H high breaking capacity Icu=70kA, 415V AC 4-pole, line protection Electronic Trip Unit LCD ETU40, LI/LS/LSI In=250A, rated current IR=100...250A, overload protection, ISD=1.5 to 10xIR, II=11xIN short-circuit protection N protected with box terminal without auxiliary release without auxiliary/alarm switch with Safety Label for USA | - | 0 | 0
3VL3725-2UJ46-0AA0 |  | 3VL3725-2UJ46-0AA0 | 1 | UN | 1 | 5 | B | D | EAR99 | N | 85362090 | 1 | 4011209886575 | 3.361 | KG | 3883 | 3883 | LP20 | LP20 | circuit breaker VL250H high breaking capacity Icu=70kA, 415V AC 4-pole, line protection Electronic Trip Unit LCD ETU40, LI/LS/LSI In=250A, rated current IR=100...250A, overload protection, ISD=1.5 to 10xIR, II=11xIN short-circuit protection N protected without auxiliary release without auxiliary/alarm switch | - | 0 | 0
3VL3725-2UJ46-0AA0-Z | U01 | 3VL3725-2UJ46-0AA0-ZU01 | 1 | UN | 1 | 5 | B | D | EAR99 | N | 85362090 | 1 |  | 3.3 | KG | 3931.4 | 3931.4 | LP20 | LP20 | circuit breaker VL250H high breaking capacity Icu=70kA, 415V AC 4-pole, line protection Electronic Trip Unit LCD ETU40, LI/LS/LSI In=250A, rated current IR=100...250A, overload protection, ISD=1.5 to 10xIR, II=11xIN short-circuit protection N protected without auxiliary release without auxiliary/alarm switch with Safety Label for USA | - | 0 | 0
3VL3725-2UL33-0AA0 |  | 3VL3725-2UL33-0AA0 | 1 | UN | 1 | 5 | B | D | EAR99 | N | 85362090 | 1 | 4011209885943 | 2.725 | KG | 3421 | 3421 | LP20 | LP20 | circuit breaker VL250H high breaking capacity Icu=70kA, 415V AC 3-pole, line protection Electronic Trip Unit LCD ETU42, LSIG 3 phases/3 lines In=250A, rated current IR=100...250A, overload protection, ISD=1.5 to 10xIR, II=11xIN short-circuit protection with box terminal without auxiliary release without auxiliary/alarm switch | - | 0 | 0
3VL3725-2UL33-0AA0-Z | U01 | 3VL3725-2UL33-0AA0-ZU01 | 1 | UN | 1 | 5 | B | D | EAR99 | N | 85362090 | 1 |  | 2.5 | KG | 3469.4 | 3469.4 | LP20 | LP20 | circuit breaker VL250H high breaking capacity Icu=70kA, 415V AC 3-pole, line protection Electronic Trip Unit LCD ETU42, LSIG 3 phases/3 lines In=250A, rated current IR=100...250A, overload protection, ISD=1.5 to 10xIR, II=11xIN short-circuit protection with box terminal without auxiliary release without auxiliary/alarm switch with Safety Label for USA | - | 0 | 0
3VL3725-2UL36-0AA0 |  | 3VL3725-2UL36-0AA0 | 1 | UN | 1 | 5 | B | D | EAR99 | N | 85362090 | 1 | 4011209885974 | 2.575 | KG | 3410 | 3410 | LP20 | LP20 | circuit breaker VL250H high breaking capacity Icu=70kA, 415V AC 3-pole, line protection Electronic Trip Unit LCD ETU42, LSIG 3 phases/3 lines In=250A, rated current IR=100...250A, overload protection, ISD=1.5 to 10xIR, II=11xIN short-circuit protection without auxiliary release without auxiliary/alarm switch | - | 0 | 0
3VL3725-2UL36-0AA0-Z | U01 | 3VL3725-2UL36-0AA0-ZU01 | 1 | UN | 1 | 5 | B | D | EAR99 | N | 85362090 | 1 |  | 2.5 | KG | 3458.4 | 3458.4 | LP20 | LP20 | circuit breaker VL250H high breaking capacity Icu=70kA, 415V AC 3-pole, line protection Electronic Trip Unit LCD ETU42, LSIG 3 phases/3 lines In=250A, rated current IR=100...250A, overload protection, ISD=1.5 to 10xIR, II=11xIN short-circuit protection without auxiliary release without auxiliary/alarm switch with Safety Label for USA | - | 0 | 0
3VL3725-2UM33-0AA0 |  | 3VL3725-2UM33-0AA0 | 1 | UN | 1 | 5 | B | D | EAR99 | N | 85362090 | 1 | 4011209886063 | 2.725 | KG | 3421 | 3421 | LP20 | LP20 | circuit breaker VL250H high breaking capacity Icu=70kA, 415V AC 3-pole, line protection Electronic Trip Unit LCD ETU42, LSIG 3 phases/4 lines with connecting cable In=250A, rated current IR=100...250A, overload protection, ISD=1.5 to 10xIR, II=11xIN short-circuit protection with box terminal without auxiliary release without auxiliary/alarm switch | - | 0 | 0
3VL3725-2UM33-0AA0-Z | U01 | 3VL3725-2UM33-0AA0-ZU01 | 1 | UN | 1 | 5 | B | D | EAR99 | N | 85362090 | 1 |  | 2.5 | KG | 3469.4 | 3469.4 | LP20 | LP20 | circuit breaker VL250H high breaking capacity Icu=70kA, 415V AC 3-pole, line protection Electronic Trip Unit LCD ETU42, LSIG 3 phases/4 lines with connecting cable In=250A, rated current IR=100...250A, overload protection, ISD=1.5 to 10xIR, II=11xIN short-circuit protection with box terminal without auxiliary release without auxiliary/alarm switch with Safety Label for USA | - | 0 | 0
3VL3725-2UM36-0AA0 |  | 3VL3725-2UM36-0AA0 | 1 | UN | 1 | 5 | B | D | EAR99 | N | 85362090 | 1 | 4011209886094 | 2.575 | KG | 3410 | 3410 | LP20 | LP20 | circuit breaker VL250H high breaking capacity Icu=70kA, 415V AC 3-pole, line protection Electronic Trip Unit LCD ETU42, LSIG 3 phases/4 lines with connecting cable In=250A, rated current IR=100...250A, overload protection, ISD=1.5 to 10xIR, II=11xIN short-circuit protection without auxiliary release without auxiliary/alarm switch | - | 0 | 0
3VL3725-2UM36-0AA0-Z | U01 | 3VL3725-2UM36-0AA0-ZU01 | 1 | UN | 1 | 5 | B | D | EAR99 | N | 85362090 | 1 |  | 2.5 | KG | 3458.4 | 3458.4 | LP20 | LP20 | circuit breaker VL250H high breaking capacity Icu=70kA, 415V AC 3-pole, line protection Electronic Trip Unit LCD ETU42, LSIG 3 phases/4 lines with connecting cable In=250A, rated current IR=100...250A, overload protection, ISD=1.5 to 10xIR, II=11xIN short-circuit protection without auxiliary release without auxiliary/alarm switch with Safety Label for USA | - | 0 | 0
3VL3725-2UN43-0AA0 |  | 3VL3725-2UN43-0AA0 | 1 | UN | 1 | 5 | B | D | EAR99 | N | 85362090 | 1 | 4011209886667 | 3.607 | KG | 3905 | 3905 | LP20 | LP20 | circuit breaker VL250H high breaking capacity Icu=70kA, 415V AC 4-pole, line protection Electronic Trip Unit LCD ETU42, LSIG In=250A, rated current IR=100...250A, overload protection, ISD=1.5 to 10xIR, II=11xIN short-circuit protection N protected with ground-fault protection with box terminal without auxiliary release without auxiliary/alarm switch | - | 0 | 0
3VL3725-2UN43-0AA0-Z | U01 | 3VL3725-2UN43-0AA0-ZU01 | 1 | UN | 1 | 5 | B | D | EAR99 | N | 85362090 | 1 |  | 3.3 | KG | 3953.4 | 3953.4 | LP20 | LP20 | circuit breaker VL250H high breaking capacity Icu=70kA, 415V AC 4-pole, line protection Electronic Trip Unit LCD ETU42, LSIG In=250A, rated current IR=100...250A, overload protection, ISD=1.5 to 10xIR, II=11xIN short-circuit protection N protected with ground-fault protection with box terminal without auxiliary release without auxiliary/alarm switch with Safety Label for USA | - | 0 | 0
3VL3725-2UN46-0AA0 |  | 3VL3725-2UN46-0AA0 | 1 | UN | 1 | 5 | B | D | EAR99 | N | 85362090 | 1 | 4011209886698 | 3.361 | KG | 3883 | 3883 | LP20 | LP20 | circuit breaker VL250H high breaking capacity Icu=70kA, 415V AC 4-pole, line protection Electronic Trip Unit LCD ETU42, LSIG In=250A, rated current IR=100...250A, overload protection, ISD=1.5 to 10xIR, II=11xIN short-circuit protection N protected with ground-fault protection without auxiliary release without auxiliary/alarm switch | - | 0 | 0
3VL3725-2UN46-0AA0-Z | U01 | 3VL3725-2UN46-0AA0-ZU01 | 1 | UN | 1 | 5 | B | D | EAR99 | N | 85362090 | 1 |  | 3.3 | KG | 3931.4 | 3931.4 | LP20 | LP20 | circuit breaker VL250H high breaking capacity Icu=70kA, 415V AC 4-pole, line protection Electronic Trip Unit LCD ETU42, LSIG In=250A, rated current IR=100...250A, overload protection, ISD=1.5 to 10xIR, II=11xIN short-circuit protection N protected with ground-fault protection without auxiliary release without auxiliary/alarm switch with Safety Label for USA | - | 0 | 0
3VL3725-2UP33-0AA0 |  | 3VL3725-2UP33-0AA0 | 1 | UN | 1 | 5 | B | D | EAR99 | N | 85362090 | 1 | 4011209885707 | 2.725 | KG | 3102 | 3102 | LP20 | LP20 | circuit breaker VL250H high breaking capacity Icu=70kA, 415V AC 3-pole, motor/generator prot. Electronic Trip Unit LCD ETU40M, LI In=250A, rated current IR=100...250A, overload protection, II=1.25 to 11xIN, short-circuit protection with box terminal without auxiliary release without auxiliary/alarm switch | - | 0 | 0
3VL3725-2UP33-0AA0-Z | U01 | 3VL3725-2UP33-0AA0-ZU01 | 1 | UN | 1 | 5 | B | D | EAR99 | N | 85362090 | 1 |  | 2.5 | KG | 3150.4 | 3150.4 | LP20 | LP20 | circuit breaker VL250H high breaking capacity Icu=70kA, 415V AC 3-pole, motor/generator prot. Electronic Trip Unit LCD ETU40M, LI In=250A, rated current IR=100...250A, overload protection, II=1.25 to 11xIN, short-circuit protection with box terminal without auxiliary release without auxiliary/alarm switch with Safety Label for USA | - | 0 | 0
3VL3725-2UP36-0AA0 |  | 3VL3725-2UP36-0AA0 | 1 | UN | 1 | 5 | B | D | EAR99 | N | 85362090 | 1 | 4011209885738 | 2.575 | KG | 3069 | 3069 | LP20 | LP20 | circuit breaker VL250H high breaking capacity Icu=70kA, 415V AC 3-pole, motor/generator prot. Electronic Trip Unit LCD ETU40M, LI In=250A, rated current IR=100...250A, overload protection, II=1.25 to 11xIN, short-circuit protection without auxiliary release without auxiliary/alarm switch | - | 0 | 0
3VL3725-2UP36-0AA0-Z | U01 | 3VL3725-2UP36-0AA0-ZU01 | 1 | UN | 1 | 5 | B | D | EAR99 | N | 85362090 | 1 |  | 2.5 | KG | 3117.4 | 3117.4 | LP20 | LP20 | circuit breaker VL250H high breaking capacity Icu=70kA, 415V AC 3-pole, motor/generator prot. Electronic Trip Unit LCD ETU40M, LI In=250A, rated current IR=100...250A, overload protection, II=1.25 to 11xIN, short-circuit protection without auxiliary release without auxiliary/alarm switch with Safety Label for USA | - | 0 | 0
3VL3725-3AA36-0AA0 |  | 3VL3725-3AA36-0AA0 | 1 | UN | 1 | 5 | B | D | N | N | 85362090 | 1 | 4011209652132 | 1.969 | KG | 1027.4 | 1027.4 | LP20 | LP20 | circuit breaker VL250L without Electronic Trip Unit very high breaking capacity Icu=100kA/415V AC, 3-pole In=< 250A, rated current without auxiliary release with screw terminal connections for switching unit and Electronic Trip Unit | - | 0 | 0
3VL3725-3AA46-0AA0 |  | 3VL3725-3AA46-0AA0 | 1 | UN | 1 | 5 | B | D | N | N | 85362090 | 1 | 4011209652125 | 2.563 | KG | 1320 | 1320 | LP20 | LP20 | circuit breaker VL250L without Electronic Trip Unit very high breaking capacity Icu=100kA/415V AC, 4-pole In=< 250A, rated current without auxiliary release with screw terminal connections for switching unit and Electronic Trip Unit | - | 0 | 0
3VL3725-3CH33-0AA0-Z | U01 | 3VL3725-3CH33-0AA0-ZU01 | 1 | UN | 1 | 30 | D | D | EAR99 | N | 85362090 | 1 |  | 2.5 | KG | 5482.4 | 5482.4 | LP20 | LP20 | circuit breaker VL250L very high breaking capacity Icu=100kA, 415V AC 3-pole, line protection Electronic Trip Unit LCD ETU40, LI/LS/LSI In=250A, rated current IR=100...250A, overload protection, ISD=1.5 to 10xIR, II=11xIN short-circuit protection without auxiliary release with box terminal without auxiliary/alarm switch with Safety Label for USA | - | 0 | 0
3VL3725-3CJ43-0AA0-Z | U01 | 3VL3725-3CJ43-0AA0-ZU01 | 1 | UN | 1 | 30 | D | D | EAR99 | N | 85362090 | 1 |  | 3.3 | KG | 6912.4 | 6912.4 | LP20 | LP20 | circuit breaker VL250L very high breaking capacity Icu=100kA, 415V AC 4-pole, line protection Electronic Trip Unit LCD ETU40, LI/LS/LSI In=250A, rated current IR=100...250A, overload protection, ISD=1.5 to 10xIR, II=11xIN short-circuit protection N protected without auxiliary release with box terminal without auxiliary/alarm switch with Safety Label for USA | - | 0 | 0
3VL3725-3CJ46-8TB1 |  | 3VL3725-3CJ46-8TB1 | 1 | UN | 1 | 30 | D | D | EAR99 | N | 85362090 | 1 | 4011209755871 | 3.831 | KG | 7029.88 | 7029.88 | LP20 | LP20 | circuit breaker VL250L very high breaking capacity Icu=100kA, 415V AC 4-pole, line protection Electronic Trip Unit LCD ETU40, LI/LS/LSI In=250A, rated current IR=100...250A, overload protection, ISD=1.5 to 10xIR, II=11xIN short-circuit protection N protected Shunt release 208...277 V AC Auxiliary switch mounting kit 2 AUX (1 NO + 1 NC) | - | 0 | 0
3VL3725-3CL33-0AA0-Z | U01 | 3VL3725-3CL33-0AA0-ZU01 | 1 | UN | 1 | 30 | D | D | EAR99 | N | 85362090 | 1 |  | 2.5 | KG | 6010.4 | 6010.4 | LP20 | LP20 | circuit breaker VL250L very high breaking capacity Icu=100kA, 415V AC 3-pole, line protection Electronic Trip Unit LCD ETU42, LSIG 3 phases/3 lines In=250A, rated current IR=100...250A, overload protection, ISD=1.5 to 10xIR, II=11xIN short-circuit protection without auxiliary release with box terminal without auxiliary/alarm switch with Safety Label for USA | - | 0 | 0
3VL3725-3CL36-0AA0-Z | U01 | 3VL3725-3CL36-0AA0-ZU01 | 1 | UN | 1 | 30 | D | D | EAR99 | N | 85362090 | 1 |  | 2.5 | KG | 5988.4 | 5988.4 | LP20 | LP20 | circuit breaker VL250L very high breaking capacity Icu=100kA, 415V AC 3-pole, line protection Electronic Trip Unit LCD ETU42, LSIG 3 phases/3 lines In=250A, rated current IR=100...250A, overload protection, ISD=1.5 to 10xIR, II=11xIN short-circuit protection without auxiliary release without auxiliary/alarm switch with Safety Label for USA | - | 0 | 0
3VL3725-3CM33-0AA0-Z | U01 | 3VL3725-3CM33-0AA0-ZU01 | 1 | UN | 1 | 30 | D | D | EAR99 | N | 85362090 | 1 |  | 2.5 | KG | 6010.4 | 6010.4 | LP20 | LP20 | circuit breaker VL250L very high breaking capacity Icu=100kA, 415V AC 3-pole, line protection Electronic Trip Unit LCD ETU42, LSIG 3 phases/4 lines with connecting cable In=250A, rated current IR=100...250A, overload protection, ISD=1.5 to 10xIR, II=11xIN short-circuit protection without auxiliary release with box terminal without auxiliary/alarm switch with Safety Label for USA | - | 0 | 0
3VL3725-3CM36-0AA0-Z | U01 | 3VL3725-3CM36-0AA0-ZU01 | 1 | UN | 1 | 30 | D | D | EAR99 | N | 85362090 | 1 |  | 2.5 | KG | 5988.4 | 5988.4 | LP20 | LP20 | circuit breaker VL250L very high breaking capacity Icu=100kA, 415V AC 3-pole, line protection Electronic Trip Unit LCD ETU42, LSIG 3 phases/4 lines with connecting cable In=250A, rated current IR=100...250A, overload protection, ISD=1.5 to 10xIR, II=11xIN short-circuit protection without auxiliary release without auxiliary/alarm switch with Safety Label for USA | - | 0 | 0
3VL3725-3CN43-0AA0-Z | U01 | 3VL3725-3CN43-0AA0-ZU01 | 1 | UN | 1 | 30 | D | D | EAR99 | N | 85362090 | 1 |  | 3.3 | KG | 6912.4 | 6912.4 | LP20 | LP20 | circuit breaker VL250L very high breaking capacity Icu=100kA, 415V AC 4-pole, line protection Electronic Trip Unit LCD ETU42, LSIG In=250A, rated current IR=100...250A, overload protection, ISD=1.5 to 10xIR, II=11xIN short-circuit protection N protected with ground-fault protection without auxiliary release with box terminal without auxiliary/alarm switch with Safety Label for USA | - | 0 | 0
3VL3725-3CN46-0AA0-Z | U01 | 3VL3725-3CN46-0AA0-ZU01 | 1 | UN | 1 | 30 | D | D | EAR99 | N | 85362090 | 1 |  | 3.3 | KG | 6857.4 | 6857.4 | LP20 | LP20 | circuit breaker VL250L very high breaking capacity Icu=100kA, 415V AC 4-pole, line protection Electronic Trip Unit LCD ETU42, LSIG In=250A, rated current IR=100...250A, overload protection, ISD=1.5 to 10xIR, II=11xIN short-circuit protection N protected with ground-fault protection without auxiliary release without auxiliary/alarm switch with Safety Label for USA | - | 0 | 0
3VL3725-3CP33-0AA0-Z | U01 | 3VL3725-3CP33-0AA0-ZU01 | 1 | UN | 1 | 30 | D | D | EAR99 | N | 85362090 | 1 |  | 2.5 | KG | 5482.4 | 5482.4 | LP20 | LP20 | circuit breaker VL250L very high breaking capacity Icu=100kA, 415V AC 3-pole, motor/generator prot. Electronic Trip Unit LCD ETU40M, LI In=250A, rated current IR=100...250A, overload protection, II=1.25 to 11xIN, short-circuit protection without auxiliary release with box terminal without auxiliary/alarm switch with Safety Label for USA | - | 0 | 0
3VL3725-3CP36-0AA0-Z | U01 | 3VL3725-3CP36-0AA0-ZU01 | 1 | UN | 1 | 30 | D | D | EAR99 | N | 85362090 | 1 |  | 2.5 | KG | 5471.4 | 5471.4 | LP20 | LP20 | circuit breaker VL250L very high breaking capacity Icu=100kA, 415V AC 3-pole, motor/generator prot. Electronic Trip Unit LCD ETU40M, LI In=250A, rated current IR=100...250A, overload protection, II=1.25 to 11xIN, short-circuit protection without auxiliary release without auxiliary/alarm switch with Safety Label for USA | - | 0 | 0
3VL3725-3DC33-0AA0 |  | 3VL3725-3DC33-0AA0 | 1 | UN | 1 | 5 | B | D | EAR99 | N | 85362090 | 1 | 4011209783454 | 2.78 | KG | 1826 | 1657 | LP20 | LP20 | circuit breaker VL250L very high breaking capacity Icu=100kA, 415V AC 3-pole, line protection Electronic Trip Unit TM, LI In=250A, rated current IR=200...250A, overload protection, II=1200...2500A, short-circuit protection with box terminal without auxiliary release without auxiliary/alarm switch | - | 0 | 0
3VL3725-3DC33-0AA0-Z | U01 | 3VL3725-3DC33-0AA0-ZU01 | 1 | UN | 1 | 5 | B | D | EAR99 | N | 85362090 | 1 |  | 2.3 | KG | 1874.4 | 1874.4 | LP20 | LP20 | circuit breaker VL250L very high breaking capacity Icu=100kA, 415V AC 3-pole, line protection Electronic Trip Unit TM, LI In=250A, rated current IR=200...250A, overload protection, II=1200...2500A, short-circuit protection with box terminal without auxiliary release without auxiliary/alarm switch with Safety Label for USA | - | 0 | 0
3VL3725-3DC33-2PA0-Z | U01 | 3VL3725-3DC33-2PA0-ZU01 | 1 | UN | 1 | 5 | B | D | EAR99 | N | 85362090 | 1 |  | 2.3 | KG | 2065.8 | 2065.8 | LP20 | LP20 | circuit breaker VL250L very high breaking capacity Icu=100kA, 415V AC 3-pole, line protection Electronic Trip Unit TM, LI In=250A, rated current IR=200...250A, overload protection, II=1200...2500A, short-circuit protection with box terminal Undervoltage release 24 V DC without auxiliary/alarm switch with Safety Label for USA | - | 0 | 0
3VL3725-3DC36-0AA0 |  | 3VL3725-3DC36-0AA0 | 1 | UN | 1 | 5 | B | D | EAR99 | N | 85362090 | 1 | 4011209484856 | 2.67 | KG | 1782 | 1657 | LP20 | LP20 | circuit breaker VL250L very high breaking capacity Icu=100kA, 415V AC 3-pole, line protection Electronic Trip Unit TM, LI In=250A, rated current IR=200...250A, overload protection, II=1200...2500A, short-circuit protection without auxiliary release without auxiliary/alarm switch | - | 0 | 0
3VL3725-3DC36-0AA0-Z | U01 | 3VL3725-3DC36-0AA0-ZU01 | 1 | UN | 1 | 5 | B | D | EAR99 | N | 85362090 | 1 |  | 2.3 | KG | 1830.4 | 1830.4 | LP20 | LP20 | circuit breaker VL250L very high breaking capacity Icu=100kA, 415V AC 3-pole, line protection Electronic Trip Unit TM, LI In=250A, rated current IR=200...250A, overload protection, II=1200...2500A, short-circuit protection without auxiliary release without auxiliary/alarm switch with Safety Label for USA | - | 0 | 0
3VL3725-3DC36-0AB1 |  | 3VL3725-3DC36-0AB1 | 1 | UN | 1 | 5 | B | D | EAR99 | N | 85362090 | 1 | 4011209755888 | 2.715 | KG | 1857.68 | 1857.68 | LP20 | LP20 | circuit breaker VL250L very high breaking capacity Icu=100kA, 415V AC 3-pole, line protection Electronic Trip Unit TM, LI In=250A, rated current IR=200...250A, overload protection, II=1200...2500A, short-circuit protection without auxiliary release Auxiliary switch mounting kit 2 AUX (1 NO + 1 NC) | - | 0 | 0
3VL3725-3DC36-0AD1 |  | 3VL3725-3DC36-0AD1 | 1 | UN | 1 | 5 | B | D | EAR99 | N | 85362090 | 1 | 4011209755895 | 2.68 | KG | 1878.25 | 1878.25 | LP20 | LP20 | circuit breaker VL250L very high breaking capacity Icu=100kA, 415V AC 3-pole, line protection Electronic Trip Unit TM, LI In=250A, rated current IR=200...250A, overload protection, II=1200...2500A, short-circuit protection without auxiliary release Auxiliary/alarm switch mounting kit 2 AUX (1 NO+1 NC)+1 AS (1 NO) | - | 0 | 0
3VL3725-3DC36-2HD1 |  | 3VL3725-3DC36-2HD1 | 1 | UN | 1 | 5 | B | D | EAR99 | N | 85362090 | 1 | 4011209755901 | 2.801 | KG | 2069.65 | 2069.65 | LP20 | LP20 | circuit breaker VL250L very high breaking capacity Icu=100kA, 415V AC 3-pole, line protection Electronic Trip Unit TM, LI In=250A, rated current IR=200...250A, overload protection, II=1200...2500A, short-circuit protection Undervoltage release 220...250 V AC Auxiliary/alarm switch mounting kit 2 AUX (1 NO+1 NC)+1 AS (1 NO) | - | 0 | 0
3VL3725-3DC36-2HD1-Z | U01 | 3VL3725-3DC36-2HD1-ZU01 | 1 | UN | 1 | 5 | B | D | EAR99 | N | 85362090 | 1 |  | 2.3 | KG | 2118.05 | 2118.05 | LP20 | LP20 | circuit breaker VL250L very high breaking capacity Icu=100kA, 415V AC 3-pole, line protection Electronic Trip Unit TM, LI In=250A, rated current IR=200...250A, overload protection, II=1200...2500A, short-circuit protection Undervoltage release 220...250 V AC Auxiliary/alarm switch mounting kit 2 AUX (1 NO+1 NC)+1 AS (1 NO) with Safety Label for USA | - | 0 | 0
3VL3725-3DC36-2PA0-Z | U01 | 3VL3725-3DC36-2PA0-ZU01 | 1 | UN | 1 | 5 | B | D | EAR99 | N | 85362090 | 1 |  | 2.3 | KG | 2021.8 | 2021.8 | LP20 | LP20 | circuit breaker VL250L very high breaking capacity Icu=100kA, 415V AC 3-pole, line protection Electronic Trip Unit TM, LI In=250A, rated current IR=200...250A, overload protection, II=1200...2500A, short-circuit protection Undervoltage release 24 V DC without auxiliary/alarm switch with Safety Label for USA | - | 0 | 0
3VL3725-3DC36-2PB1-Z | U01 | 3VL3725-3DC36-2PB1-ZU01 | 1 | UN | 1 | 5 | B | D | EAR99 | N | 85362090 | 1 |  | 2.3 | KG | 2097.48 | 2097.48 | LP20 | LP20 | circuit breaker VL250L very high breaking capacity Icu=100kA, 415V AC 3-pole, line protection Electronic Trip Unit TM, LI In=250A, rated current IR=200...250A, overload protection, II=1200...2500A, short-circuit protection Undervoltage release 24 V DC Auxiliary switch mounting kit 2 AUX (1 NO + 1 NC) with Safety Label for USA | - | 0 | 0
3VL3725-3DC36-8TB1-Z | U01 | 3VL3725-3DC36-8TB1-ZU01 | 1 | UN | 1 | 5 | B | D | EAR99 | N | 85362090 | 1 |  | 2.3 | KG | 2051.28 | 2051.28 | LP20 | LP20 | circuit breaker VL250L very high breaking capacity Icu=100kA, 415V AC 3-pole, line protection Electronic Trip Unit TM, LI In=250A, rated current IR=200...250A, overload protection, II=1200...2500A, short-circuit protection Shunt release 208...277 V AC Auxiliary switch mounting kit 2 AUX (1 NO + 1 NC) with Safety Label for USA | - | 0 | 0
3VL3725-3DC36-8TD1 |  | 3VL3725-3DC36-8TD1 | 1 | UN | 1 | 5 | B | D | EAR99 | N | 85362090 | 1 | 4011209755918 | 2.705 | KG | 2023.45 | 2023.45 | LP20 | LP20 | circuit breaker VL250L very high breaking capacity Icu=100kA, 415V AC 3-pole, line protection Electronic Trip Unit TM, LI In=250A, rated current IR=200...250A, overload protection, II=1200...2500A, short-circuit protection Shunt release 208...277 V AC Auxiliary/alarm switch mounting kit 2 AUX (1 NO+1 NC)+1 AS (1 NO) | - | 0 | 0
3VL3725-3DE33-0AA0 |  | 3VL3725-3DE33-0AA0 | 1 | UN | 1 | 5 | B | D | EAR99 | N | 85362090 | 1 | 4011209783461 | 2.725 | KG | 1298 | 1184.3 | LP20 | LP20 | circuit breaker VL250L very high breaking capacity Icu=100kA, 415V AC 3-pole, non-auto. air circ. br. Electronic Trip Unit magnetic In=250A, rated current II=3500A, short-circuit protection with box terminal without auxiliary release without auxiliary/alarm switch | - | 0 | 0
3VL3725-3DE33-0AA0-Z | U01 | 3VL3725-3DE33-0AA0-ZU01 | 1 | UN | 1 | 5 | B | D | EAR99 | N | 85362090 | 1 |  | 2.3 | KG | 1346.4 | 1346.4 | LP20 | LP20 | circuit breaker VL250L very high breaking capacity Icu=100kA, 415V AC 3-pole, non-auto. air circ. br. Electronic Trip Unit magnetic In=250A, rated current II=3500A, short-circuit protection with box terminal without auxiliary release without auxiliary/alarm switch with Safety Label for USA | - | 0 | 0
3VL3725-3DE36-0AA0 |  | 3VL3725-3DE36-0AA0 | 1 | UN | 1 | 5 | B | D | EAR99 | N | 85362090 | 1 | 4011209474086 | 3.507 | KG | 1287 | 1184.3 | LP20 | LP20 | circuit breaker VL250L very high breaking capacity Icu=100kA, 415V AC 3-pole, non-auto. air circ. br. Electronic Trip Unit magnetic In=250A, rated current II=3500A, short-circuit protection without auxiliary release without auxiliary/alarm switch | - | 0 | 0
3VL3725-3DE36-0AA0-Z | U01 | 3VL3725-3DE36-0AA0-ZU01 | 1 | UN | 1 | 5 | B | D | EAR99 | N | 85362090 | 1 |  | 2.3 | KG | 1335.4 | 1335.4 | LP20 | LP20 | circuit breaker VL250L very high breaking capacity Icu=100kA, 415V AC 3-pole, non-auto. air circ. br. Electronic Trip Unit magnetic In=250A, rated current II=3500A, short-circuit protection without auxiliary release without auxiliary/alarm switch with Safety Label for USA | - | 0 | 0
3VL3725-3DK33-0AA0 |  | 3VL3725-3DK33-0AA0 | 1 | UN | 1 | 5 | B | D | EAR99 | N | 85362090 | 1 | 4011209859487 | 3.507 | KG | 1716 | 1568.1 | LP20 | LP20 | circuit breaker VL250L very high breaking capacity Icu=100kA, 415V AC 3-pole, starter combination Electronic Trip Unit magnetic In=250A, rated current II=1750...3500A, short-circuit protection with box terminal without auxiliary release without auxiliary/alarm switch | - | 0 | 0
3VL3725-3DK33-0AA0-Z | U01 | 3VL3725-3DK33-0AA0-ZU01 | 1 | UN | 1 | 5 | B | D | EAR99 | N | 85362090 | 1 |  | 2.3 | KG | 1764.4 | 1764.4 | LP20 | LP20 | circuit breaker VL250L very high breaking capacity Icu=100kA, 415V AC 3-pole, starter combination Electronic Trip Unit magnetic In=250A, rated current II=1750...3500A, short-circuit protection with box terminal without auxiliary release without auxiliary/alarm switch with Safety Label for USA | - | 0 | 0
3VL3725-3DK36-0AA0 |  | 3VL3725-3DK36-0AA0 | 1 | UN | 1 | 5 | B | D | EAR99 | N | 85362090 | 1 | 4011209484863 | 2.725 | KG | 1694 | 1568.1 | LP20 | LP20 | circuit breaker VL250L very high breaking capacity Icu=100kA, 415V AC 3-pole, starter combination Electronic Trip Unit magnetic In=250A, rated current II=1750...3500A, short-circuit protection without auxiliary release without auxiliary/alarm switch | - | 0 | 0
3VL3725-3DK36-0AA0-Z | U01 | 3VL3725-3DK36-0AA0-ZU01 | 1 | UN | 1 | 5 | B | D | EAR99 | N | 85362090 | 1 |  | 2.3 | KG | 1742.4 | 1742.4 | LP20 | LP20 | circuit breaker VL250L very high breaking capacity Icu=100kA, 415V AC 3-pole, starter combination Electronic Trip Unit magnetic In=250A, rated current II=1750...3500A, short-circuit protection without auxiliary release without auxiliary/alarm switch with Safety Label for USA | - | 0 | 0
3VL3725-3DK36-0AB1-Z | U01 | 3VL3725-3DK36-0AB1-ZU01 | 1 | UN | 1 | 5 | B | D | EAR99 | N | 85362090 | 1 |  | 2.3 | KG | 1818.08 | 1818.08 | LP20 | LP20 | circuit breaker VL250L very high breaking capacity Icu=100kA, 415V AC 3-pole, starter combination Electronic Trip Unit magnetic In=250A, rated current II=1750...3500A, short-circuit protection without auxiliary release Auxiliary switch mounting kit 2 AUX (1 NO + 1 NC) with Safety Label for USA | - | 0 | 0
3VL3725-3DK36-0AD1 |  | 3VL3725-3DK36-0AD1 | 1 | UN | 1 | 5 | B | D | EAR99 | N | 85362090 | 1 | 4011209755925 | 2.668 | KG | 1790.25 | 1790.25 | LP20 | LP20 | circuit breaker VL250L very high breaking capacity Icu=100kA, 415V AC 3-pole, starter combination Electronic Trip Unit magnetic In=250A, rated current II=1750...3500A, short-circuit protection without auxiliary release Auxiliary/alarm switch mounting kit 2 AUX (1 NO+1 NC)+1 AS (1 NO) | - | 0 | 0
3VL3725-3EC43-0AA0 |  | 3VL3725-3EC43-0AA0 | 1 | UN | 1 | 5 | B | D | EAR99 | N | 85362090 | 1 | 4011209951129 | 3.2 | KG | 2530 | 2306 | LP20 | LP20 | circuit breaker VL250L very high breaking capacity Icu=100kA, 415V AC 4-pole, line protection Electronic Trip Unit TM, LI In=250A, rated current IR=200...250A, overload protection, II=1200...2500A, short-circuit protection N protected with box terminal without auxiliary release without auxiliary/alarm switch | - | 0 | 0
3VL3725-3EC43-0AA0-Z | U01 | 3VL3725-3EC43-0AA0-ZU01 | 1 | UN | 1 | 5 | B | D | EAR99 | N | 85362090 | 1 |  | 3.2 | KG | 2578.4 | 2578.4 | LP20 | LP20 | circuit breaker VL250L very high breaking capacity Icu=100kA, 415V AC 4-pole, line protection Electronic Trip Unit TM, LI In=250A, rated current IR=200...250A, overload protection, II=1200...2500A, short-circuit protection N protected with box terminal without auxiliary release without auxiliary/alarm switch with Safety Label for USA | - | 0 | 0
3VL3725-3EC46-0AA0 |  | 3VL3725-3EC46-0AA0 | 1 | UN | 1 | 5 | B | D | EAR99 | N | 85362090 | 1 | 4011209484870 | 3.421 | KG | 2519 | 2306 | LP20 | LP20 | circuit breaker VL250L very high breaking capacity Icu=100kA, 415V AC 4-pole, line protection Electronic Trip Unit TM, LI In=250A, rated current IR=200...250A, overload protection, II=1200...2500A, short-circuit protection N protected without auxiliary release without auxiliary/alarm switch | - | 0 | 0
3VL3725-3EC46-0AA0-Z | U01 | 3VL3725-3EC46-0AA0-ZU01 | 1 | UN | 1 | 5 | B | D | EAR99 | N | 85362090 | 1 |  | 3.2 | KG | 2567.4 | 2567.4 | LP20 | LP20 | circuit breaker VL250L very high breaking capacity Icu=100kA, 415V AC 4-pole, line protection Electronic Trip Unit TM, LI In=250A, rated current IR=200...250A, overload protection, II=1200...2500A, short-circuit protection N protected without auxiliary release without auxiliary/alarm switch with Safety Label for USA | - | 0 | 0
3VL3725-3EE43-0AA0 |  | 3VL3725-3EE43-0AA0 | 1 | UN | 1 | 5 | B | D | EAR99 | N | 85362090 | 1 | 4011209951136 | 3.2 | KG | 1694 | 1542.5 | LP20 | LP20 | circuit breaker VL250L very high breaking capacity Icu=100kA, 415V AC 4-pole, non-auto. air circ. br. Electronic Trip Unit magnetic In=250A, rated current II=3500A, short-circuit protection, with box terminal without auxiliary release without auxiliary/alarm switch | - | 0 | 0
3VL3725-3EE43-0AA0-Z | U01 | 3VL3725-3EE43-0AA0-ZU01 | 1 | UN | 1 | 5 | B | D | EAR99 | N | 85362090 | 1 |  | 3.2 | KG | 1742.4 | 1742.4 | LP20 | LP20 | circuit breaker VL250L very high breaking capacity Icu=100kA, 415V AC 4-pole, non-auto. air circ. br. Electronic Trip Unit magnetic In=250A, rated current II=3500A, short-circuit protection, with box terminal without auxiliary release without auxiliary/alarm switch with Safety Label for USA | - | 0 | 0
3VL3725-3EE46-0AA0 |  | 3VL3725-3EE46-0AA0 | 1 | UN | 1 | 5 | B | D | EAR99 | N | 85362090 | 1 | 4011209474079 | 3.45 | KG | 1672 | 1542.5 | LP20 | LP20 | circuit breaker VL250L very high breaking capacity Icu=100kA, 415V AC 4-pole, non-auto. air circ. br. Electronic Trip Unit magnetic In=250A, rated current II=3500A, short-circuit protection without auxiliary release without auxiliary/alarm switch | - | 0 | 0
3VL3725-3EE46-0AA0-Z | U01 | 3VL3725-3EE46-0AA0-ZU01 | 1 | UN | 1 | 5 | B | D | EAR99 | N | 85362090 | 1 |  | 3.2 | KG | 1720.4 | 1720.4 | LP20 | LP20 | circuit breaker VL250L very high breaking capacity Icu=100kA, 415V AC 4-pole, non-auto. air circ. br. Electronic Trip Unit magnetic In=250A, rated current II=3500A, short-circuit protection without auxiliary release without auxiliary/alarm switch with Safety Label for USA | - | 0 | 0
3VL3725-3EJ43-0AA0 |  | 3VL3725-3EJ43-0AA0 | 1 | UN | 1 | 5 | B | D | EAR99 | N | 85362090 | 1 | 4011209863163 | 3.45 | KG | 2332 | 2128.4 | LP20 | LP20 | circuit breaker VL250L very high breaking capacity Icu=100kA, 415V AC 4-pole, line protection Electronic Trip Unit TM, LI In=250A, rated current IR=200...250A, overload protection, II=1200...2500A, short-circuit protection N unprotected with box terminal without auxiliary release without auxiliary/alarm switch | - | 0 | 0
3VL3725-3EJ43-0AA0-Z | U01 | 3VL3725-3EJ43-0AA0-ZU01 | 1 | UN | 1 | 5 | B | D | EAR99 | N | 85362090 | 1 |  | 3.2 | KG | 2380.4 | 2380.4 | LP20 | LP20 | circuit breaker VL250L very high breaking capacity Icu=100kA, 415V AC 4-pole, line protection Electronic Trip Unit TM, LI In=250A, rated current IR=200...250A, overload protection, II=1200...2500A, short-circuit protection N unprotected with box terminal without auxiliary release without auxiliary/alarm switch with Safety Label for USA | - | 0 | 0
3VL3725-3EJ46-0AA0 |  | 3VL3725-3EJ46-0AA0 | 1 | UN | 1 | 5 | B | D | EAR99 | N | 85362090 | 1 | 4011209484887 | 3.398 | KG | 2299 | 2128.4 | LP20 | LP20 | circuit breaker VL250L very high breaking capacity Icu=100kA, 415V AC 4-pole, line protection Electronic Trip Unit TM, LI In=250A, rated current IR=200...250A, overload protection, II=1200...2500A, short-circuit protection N unprotected without auxiliary release without auxiliary/alarm switch | - | 0 | 0
3VL3725-3EJ46-0AA0-Z | U01 | 3VL3725-3EJ46-0AA0-ZU01 | 1 | UN | 1 | 5 | B | D | EAR99 | N | 85362090 | 1 |  | 3.2 | KG | 2347.4 | 2347.4 | LP20 | LP20 | circuit breaker VL250L very high breaking capacity Icu=100kA, 415V AC 4-pole, line protection Electronic Trip Unit TM, LI In=250A, rated current IR=200...250A, overload protection, II=1200...2500A, short-circuit protection N unprotected without auxiliary release without auxiliary/alarm switch with Safety Label for USA | - | 0 | 0
3VL3725-3EJ46-8CB1-Z | U01 | 3VL3725-3EJ46-8CB1-ZU01 | 1 | UN | 1 | 5 | B | D | EAR99 | N | 85362090 | 1 |  | 3.2 | KG | 2568.28 | 2568.28 | LP20 | LP20 | circuit breaker VL250L very high breaking capacity Icu=100kA, 415V AC 4-pole, line protection Electronic Trip Unit TM, LI In=250A, rated current IR=200...250A, overload protection, II=1200...2500A, short-circuit protection N unprotected Shunt release 24 V AC/DC Auxiliary switch mounting kit 2 AUX (1 NO + 1 NC) with Safety Label for USA | - | 0 | 0
3VL3725-3EM43-0AA0 |  | 3VL3725-3EM43-0AA0 | 1 | UN | 1 | 5 | B | D | EAR99 | N | 85362090 | 1 | 4011209852945 | 3.398 | KG | 2530 | 2306 | LP20 | LP20 | circuit breaker VL250L very high breaking capacity Icu=100kA, 415V AC 4-pole, line protection trip unit, TM, LI In=250A, rated current IR=200...250A, overload prot. II=1250...2500A, short-circuit protection N protected (100%) with box terminal without auxiliary release without auxiliary/alarm switch | - | 0 | 0
3VL3725-3EM43-0AA0-Z | U01 | 3VL3725-3EM43-0AA0-ZU01 | 1 | UN | 1 | 5 | B | D | EAR99 | N | 85362090 | 1 |  | 3.2 | KG | 2578.4 | 2578.4 | LP20 | LP20 | circuit breaker VL250L very high breaking capacity Icu=100kA, 415V AC 4-pole, line protection trip unit, TM, LI In=250A, rated current IR=200...250A, overload prot. II=1250...2500A, short-circuit protection N protected (100%) with box terminal without auxiliary release without auxiliary/alarm switch with Safety Label for USA | - | 0 | 0
3VL3725-3EM46-0AA0 |  | 3VL3725-3EM46-0AA0 | 1 | UN | 1 | 5 | B | D | EAR99 | N | 85362090 | 1 | 4011209731745 | 3.453 | KG | 2519 | 2306 | LP20 | LP20 | circuit breaker VL250L very high breaking capacity Icu=100kA, 415V AC 4-pole, line protection trip unit, TM, LI In=250A, rated current IR=200...250A, overload prot. II=1250...2500A, short-circuit protection N protected (100%) without auxiliary release without auxiliary/alarm switch | - | 0 | 0
3VL3725-3EM46-0AA0-Z | U01 | 3VL3725-3EM46-0AA0-ZU01 | 1 | UN | 1 | 5 | B | D | EAR99 | N | 85362090 | 1 |  | 3.2 | KG | 2567.4 | 2567.4 | LP20 | LP20 | circuit breaker VL250L very high breaking capacity Icu=100kA, 415V AC 4-pole, line protection trip unit, TM, LI In=250A, rated current IR=200...250A, overload prot. II=1250...2500A, short-circuit protection N protected (100%) without auxiliary release without auxiliary/alarm switch with Safety Label for USA | - | 0 | 0
3VL3725-3LA43-0AA0 |  | 3VL3725-3LA43-0AA0 | 1 | UN | 1 | 5 | B | D | EAR99 | N | 85362090 | 1 | 4011209873339 | 3.607 | KG | 3454 | 3454 | LP20 | LP20 | circuit breaker VL250L very high breaking capacity Icu=100kA, 415V AC 4-pole, line protection Electronic Trip Unit ETU10, LI In=250A, rated current IR=100...250A, overload protection, II=1.25 to 11xIN, short-circuit protection N protected without auxiliary release with box terminal shipbuilding certificate for LRS, DNV and gL without auxiliary/alarm switch | - | 0 | 0
3VL3725-3LA43-0AA0-Z | U01 | 3VL3725-3LA43-0AA0-ZU01 | 1 | UN | 1 | 5 | B | D | EAR99 | N | 85362090 | 1 |  | 3.3 | KG | 3502.4 | 3502.4 | LP20 | LP20 | circuit breaker VL250L very high breaking capacity Icu=100kA, 415V AC 4-pole, line protection Electronic Trip Unit ETU10, LI In=250A, rated current IR=100...250A, overload protection, II=1.25 to 11xIN, short-circuit protection N protected without auxiliary release with box terminal shipbuilding certificate for LRS, DNV and gL without auxiliary/alarm switch with Safety Label for USA | - | 0 | 0
3VL3725-3LA46-0AA0 |  | 3VL3725-3LA46-0AA0 | 1 | UN | 1 | 5 | B | D | EAR99 | N | 85362090 | 1 | 4011209873360 | 3.453 | KG | 3421 | 3421 | LP20 | LP20 | circuit breaker VL250L very high breaking capacity Icu=100kA, 415V AC 4-pole, line protection Electronic Trip Unit ETU10, LI In=250A, rated current IR=100...250A, overload protection, II=1.25 to 11xIN, short-circuit protection N protected without auxiliary release shipbuilding certificate for LRS, DNV and gL without auxiliary/alarm switch | - | 0 | 0
3VL3725-3LA46-0AA0-Z | U01 | 3VL3725-3LA46-0AA0-ZU01 | 1 | UN | 1 | 5 | B | D | EAR99 | N | 85362090 | 1 |  | 3.3 | KG | 3469.4 | 3469.4 | LP20 | LP20 | circuit breaker VL250L very high breaking capacity Icu=100kA, 415V AC 4-pole, line protection Electronic Trip Unit ETU10, LI In=250A, rated current IR=100...250A, overload protection, II=1.25 to 11xIN, short-circuit protection N protected without auxiliary release shipbuilding certificate for LRS, DNV and gL without auxiliary/alarm switch with Safety Label for USA | - | 0 | 0
3VL3725-3LB33-0AA0 |  | 3VL3725-3LB33-0AA0 | 1 | UN | 1 | 5 | B | D | EAR99 | N | 85362090 | 1 | 4011209872622 | 2.78 | KG | 2519 | 2519 | LP20 | LP20 | circuit breaker VL250L very high breaking capacity Icu=100kA, 415V AC 3-pole, line protection Electronic Trip Unit ETU10, LI In=250A, rated current IR=100...250A, overload protection, II=1.25 to 11xIN, short-circuit protection without auxiliary release with box terminal shipbuilding certificate for LRS, DNV and gL without auxiliary/alarm switch | - | 0 | 0
3VL3725-3LB33-0AA0-Z | U01 | 3VL3725-3LB33-0AA0-ZU01 | 1 | UN | 1 | 5 | B | D | EAR99 | N | 85362090 | 1 |  | 2.5 | KG | 2567.4 | 2567.4 | LP20 | LP20 | circuit breaker VL250L very high breaking capacity Icu=100kA, 415V AC 3-pole, line protection Electronic Trip Unit ETU10, LI In=250A, rated current IR=100...250A, overload protection, II=1.25 to 11xIN, short-circuit protection without auxiliary release with box terminal shipbuilding certificate for LRS, DNV and gL without auxiliary/alarm switch with Safety Label for USA | - | 0 | 0
3VL3725-3LB36-0AA0 |  | 3VL3725-3LB36-0AA0 | 1 | UN | 1 | 5 | B | D | EAR99 | N | 85362090 | 1 | 4011209872653 | 2.5 | KG | 2486 | 2486 | LP20 | LP20 | circuit breaker VL250L very high breaking capacity Icu=100kA, 415V AC 3-pole, line protection Electronic Trip Unit ETU10, LI In=250A, rated current IR=100...250A, overload protection, II=1.25 to 11xIN, short-circuit protection without auxiliary release shipbuilding certificate for LRS, DNV and gL without auxiliary/alarm switch | - | 0 | 0
3VL3725-3LB36-0AA0-Z | U01 | 3VL3725-3LB36-0AA0-ZU01 | 1 | UN | 1 | 5 | B | D | EAR99 | N | 85362090 | 1 |  | 2.5 | KG | 2534.4 | 2534.4 | LP20 | LP20 | circuit breaker VL250L very high breaking capacity Icu=100kA, 415V AC 3-pole, line protection Electronic Trip Unit ETU10, LI In=250A, rated current IR=100...250A, overload protection, II=1.25 to 11xIN, short-circuit protection without auxiliary release shipbuilding certificate for LRS, DNV and gL without auxiliary/alarm switch with Safety Label for USA | - | 0 | 0
3VL3725-3LE33-0AA0 |  | 3VL3725-3LE33-0AA0 | 1 | UN | 1 | 5 | B | D | EAR99 | N | 85362090 | 1 | 4011209872745 | 2.78 | KG | 2618 | 2618 | LP20 | LP20 | circuit breaker VL250L very high breaking capacity Icu=100kA, 415V AC 3-pole, line protection Electronic Trip Unit ETU20, LSI In=250A, rated current IR=100...250A, overload protection, ISD=1.5 to 10xIR, II=11xIN short-circuit protection without auxiliary release with box terminal shipbuilding certificate for LRS, DNV and gL without auxiliary/alarm switch | - | 0 | 0
3VL3725-3LE33-0AA0-Z | U01 | 3VL3725-3LE33-0AA0-ZU01 | 1 | UN | 1 | 5 | B | D | EAR99 | N | 85362090 | 1 |  | 2.5 | KG | 2666.4 | 2666.4 | LP20 | LP20 | circuit breaker VL250L very high breaking capacity Icu=100kA, 415V AC 3-pole, line protection Electronic Trip Unit ETU20, LSI In=250A, rated current IR=100...250A, overload protection, ISD=1.5 to 10xIR, II=11xIN short-circuit protection without auxiliary release with box terminal shipbuilding certificate for LRS, DNV and gL without auxiliary/alarm switch with Safety Label for USA | - | 0 | 0
3VL3725-3LE36-0AA0 |  | 3VL3725-3LE36-0AA0 | 1 | UN | 1 | 5 | B | D | EAR99 | N | 85362090 | 1 | 4011209872776 | 2.5 | KG | 2607 | 2607 | LP20 | LP20 | circuit breaker VL250L very high breaking capacity Icu=100kA, 415V AC 3-pole, line protection Electronic Trip Unit ETU20, LSI In=250A, rated current IR=100...250A, overload protection, ISD=1.5 to 10xIR, II=11xIN short-circuit protection without auxiliary release shipbuilding certificate for LRS, DNV and gL without auxiliary/alarm switch | - | 0 | 0
3VL3725-3LE36-0AA0-Z | U01 | 3VL3725-3LE36-0AA0-ZU01 | 1 | UN | 1 | 5 | B | D | EAR99 | N | 85362090 | 1 |  | 2.5 | KG | 2655.4 | 2655.4 | LP20 | LP20 | circuit breaker VL250L very high breaking capacity Icu=100kA, 415V AC 3-pole, line protection Electronic Trip Unit ETU20, LSI In=250A, rated current IR=100...250A, overload protection, ISD=1.5 to 10xIR, II=11xIN short-circuit protection without auxiliary release shipbuilding certificate for LRS, DNV and gL without auxiliary/alarm switch with Safety Label for USA | - | 0 | 0
3VL3725-3LF43-0AA0 |  | 3VL3725-3LF43-0AA0 | 1 | UN | 1 | 5 | B | D | EAR99 | N | 85362090 | 1 | 4011209873438 | 3.607 | KG | 3575 | 3575 | LP20 | LP20 | circuit breaker VL250L very high breaking capacity Icu=100kA, 415V AC 4-pole, line protection Electronic Trip Unit ETU20, LSI In=250A, rated current IR=100...250A, overload protection, ISD=1.5 to 10xIR, II=11xIN short-circuit protection N protected without auxiliary release with box terminal shipbuilding certificate for LRS, DNV and gL without auxiliary/alarm switch | - | 0 | 0
3VL3725-3LF43-0AA0-Z | U01 | 3VL3725-3LF43-0AA0-ZU01 | 1 | UN | 1 | 5 | B | D | EAR99 | N | 85362090 | 1 |  | 3.3 | KG | 3623.4 | 3623.4 | LP20 | LP20 | circuit breaker VL250L very high breaking capacity Icu=100kA, 415V AC 4-pole, line protection Electronic Trip Unit ETU20, LSI In=250A, rated current IR=100...250A, overload protection, ISD=1.5 to 10xIR, II=11xIN short-circuit protection N protected without auxiliary release with box terminal shipbuilding certificate for LRS, DNV and gL without auxiliary/alarm switch with Safety Label for USA | - | 0 | 0
3VL3725-3LF46-0AA0 |  | 3VL3725-3LF46-0AA0 | 1 | UN | 1 | 5 | B | D | EAR99 | N | 85362090 | 1 | 4011209873469 | 3.453 | KG | 3542 | 3542 | LP20 | LP20 | circuit breaker VL250L very high breaking capacity Icu=100kA, 415V AC 4-pole, line protection Electronic Trip Unit ETU20, LSI In=250A, rated current IR=100...250A, overload protection, ISD=1.5 to 10xIR, II=11xIN short-circuit protection N protected without auxiliary release shipbuilding certificate for LRS, DNV and gL without auxiliary/alarm switch | - | 0 | 0
3VL3725-3LF46-0AA0-Z | U01 | 3VL3725-3LF46-0AA0-ZU01 | 1 | UN | 1 | 5 | B | D | EAR99 | N | 85362090 | 1 |  | 3.3 | KG | 3590.4 | 3590.4 | LP20 | LP20 | circuit breaker VL250L very high breaking capacity Icu=100kA, 415V AC 4-pole, line protection Electronic Trip Unit ETU20, LSI In=250A, rated current IR=100...250A, overload protection, ISD=1.5 to 10xIR, II=11xIN short-circuit protection N protected without auxiliary release shipbuilding certificate for LRS, DNV and gL without auxiliary/alarm switch with Safety Label for USA | - | 0 | 0
3VL3725-3LS33-0AA0 |  | 3VL3725-3LS33-0AA0 | 1 | UN | 1 | 5 | B | D | EAR99 | N | 85362090 | 1 | 4011209872868 | 2.78 | KG | 2739 | 2739 | LP20 | LP20 | circuit breaker VL250L very high breaking capacity Icu=100kA, 415V AC 3-pole, motor protection Electronic Trip Unit ETU30M, LI IR=100...250A, overload prot., TC=10A...30, II=6/8/11 xIN, short-circuit protection without auxiliary release with box terminal shipbuilding certificate for LRS, DNV and gL without auxiliary/alarm switch | - | 0 | 0
3VL3725-3LS33-0AA0-Z | U01 | 3VL3725-3LS33-0AA0-ZU01 | 1 | UN | 1 | 5 | B | D | EAR99 | N | 85362090 | 1 |  | 2.5 | KG | 2787.4 | 2787.4 | LP20 | LP20 | circuit breaker VL250L very high breaking capacity Icu=100kA, 415V AC 3-pole, motor protection Electronic Trip Unit ETU30M, LI IR=100...250A, overload prot., TC=10A...30, II=6/8/11 xIN, short-circuit protection without auxiliary release with box terminal shipbuilding certificate for LRS, DNV and gL without auxiliary/alarm switch with Safety Label for USA | - | 0 | 0
3VL3725-3LS36-0AA0 |  | 3VL3725-3LS36-0AA0 | 1 | UN | 1 | 5 | B | D | EAR99 | N | 85362090 | 1 | 4011209872899 | 2.5 | KG | 2706 | 2706 | LP20 | LP20 | circuit breaker VL250L very high breaking capacity Icu=100kA, 415V AC 3-pole, motor protection Electronic Trip Unit ETU30M, LI IR=100...250A, overload prot., TC=10A...30, II=6/8/11 xIN, short-circuit protection without auxiliary release shipbuilding certificate for LRS, DNV and gL without auxiliary/alarm switch | - | 0 | 0
3VL3725-3LS36-0AA0-Z | U01 | 3VL3725-3LS36-0AA0-ZU01 | 1 | UN | 1 | 5 | B | D | EAR99 | N | 85362090 | 1 |  | 2.5 | KG | 2754.4 | 2754.4 | LP20 | LP20 | circuit breaker VL250L very high breaking capacity Icu=100kA, 415V AC 3-pole, motor protection Electronic Trip Unit ETU30M, LI IR=100...250A, overload prot., TC=10A...30, II=6/8/11 xIN, short-circuit protection without auxiliary release shipbuilding certificate for LRS, DNV and gL without auxiliary/alarm switch with Safety Label for USA | - | 0 | 0
3VL3725-3MB33-0AA0 |  | 3VL3725-3MB33-0AA0 | 1 | UN | 1 | 5 | B | D | EAR99 | N | 85362090 | 1 | 4011209810372 | 2.78 | KG | 2332 | 2332 | LP20 | LP20 | circuit breaker VL250L very high breaking capacity Icu=100kA, 415V AC 3-pole, line protection Electronic Trip Unit ETU10, LI In=250A, rated current IR=100...250A, overload protection, II=1.25 to 11xIN, short-circuit protection without auxiliary release with box terminal ETU communication-capable without auxiliary/alarm switch | - | 0 | 0
3VL3725-3MB33-0AA0-Z | U01 | 3VL3725-3MB33-0AA0-ZU01 | 1 | UN | 1 | 5 | B | D | EAR99 | N | 85362090 | 1 |  | 2.5 | KG | 2380.4 | 2380.4 | LP20 | LP20 | circuit breaker VL250L very high breaking capacity Icu=100kA, 415V AC 3-pole, line protection Electronic Trip Unit ETU10, LI In=250A, rated current IR=100...250A, overload protection, II=1.25 to 11xIN, short-circuit protection without auxiliary release with box terminal ETU communication-capable without auxiliary/alarm switch with Safety Label for USA | - | 0 | 0
3VL3725-3MB36-0AA0 |  | 3VL3725-3MB36-0AA0 | 1 | UN | 1 | 5 | B | D | EAR99 | N | 85362090 | 1 | 4011209810884 | 2.5 | KG | 2299 | 2299 | LP20 | LP20 | circuit breaker VL250L very high breaking capacity Icu=100kA, 415V AC 3-pole, line protection Electronic Trip Unit ETU10, LI In=250A, rated current IR=100...250A, overload protection, II=1.25 to 11xIN, short-circuit protection without auxiliary release ETU communication-capable without auxiliary/alarm switch | - | 0 | 0
3VL3725-3MB36-0AA0-Z | U01 | 3VL3725-3MB36-0AA0-ZU01 | 1 | UN | 1 | 5 | B | D | EAR99 | N | 85362090 | 1 |  | 2.5 | KG | 2347.4 | 2347.4 | LP20 | LP20 | circuit breaker VL250L very high breaking capacity Icu=100kA, 415V AC 3-pole, line protection Electronic Trip Unit ETU10, LI In=250A, rated current IR=100...250A, overload protection, II=1.25 to 11xIN, short-circuit protection without auxiliary release ETU communication-capable without auxiliary/alarm switch with Safety Label for USA | - | 0 | 0
3VL3725-3ME33-0AA0 |  | 3VL3725-3ME33-0AA0 | 1 | UN | 1 | 5 | B | D | EAR99 | N | 85362090 | 1 | 4011209810396 | 2.78 | KG | 2398 | 2398 | LP20 | LP20 | circuit breaker VL250L very high breaking capacity Icu=100kA, 415V AC 3-pole, line protection Electronic Trip Unit ETU20, LSI In=250A, rated current IR=100...250A, overload protection, ISD=1.5 to 10xIR, II=11xIN short-circuit protection without auxiliary release with box terminal ETU communication-capable without auxiliary/alarm switch | - | 0 | 0
3VL3725-3ME33-0AA0-Z | U01 | 3VL3725-3ME33-0AA0-ZU01 | 1 | UN | 1 | 5 | B | D | EAR99 | N | 85362090 | 1 |  | 2.5 | KG | 2446.4 | 2446.4 | LP20 | LP20 | circuit breaker VL250L very high breaking capacity Icu=100kA, 415V AC 3-pole, line protection Electronic Trip Unit ETU20, LSI In=250A, rated current IR=100...250A, overload protection, ISD=1.5 to 10xIR, II=11xIN short-circuit protection without auxiliary release with box terminal ETU communication-capable without auxiliary/alarm switch with Safety Label for USA | - | 0 | 0
3VL3725-3ME36-0AA0 |  | 3VL3725-3ME36-0AA0 | 1 | UN | 1 | 5 | B | D | EAR99 | N | 85362090 | 1 | 4011209810907 | 2.5 | KG | 2387 | 2387 | LP20 | LP20 | circuit breaker VL250L very high breaking capacity Icu=100kA, 415V AC 3-pole, line protection Electronic Trip Unit ETU20, LSI In=250A, rated current IR=100...250A, overload protection, ISD=1.5 to 10xIR, II=11xIN short-circuit protection without auxiliary release ETU communication-capable without auxiliary/alarm switch | - | 0 | 0
3VL3725-3ME36-0AA0-Z | U01 | 3VL3725-3ME36-0AA0-ZU01 | 1 | UN | 1 | 5 | B | D | EAR99 | N | 85362090 | 1 |  | 2.5 | KG | 2435.4 | 2435.4 | LP20 | LP20 | circuit breaker VL250L very high breaking capacity Icu=100kA, 415V AC 3-pole, line protection Electronic Trip Unit ETU20, LSI In=250A, rated current IR=100...250A, overload protection, ISD=1.5 to 10xIR, II=11xIN short-circuit protection without auxiliary release ETU communication-capable without auxiliary/alarm switch with Safety Label for USA | - | 0 | 0
3VL3725-3MF33-0AA0 |  | 3VL3725-3MF33-0AA0 | 1 | UN | 1 | 5 | B | D | EAR99 | N | 85362090 | 1 | 4011209810419 | 2.78 | KG | 2915 | 2915 | LP20 | LP20 | circuit breaker VL250L very high breaking capacity Icu=100kA, 415V AC 3-pole, line protection Electronic Trip Unit ETU12, LIGN 3 phases/4 lines In=250A, rated current IR=100...250A, overload protection, II=1.25 to 11xIN, short-circuit protection without auxiliary release with box terminal ETU communication-capable without auxiliary/alarm switch | - | 0 | 0
3VL3725-3MF33-0AA0-Z | U01 | 3VL3725-3MF33-0AA0-ZU01 | 1 | UN | 1 | 5 | B | D | EAR99 | N | 85362090 | 1 |  | 2.5 | KG | 2963.4 | 2963.4 | LP20 | LP20 | circuit breaker VL250L very high breaking capacity Icu=100kA, 415V AC 3-pole, line protection Electronic Trip Unit ETU12, LIGN 3 phases/4 lines In=250A, rated current IR=100...250A, overload protection, II=1.25 to 11xIN, short-circuit protection without auxiliary release with box terminal ETU communication-capable without auxiliary/alarm switch with Safety Label for USA | - | 0 | 0
3VL3725-3MF36-0AA0 |  | 3VL3725-3MF36-0AA0 | 1 | UN | 1 | 5 | B | D | EAR99 | N | 85362090 | 1 | 4011209810921 | 2.5 | KG | 2904 | 2904 | LP20 | LP20 | circuit breaker VL250L very high breaking capacity Icu=100kA, 415V AC 3-pole, line protection Electronic Trip Unit ETU12, LIGN 3 phases/4 lines In=250A, rated current IR=100...250A, overload protection, II=1.25 to 11xIN, short-circuit protection without auxiliary release ETU communication-capable without auxiliary/alarm switch | - | 0 | 0
3VL3725-3MF36-0AA0-Z | U01 | 3VL3725-3MF36-0AA0-ZU01 | 1 | UN | 1 | 5 | B | D | EAR99 | N | 85362090 | 1 |  | 2.5 | KG | 2952.4 | 2952.4 | LP20 | LP20 | circuit breaker VL250L very high breaking capacity Icu=100kA, 415V AC 3-pole, line protection Electronic Trip Unit ETU12, LIGN 3 phases/4 lines In=250A, rated current IR=100...250A, overload protection, II=1.25 to 11xIN, short-circuit protection without auxiliary release ETU communication-capable without auxiliary/alarm switch with Safety Label for USA | - | 0 | 0
3VL3725-3MG33-0AA0 |  | 3VL3725-3MG33-0AA0 | 1 | UN | 1 | 5 | B | D | EAR99 | N | 85362090 | 1 | 4011209810433 | 2.78 | KG | 2739 | 2739 | LP20 | LP20 | circuit breaker VL250L very high breaking capacity Icu=100kA, 415V AC 3-pole, line protection Electronic Trip Unit ETU22, LSIG 3 phases/3 lines In=250A, rated current IR=100...250A, overload protection, ISD=1.5 to 10xIR, II=11xIN short-circuit protection without auxiliary release with box terminal ETU communication-capable without auxiliary/alarm switch | - | 0 | 0
3VL3725-3MG33-0AA0-Z | U01 | 3VL3725-3MG33-0AA0-ZU01 | 1 | UN | 1 | 5 | B | D | EAR99 | N | 85362090 | 1 |  | 2.5 | KG | 2787.4 | 2787.4 | LP20 | LP20 | circuit breaker VL250L very high breaking capacity Icu=100kA, 415V AC 3-pole, line protection Electronic Trip Unit ETU22, LSIG 3 phases/3 lines In=250A, rated current IR=100...250A, overload protection, ISD=1.5 to 10xIR, II=11xIN short-circuit protection without auxiliary release with box terminal ETU communication-capable without auxiliary/alarm switch with Safety Label for USA | - | 0 | 0
3VL3725-3MG36-0AA0 |  | 3VL3725-3MG36-0AA0 | 1 | UN | 1 | 5 | B | D | EAR99 | N | 85362090 | 1 | 4011209810945 | 2.5 | KG | 2706 | 2706 | LP20 | LP20 | circuit breaker VL250L very high breaking capacity Icu=100kA, 415V AC 3-pole, line protection Electronic Trip Unit ETU22, LSIG 3 phases/3 lines In=250A, rated current IR=100...250A, overload protection, ISD=1.5 to 10xIR, II=11xIN short-circuit protection without auxiliary release ETU communication-capable without auxiliary/alarm switch | - | 0 | 0
3VL3725-3MG36-0AA0-Z | U01 | 3VL3725-3MG36-0AA0-ZU01 | 1 | UN | 1 | 5 | B | D | EAR99 | N | 85362090 | 1 |  | 2.5 | KG | 2754.4 | 2754.4 | LP20 | LP20 | circuit breaker VL250L very high breaking capacity Icu=100kA, 415V AC 3-pole, line protection Electronic Trip Unit ETU22, LSIG 3 phases/3 lines In=250A, rated current IR=100...250A, overload protection, ISD=1.5 to 10xIR, II=11xIN short-circuit protection without auxiliary release ETU communication-capable without auxiliary/alarm switch with Safety Label for USA | - | 0 | 0
3VL3725-3MH33-0AA0 |  | 3VL3725-3MH33-0AA0 | 1 | UN | 1 | 5 | B | D | EAR99 | N | 85362090 | 1 | 4011209810457 | 2.78 | KG | 2739 | 2739 | LP20 | LP20 | circuit breaker VL250L very high breaking capacity Icu=100kA, 415V AC 3-pole, line protection Electronic Trip Unit ETU22, LSIG 3 phases/4 lines with connecting cable In=250A, rated current IR=100...250A, overload protection, ISD=1.5 to 10xIR, II=11xIN short-circuit protection without auxiliary release with box terminal ETU communication-capable without auxiliary/alarm switch | - | 0 | 0
3VL3725-3MH33-0AA0-Z | U01 | 3VL3725-3MH33-0AA0-ZU01 | 1 | UN | 1 | 5 | B | D | EAR99 | N | 85362090 | 1 |  | 2.5 | KG | 2787.4 | 2787.4 | LP20 | LP20 | circuit breaker VL250L very high breaking capacity Icu=100kA, 415V AC 3-pole, line protection Electronic Trip Unit ETU22, LSIG 3 phases/4 lines with connecting cable In=250A, rated current IR=100...250A, overload protection, ISD=1.5 to 10xIR, II=11xIN short-circuit protection without auxiliary release with box terminal ETU communication-capable without auxiliary/alarm switch with Safety Label for USA | - | 0 | 0
3VL3725-3MH36-0AA0 |  | 3VL3725-3MH36-0AA0 | 1 | UN | 1 | 5 | B | D | EAR99 | N | 85362090 | 1 | 4011209810969 | 2.5 | KG | 2706 | 2706 | LP20 | LP20 | circuit breaker VL250L very high breaking capacity Icu=100kA, 415V AC 3-pole, line protection Electronic Trip Unit ETU22, LSIG 3 phases/4 lines with connecting cable In=250A, rated current IR=100...250A, overload protection, ISD=1.5 to 10xIR, II=11xIN short-circuit protection without auxiliary release ETU communication-capable without auxiliary/alarm switch | - | 0 | 0
3VL3725-3MH36-0AA0-Z | U01 | 3VL3725-3MH36-0AA0-ZU01 | 1 | UN | 1 | 5 | B | D | EAR99 | N | 85362090 | 1 |  | 2.5 | KG | 2754.4 | 2754.4 | LP20 | LP20 | circuit breaker VL250L very high breaking capacity Icu=100kA, 415V AC 3-pole, line protection Electronic Trip Unit ETU22, LSIG 3 phases/4 lines with connecting cable In=250A, rated current IR=100...250A, overload protection, ISD=1.5 to 10xIR, II=11xIN short-circuit protection without auxiliary release ETU communication-capable without auxiliary/alarm switch with Safety Label for USA | - | 0 | 0
3VL3725-3ML33-0AA0 |  | 3VL3725-3ML33-0AA0 | 1 | UN | 1 | 5 | B | D | EAR99 | N | 85362090 | 1 | 4011209810471 | 2.78 | KG | 2695 | 2695 | LP20 | LP20 | circuit breaker VL250L very high breaking capacity Icu=100kA, 415V AC 3-pole, line protection Electronic Trip Unit ETU12, LIG 3 phases/3 lines In=250A, rated current IR=100...250A, overload protection, II=1.25 to 11xIN, short-circuit protection without auxiliary release with box terminal ETU communication-capable without auxiliary/alarm switch | - | 0 | 0
3VL3725-3ML33-0AA0-Z | U01 | 3VL3725-3ML33-0AA0-ZU01 | 1 | UN | 1 | 5 | B | D | EAR99 | N | 85362090 | 1 |  | 2.5 | KG | 2743.4 | 2743.4 | LP20 | LP20 | circuit breaker VL250L very high breaking capacity Icu=100kA, 415V AC 3-pole, line protection Electronic Trip Unit ETU12, LIG 3 phases/3 lines In=250A, rated current IR=100...250A, overload protection, II=1.25 to 11xIN, short-circuit protection without auxiliary release with box terminal ETU communication-capable without auxiliary/alarm switch with Safety Label for USA | - | 0 | 0
3VL3725-3ML36-0AA0 |  | 3VL3725-3ML36-0AA0 | 1 | UN | 1 | 5 | B | D | EAR99 | N | 85362090 | 1 | 4011209810983 | 2.5 | KG | 2684 | 2684 | LP20 | LP20 | circuit breaker VL250L very high breaking capacity Icu=100kA, 415V AC 3-pole, line protection Electronic Trip Unit ETU12, LIG 3 phases/3 lines In=250A, rated current IR=100...250A, overload protection, II=1.25 to 11xIN, short-circuit protection without auxiliary release ETU communication-capable without auxiliary/alarm switch | - | 0 | 0
3VL3725-3ML36-0AA0-Z | U01 | 3VL3725-3ML36-0AA0-ZU01 | 1 | UN | 1 | 5 | B | D | EAR99 | N | 85362090 | 1 |  | 2.5 | KG | 2732.4 | 2732.4 | LP20 | LP20 | circuit breaker VL250L very high breaking capacity Icu=100kA, 415V AC 3-pole, line protection Electronic Trip Unit ETU12, LIG 3 phases/3 lines In=250A, rated current IR=100...250A, overload protection, II=1.25 to 11xIN, short-circuit protection without auxiliary release ETU communication-capable without auxiliary/alarm switch with Safety Label for USA | - | 0 | 0
3VL3725-3MP33-0AA0 |  | 3VL3725-3MP33-0AA0 | 1 | UN | 1 | 5 | B | D | EAR99 | N | 85362090 | 1 | 4011209810495 | 2.78 | KG | 2343 | 2343 | LP20 | LP20 | circuit breaker VL250L very high breaking capacity Icu=100kA, 415V AC 3-pole, motor/generator prot. Electronic Trip Unit ETU10M, LI In=250A, rated current IR=100...250A, overload protection, II=1.25 to 11xIN, short-circuit protection without auxiliary release with box terminal ETU communication-capable without auxiliary/alarm switch | - | 0 | 0
3VL3725-3MP33-0AA0-Z | U01 | 3VL3725-3MP33-0AA0-ZU01 | 1 | UN | 1 | 5 | B | D | EAR99 | N | 85362090 | 1 |  | 2.5 | KG | 2391.4 | 2391.4 | LP20 | LP20 | circuit breaker VL250L very high breaking capacity Icu=100kA, 415V AC 3-pole, motor/generator prot. Electronic Trip Unit ETU10M, LI In=250A, rated current IR=100...250A, overload protection, II=1.25 to 11xIN, short-circuit protection without auxiliary release with box terminal ETU communication-capable without auxiliary/alarm switch with Safety Label for USA | - | 0 | 0
3VL3725-3MP36-0AA0 |  | 3VL3725-3MP36-0AA0 | 1 | UN | 1 | 5 | B | D | EAR99 | N | 85362090 | 1 | 4011209811003 | 2.5 | KG | 2310 | 2310 | LP20 | LP20 | circuit breaker VL250L very high breaking capacity Icu=100kA, 415V AC 3-pole, motor/generator prot. Electronic Trip Unit ETU10M, LI In=250A, rated current IR=100...250A, overload protection, II=1.25 to 11xIN, short-circuit protection without auxiliary release ETU communication-capable without auxiliary/alarm switch | - | 0 | 0
3VL3725-3MP36-0AA0-Z | U01 | 3VL3725-3MP36-0AA0-ZU01 | 1 | UN | 1 | 5 | B | D | EAR99 | N | 85362090 | 1 |  | 2.5 | KG | 2358.4 | 2358.4 | LP20 | LP20 | circuit breaker VL250L very high breaking capacity Icu=100kA, 415V AC 3-pole, motor/generator prot. Electronic Trip Unit ETU10M, LI In=250A, rated current IR=100...250A, overload protection, II=1.25 to 11xIN, short-circuit protection without auxiliary release ETU communication-capable without auxiliary/alarm switch with Safety Label for USA | - | 0 | 0
3VL3725-3MS33-0AA0 |  | 3VL3725-3MS33-0AA0 | 1 | UN | 1 | 5 | B | D | EAR99 | N | 85362090 | 1 | 4011209800441 | 2.78 | KG | 2486 | 2486 | LP20 | LP20 | circuit breaker VL250L very high breaking capacity Icu=100kA, 415V AC 3-pole, motor protection Electronic Trip Unit ETU30M, LI IR=100...250A, overload prot., TC=10A...30, II=6/8/11 xIN, short-circuit protection without auxiliary release with box terminal ETU communication-capable without auxiliary/alarm switch | - | 0 | 0
3VL3725-3MS33-0AA0-Z | U01 | 3VL3725-3MS33-0AA0-ZU01 | 1 | UN | 1 | 5 | B | D | EAR99 | N | 85362090 | 1 |  | 2.5 | KG | 2534.4 | 2534.4 | LP20 | LP20 | circuit breaker VL250L very high breaking capacity Icu=100kA, 415V AC 3-pole, motor protection Electronic Trip Unit ETU30M, LI IR=100...250A, overload prot., TC=10A...30, II=6/8/11 xIN, short-circuit protection without auxiliary release with box terminal ETU communication-capable without auxiliary/alarm switch with Safety Label for USA | - | 0 | 0
3VL3725-3MS36-0AA0 |  | 3VL3725-3MS36-0AA0 | 1 | UN | 1 | 5 | B | D | EAR99 | N | 85362090 | 1 | 4011209811027 | 2.5 | KG | 2442 | 2442 | LP20 | LP20 | circuit breaker VL250L very high breaking capacity Icu=100kA, 415V AC 3-pole, motor protection Electronic Trip Unit ETU30M, LI IR=100...250A, overload prot., TC=10A...30, II=6/8/11 xIN, short-circuit protection without auxiliary release ETU communication-capable without auxiliary/alarm switch | - | 0 | 0
3VL3725-3MS36-0AA0-Z | U01 | 3VL3725-3MS36-0AA0-ZU01 | 1 | UN | 1 | 5 | B | D | EAR99 | N | 85362090 | 1 |  | 2.5 | KG | 2490.4 | 2490.4 | LP20 | LP20 | circuit breaker VL250L very high breaking capacity Icu=100kA, 415V AC 3-pole, motor protection Electronic Trip Unit ETU30M, LI IR=100...250A, overload prot., TC=10A...30, II=6/8/11 xIN, short-circuit protection without auxiliary release ETU communication-capable without auxiliary/alarm switch with Safety Label for USA | - | 0 | 0
3VL3725-3NA43-0AA0 |  | 3VL3725-3NA43-0AA0 | 1 | UN | 1 | 5 | B | D | EAR99 | N | 85362090 | 1 | 4011209810631 | 3.607 | KG | 3091 | 3091 | LP20 | LP20 | circuit breaker VL250L very high breaking capacity Icu=100kA, 415V AC 4-pole, line protection Electronic Trip Unit ETU10, LIN In=250A, rated current IR=100...250A, overload protection, II=1.25 to 11xIN, short-circuit protection N protected without auxiliary release with box terminal ETU communication-capable without auxiliary/alarm switch | - | 0 | 0
3VL3725-3NA43-0AA0-Z | U01 | 3VL3725-3NA43-0AA0-ZU01 | 1 | UN | 1 | 5 | B | D | EAR99 | N | 85362090 | 1 |  | 3.3 | KG | 3139.4 | 3139.4 | LP20 | LP20 | circuit breaker VL250L very high breaking capacity Icu=100kA, 415V AC 4-pole, line protection Electronic Trip Unit ETU10, LIN In=250A, rated current IR=100...250A, overload protection, II=1.25 to 11xIN, short-circuit protection N protected without auxiliary release with box terminal ETU communication-capable without auxiliary/alarm switch with Safety Label for USA | - | 0 | 0
3VL3725-3NA46-0AA0 |  | 3VL3725-3NA46-0AA0 | 1 | UN | 1 | 5 | B | D | EAR99 | N | 85362090 | 1 | 4011209811164 | 3.453 | KG | 3047 | 3047 | LP20 | LP20 | circuit breaker VL250L very high breaking capacity Icu=100kA, 415V AC 4-pole, line protection Electronic Trip Unit ETU10, LIN In=250A, rated current IR=100...250A, overload protection, II=1.25 to 11xIN, short-circuit protection N protected without auxiliary release ETU communication-capable without auxiliary/alarm switch | - | 0 | 0
3VL3725-3NA46-0AA0-Z | U01 | 3VL3725-3NA46-0AA0-ZU01 | 1 | UN | 1 | 5 | B | D | EAR99 | N | 85362090 | 1 |  | 3.3 | KG | 3095.4 | 3095.4 | LP20 | LP20 | circuit breaker VL250L very high breaking capacity Icu=100kA, 415V AC 4-pole, line protection Electronic Trip Unit ETU10, LIN In=250A, rated current IR=100...250A, overload protection, II=1.25 to 11xIN, short-circuit protection N protected without auxiliary release ETU communication-capable without auxiliary/alarm switch with Safety Label for USA | - | 0 | 0
3VL3725-3NB43-0AA0 |  | 3VL3725-3NB43-0AA0 | 1 | UN | 1 | 5 | B | D | EAR99 | N | 85362090 | 1 | 4011209810655 | 3.607 | KG | 2937 | 2937 | LP20 | LP20 | circuit breaker VL250L very high breaking capacity Icu=100kA, 415V AC 4-pole, line protection Electronic Trip Unit ETU10, LI In=250A, rated current IR=100...250A, overload protection, II=1.25 to 11xIN, short-circuit protection ETU communication-capable without auxiliary release with box terminal ETU communication-capable without auxiliary/alarm switch | - | 0 | 0
3VL3725-3NB43-0AA0-Z | U01 | 3VL3725-3NB43-0AA0-ZU01 | 1 | UN | 1 | 5 | B | D | EAR99 | N | 85362090 | 1 |  | 3.3 | KG | 2985.4 | 2985.4 | LP20 | LP20 | circuit breaker VL250L very high breaking capacity Icu=100kA, 415V AC 4-pole, line protection Electronic Trip Unit ETU10, LI In=250A, rated current IR=100...250A, overload protection, II=1.25 to 11xIN, short-circuit protection ETU communication-capable without auxiliary release with box terminal ETU communication-capable without auxiliary/alarm switch with Safety Label for USA | - | 0 | 0
3VL3725-3NB46-0AA0 |  | 3VL3725-3NB46-0AA0 | 1 | UN | 1 | 5 | B | D | EAR99 | N | 85362090 | 1 | 4011209811188 | 3.453 | KG | 2904 | 2904 | LP20 | LP20 | circuit breaker VL250L very high breaking capacity Icu=100kA, 415V AC 4-pole, line protection Electronic Trip Unit ETU10, LI In=250A, rated current IR=100...250A, overload protection, II=1.25 to 11xIN, short-circuit protection without auxiliary release ETU communication-capable without auxiliary/alarm switch | - | 0 | 0
3VL3725-3NB46-0AA0-Z | U01 | 3VL3725-3NB46-0AA0-ZU01 | 1 | UN | 1 | 5 | B | D | EAR99 | N | 85362090 | 1 |  | 3.3 | KG | 2952.4 | 2952.4 | LP20 | LP20 | circuit breaker VL250L very high breaking capacity Icu=100kA, 415V AC 4-pole, line protection Electronic Trip Unit ETU10, LI In=250A, rated current IR=100...250A, overload protection, II=1.25 to 11xIN, short-circuit protection without auxiliary release ETU communication-capable without auxiliary/alarm switch with Safety Label for USA | - | 0 | 0
3VL3725-3NE43-0AA0 |  | 3VL3725-3NE43-0AA0 | 1 | UN | 1 | 5 | B | D | EAR99 | N | 85362090 | 1 | 4011209810679 | 3.607 | KG | 3025 | 3025 | LP20 | LP20 | circuit breaker VL250L very high breaking capacity Icu=100kA, 415V AC 4-pole, line protection Electronic Trip Unit ETU20, LSI In=250A, rated current IR=100...250A, overload protection, ISD=1.5 to 10xIR, II=11xIN short-circuit protection without auxiliary release with box terminal ETU communication-capable without auxiliary/alarm switch | - | 0 | 0
3VL3725-3NE43-0AA0-Z | U01 | 3VL3725-3NE43-0AA0-ZU01 | 1 | UN | 1 | 5 | B | D | EAR99 | N | 85362090 | 1 |  | 3.3 | KG | 3073.4 | 3073.4 | LP20 | LP20 | circuit breaker VL250L very high breaking capacity Icu=100kA, 415V AC 4-pole, line protection Electronic Trip Unit ETU20, LSI In=250A, rated current IR=100...250A, overload protection, ISD=1.5 to 10xIR, II=11xIN short-circuit protection without auxiliary release with box terminal ETU communication-capable without auxiliary/alarm switch with Safety Label for USA | - | 0 | 0
3VL3725-3NE46-0AA0 |  | 3VL3725-3NE46-0AA0 | 1 | UN | 1 | 5 | B | D | EAR99 | N | 85362090 | 1 | 4011209811201 | 3.453 | KG | 3003 | 3003 | LP20 | LP20 | circuit breaker VL250L very high breaking capacity Icu=100kA, 415V AC 4-pole, line protection Electronic Trip Unit ETU20, LSI In=250A, rated current IR=100...250A, overload protection, ISD=1.5 to 10xIR, II=11xIN short-circuit protection without auxiliary release ETU communication-capable without auxiliary/alarm switch | - | 0 | 0
3VL3725-3NE46-0AA0-Z | U01 | 3VL3725-3NE46-0AA0-ZU01 | 1 | UN | 1 | 5 | B | D | EAR99 | N | 85362090 | 1 |  | 3.3 | KG | 3051.4 | 3051.4 | LP20 | LP20 | circuit breaker VL250L very high breaking capacity Icu=100kA, 415V AC 4-pole, line protection Electronic Trip Unit ETU20, LSI In=250A, rated current IR=100...250A, overload protection, ISD=1.5 to 10xIR, II=11xIN short-circuit protection without auxiliary release ETU communication-capable without auxiliary/alarm switch with Safety Label for USA | - | 0 | 0
3VL3725-3NF43-0AA0 |  | 3VL3725-3NF43-0AA0 | 1 | UN | 1 | 5 | B | D | EAR99 | N | 85362090 | 1 | 4011209810693 | 3.607 | KG | 3179 | 3179 | LP20 | LP20 | circuit breaker VL250L very high breaking capacity Icu=100kA, 415V AC 4-pole, line protection Electronic Trip Unit ETU20, LSI In=250A, rated current IR=100...250A, overload protection, ISD=1.5 to 10xIR, II=11xIN short-circuit protection N protected without auxiliary release with box terminal ETU communication-capable without auxiliary/alarm switch | - | 0 | 0
3VL3725-3NF43-0AA0-Z | U01 | 3VL3725-3NF43-0AA0-ZU01 | 1 | UN | 1 | 5 | B | D | EAR99 | N | 85362090 | 1 |  | 3.3 | KG | 3227.4 | 3227.4 | LP20 | LP20 | circuit breaker VL250L very high breaking capacity Icu=100kA, 415V AC 4-pole, line protection Electronic Trip Unit ETU20, LSI In=250A, rated current IR=100...250A, overload protection, ISD=1.5 to 10xIR, II=11xIN short-circuit protection N protected without auxiliary release with box terminal ETU communication-capable without auxiliary/alarm switch with Safety Label for USA | - | 0 | 0
3VL3725-3NF46-0AA0 |  | 3VL3725-3NF46-0AA0 | 1 | UN | 1 | 5 | B | D | EAR99 | N | 85362090 | 1 | 4011209811225 | 3.453 | KG | 3168 | 3168 | LP20 | LP20 | circuit breaker VL250L very high breaking capacity Icu=100kA, 415V AC 4-pole, line protection Electronic Trip Unit ETU20, LSI In=250A, rated current IR=100...250A, overload protection, ISD=1.5 to 10xIR, II=11xIN short-circuit protection N protected without auxiliary release ETU communication-capable without auxiliary/alarm switch | - | 0 | 0
3VL3725-3NF46-0AA0-Z | U01 | 3VL3725-3NF46-0AA0-ZU01 | 1 | UN | 1 | 5 | B | D | EAR99 | N | 85362090 | 1 |  | 3.3 | KG | 3216.4 | 3216.4 | LP20 | LP20 | circuit breaker VL250L very high breaking capacity Icu=100kA, 415V AC 4-pole, line protection Electronic Trip Unit ETU20, LSI In=250A, rated current IR=100...250A, overload protection, ISD=1.5 to 10xIR, II=11xIN short-circuit protection N protected without auxiliary release ETU communication-capable without auxiliary/alarm switch with Safety Label for USA | - | 0 | 0
3VL3725-3NH43-0AA0 |  | 3VL3725-3NH43-0AA0 | 1 | UN | 1 | 5 | B | D | EAR99 | N | 85362090 | 1 | 4011209810716 | 3.607 | KG | 3740 | 3740 | LP20 | LP20 | circuit breaker VL250L very high breaking capacity Icu=100kA, 415V AC 4-pole, line protection Electronic Trip Unit ETU22, LSIG In=250A, rated current IR=100...250A, overload protection, ISD=1.5 to 10xIR, II=11xIN short-circuit protection N protected without auxiliary release with box terminal ETU communication-capable without auxiliary/alarm switch | - | 0 | 0
3VL3725-3NH43-0AA0-Z | U01 | 3VL3725-3NH43-0AA0-ZU01 | 1 | UN | 1 | 5 | B | D | EAR99 | N | 85362090 | 1 |  | 3.3 | KG | 3788.4 | 3788.4 | LP20 | LP20 | circuit breaker VL250L very high breaking capacity Icu=100kA, 415V AC 4-pole, line protection Electronic Trip Unit ETU22, LSIG In=250A, rated current IR=100...250A, overload protection, ISD=1.5 to 10xIR, II=11xIN short-circuit protection N protected without auxiliary release with box terminal ETU communication-capable without auxiliary/alarm switch with Safety Label for USA | - | 0 | 0
3VL3725-3NH46-0AA0 |  | 3VL3725-3NH46-0AA0 | 1 | UN | 1 | 5 | B | D | EAR99 | N | 85362090 | 1 | 4011209811249 | 3.453 | KG | 3718 | 3718 | LP20 | LP20 | circuit breaker VL250L very high breaking capacity Icu=100kA, 415V AC 4-pole, line protection Electronic Trip Unit ETU22, LSIG In=250A, rated current IR=100...250A, overload protection, ISD=1.5 to 10xIR, II=11xIN short-circuit protection N protected without auxiliary release ETU communication-capable without auxiliary/alarm switch | - | 0 | 0
3VL3725-3NH46-0AA0-Z | U01 | 3VL3725-3NH46-0AA0-ZU01 | 1 | UN | 1 | 5 | B | D | EAR99 | N | 85362090 | 1 |  | 3.3 | KG | 3766.4 | 3766.4 | LP20 | LP20 | circuit breaker VL250L very high breaking capacity Icu=100kA, 415V AC 4-pole, line protection Electronic Trip Unit ETU22, LSIG In=250A, rated current IR=100...250A, overload protection, ISD=1.5 to 10xIR, II=11xIN short-circuit protection N protected without auxiliary release ETU communication-capable without auxiliary/alarm switch with Safety Label for USA | - | 0 | 0
3VL3725-3NN43-0AA0 |  | 3VL3725-3NN43-0AA0 | 1 | UN | 1 | 5 | B | D | EAR99 | N | 85362090 | 1 | 4011209800427 | 3.607 | KG | 3696 | 3696 | LP20 | LP20 | circuit breaker VL250L very high breaking capacity Icu=100kA, 415V AC 4-pole, line protection Electronic Trip Unit ETU12, LIG In=250A, rated current IR=100...250A, overload protection, II=1.25 to 11xIN, short-circuit protection N protected without auxiliary release with box terminal ETU communication-capable without auxiliary/alarm switch | - | 0 | 0
3VL3725-3NN43-0AA0-Z | U01 | 3VL3725-3NN43-0AA0-ZU01 | 1 | UN | 1 | 5 | B | D | EAR99 | N | 85362090 | 1 |  | 3.3 | KG | 3744.4 | 3744.4 | LP20 | LP20 | circuit breaker VL250L very high breaking capacity Icu=100kA, 415V AC 4-pole, line protection Electronic Trip Unit ETU12, LIG In=250A, rated current IR=100...250A, overload protection, II=1.25 to 11xIN, short-circuit protection N protected without auxiliary release with box terminal ETU communication-capable without auxiliary/alarm switch with Safety Label for USA | - | 0 | 0
3VL3725-3NN46-0AA0 |  | 3VL3725-3NN46-0AA0 | 1 | UN | 1 | 5 | B | D | EAR99 | N | 85362090 | 1 | 4011209811263 | 3.453 | KG | 3641 | 3641 | LP20 | LP20 | circuit breaker VL250L very high breaking capacity Icu=100kA, 415V AC 4-pole, line protection Electronic Trip Unit ETU12, LIG In=250A, rated current IR=100...250A, overload protection, II=1.25 to 11xIN, short-circuit protection N protected without auxiliary release ETU communication-capable without auxiliary/alarm switch | - | 0 | 0
3VL3725-3NN46-0AA0-Z | U01 | 3VL3725-3NN46-0AA0-ZU01 | 1 | UN | 1 | 5 | B | D | EAR99 | N | 85362090 | 1 |  | 3.3 | KG | 3689.4 | 3689.4 | LP20 | LP20 | circuit breaker VL250L very high breaking capacity Icu=100kA, 415V AC 4-pole, line protection Electronic Trip Unit ETU12, LIG In=250A, rated current IR=100...250A, overload protection, II=1.25 to 11xIN, short-circuit protection N protected without auxiliary release ETU communication-capable without auxiliary/alarm switch with Safety Label for USA | - | 0 | 0
3VL3725-3SB33-0AA0 |  | 3VL3725-3SB33-0AA0 | 1 | UN | 1 | 5 | B | D | EAR99 | N | 85362090 | 1 | 4011209810211 | 2.78 | KG | 2211 | 2013.9 | LP20 | LP20 | circuit breaker VL250L very high breaking capacity Icu=100kA, 415V AC 3-pole, line protection Electronic Trip Unit ETU10, LI In=250A, rated current IR=100...250A, overload protection, II=1.25 to 11xIN, short-circuit protection without auxiliary release with box terminal without auxiliary/alarm switch | - | 0 | 0
3VL3725-3SB33-0AA0-Z | U01 | 3VL3725-3SB33-0AA0-ZU01 | 1 | UN | 1 | 5 | B | D | EAR99 | N | 85362090 | 1 |  | 2.5 | KG | 2259.4 | 2259.4 | LP20 | LP20 | circuit breaker VL250L very high breaking capacity Icu=100kA, 415V AC 3-pole, line protection Electronic Trip Unit ETU10, LI In=250A, rated current IR=100...250A, overload protection, II=1.25 to 11xIN, short-circuit protection without auxiliary release with box terminal without auxiliary/alarm switch with Safety Label for USA | - | 0 | 0
3VL3725-3SB36-0AA0 |  | 3VL3725-3SB36-0AA0 | 1 | UN | 1 | 5 | B | D | EAR99 | N | 85362090 | 1 | 4011209810730 | 2.5 | KG | 2178 | 2013.9 | LP20 | LP20 | circuit breaker VL250L very high breaking capacity Icu=100kA, 415V AC 3-pole, line protection Electronic Trip Unit ETU10, LI In=250A, rated current IR=100...250A, overload protection, II=1.25 to 11xIN, short-circuit protection without auxiliary release without auxiliary/alarm switch | - | 0 | 0
3VL3725-3SB36-0AA0-Z | U01 | 3VL3725-3SB36-0AA0-ZU01 | 1 | UN | 1 | 5 | B | D | EAR99 | N | 85362090 | 1 |  | 2.5 | KG | 2226.4 | 2226.4 | LP20 | LP20 | circuit breaker VL250L very high breaking capacity Icu=100kA, 415V AC 3-pole, line protection Electronic Trip Unit ETU10, LI In=250A, rated current IR=100...250A, overload protection, II=1.25 to 11xIN, short-circuit protection without auxiliary release without auxiliary/alarm switch with Safety Label for USA | - | 0 | 0
3VL3725-3SE33-0AA0 |  | 3VL3725-3SE33-0AA0 | 1 | UN | 1 | 5 | B | D | EAR99 | N | 85362090 | 1 | 4011209810235 | 2.78 | KG | 2310 | 2115.6 | LP20 | LP20 | circuit breaker VL250L very high breaking capacity Icu=100kA, 415V AC 3-pole, line protection Electronic Trip Unit ETU20, LSI In=250A, rated current IR=100...250A, overload protection, ISD=1.5 to 10xIR, II=11xIN short-circuit protection without auxiliary release with box terminal without auxiliary/alarm switch | - | 0 | 0
3VL3725-3SE33-0AA0-Z | U01 | 3VL3725-3SE33-0AA0-ZU01 | 1 | UN | 1 | 5 | B | D | EAR99 | N | 85362090 | 1 |  | 2.5 | KG | 2358.4 | 2358.4 | LP20 | LP20 | circuit breaker VL250L very high breaking capacity Icu=100kA, 415V AC 3-pole, line protection Electronic Trip Unit ETU20, LSI In=250A, rated current IR=100...250A, overload protection, ISD=1.5 to 10xIR, II=11xIN short-circuit protection without auxiliary release with box terminal without auxiliary/alarm switch with Safety Label for USA | - | 0 | 0
3VL3725-3SE36-0AA0 |  | 3VL3725-3SE36-0AA0 | 1 | UN | 1 | 5 | B | D | EAR99 | N | 85362090 | 1 | 4011209810754 | 2.5 | KG | 2288 | 2115.6 | LP20 | LP20 | circuit breaker VL250L very high breaking capacity Icu=100kA, 415V AC 3-pole, line protection Electronic Trip Unit ETU20, LSI In=250A, rated current IR=100...250A, overload protection, ISD=1.5 to 10xIR, II=11xIN short-circuit protection without auxiliary release without auxiliary/alarm switch | - | 0 | 0
3VL3725-3SE36-0AA0-Z | U01 | 3VL3725-3SE36-0AA0-ZU01 | 1 | UN | 1 | 5 | B | D | EAR99 | N | 85362090 | 1 |  | 2.5 | KG | 2336.4 | 2336.4 | LP20 | LP20 | circuit breaker VL250L very high breaking capacity Icu=100kA, 415V AC 3-pole, line protection Electronic Trip Unit ETU20, LSI In=250A, rated current IR=100...250A, overload protection, ISD=1.5 to 10xIR, II=11xIN short-circuit protection without auxiliary release without auxiliary/alarm switch with Safety Label for USA | - | 0 | 0
3VL3725-3SE36-8RA0-Z | U01 | 3VL3725-3SE36-8RA0-ZU01 | 1 | UN | 1 | 5 | B | D | EAR99 | N | 85362090 | 1 |  | 2.5 | KG | 2481.6 | 2481.6 | LP20 | LP20 | circuit breaker VL250L very high breaking capacity Icu=100kA, 415V AC 3-pole, line protection Electronic Trip Unit ETU20, LSI In=250A, rated current IR=100...250A, overload protection, ISD=1.5 to 10xIR, II=11xIN short-circuit protection Shunt release 110...127 V AC without auxiliary/alarm switch with Safety Label for USA | - | 0 | 0
3VL3725-3SF33-0AA0 |  | 3VL3725-3SF33-0AA0 | 1 | UN | 1 | 5 | B | D | EAR99 | N | 85362090 | 1 | 4011209810259 | 2.78 | KG | 2849 | 2849 | LP20 | LP20 | circuit breaker VL250L very high breaking capacity Icu=100kA, 415V AC 3-pole, line protection Electronic Trip Unit ETU12, LIG 3 phases/4 lines In=250A, rated current IR=100...250A, overload protection, II=1.25 to 11xIN, short-circuit protection without auxiliary release with box terminal without auxiliary/alarm switch | - | 0 | 0
3VL3725-3SF33-0AA0-Z | U01 | 3VL3725-3SF33-0AA0-ZU01 | 1 | UN | 1 | 5 | B | D | EAR99 | N | 85362090 | 1 |  | 2.5 | KG | 2897.4 | 2897.4 | LP20 | LP20 | circuit breaker VL250L very high breaking capacity Icu=100kA, 415V AC 3-pole, line protection Electronic Trip Unit ETU12, LIG 3 phases/4 lines In=250A, rated current IR=100...250A, overload protection, II=1.25 to 11xIN, short-circuit protection without auxiliary release with box terminal without auxiliary/alarm switch with Safety Label for USA | - | 0 | 0
3VL3725-3SF36-0AA0 |  | 3VL3725-3SF36-0AA0 | 1 | UN | 1 | 5 | B | D | EAR99 | N | 85362090 | 1 | 4011209810778 | 2.5 | KG | 2827 | 2827 | LP20 | LP20 | circuit breaker VL250L very high breaking capacity Icu=100kA, 415V AC 3-pole, line protection Electronic Trip Unit ETU12, LIG 3 phases/4 lines In=250A, rated current IR=100...250A, overload protection, II=1.25 to 11xIN, short-circuit protection without auxiliary release without auxiliary/alarm switch | - | 0 | 0
3VL3725-3SF36-0AA0-Z | U01 | 3VL3725-3SF36-0AA0-ZU01 | 1 | UN | 1 | 5 | B | D | EAR99 | N | 85362090 | 1 |  | 2.5 | KG | 2875.4 | 2875.4 | LP20 | LP20 | circuit breaker VL250L very high breaking capacity Icu=100kA, 415V AC 3-pole, line protection Electronic Trip Unit ETU12, LIG 3 phases/4 lines In=250A, rated current IR=100...250A, overload protection, II=1.25 to 11xIN, short-circuit protection without auxiliary release without auxiliary/alarm switch with Safety Label for USA | - | 0 | 0
3VL3725-3SG33-0AA0 |  | 3VL3725-3SG33-0AA0 | 1 | UN | 1 | 5 | B | D | EAR99 | N | 85362090 | 1 | 4011209810273 | 2.78 | KG | 2629 | 2629 | LP20 | LP20 | circuit breaker VL250L very high breaking capacity Icu=100kA, 415V AC 3-pole, line protection Electronic Trip Unit ETU22, LSIG 3 phases/3 lines In=250A, rated current IR=100...250A, overload protection, ISD=1.5 to 10xIR, II=11xIN short-circuit protection without auxiliary release with box terminal without auxiliary/alarm switch | - | 0 | 0
3VL3725-3SG33-0AA0-Z | U01 | 3VL3725-3SG33-0AA0-ZU01 | 1 | UN | 1 | 5 | B | D | EAR99 | N | 85362090 | 1 |  | 2.5 | KG | 2677.4 | 2677.4 | LP20 | LP20 | circuit breaker VL250L very high breaking capacity Icu=100kA, 415V AC 3-pole, line protection Electronic Trip Unit ETU22, LSIG 3 phases/3 lines In=250A, rated current IR=100...250A, overload protection, ISD=1.5 to 10xIR, II=11xIN short-circuit protection without auxiliary release with box terminal without auxiliary/alarm switch with Safety Label for USA | - | 0 | 0
3VL3725-3SG36-0AA0 |  | 3VL3725-3SG36-0AA0 | 1 | UN | 1 | 5 | B | D | EAR99 | N | 85362090 | 1 | 4011209810792 | 2.5 | KG | 2618 | 2618 | LP20 | LP20 | circuit breaker VL250L very high breaking capacity Icu=100kA, 415V AC 3-pole, line protection Electronic Trip Unit ETU22, LSIG 3 phases/3 lines In=250A, rated current IR=100...250A, overload protection, ISD=1.5 to 10xIR, II=11xIN short-circuit protection without auxiliary release without auxiliary/alarm switch | - | 0 | 0
3VL3725-3SG36-0AA0-Z | U01 | 3VL3725-3SG36-0AA0-ZU01 | 1 | UN | 1 | 5 | B | D | EAR99 | N | 85362090 | 1 |  | 2.5 | KG | 2666.4 | 2666.4 | LP20 | LP20 | circuit breaker VL250L very high breaking capacity Icu=100kA, 415V AC 3-pole, line protection Electronic Trip Unit ETU22, LSIG 3 phases/3 lines In=250A, rated current IR=100...250A, overload protection, ISD=1.5 to 10xIR, II=11xIN short-circuit protection without auxiliary release without auxiliary/alarm switch with Safety Label for USA | - | 0 | 0
3VL3725-3SH33-0AA0 |  | 3VL3725-3SH33-0AA0 | 1 | UN | 1 | 5 | B | D | EAR99 | N | 85362090 | 1 | 4011209810297 | 2.78 | KG | 2629 | 2629 | LP20 | LP20 | circuit breaker VL250L very high breaking capacity Icu=100kA, 415V AC 3-pole, line protection Electronic Trip Unit ETU22, LSIG 3 phases/4 lines with connecting cable In=250A, rated current IR=100...250A, overload protection, ISD=1.5 to 10xIR, II=11xIN short-circuit protection without auxiliary release with box terminal without auxiliary/alarm switch | - | 0 | 0
3VL3725-3SH33-0AA0-Z | U01 | 3VL3725-3SH33-0AA0-ZU01 | 1 | UN | 1 | 5 | B | D | EAR99 | N | 85362090 | 1 |  | 2.5 | KG | 2677.4 | 2677.4 | LP20 | LP20 | circuit breaker VL250L very high breaking capacity Icu=100kA, 415V AC 3-pole, line protection Electronic Trip Unit ETU22, LSIG 3 phases/4 lines with connecting cable In=250A, rated current IR=100...250A, overload protection, ISD=1.5 to 10xIR, II=11xIN short-circuit protection without auxiliary release with box terminal without auxiliary/alarm switch with Safety Label for USA | - | 0 | 0
3VL3725-3SH36-0AA0 |  | 3VL3725-3SH36-0AA0 | 1 | UN | 1 | 5 | B | D | EAR99 | N | 85362090 | 1 | 4011209810808 | 2.5 | KG | 2618 | 2618 | LP20 | LP20 | circuit breaker VL250L very high breaking capacity Icu=100kA, 415V AC 3-pole, line protection Electronic Trip Unit ETU22, LSIG 3 phases/4 lines with connecting cable In=250A, rated current IR=100...250A, overload protection, ISD=1.5 to 10xIR, II=11xIN short-circuit protection without auxiliary release without auxiliary/alarm switch | - | 0 | 0
3VL3725-3SH36-0AA0-Z | U01 | 3VL3725-3SH36-0AA0-ZU01 | 1 | UN | 1 | 5 | B | D | EAR99 | N | 85362090 | 1 |  | 2.5 | KG | 2666.4 | 2666.4 | LP20 | LP20 | circuit breaker VL250L very high breaking capacity Icu=100kA, 415V AC 3-pole, line protection Electronic Trip Unit ETU22, LSIG 3 phases/4 lines with connecting cable In=250A, rated current IR=100...250A, overload protection, ISD=1.5 to 10xIR, II=11xIN short-circuit protection without auxiliary release without auxiliary/alarm switch with Safety Label for USA | - | 0 | 0
3VL3725-3SL33-0AA0 |  | 3VL3725-3SL33-0AA0 | 1 | UN | 1 | 5 | B | D | EAR99 | N | 85362090 | 1 | 4011209810310 | 2.78 | KG | 2607 | 2607 | LP20 | LP20 | circuit breaker VL250L very high breaking capacity Icu=100kA, 415V AC 3-pole, line protection Electronic Trip Unit ETU12, LIG 3 phases/3 lines In=250A, rated current IR=100...250A, overload protection, II=1.25 to 11xIN, short-circuit protection without auxiliary release with box terminal without auxiliary/alarm switch | - | 0 | 0
3VL3725-3SL33-0AA0-Z | U01 | 3VL3725-3SL33-0AA0-ZU01 | 1 | UN | 1 | 5 | B | D | EAR99 | N | 85362090 | 1 |  | 2.5 | KG | 2655.4 | 2655.4 | LP20 | LP20 | circuit breaker VL250L very high breaking capacity Icu=100kA, 415V AC 3-pole, line protection Electronic Trip Unit ETU12, LIG 3 phases/3 lines In=250A, rated current IR=100...250A, overload protection, II=1.25 to 11xIN, short-circuit protection without auxiliary release with box terminal without auxiliary/alarm switch with Safety Label for USA | - | 0 | 0
3VL3725-3SL36-0AA0 |  | 3VL3725-3SL36-0AA0 | 1 | UN | 1 | 5 | B | D | EAR99 | N | 85362090 | 1 | 4011209810822 | 2.5 | KG | 2563 | 2563 | LP20 | LP20 | circuit breaker VL250L very high breaking capacity Icu=100kA, 415V AC 3-pole, line protection Electronic Trip Unit ETU12, LIG 3 phases/3 lines In=250A, rated current IR=100...250A, overload protection, II=1.25 to 11xIN, short-circuit protection without auxiliary release without auxiliary/alarm switch | - | 0 | 0
3VL3725-3SL36-0AA0-Z | U01 | 3VL3725-3SL36-0AA0-ZU01 | 1 | UN | 1 | 5 | B | D | EAR99 | N | 85362090 | 1 |  | 2.5 | KG | 2611.4 | 2611.4 | LP20 | LP20 | circuit breaker VL250L very high breaking capacity Icu=100kA, 415V AC 3-pole, line protection Electronic Trip Unit ETU12, LIG 3 phases/3 lines In=250A, rated current IR=100...250A, overload protection, II=1.25 to 11xIN, short-circuit protection without auxiliary release without auxiliary/alarm switch with Safety Label for USA | - | 0 | 0
3VL3725-3SP33-0AA0 |  | 3VL3725-3SP33-0AA0 | 1 | UN | 1 | 5 | B | D | EAR99 | N | 85362090 | 1 | 4011209810334 | 2.78 | KG | 2222 | 2026 | LP20 | LP20 | circuit breaker VL250L very high breaking capacity Icu=100kA, 415V AC 3-pole, motor/generator prot. Electronic Trip Unit ETU10M, LI In=250A, rated current IR=100...250A, overload protection, II=1.25 to 11xIN, short-circuit protection without auxiliary release with box terminal without auxiliary/alarm switch | - | 0 | 0
3VL3725-3SP33-0AA0-Z | U01 | 3VL3725-3SP33-0AA0-ZU01 | 1 | UN | 1 | 5 | B | D | EAR99 | N | 85362090 | 1 |  | 2.5 | KG | 2270.4 | 2270.4 | LP20 | LP20 | circuit breaker VL250L very high breaking capacity Icu=100kA, 415V AC 3-pole, motor/generator prot. Electronic Trip Unit ETU10M, LI In=250A, rated current IR=100...250A, overload protection, II=1.25 to 11xIN, short-circuit protection without auxiliary release with box terminal without auxiliary/alarm switch with Safety Label for USA | - | 0 | 0
3VL3725-3SP36-0AA0 |  | 3VL3725-3SP36-0AA0 | 1 | UN | 1 | 5 | B | D | EAR99 | N | 85362090 | 1 | 4011209810846 | 2.634 | KG | 2211 | 2026 | LP20 | LP20 | circuit breaker VL250L very high breaking capacity Icu=100kA, 415V AC 3-pole, motor/generator prot. Electronic Trip Unit ETU10M, LI In=250A, rated current IR=100...250A, overload protection, II=1.25 to 11xIN, short-circuit protection without auxiliary release without auxiliary/alarm switch | - | 0 | 0
3VL3725-3SP36-0AA0-Z | U01 | 3VL3725-3SP36-0AA0-ZU01 | 1 | UN | 1 | 5 | B | D | EAR99 | N | 85362090 | 1 |  | 2.5 | KG | 2259.4 | 2259.4 | LP20 | LP20 | circuit breaker VL250L very high breaking capacity Icu=100kA, 415V AC 3-pole, motor/generator prot. Electronic Trip Unit ETU10M, LI In=250A, rated current IR=100...250A, overload protection, II=1.25 to 11xIN, short-circuit protection without auxiliary release without auxiliary/alarm switch with Safety Label for USA | - | 0 | 0
3VL3725-3SS33-0AA0 |  | 3VL3725-3SS33-0AA0 | 1 | UN | 1 | 5 | B | D | EAR99 | N | 85362090 | 1 | 4011209810358 | 2.78 | KG | 2398 | 2192.2 | LP20 | LP20 | circuit breaker VL250L very high breaking capacity Icu=100kA, 415V AC 3-pole, motor protection Electronic Trip Unit ETU30M, LI IR=100...250A, overload prot., TC=10A...30, II=6/8/11 xIN, short-circuit protection without auxiliary release with box terminal without auxiliary/alarm switch | - | 0 | 0
3VL3725-3SS33-0AA0-Z | U01 | 3VL3725-3SS33-0AA0-ZU01 | 1 | UN | 1 | 5 | B | D | EAR99 | N | 85362090 | 1 |  | 2.5 | KG | 2446.4 | 2446.4 | LP20 | LP20 | circuit breaker VL250L very high breaking capacity Icu=100kA, 415V AC 3-pole, motor protection Electronic Trip Unit ETU30M, LI IR=100...250A, overload prot., TC=10A...30, II=6/8/11 xIN, short-circuit protection without auxiliary release with box terminal without auxiliary/alarm switch with Safety Label for USA | - | 0 | 0
3VL3725-3SS36-0AA0 |  | 3VL3725-3SS36-0AA0 | 1 | UN | 1 | 5 | B | D | EAR99 | N | 85362090 | 1 | 4011209810860 | 2.631 | KG | 2387 | 2192.2 | LP20 | LP20 | circuit breaker VL250L very high breaking capacity Icu=100kA, 415V AC 3-pole, motor protection Electronic Trip Unit ETU30M, LI IR=100...250A, overload prot., TC=10A...30, II=6/8/11 xIN, short-circuit protection without auxiliary release without auxiliary/alarm switch | - | 0 | 0
3VL3725-3SS36-0AA0-Z | U01 | 3VL3725-3SS36-0AA0-ZU01 | 1 | UN | 1 | 5 | B | D | EAR99 | N | 85362090 | 1 |  | 2.5 | KG | 2435.4 | 2435.4 | LP20 | LP20 | circuit breaker VL250L very high breaking capacity Icu=100kA, 415V AC 3-pole, motor protection Electronic Trip Unit ETU30M, LI IR=100...250A, overload prot., TC=10A...30, II=6/8/11 xIN, short-circuit protection without auxiliary release without auxiliary/alarm switch with Safety Label for USA | - | 0 | 0
3VL3725-3TA43-0AA0 |  | 3VL3725-3TA43-0AA0 | 1 | UN | 1 | 5 | B | D | EAR99 | N | 85362090 | 1 | 4011209810518 | 3.607 | KG | 2981 | 2981 | LP20 | LP20 | circuit breaker VL250L very high breaking capacity Icu=100kA, 415V AC 4-pole, line protection Electronic Trip Unit ETU10, LIN In=250A, rated current IR=100...250A, overload protection, II=1.25 to 11xIN, short-circuit protection N protected without auxiliary release with box terminal without auxiliary/alarm switch | - | 0 | 0
3VL3725-3TA43-0AA0-Z | U01 | 3VL3725-3TA43-0AA0-ZU01 | 1 | UN | 1 | 5 | B | D | EAR99 | N | 85362090 | 1 |  | 3.3 | KG | 3029.4 | 3029.4 | LP20 | LP20 | circuit breaker VL250L very high breaking capacity Icu=100kA, 415V AC 4-pole, line protection Electronic Trip Unit ETU10, LIN In=250A, rated current IR=100...250A, overload protection, II=1.25 to 11xIN, short-circuit protection N protected without auxiliary release with box terminal without auxiliary/alarm switch with Safety Label for USA | - | 0 | 0
3VL3725-3TA46-0AA0 |  | 3VL3725-3TA46-0AA0 | 1 | UN | 1 | 5 | B | D | EAR99 | N | 85362090 | 1 | 4011209811041 | 3.453 | KG | 2948 | 2948 | LP20 | LP20 | circuit breaker VL250L very high breaking capacity Icu=100kA, 415V AC 4-pole, line protection Electronic Trip Unit ETU10, LIN In=250A, rated current IR=100...250A, overload protection, II=1.25 to 11xIN, short-circuit protection N protected without auxiliary release without auxiliary/alarm switch | - | 0 | 0
3VL3725-3TA46-0AA0-Z | U01 | 3VL3725-3TA46-0AA0-ZU01 | 1 | UN | 1 | 5 | B | D | EAR99 | N | 85362090 | 1 |  | 3.3 | KG | 2996.4 | 2996.4 | LP20 | LP20 | circuit breaker VL250L very high breaking capacity Icu=100kA, 415V AC 4-pole, line protection Electronic Trip Unit ETU10, LIN In=250A, rated current IR=100...250A, overload protection, II=1.25 to 11xIN, short-circuit protection N protected without auxiliary release without auxiliary/alarm switch with Safety Label for USA | - | 0 | 0
3VL3725-3TB43-0AA0 |  | 3VL3725-3TB43-0AA0 | 1 | UN | 1 | 5 | B | D | EAR99 | N | 85362090 | 1 | 4011209810532 | 3.607 | KG | 2849 | 2849 | LP20 | LP20 | circuit breaker VL250L very high breaking capacity Icu=100kA, 415V AC 4-pole, line protection Electronic Trip Unit ETU10, LI In=250A, rated current IR=100...250A, overload protection, II=1.25 to 11xIN, short-circuit protection without auxiliary release with box terminal without auxiliary/alarm switch | - | 0 | 0
3VL3725-3TB43-0AA0-Z | U01 | 3VL3725-3TB43-0AA0-ZU01 | 1 | UN | 1 | 5 | B | D | EAR99 | N | 85362090 | 1 |  | 3.3 | KG | 2897.4 | 2897.4 | LP20 | LP20 | circuit breaker VL250L very high breaking capacity Icu=100kA, 415V AC 4-pole, line protection Electronic Trip Unit ETU10, LI In=250A, rated current IR=100...250A, overload protection, II=1.25 to 11xIN, short-circuit protection without auxiliary release with box terminal without auxiliary/alarm switch with Safety Label for USA | - | 0 | 0
3VL3725-3TB46-0AA0 |  | 3VL3725-3TB46-0AA0 | 1 | UN | 1 | 5 | B | D | EAR99 | N | 85362090 | 1 | 4011209811065 | 3.453 | KG | 2827 | 2827 | LP20 | LP20 | circuit breaker VL250L very high breaking capacity Icu=100kA, 415V AC 4-pole, line protection Electronic Trip Unit ETU10, LI In=250A, rated current IR=100...250A, overload protection, II=1.25 to 11xIN, short-circuit protection without auxiliary release without auxiliary/alarm switch | - | 0 | 0
3VL3725-3TB46-0AA0-Z | U01 | 3VL3725-3TB46-0AA0-ZU01 | 1 | UN | 1 | 5 | B | D | EAR99 | N | 85362090 | 1 |  | 3.3 | KG | 2875.4 | 2875.4 | LP20 | LP20 | circuit breaker VL250L very high breaking capacity Icu=100kA, 415V AC 4-pole, line protection Electronic Trip Unit ETU10, LI In=250A, rated current IR=100...250A, overload protection, II=1.25 to 11xIN, short-circuit protection without auxiliary release without auxiliary/alarm switch with Safety Label for USA | - | 0 | 0
3VL3725-3TE43-0AA0 |  | 3VL3725-3TE43-0AA0 | 1 | UN | 1 | 5 | B | D | EAR99 | N | 85362090 | 1 | 4011209810556 | 3.607 | KG | 2937 | 2937 | LP20 | LP20 | circuit breaker VL250L very high breaking capacity Icu=100kA, 415V AC 4-pole, line protection Electronic Trip Unit ETU20, LSI In=250A, rated current IR=100...250A, overload protection, ISD=1.5 to 10xIR, II=11xIN short-circuit protection N unprotected without auxiliary release with box terminal without auxiliary/alarm switch | - | 0 | 0
3VL3725-3TE43-0AA0-Z | U01 | 3VL3725-3TE43-0AA0-ZU01 | 1 | UN | 1 | 5 | B | D | EAR99 | N | 85362090 | 1 |  | 3.3 | KG | 2985.4 | 2985.4 | LP20 | LP20 | circuit breaker VL250L very high breaking capacity Icu=100kA, 415V AC 4-pole, line protection Electronic Trip Unit ETU20, LSI In=250A, rated current IR=100...250A, overload protection, ISD=1.5 to 10xIR, II=11xIN short-circuit protection N unprotected without auxiliary release with box terminal without auxiliary/alarm switch with Safety Label for USA | - | 0 | 0
3VL3725-3TE46-0AA0 |  | 3VL3725-3TE46-0AA0 | 1 | UN | 1 | 5 | B | D | EAR99 | N | 85362090 | 1 | 4011209811089 | 3.453 | KG | 2904 | 2904 | LP20 | LP20 | circuit breaker VL250L very high breaking capacity Icu=100kA, 415V AC 4-pole, line protection Electronic Trip Unit ETU20, LSI In=250A, rated current IR=100...250A, overload protection, ISD=1.5 to 10xIR, II=11xIN short-circuit protection N unprotected without auxiliary release without auxiliary/alarm switch | - | 0 | 0
3VL3725-3TE46-0AA0-Z | U01 | 3VL3725-3TE46-0AA0-ZU01 | 1 | UN | 1 | 5 | B | D | EAR99 | N | 85362090 | 1 |  | 3.3 | KG | 2952.4 | 2952.4 | LP20 | LP20 | circuit breaker VL250L very high breaking capacity Icu=100kA, 415V AC 4-pole, line protection Electronic Trip Unit ETU20, LSI In=250A, rated current IR=100...250A, overload protection, ISD=1.5 to 10xIR, II=11xIN short-circuit protection N unprotected without auxiliary release without auxiliary/alarm switch with Safety Label for USA | - | 0 | 0
3VL3725-3TF43-0AA0 |  | 3VL3725-3TF43-0AA0 | 1 | UN | 1 | 5 | B | D | EAR99 | N | 85362090 | 1 | 4011209810570 | 3.607 | KG | 3102 | 2829.6 | LP20 | LP20 | circuit breaker VL250L very high breaking capacity Icu=100kA, 415V AC 4-pole, line protection Electronic Trip Unit ETU20, LSI In=250A, rated current IR=100...250A, overload protection, ISD=1.5 to 10xIR, II=11xIN short-circuit protection N protected without auxiliary release with box terminal without auxiliary/alarm switch | - | 0 | 0
3VL3725-3TF43-0AA0-Z | U01 | 3VL3725-3TF43-0AA0-ZU01 | 1 | UN | 1 | 5 | B | D | EAR99 | N | 85362090 | 1 |  | 3.3 | KG | 3150.4 | 3150.4 | LP20 | LP20 | circuit breaker VL250L very high breaking capacity Icu=100kA, 415V AC 4-pole, line protection Electronic Trip Unit ETU20, LSI In=250A, rated current IR=100...250A, overload protection, ISD=1.5 to 10xIR, II=11xIN short-circuit protection N protected without auxiliary release with box terminal without auxiliary/alarm switch with Safety Label for USA | - | 0 | 0
3VL3725-3TF46-0AA0 |  | 3VL3725-3TF46-0AA0 | 1 | UN | 1 | 5 | B | D | EAR99 | N | 85362090 | 1 | 4011209811102 | 3.453 | KG | 3058 | 2829.6 | LP20 | LP20 | circuit breaker VL250L very high breaking capacity Icu=100kA, 415V AC 4-pole, line protection Electronic Trip Unit ETU20, LSI In=250A, rated current IR=100...250A, overload protection, ISD=1.5 to 10xIR, II=11xIN short-circuit protection N protected without auxiliary release without auxiliary/alarm switch | - | 0 | 0
3VL3725-3TF46-0AA0-Z | U01 | 3VL3725-3TF46-0AA0-ZU01 | 1 | UN | 1 | 5 | B | D | EAR99 | N | 85362090 | 1 |  | 3.3 | KG | 3106.4 | 3106.4 | LP20 | LP20 | circuit breaker VL250L very high breaking capacity Icu=100kA, 415V AC 4-pole, line protection Electronic Trip Unit ETU20, LSI In=250A, rated current IR=100...250A, overload protection, ISD=1.5 to 10xIR, II=11xIN short-circuit protection N protected without auxiliary release without auxiliary/alarm switch with Safety Label for USA | - | 0 | 0
3VL3725-3TH43-0AA0 |  | 3VL3725-3TH43-0AA0 | 1 | UN | 1 | 5 | B | D | EAR99 | N | 85362090 | 1 | 4011209810594 | 3.607 | KG | 3674 | 3674 | LP20 | LP20 | circuit breaker VL250L very high breaking capacity Icu=100kA, 415V AC 4-pole, line protection Electronic Trip Unit ETU22, LSIG In=250A, rated current IR=100...250A, overload protection, ISD=1.5 to 10xIR, II=11xIN short-circuit protection N protected without auxiliary release with box terminal without auxiliary/alarm switch | - | 0 | 0
3VL3725-3TH43-0AA0-Z | U01 | 3VL3725-3TH43-0AA0-ZU01 | 1 | UN | 1 | 5 | B | D | EAR99 | N | 85362090 | 1 |  | 3.3 | KG | 3722.4 | 3722.4 | LP20 | LP20 | circuit breaker VL250L very high breaking capacity Icu=100kA, 415V AC 4-pole, line protection Electronic Trip Unit ETU22, LSIG In=250A, rated current IR=100...250A, overload protection, ISD=1.5 to 10xIR, II=11xIN short-circuit protection N protected without auxiliary release with box terminal without auxiliary/alarm switch with Safety Label for USA | - | 0 | 0
3VL3725-3TH46-0AA0 |  | 3VL3725-3TH46-0AA0 | 1 | UN | 1 | 5 | B | D | EAR99 | N | 85362090 | 1 | 4011209811126 | 3.453 | KG | 3630 | 3630 | LP20 | LP20 | circuit breaker VL250L very high breaking capacity Icu=100kA, 415V AC 4-pole, line protection Electronic Trip Unit ETU22, LSIG In=250A, rated current IR=100...250A, overload protection, ISD=1.5 to 10xIR, II=11xIN short-circuit protection N protected without auxiliary release without auxiliary/alarm switch | - | 0 | 0
3VL3725-3TH46-0AA0-Z | U01 | 3VL3725-3TH46-0AA0-ZU01 | 1 | UN | 1 | 5 | B | D | EAR99 | N | 85362090 | 1 |  | 3.3 | KG | 3678.4 | 3678.4 | LP20 | LP20 | circuit breaker VL250L very high breaking capacity Icu=100kA, 415V AC 4-pole, line protection Electronic Trip Unit ETU22, LSIG In=250A, rated current IR=100...250A, overload protection, ISD=1.5 to 10xIR, II=11xIN short-circuit protection N protected without auxiliary release without auxiliary/alarm switch with Safety Label for USA | - | 0 | 0
3VL3725-3TN43-0AA0 |  | 3VL3725-3TN43-0AA0 | 1 | UN | 1 | 5 | B | D | EAR99 | N | 85362090 | 1 | 4011209810617 | 3.607 | KG | 3586 | 3586 | LP20 | LP20 | circuit breaker VL250L very high breaking capacity Icu=100kA, 415V AC 4-pole, line protection Electronic Trip Unit ETU12, LIG In=250A, rated current IR=100...250A, overload protection, II=1.25 to 11xIN, short-circuit protection N protected without auxiliary release with box terminal without auxiliary/alarm switch | - | 0 | 0
3VL3725-3TN43-0AA0-Z | U01 | 3VL3725-3TN43-0AA0-ZU01 | 1 | UN | 1 | 5 | B | D | EAR99 | N | 85362090 | 1 |  | 3.3 | KG | 3634.4 | 3634.4 | LP20 | LP20 | circuit breaker VL250L very high breaking capacity Icu=100kA, 415V AC 4-pole, line protection Electronic Trip Unit ETU12, LIG In=250A, rated current IR=100...250A, overload protection, II=1.25 to 11xIN, short-circuit protection N protected without auxiliary release with box terminal without auxiliary/alarm switch with Safety Label for USA | - | 0 | 0
3VL3725-3TN46-0AA0 |  | 3VL3725-3TN46-0AA0 | 1 | UN | 1 | 5 | B | D | EAR99 | N | 85362090 | 1 | 4011209811140 | 3.453 | KG | 3553 | 3553 | LP20 | LP20 | circuit breaker VL250L very high breaking capacity Icu=100kA, 415V AC 4-pole, line protection Electronic Trip Unit ETU12, LIG In=250A, rated current IR=100...250A, overload protection, II=1.25 to 11xIN, short-circuit protection N protected without auxiliary release without auxiliary/alarm switch | - | 0 | 0
3VL3725-3TN46-0AA0-Z | U01 | 3VL3725-3TN46-0AA0-ZU01 | 1 | UN | 1 | 5 | B | D | EAR99 | N | 85362090 | 1 |  | 3.3 | KG | 3601.4 | 3601.4 | LP20 | LP20 | circuit breaker VL250L very high breaking capacity Icu=100kA, 415V AC 4-pole, line protection Electronic Trip Unit ETU12, LIG In=250A, rated current IR=100...250A, overload protection, II=1.25 to 11xIN, short-circuit protection N protected without auxiliary release without auxiliary/alarm switch with Safety Label for USA | - | 0 | 0
3VL3725-3UH33-0AA0 |  | 3VL3725-3UH33-0AA0 | 1 | UN | 1 | 5 | B | D | EAR99 | N | 85362090 | 1 | 4011209885837 | 2.78 | KG | 3454 | 3454 | LP20 | LP20 | circuit breaker VL250L very high breaking capacity Icu=100kA, 415V AC 3-pole, line protection Electronic Trip Unit LCD ETU40, LI/LS/LSI In=250A, rated current IR=100...250A, overload protection, ISD=1.5 to 10xIR, II=11xIN short-circuit protection with box terminal without auxiliary release without auxiliary/alarm switch | - | 0 | 0
3VL3725-3UH33-0AA0-Z | U01 | 3VL3725-3UH33-0AA0-ZU01 | 1 | UN | 1 | 5 | B | D | EAR99 | N | 85362090 | 1 |  | 2.5 | KG | 3502.4 | 3502.4 | LP20 | LP20 | circuit breaker VL250L very high breaking capacity Icu=100kA, 415V AC 3-pole, line protection Electronic Trip Unit LCD ETU40, LI/LS/LSI In=250A, rated current IR=100...250A, overload protection, ISD=1.5 to 10xIR, II=11xIN short-circuit protection with box terminal without auxiliary release without auxiliary/alarm switch with Safety Label for USA | - | 0 | 0
3VL3725-3UH36-0AA0 |  | 3VL3725-3UH36-0AA0 | 1 | UN | 1 | 5 | B | D | EAR99 | N | 85362090 | 1 | 4011209885868 | 2.631 | KG | 3421 | 3421 | LP20 | LP20 | circuit breaker VL250L very high breaking capacity Icu=100kA, 415V AC 3-pole, line protection Electronic Trip Unit LCD ETU40, LI/LS/LSI In=250A, rated current IR=100...250A, overload protection, ISD=1.5 to 10xIR, II=11xIN short-circuit protection without auxiliary release without auxiliary/alarm switch | - | 0 | 0
3VL3725-3UH36-0AA0-Z | U01 | 3VL3725-3UH36-0AA0-ZU01 | 1 | UN | 1 | 5 | B | D | EAR99 | N | 85362090 | 1 |  | 2.5 | KG | 3469.4 | 3469.4 | LP20 | LP20 | circuit breaker VL250L very high breaking capacity Icu=100kA, 415V AC 3-pole, line protection Electronic Trip Unit LCD ETU40, LI/LS/LSI In=250A, rated current IR=100...250A, overload protection, ISD=1.5 to 10xIR, II=11xIN short-circuit protection without auxiliary release without auxiliary/alarm switch with Safety Label for USA | - | 0 | 0
3VL3725-3UJ43-0AA0 |  | 3VL3725-3UJ43-0AA0 | 1 | UN | 1 | 5 | B | D | EAR99 | N | 85362090 | 1 | 4011209886551 | 3.607 | KG | 4367 | 4367 | LP20 | LP20 | circuit breaker VL250L very high breaking capacity Icu=100kA, 415V AC 4-pole, line protection Electronic Trip Unit LCD ETU40, LI/LS/LSI In=250A, rated current IR=100...250A, overload protection, ISD=1.5 to 10xIR, II=11xIN short-circuit protection N protected with box terminal without auxiliary release without auxiliary/alarm switch | - | 0 | 0
3VL3725-3UJ43-0AA0-Z | U01 | 3VL3725-3UJ43-0AA0-ZU01 | 1 | UN | 1 | 5 | B | D | EAR99 | N | 85362090 | 1 |  | 3.3 | KG | 4415.4 | 4415.4 | LP20 | LP20 | circuit breaker VL250L very high breaking capacity Icu=100kA, 415V AC 4-pole, line protection Electronic Trip Unit LCD ETU40, LI/LS/LSI In=250A, rated current IR=100...250A, overload protection, ISD=1.5 to 10xIR, II=11xIN short-circuit protection N protected with box terminal without auxiliary release without auxiliary/alarm switch with Safety Label for USA | - | 0 | 0
3VL3725-3UJ46-0AA0 |  | 3VL3725-3UJ46-0AA0 | 1 | UN | 1 | 5 | B | D | EAR99 | N | 85362090 | 1 | 4011209886582 | 3.453 | KG | 4345 | 4345 | LP20 | LP20 | circuit breaker VL250L very high breaking capacity Icu=100kA, 415V AC 4-pole, line protection Electronic Trip Unit LCD ETU40, LI/LS/LSI In=250A, rated current IR=100...250A, overload protection, ISD=1.5 to 10xIR, II=11xIN short-circuit protection N protected without auxiliary release without auxiliary/alarm switch | - | 0 | 0
3VL3725-3UJ46-0AA0-Z | U01 | 3VL3725-3UJ46-0AA0-ZU01 | 1 | UN | 1 | 5 | B | D | EAR99 | N | 85362090 | 1 |  | 3.3 | KG | 4393.4 | 4393.4 | LP20 | LP20 | circuit breaker VL250L very high breaking capacity Icu=100kA, 415V AC 4-pole, line protection Electronic Trip Unit LCD ETU40, LI/LS/LSI In=250A, rated current IR=100...250A, overload protection, ISD=1.5 to 10xIR, II=11xIN short-circuit protection N protected without auxiliary release without auxiliary/alarm switch with Safety Label for USA | - | 0 | 0
3VL3725-3UL33-0AA0 |  | 3VL3725-3UL33-0AA0 | 1 | UN | 1 | 5 | B | D | EAR99 | N | 85362090 | 1 | 4011209885950 | 2.78 | KG | 3795 | 3795 | LP20 | LP20 | circuit breaker VL250L very high breaking capacity Icu=100kA, 415V AC 3-pole, line protection Electronic Trip Unit LCD ETU42, LSIG 3 phases/3 lines In=250A, rated current IR=100...250A, overload protection, ISD=1.5 to 10xIR, II=11xIN short-circuit protection with box terminal without auxiliary release without auxiliary/alarm switch | - | 0 | 0
3VL3725-3UL33-0AA0-Z | U01 | 3VL3725-3UL33-0AA0-ZU01 | 1 | UN | 1 | 5 | B | D | EAR99 | N | 85362090 | 1 |  | 2.5 | KG | 3843.4 | 3843.4 | LP20 | LP20 | circuit breaker VL250L very high breaking capacity Icu=100kA, 415V AC 3-pole, line protection Electronic Trip Unit LCD ETU42, LSIG 3 phases/3 lines In=250A, rated current IR=100...250A, overload protection, ISD=1.5 to 10xIR, II=11xIN short-circuit protection with box terminal without auxiliary release without auxiliary/alarm switch with Safety Label for USA | - | 0 | 0
3VL3725-3UL36-0AA0 |  | 3VL3725-3UL36-0AA0 | 1 | UN | 1 | 5 | B | D | EAR99 | N | 85362090 | 1 | 4011209885981 | 2.631 | KG | 3762 | 3762 | LP20 | LP20 | circuit breaker VL250L very high breaking capacity Icu=100kA, 415V AC 3-pole, line protection Electronic Trip Unit LCD ETU42, LSIG 3 phases/3 lines In=250A, rated current IR=100...250A, overload protection, ISD=1.5 to 10xIR, II=11xIN short-circuit protection without auxiliary release without auxiliary/alarm switch | - | 0 | 0
3VL3725-3UL36-0AA0-Z | U01 | 3VL3725-3UL36-0AA0-ZU01 | 1 | UN | 1 | 5 | B | D | EAR99 | N | 85362090 | 1 |  | 2.5 | KG | 3810.4 | 3810.4 | LP20 | LP20 | circuit breaker VL250L very high breaking capacity Icu=100kA, 415V AC 3-pole, line protection Electronic Trip Unit LCD ETU42, LSIG 3 phases/3 lines In=250A, rated current IR=100...250A, overload protection, ISD=1.5 to 10xIR, II=11xIN short-circuit protection without auxiliary release without auxiliary/alarm switch with Safety Label for USA | - | 0 | 0
3VL3725-3UM33-0AA0 |  | 3VL3725-3UM33-0AA0 | 1 | UN | 1 | 5 | B | D | EAR99 | N | 85362090 | 1 | 4011209886070 | 2.78 | KG | 3795 | 3795 | LP20 | LP20 | circuit breaker VL250L very high breaking capacity Icu=100kA, 415V AC 3-pole, line protection Electronic Trip Unit LCD ETU42, LSIG 3 phases/4 lines with connecting cable In=250A, rated current IR=100...250A, overload protection, ISD=1.5 to 10xIR, II=11xIN short-circuit protection with box terminal without auxiliary release without auxiliary/alarm switch | - | 0 | 0
3VL3725-3UM33-0AA0-Z | U01 | 3VL3725-3UM33-0AA0-ZU01 | 1 | UN | 1 | 5 | B | D | EAR99 | N | 85362090 | 1 |  | 2.5 | KG | 3843.4 | 3843.4 | LP20 | LP20 | circuit breaker VL250L very high breaking capacity Icu=100kA, 415V AC 3-pole, line protection Electronic Trip Unit LCD ETU42, LSIG 3 phases/4 lines with connecting cable In=250A, rated current IR=100...250A, overload protection, ISD=1.5 to 10xIR, II=11xIN short-circuit protection with box terminal without auxiliary release without auxiliary/alarm switch with Safety Label for USA | - | 0 | 0
3VL3725-3UM36-0AA0 |  | 3VL3725-3UM36-0AA0 | 1 | UN | 1 | 5 | B | D | EAR99 | N | 85362090 | 1 | 4011209886100 | 2.631 | KG | 3762 | 3762 | LP20 | LP20 | circuit breaker VL250L very high breaking capacity Icu=100kA, 415V AC 3-pole, line protection Electronic Trip Unit LCD ETU42, LSIG 3 phases/4 lines with connecting cable In=250A, rated current IR=100...250A, overload protection, ISD=1.5 to 10xIR, II=11xIN short-circuit protection without auxiliary release without auxiliary/alarm switch | - | 0 | 0
3VL3725-3UM36-0AA0-Z | U01 | 3VL3725-3UM36-0AA0-ZU01 | 1 | UN | 1 | 5 | B | D | EAR99 | N | 85362090 | 1 |  | 2.5 | KG | 3810.4 | 3810.4 | LP20 | LP20 | circuit breaker VL250L very high breaking capacity Icu=100kA, 415V AC 3-pole, line protection Electronic Trip Unit LCD ETU42, LSIG 3 phases/4 lines with connecting cable In=250A, rated current IR=100...250A, overload protection, ISD=1.5 to 10xIR, II=11xIN short-circuit protection without auxiliary release without auxiliary/alarm switch with Safety Label for USA | - | 0 | 0
3VL3725-3UN43-0AA0 |  | 3VL3725-3UN43-0AA0 | 1 | UN | 1 | 5 | B | D | EAR99 | N | 85362090 | 1 | 4011209886674 | 3.607 | KG | 4367 | 4367 | LP20 | LP20 | circuit breaker VL250L very high breaking capacity Icu=100kA, 415V AC 4-pole, line protection Electronic Trip Unit LCD ETU42, LSIG In=250A, rated current IR=100...250A, overload protection, ISD=1.5 to 10xIR, II=11xIN short-circuit protection N protected with ground-fault protection with box terminal without auxiliary release without auxiliary/alarm switch | - | 0 | 0
3VL3725-3UN43-0AA0-Z | U01 | 3VL3725-3UN43-0AA0-ZU01 | 1 | UN | 1 | 5 | B | D | EAR99 | N | 85362090 | 1 |  | 3.3 | KG | 4415.4 | 4415.4 | LP20 | LP20 | circuit breaker VL250L very high breaking capacity Icu=100kA, 415V AC 4-pole, line protection Electronic Trip Unit LCD ETU42, LSIG In=250A, rated current IR=100...250A, overload protection, ISD=1.5 to 10xIR, II=11xIN short-circuit protection N protected with ground-fault protection with box terminal without auxiliary release without auxiliary/alarm switch with Safety Label for USA | - | 0 | 0
3VL3725-3UN46-0AA0 |  | 3VL3725-3UN46-0AA0 | 1 | UN | 1 | 5 | B | D | EAR99 | N | 85362090 | 1 | 4011209886704 | 3.453 | KG | 4345 | 4345 | LP20 | LP20 | circuit breaker VL250L very high breaking capacity Icu=100kA, 415V AC 4-pole, line protection Electronic Trip Unit LCD ETU42, LSIG In=250A, rated current IR=100...250A, overload protection, ISD=1.5 to 10xIR, II=11xIN short-circuit protection N protected with ground-fault protection without auxiliary release without auxiliary/alarm switch | - | 0 | 0
3VL3725-3UN46-0AA0-Z | U01 | 3VL3725-3UN46-0AA0-ZU01 | 1 | UN | 1 | 5 | B | D | EAR99 | N | 85362090 | 1 |  | 3.3 | KG | 4393.4 | 4393.4 | LP20 | LP20 | circuit breaker VL250L very high breaking capacity Icu=100kA, 415V AC 4-pole, line protection Electronic Trip Unit LCD ETU42, LSIG In=250A, rated current IR=100...250A, overload protection, ISD=1.5 to 10xIR, II=11xIN short-circuit protection N protected with ground-fault protection without auxiliary release without auxiliary/alarm switch with Safety Label for USA | - | 0 | 0
3VL3725-3UP33-0AA0 |  | 3VL3725-3UP33-0AA0 | 1 | UN | 1 | 5 | B | D | EAR99 | N | 85362090 | 1 | 4011209885714 | 2.78 | KG | 3454 | 3454 | LP20 | LP20 | circuit breaker VL250L very high breaking capacity Icu=100kA, 415V AC 3-pole, motor/generator prot. Electronic Trip Unit LCD ETU40M, LI In=250A, rated current IR=100...250A, overload protection, II=1.25 to 11xIN, short-circuit protection with box terminal without auxiliary release without auxiliary/alarm switch | - | 0 | 0
3VL3725-3UP33-0AA0-Z | U01 | 3VL3725-3UP33-0AA0-ZU01 | 1 | UN | 1 | 5 | B | D | EAR99 | N | 85362090 | 1 |  | 2.5 | KG | 3502.4 | 3502.4 | LP20 | LP20 | circuit breaker VL250L very high breaking capacity Icu=100kA, 415V AC 3-pole, motor/generator prot. Electronic Trip Unit LCD ETU40M, LI In=250A, rated current IR=100...250A, overload protection, II=1.25 to 11xIN, short-circuit protection with box terminal without auxiliary release without auxiliary/alarm switch with Safety Label for USA | - | 0 | 0
3VL3725-3UP36-0AA0 |  | 3VL3725-3UP36-0AA0 | 1 | UN | 1 | 5 | B | D | EAR99 | N | 85362090 | 1 | 4011209885745 | 2.631 | KG | 3421 | 3421 | LP20 | LP20 | circuit breaker VL250L very high breaking capacity Icu=100kA, 415V AC 3-pole, motor/generator prot. Electronic Trip Unit LCD ETU40M, LI In=250A, rated current IR=100...250A, overload protection, II=1.25 to 11xIN, short-circuit protection without auxiliary release without auxiliary/alarm switch | - | 0 | 0
3VL3725-3UP36-0AA0-Z | U01 | 3VL3725-3UP36-0AA0-ZU01 | 1 | UN | 1 | 5 | B | D | EAR99 | N | 85362090 | 1 |  | 2.5 | KG | 3469.4 | 3469.4 | LP20 | LP20 | circuit breaker VL250L very high breaking capacity Icu=100kA, 415V AC 3-pole, motor/generator prot. Electronic Trip Unit LCD ETU40M, LI In=250A, rated current IR=100...250A, overload protection, II=1.25 to 11xIN, short-circuit protection without auxiliary release without auxiliary/alarm switch with Safety Label for USA | - | 0 | 0
3VL4125-1KN30-0AA0 |  | 3VL4125-1KN30-0AA0 | 1 | UN | 1 | 5 | B | D | EAR99 | N | 85362090 | 1 |  | 5.7 | KG | 2079 | 2079 | LP20 | LP20 | circuit breaker VL400 UL; type JG (cat no. NJX3B250) non-interchangeable frame, with circuit breaker approval acc. to UL 489 standard breaking capacity 3-pole, NEMA rating 35kA/480V, (molded case circuit breaker) Electronic Trip Unit TM, LI TA=40Â°C In=< 250A, rated current II=1250...2500A short-circuit protection IR=250A Electronic Trip Unit for line protection without connection accessories without auxiliary release without auxiliary/alarm switch | - | 0 | 0
3VL4125-1PB30-0AA0 |  | 3VL4125-1PB30-0AA0 | 1 | UN | 1 | 5 | B | D | EAR99 | N | 85362010 | 1 | 4011209906488 | 5.9 | KG | 2486 | 2486 | LP20 | LP20 | circuit breaker VL400 UL; type JG (cat no. NJX3R250) non-interchangeable frame, with circuit breaker approval acc. to UL 489 standard breaking capacity 3-pole, NEMA rating 35kA/480V, (molded case circuit breaker) Electronic Trip Unit ETU, LI TA=40Â°C In=250A, rated current II=1.25 to 11xIN, short-circuit protection IR=70-250A Electronic Trip Unit for line protection without connection accessories without auxiliary release without auxiliary/alarm switch | - | 0 | 0
3VL4125-1PD30-0AA0 |  | 3VL4125-1PD30-0AA0 | 1 | UN | 1 | 5 | B | D | EAR99 | N | 85362010 | 1 | 4011209906495 | 5.9 | KG | 3234 | 3234 | LP20 | LP20 | circuit breaker VL400 UL; type JG (cat no. NJX3W250) non-interchangeable frame, with circuit breaker approval acc. to UL 489 standard breaking capacity 3-pole, NEMA rating 35kA/480V, (molded case circuit breaker) Electronic Trip Unit ETU, LIG TA=40Â°C 3 phases/4 lines In=250A, rated current II=1.25 to 11xIN, short-circuit protection IR=70-250A Electronic Trip Unit for line protection without connection accessories without auxiliary release without auxiliary/alarm switch | - | 0 | 0
3VL4125-1PE30-0AA0 |  | 3VL4125-1PE30-0AA0 | 1 | UN | 1 | 5 | B | D | EAR99 | N | 85362010 | 1 | 4011209906501 | 5.9 | KG | 2750 | 2750 | LP20 | LP20 | circuit breaker VL400 UL; type JG (cat no. NJX3T250) non-interchangeable frame, with circuit breaker approval acc. to UL 489 standard breaking capacity 3-pole, NEMA rating 35kA/480V, (molded case circuit breaker) Electronic Trip Unit ETU, LSI TA=40Â°C In=250A, rated current ISD=1.5 to 10xIR, II=11X in short-circuit protection IR=70-250A Electronic Trip Unit for line protection without connection accessories without auxiliary release without auxiliary/alarm switch | - | 0 | 0
3VL4125-1PH30-0AA0 |  | 3VL4125-1PH30-0AA0 | 1 | UN | 1 | 5 | B | D | EAR99 | N | 85362010 | 1 | 4011209906518 | 5.9 | KG | 3300 | 3300 | LP20 | LP20 | circuit breaker VL400 UL; type JG (cat no. NJX3V250) non-interchangeable frame, with circuit breaker approval acc. to UL 489 standard breaking capacity 3-pole, NEMA rating 35kA/480V, (molded case circuit breaker) Electronic Trip Unit ETU, LSIG TA=40Â°C 3 phases/4 lines In=250A, rated current ISD=1.5 to 10xIR, II=11X in short-circuit protection IR=70-250A Electronic Trip Unit for line protection without connection accessories without auxiliary release without auxiliary/alarm switch | - | 0 | 0
3VL4125-1VH30-0AA0 |  | 3VL4125-1VH30-0AA0 | 1 | UN | 1 | 5 | B | D | EAR99 | N | 85362010 | 1 | 4011209906822 | 5.9 | KG | 3982 | 3982 | LP20 | LP20 | circuit breaker VL400 UL type JG (cat no. NJX3A250) non-interchangeable frame, with circuit breaker approval acc. to UL 489 standard breaking capacity 3-pole; NEMA rating 35kA/480V and 25kA/600V (molded case circuit breaker) Electronic Trip Unit LCD ETU, LI/LS/LSI TA=40Â°C In=250A, rated current ISD=1.25-10xIR, II=11X in short-circuit protection IR=70-250A Electronic Trip Unit for line protection without auxiliary release without auxiliary/alarm switch | - | 0 | 0
3VL4125-1VJ30-0AA0 |  | 3VL4125-1VJ30-0AA0 | 1 | UN | 1 | 5 | B | D | EAR99 | N | 85362010 | 1 | 4011209906839 | 5.9 | KG | 4400 | 4400 | LP20 | LP20 | circuit breaker VL400 UL type JG (cat no. NJX3K250) non-interchangeable frame, with circuit breaker approval acc. to UL 489 standard breaking capacity 3-pole; NEMA rating 35kA/480V and 25kA/600V (molded case circuit breaker) Electronic Trip Unit LCD ETU, LSIG-G with alarm TA=40Â°C 3 phases/4 lines In=250A, rated current ISD=1.25-10xIR, II=11X in short-circuit protection IR=70-250A Electronic Trip Unit for line protection without auxiliary release without auxiliary/alarm switch | - | 0 | 0
3VL4125-1VM30-0AA0 |  | 3VL4125-1VM30-0AA0 | 1 | UN | 1 | 5 | B | D | EAR99 | N | 85362010 | 1 | 4011209906846 | 5.9 | KG | 4400 | 4400 | LP20 | LP20 | circuit breaker VL400 UL type JG (cat no. NJX3G250) non-interchangeable frame, with circuit breaker approval acc. to UL 489 standard breaking capacity 3-pole; NEMA rating 35kA/480V and 25kA/600V (molded case circuit breaker) Electronic Trip Unit LCD ETU, LSIG TA=40Â°C 3 phases/4 lines In=250A, rated current ISD=1.25-10xIR, II=11X in short-circuit protection IR=70-250A Electronic Trip Unit for line protection without auxiliary release without auxiliary/alarm switch | - | 0 | 0
3VL4125-2KN30-0AA0 |  | 3VL4125-2KN30-0AA0 | 1 | UN | 1 | 5 | B | D | EAR99 | N | 85362090 | 1 |  | 5.7 | KG | 2277 | 2277 | LP20 | LP20 | circuit breaker VL400 UL; type JG (cat no. HJX3B250) non-interchangeable frame, with circuit breaker approval acc. to UL 489 high breaking capacity 3-pole, NEMA rating 65kA/480V, (molded case circuit breaker) Electronic Trip Unit TM, LI TA=40Â°C In=< 250A, rated current II=1250...2500A short-circuit protection IR=250A Electronic Trip Unit for line protection without connection accessories without auxiliary release without auxiliary/alarm switch | - | 0 | 0
3VL4125-2PB30-0AA0 |  | 3VL4125-2PB30-0AA0 | 1 | UN | 1 | 5 | B | D | EAR99 | N | 85362010 | 1 | 4011209906853 | 5.9 | KG | 2739 | 2739 | LP20 | LP20 | circuit breaker VL400 UL; type JG (cat no. HJX3R250) non-interchangeable frame, with circuit breaker approval acc. to UL 489 high breaking capacity 3-pole, NEMA rating 65kA/480V, (molded case circuit breaker) Electronic Trip Unit ETU, LI TA=40Â°C In=250A, rated current II=1.25 to 11xIN, short-circuit protection IR=70-250A Electronic Trip Unit for line protection without connection accessories without auxiliary release without auxiliary/alarm switch | - | 0 | 0
3VL4125-2PD30-0AA0 |  | 3VL4125-2PD30-0AA0 | 1 | UN | 1 | 5 | B | D | EAR99 | N | 85362010 | 1 | 4011209906525 | 5.9 | KG | 3421 | 3421 | LP20 | LP20 | circuit breaker VL400 UL; type JG (cat no. HJX3W250) non-interchangeable frame, with circuit breaker approval acc. to UL 489 high breaking capacity 3-pole, NEMA rating 65kA/480V, (molded case circuit breaker) Electronic Trip Unit ETU, LIG TA=40Â°C 3 phases/4 lines In=250A, rated current II=1.25 to 11xIN, short-circuit protection IR=70-250A Electronic Trip Unit for line protection without connection accessories without auxiliary release without auxiliary/alarm switch | - | 0 | 0
3VL4125-2PE30-0AA0 |  | 3VL4125-2PE30-0AA0 | 1 | UN | 1 | 5 | B | D | EAR99 | N | 85362010 | 1 | 4011209906532 | 5.9 | KG | 3014 | 3014 | LP20 | LP20 | circuit breaker VL400 UL; type JG (cat no. HJX3T250) non-interchangeable frame, with circuit breaker approval acc. to UL 489 high breaking capacity 3-pole, NEMA rating 65kA/480V, (molded case circuit breaker) Electronic Trip Unit ETU, LSI TA=40Â°C In=250A, rated current ISD=1.5 to 10xIR, II=11X in short-circuit protection IR=70-250A Electronic Trip Unit for line protection without connection accessories without auxiliary release without auxiliary/alarm switch | - | 0 | 0
3VL4125-2PH30-0AA0 |  | 3VL4125-2PH30-0AA0 | 1 | UN | 1 | 5 | B | D | EAR99 | N | 85362010 | 1 | 4011209906549 | 5.9 | KG | 3421 | 3421 | LP20 | LP20 | circuit breaker VL400 UL; type JG (cat no. HJX3V250) non-interchangeable frame, with circuit breaker approval acc. to UL 489 high breaking capacity 3-pole, NEMA rating 65kA/480V, (molded case circuit breaker) Electronic Trip Unit ETU, LSIG TA=40Â°C 3 phases/4 lines In=250A, rated current ISD=1.5 to 10xIR, II=11X in short-circuit protection IR=70-250A Electronic Trip Unit for line protection without connection accessories without auxiliary release without auxiliary/alarm switch | - | 0 | 0
3VL4125-2VH30-0AA0 |  | 3VL4125-2VH30-0AA0 | 1 | UN | 1 | 5 | B | D | EAR99 | N | 85362010 | 1 | 4011209906556 | 5.9 | KG | 4246 | 4246 | LP20 | LP20 | circuit breaker VL400 UL type JG (cat no. HJX3A250) non-interchangeable frame, with circuit breaker approval acc. to UL 489 high breaking capacity 3-pole; NEMA rating 65kA/480V and 25kA/600V (molded case circuit breaker) Electronic Trip Unit LCD ETU, LI/LS/LSI TA=40Â°C In=250A, rated current ISD=1.25-10xIR, II=11X in short-circuit protection IR=70-250A Electronic Trip Unit for line protection without auxiliary release without auxiliary/alarm switch | - | 0 | 0
3VL4125-2VJ30-0AA0 |  | 3VL4125-2VJ30-0AA0 | 1 | UN | 1 | 5 | B | D | EAR99 | N | 85362010 | 1 | 4011209906563 | 5.9 | KG | 4664 | 4664 | LP20 | LP20 | circuit breaker VL400 UL type JG (cat no. HJX3K250) non-interchangeable frame, with circuit breaker approval acc. to UL 489 high breaking capacity 3-pole; NEMA rating 65kA/480V and 25kA/600V (molded case circuit breaker) Electronic Trip Unit LCD ETU, LSIG-G with alarm TA=40Â°C 3 phases/4 lines In=250A, rated current ISD=1.25-10xIR, II=11X in short-circuit protection IR=70-250A Electronic Trip Unit for line protection without auxiliary release without auxiliary/alarm switch | - | 0 | 0
3VL4125-2VM30-0AA0 |  | 3VL4125-2VM30-0AA0 | 1 | UN | 1 | 5 | B | D | EAR99 | N | 85362010 | 1 | 4011209906570 | 5.9 | KG | 4664 | 4664 | LP20 | LP20 | circuit breaker VL400 UL type JG (cat no. HJX3G250) non-interchangeable frame, with circuit breaker approval acc. to UL 489 high breaking capacity 3-pole; NEMA rating 65kA/480V and 25kA/600V (molded case circuit breaker) Electronic Trip Unit LCD ETU, LSIG TA=40Â°C 3 phases/4 lines In=250A, rated current ISD=1.25-10xIR, II=11X in short-circuit protection IR=70-250A Electronic Trip Unit for line protection without auxiliary release without auxiliary/alarm switch | - | 0 | 0
3VL4125-3KN30-0AA0 |  | 3VL4125-3KN30-0AA0 | 1 | UN | 1 | 5 | B | D | EAR99 | N | 85362010 | 1 | 4011209688827 | 5.7 | KG | 3025 | 3025 | LP20 | LP20 | circuit breaker VL400 UL; type JG (cat no. LJX3B250) non-interchangeable frame, with circuit breaker approval acc. to UL 489 very high breaking capacity 3-pole, NEMA rating 100kA/480V, (molded case circuit breaker) Electronic Trip Unit TM, LI TA=40Â°C In=< 250A, rated current II=1250...2500A short-circuit protection IR=250A Electronic Trip Unit for line protection without connection accessories without auxiliary release without auxiliary/alarm switch | - | 0 | 0
3VL4125-3KN30-0AB1 |  | 3VL4125-3KN30-0AB1 | 1 | UN | 1 | 5 | B | D | EAR99 | N | 85362010 | 1 |  | 5.7 | KG | 3113.33 | 3113.33 | LP20 | LP20 | circuit breaker VL400 UL; type JG (cat no. LJX3B250) non-interchangeable frame, with circuit breaker approval acc. to UL 489 very high breaking capacity 3-pole, NEMA rating 100kA/480V, (molded case circuit breaker) Electronic Trip Unit TM, LI TA=40Â°C In=< 250A, rated current II=1250...2500A short-circuit protection IR=250A Electronic Trip Unit for line protection without connection accessories without auxiliary release Auxiliary switch mounting kit 2 AUX (1 NO + 1 NC) | - | 0 | 0
3VL4125-3PB30-0AA0 |  | 3VL4125-3PB30-0AA0 | 1 | UN | 1 | 5 | B | D | EAR99 | N | 85362010 | 1 | 4011209906587 | 5.9 | KG | 3421 | 3421 | LP20 | LP20 | circuit breaker VL400 UL; type JG (cat no. LJX3R250) non-interchangeable frame, with circuit breaker approval acc. to UL 489 very high breaking capacity 3-pole, NEMA rating 100kA/480V, (molded case circuit breaker) Electronic Trip Unit ETU, LI TA=40Â°C In=250A, rated current II=1.25 to 11 xIn, short-circuit protection IR=70-250A Electronic Trip Unit for line protection without connection accessories without auxiliary release without auxiliary/alarm switch | - | 0 | 0
3VL4125-3PD30-0AA0 |  | 3VL4125-3PD30-0AA0 | 1 | UN | 1 | 5 | B | D | EAR99 | N | 85362010 | 1 | 4011209906594 | 5.9 | KG | 4158 | 4158 | LP20 | LP20 | circuit breaker VL400 UL; type JG (cat no. LJX3W250) non-interchangeable frame, with circuit breaker approval acc. to UL 489 very high breaking capacity 3-pole, NEMA rating 100kA/480V, (molded case circuit breaker) Electronic Trip Unit ETU, LIG TA=40Â°C 3 phases/4 lines In=250A, rated current II=1.25 to 11 xIn, short-circuit protection IR=70-250A Electronic Trip Unit for line protection without connection accessories without auxiliary release without auxiliary/alarm switch | - | 0 | 0
3VL4125-3PE30-0AA0 |  | 3VL4125-3PE30-0AA0 | 1 | UN | 1 | 5 | B | D | EAR99 | N | 85362010 | 1 | 4011209906600 | 5.9 | KG | 3696 | 3696 | LP20 | LP20 | circuit breaker VL400 UL; type JG (cat no. LJX3T250) non-interchangeable frame, with circuit breaker approval acc. to UL 489 very high breaking capacity 3-pole, NEMA rating 100kA/480V, (molded case circuit breaker) Electronic Trip Unit ETU, LSI TA=40Â°C In=250A, rated current ISD=1.5 to 10xIR, II=11 xIn short-circuit protection IR=70-250A Electronic Trip Unit for line protection without connection accessories without auxiliary release without auxiliary/alarm switch | - | 0 | 0
3VL4125-3PH30-0AA0 |  | 3VL4125-3PH30-0AA0 | 1 | UN | 1 | 5 | B | D | EAR99 | N | 85362010 | 1 | 4011209906617 | 5.9 | KG | 4224 | 4224 | LP20 | LP20 | circuit breaker VL400 UL; type JG (cat no. LJX3V250) non-interchangeable frame, with circuit breaker approval acc. to UL 489 very high breaking capacity 3-pole, NEMA rating 100kA/480V, (molded case circuit breaker) Electronic Trip Unit ETU, LSIG TA=40Â°C 3 phases/4 lines In=250A, rated current ISD=1.5 to 10xIR, II=11xIn short-circuit protection IR=70-250A Electronic Trip Unit for line protection without connection accessories without auxiliary release without auxiliary/alarm switch | - | 0 | 0
3VL4125-3VH30-0AA0 |  | 3VL4125-3VH30-0AA0 | 1 | UN | 1 | 5 | B | D | EAR99 | N | 85362010 | 1 | 4011209906624 | 5.9 | KG | 4972 | 4972 | LP20 | LP20 | circuit breaker VL400 UL type JG (cat no. LJX3A250) non-interchangeable frame, with circuit breaker approval acc. to UL 489 very high breaking capacity 3-pole; NEMA rating 100kA/480V and 25kA/600V (molded case circuit breaker) Electronic Trip Unit LCD ETU, LI/LS/LSI TA=40Â°C In=250A, rated current ISD=1.25-10xIR, II=11X in short-circuit protection IR=70-250A Electronic Trip Unit for line protection without auxiliary release without auxiliary/alarm switch | - | 0 | 0
3VL4125-3VJ30-0AA0 |  | 3VL4125-3VJ30-0AA0 | 1 | UN | 1 | 5 | B | D | EAR99 | N | 85362010 | 1 | 4011209906631 | 5.9 | KG | 5401 | 5401 | LP20 | LP20 | circuit breaker VL400 UL type JG (cat no. LJX3K250) non-interchangeable frame, with circuit breaker approval acc. to UL 489 very high breaking capacity 3-pole; NEMA rating 100kA/480V and 25kA/600V (molded case circuit breaker) Electronic Trip Unit LCD ETU, LSIG-G with alarm TA=40Â°C 3 phases/4 lines In=250A, rated current ISD=1.25-10xIR, II=11X in short-circuit protection IR=70-250A Electronic Trip Unit for line protection without auxiliary release without auxiliary/alarm switch | - | 0 | 0
3VL4125-3VM30-0AA0 |  | 3VL4125-3VM30-0AA0 | 1 | UN | 1 | 5 | B | D | EAR99 | N | 85362010 | 1 | 4011209906648 | 5.9 | KG | 5401 | 5401 | LP20 | LP20 | circuit breaker VL400 UL type JG (cat no. LJX3G250) non-interchangeable frame, with circuit breaker approval acc. to UL 489 very high breaking capacity 3-pole; NEMA rating 100kA/480V and 25kA/600V (molded case circuit breaker) Electronic Trip Unit LCD ETU, LSIG TA=40Â°C 3 phases/4 lines In=250A, rated current ISD=1.25-10xIR, II=11X in short-circuit protection IR=70-250A Electronic Trip Unit for line protection without auxiliary release without auxiliary/alarm switch | - | 0 | 0
3VL4130-1KN30-0AA0 |  | 3VL4130-1KN30-0AA0 | 1 | UN | 1 | 5 | B | D | EAR99 | N | 85362010 | 1 | 4011209688834 | 5.7 | KG | 2090 | 2090 | LP20 | LP20 | circuit breaker VL400 UL; type JG (cat no. NJX3B300) non-interchangeable frame, with circuit breaker approval acc. to UL 489 standard breaking capacity 3-pole, NEMA rating 35kA/480V, (molded case circuit breaker) Electronic Trip Unit TM, LI TA=40Â°C In=< 300A, rated current II=1500...3000A short-circuit protection IR=300A Electronic Trip Unit for line protection without connection accessories without auxiliary release without auxiliary/alarm switch | - | 0 | 0
3VL4130-2KN30-0AA0 |  | 3VL4130-2KN30-0AA0 | 1 | UN | 1 | 5 | B | D | EAR99 | N | 85362010 | 1 | 4011209688841 | 5.7 | KG | 2277 | 2277 | LP20 | LP20 | circuit breaker VL400 UL; type JG (cat no. HJX3B300) non-interchangeable frame, with circuit breaker approval acc. to UL 489 high breaking capacity 3-pole, NEMA rating 65kA/480V, (molded case circuit breaker) Electronic Trip Unit TM, LI TA=40Â°C In=< 300A, rated current II=1500...3000A short-circuit protection IR=300A Electronic Trip Unit for line protection without connection accessories without auxiliary release without auxiliary/alarm switch | - | 0 | 0
3VL4130-3KN30-0AA0 |  | 3VL4130-3KN30-0AA0 | 1 | UN | 1 | 5 | B | D | EAR99 | N | 85362010 | 1 | 4011209688858 | 5.7 | KG | 3025 | 3025 | LP20 | LP20 | circuit breaker VL400 UL; type JG (cat no. LJX3B300) non-interchangeable frame, with circuit breaker approval acc. to UL 489 very high breaking capacity 3-pole, NEMA rating 100kA/480V, (molded case circuit breaker) Electronic Trip Unit TM, LI TA=40Â°C In=< 300A, rated current II=1500...3000A short-circuit protection IR=300A Electronic Trip Unit for line protection without connection accessories without auxiliary release without auxiliary/alarm switch | - | 0 | 0
3VL4135-1KN30-0AA0 |  | 3VL4135-1KN30-0AA0 | 1 | UN | 1 | 5 | B | D | EAR99 | N | 85362010 | 1 | 4011209688865 | 5.7 | KG | 2123 | 2123 | LP20 | LP20 | circuit breaker VL400 UL; type JG (cat no. NJX3B350) non-interchangeable frame, with circuit breaker approval acc. to UL 489 standard breaking capacity 3-pole, NEMA rating 35kA/480V, (molded case circuit breaker) Electronic Trip Unit TM, LI TA=40Â°C In=< 350A, rated current II=1750...3500A short-circuit protection IR=350A Electronic Trip Unit for line protection without connection accessories without auxiliary release without auxiliary/alarm switch | - | 0 | 0
3VL4135-2KN30-0AA0 |  | 3VL4135-2KN30-0AA0 | 1 | UN | 1 | 5 | B | D | EAR99 | N | 85362010 | 1 | 4011209688872 | 5.7 | KG | 2343 | 2343 | LP20 | LP20 | circuit breaker VL400 UL; type JG (cat no. HJX3B350) non-interchangeable frame, with circuit breaker approval acc. to UL 489 high breaking capacity 3-pole, NEMA rating 65kA/480V, (molded case circuit breaker) Electronic Trip Unit TM, LI TA=40Â°C In=< 350A, rated current II=1750...3500A short-circuit protection IR=350A Electronic Trip Unit for line protection without connection accessories without auxiliary release without auxiliary/alarm switch | - | 0 | 0
3VL4135-3KN30-0AA0 |  | 3VL4135-3KN30-0AA0 | 1 | UN | 1 | 5 | B | D | EAR99 | N | 85362010 | 1 | 4011209688889 | 5.7 | KG | 3091 | 3091 | LP20 | LP20 | circuit breaker VL400 UL; type JG (cat no. LJX3B350) non-interchangeable frame, with circuit breaker approval acc. to UL 489 very high breaking capacity 3-pole, NEMA rating 100kA/480V, (molded case circuit breaker) Electronic Trip Unit TM, LI TA=40Â°C In=< 350A, rated current II=1750...3500A short-circuit protection IR=350A Electronic Trip Unit for line protection without connection accessories without auxiliary release without auxiliary/alarm switch | - | 0 | 0
3VL4140-1KN30-0AA0 |  | 3VL4140-1KN30-0AA0 | 1 | UN | 1 | 5 | B | D | EAR99 | N | 85362090 | 1 |  | 5.7 | KG | 2211 | 2211 | LP20 | LP20 | circuit breaker VL400 UL; type JG (cat no. NJX3B400) non-interchangeable frame, with circuit breaker approval acc. to UL 489 standard breaking capacity 3-pole, NEMA rating 35kA/480V, (molded case circuit breaker) Electronic Trip Unit TM, LI TA=40Â°C In=< 400A, rated current II=2000..4000A short-circuit protection IR=400A Electronic Trip Unit for line protection without connection accessories without auxiliary release without auxiliary/alarm switch | - | 0 | 0
3VL4140-1PB30-0AA0 |  | 3VL4140-1PB30-0AA0 | 1 | UN | 1 | 5 | B | D | EAR99 | N | 85362010 | 1 | 4011209906655 | 5.9 | KG | 2486 | 2486 | LP20 | LP20 | circuit breaker VL400 UL; type JG (cat no. NJX3R400) non-interchangeable frame, with circuit breaker approval acc. to UL 489 standard breaking capacity 3-pole, NEMA rating 35kA/480V, (molded case circuit breaker) Electronic Trip Unit ETU, LI TA=40Â°C In=400A, rated current II=1.25 to 11xIN, short-circuit protection IR=150-400A ETU for line protection without connection accessories without auxiliary release without auxiliary/alarm switch | - | 0 | 0
3VL4140-1PD30-0AA0 |  | 3VL4140-1PD30-0AA0 | 1 | UN | 1 | 5 | B | D | EAR99 | N | 85362010 | 1 | 4011209906662 | 5.9 | KG | 3234 | 3234 | LP20 | LP20 | circuit breaker VL400 UL; type JG (cat no. NJX3W400) non-interchangeable frame, with circuit breaker approval acc. to UL 489 standard breaking capacity 3-pole, NEMA rating 35kA/480V, (molded case circuit breaker) Electronic Trip Unit ETU, LIG TA=40Â°C 3 phases/4 lines In=400A, rated current II=1.25 to 11xIN, short-circuit protection IR=150-400A ETU for line protection without connection accessories without auxiliary release without auxiliary/alarm switch | - | 0 | 0
3VL4140-1PE30-0AA0 |  | 3VL4140-1PE30-0AA0 | 1 | UN | 1 | 5 | B | D | EAR99 | N | 85362010 | 1 | 4011209906679 | 5.9 | KG | 2750 | 2750 | LP20 | LP20 | circuit breaker VL400 UL; type JG (cat no. NJX3T400) non-interchangeable frame, with circuit breaker approval acc. to UL 489 standard breaking capacity 3-pole, NEMA rating 35kA/480V, (molded case circuit breaker) Electronic Trip Unit ETU, LSI TA=40Â°C In=400A, rated current ISD=1.5 to 10xIR, II=11X in short-circuit protection IR=200-400A ETU for line protection without connection accessories without auxiliary release without auxiliary/alarm switch | - | 0 | 0
3VL4140-1PH30-0AA0 |  | 3VL4140-1PH30-0AA0 | 1 | UN | 1 | 5 | B | D | EAR99 | N | 85362010 | 1 | 4011209906686 | 5.9 | KG | 3300 | 3300 | LP20 | LP20 | circuit breaker VL400 UL; type JG (cat no. NJX3V400) non-interchangeable frame, with circuit breaker approval acc. to UL 489 standard breaking capacity 3-pole, NEMA rating 35kA/480V, (molded case circuit breaker) Electronic Trip Unit ETU, LSIG TA=40Â°C 3 phases/4 lines In=400A, rated current ISD=1.5 to 10xIR, II=11X in short-circuit protection IR=200-400A ETU for line protection without connection accessories without auxiliary release without auxiliary/alarm switch | - | 0 | 0
3VL4140-1VH30-0AA0 |  | 3VL4140-1VH30-0AA0 | 1 | UN | 1 | 5 | B | D | EAR99 | N | 85362010 | 1 | 4011209906693 | 5.9 | KG | 3982 | 3982 | LP20 | LP20 | circuit breaker VL400 UL type JG (cat no. NJX3A400) non-interchangeable frame, with circuit breaker approval acc. to UL 489 standard breaking capacity 3-pole; NEMA rating 35kA/480V and 25kA/600V (molded case circuit breaker) Electronic Trip Unit LCD ETU, LI/LS/LSI TA=40Â°C In=400A, rated current ISD=1.25-10xIR, II=11X in short-circuit protection IR=150-400A ETU for line protection without auxiliary release without auxiliary/alarm switch | - | 0 | 0
3VL4140-1VJ30-0AA0 |  | 3VL4140-1VJ30-0AA0 | 1 | UN | 1 | 5 | B | D | EAR99 | N | 85362010 | 1 | 4011209906709 | 5.9 | KG | 4400 | 4400 | LP20 | LP20 | circuit breaker VL400 UL type JG (cat no. NJX3K400) non-interchangeable frame, with circuit breaker approval acc. to UL 489 standard breaking capacity 3-pole; NEMA rating 35kA/480V and 25kA/600V (molded case circuit breaker) Electronic Trip Unit LCD ETU, LSIG-G with alarm TA=40Â°C 3 phases/4 lines In=400A, rated current ISD=1.25-10xIR, II=11X in short-circuit protection IR=150-400A ETU for line protection without auxiliary release without auxiliary/alarm switch | - | 0 | 0
3VL4140-1VM30-0AA0 |  | 3VL4140-1VM30-0AA0 | 1 | UN | 1 | 5 | B | D | EAR99 | N | 85362010 | 1 | 4011209906716 | 5.9 | KG | 4400 | 4400 | LP20 | LP20 | circuit breaker VL400 UL type JG (cat no. NJX3G400) non-interchangeable frame, with circuit breaker approval acc. to UL 489 standard breaking capacity 3-pole; NEMA rating 35kA/480V and 25kA/600V (molded case circuit breaker) Electronic Trip Unit LCD ETU, LSIG TA=40Â°C 3 phases/4 lines In=400A, rated current ISD=1.25-10xIR, II=11X in short-circuit protection IR=150-400A ETU for line protection without auxiliary release without auxiliary/alarm switch | - | 0 | 0
3VL4140-2KE30-0AA0 |  | 3VL4140-2KE30-0AA0 | 1 | UN | 1 | 5 | B | D | EAR99 | N | 85362010 | 1 |  | 5.7 | KG | 1573 | 1573 | LP20 | LP20 | circuit breaker VL400 UL; type JG (cat no. HJS3S400) non-interchangeable frame, with circuit breaker approval acc. to UL 489 high breaking capacity 3-pole, NEMA rating 65kA/480V, (molded case switch) Electronic Trip Unit magnetic TA=40Â°C In=< 400A, rated current II=4400A short-circuit protection non-auto. air circuit breaker without connection accessories without auxiliary release without auxiliary/alarm switch | - | 0 | 0
3VL4140-2KE30-0AD1 |  | 3VL4140-2KE30-0AD1 | 1 | UN | 1 | 5 | B | D | EAR99 | N | 85362010 | 1 |  | 5.7 | KG | 1689.6 | 1689.6 | LP20 | LP20 | circuit breaker VL400 UL; type JG (cat no. HJS3S400) non-interchangeable frame, with circuit breaker approval acc. to UL 489 high breaking capacity 3-pole, NEMA rating 65kA/480V, (molded case switch) Electronic Trip Unit magnetic TA=40Â°C In=< 400A, rated current II=4400A short-circuit protection non-auto. air circuit breaker without connection accessories without auxiliary release Auxiliary/alarm switch mounting kit 2 AUX (1 NO+1 NC)+1 AS (1 NO) | - | 0 | 0
3VL4140-2KJ30-0AA0 |  | 3VL4140-2KJ30-0AA0 | 1 | UN | 1 | 5 | B | D | EAR99 | N | 85362010 | 1 | 4011209689015 | 5.7 | KG | 2068 | 2068 | LP20 | LP20 | circuit breaker VL400 UL; type JG (cat no. HJM3L400L) non-interchangeable frame, with circuit breaker approval acc. to UL 489 high breaking capacity 3-pole, NEMA rating 65kA/480V, (motor starter protector) Electronic Trip Unit magnetic TA=40Â°C In=< 400A, rated current II=1250..2500A short-circuit protection starter combination without connection accessories without auxiliary release without auxiliary/alarm switch | - | 0 | 0
3VL4140-2KK30-0AA0 |  | 3VL4140-2KK30-0AA0 | 1 | UN | 1 | 5 | B | D | EAR99 | N | 85362090 | 1 |  | 5.7 | KG | 2068 | 2068 | LP20 | LP20 | circuit breaker VL400 UL; type JG (cat no. HJM3M400) non-interchangeable frame, with circuit breaker approval acc. to UL 489 high breaking capacity 3-pole, NEMA rating 65kA/480V, (motor starter protector) Electronic Trip Unit magnetic TA=40Â°C In=< 400A, rated current II=2000..4000A short-circuit protection starter combination without connection accessories without auxiliary release without auxiliary/alarm switch | - | 0 | 0
3VL4140-2KN30-0AA0 |  | 3VL4140-2KN30-0AA0 | 1 | UN | 1 | 5 | B | D | EAR99 | N | 85362090 | 1 |  | 5.7 | KG | 2420 | 2420 | LP20 | LP20 | circuit breaker VL400 UL; type JG (cat no. HJX3B400) non-interchangeable frame, with circuit breaker approval acc. to UL 489 high breaking capacity 3-pole, NEMA rating 65kA/480V, (molded case circuit breaker) Electronic Trip Unit TM, LI TA=40Â°C In=< 400A, rated current II=2000..4000A short-circuit protection IR=400A Electronic Trip Unit for line protection without connection accessories without auxiliary release without auxiliary/alarm switch | - | 0 | 0
3VL4140-2KN30-0AD1 |  | 3VL4140-2KN30-0AD1 | 1 | UN | 1 | 5 | B | D | EAR99 | N | 85362090 | 1 |  | 5.7 | KG | 2536.6 | 2536.6 | LP20 | LP20 | circuit breaker VL400 UL; type JG (cat no. HJX3B400) non-interchangeable frame, with circuit breaker approval acc. to UL 489 high breaking capacity 3-pole, NEMA rating 65kA/480V, (molded case circuit breaker) Electronic Trip Unit TM, LI TA=40Â°C In=< 400A, rated current II=2000..4000A short-circuit protection IR=400A Electronic Trip Unit for line protection without connection accessories without auxiliary release Auxiliary/alarm switch mounting kit 2 AUX (1 NO+1 NC)+1 AS (1 NO) | - | 0 | 0
3VL4140-2PB30-0AA0 |  | 3VL4140-2PB30-0AA0 | 1 | UN | 1 | 5 | B | D | EAR99 | N | 85362010 | 1 | 4011209906723 | 5.9 | KG | 2739 | 2739 | LP20 | LP20 | circuit breaker VL400 UL; type JG (cat no. HJX3R400) non-interchangeable frame, with circuit breaker approval acc. to UL 489 high breaking capacity 3-pole, NEMA rating 65kA/480V, (molded case circuit breaker) Electronic Trip Unit ETU, LI TA=40Â°C In=400A, rated current II=1.25 to 11xIN, short-circuit protection IR=150-400A ETU for line protection without connection accessories without auxiliary release without auxiliary/alarm switch | - | 0 | 0
3VL4140-2PD30-0AA0 |  | 3VL4140-2PD30-0AA0 | 1 | UN | 1 | 5 | B | D | EAR99 | N | 85362010 | 1 | 4011209906730 | 5.9 | KG | 3421 | 3421 | LP20 | LP20 | circuit breaker VL400 UL; type JG (cat no. HJX3W400) non-interchangeable frame, with circuit breaker approval acc. to UL 489 high breaking capacity 3-pole, NEMA rating 65kA/480V, (molded case circuit breaker) Electronic Trip Unit ETU, LIG TA=40Â°C 3 phases/4 lines In=400A, rated current II=1.25 to 11xIN, short-circuit protection IR=150-400A ETU for line protection without connection accessories without auxiliary release without auxiliary/alarm switch | - | 0 | 0
3VL4140-2PE30-0AA0 |  | 3VL4140-2PE30-0AA0 | 1 | UN | 1 | 5 | B | D | EAR99 | N | 85362010 | 1 | 4011209906747 | 5.9 | KG | 3014 | 3014 | LP20 | LP20 | circuit breaker VL400 UL; type JG (cat no. HJX3T400) non-interchangeable frame, with circuit breaker approval acc. to UL 489 high breaking capacity 3-pole, NEMA rating 65kA/480V, (molded case circuit breaker) Electronic Trip Unit ETU, LSI TA=40Â°C In=400A, rated current ISD=1.5 to 10xIR, II=11X in short-circuit protection IR=200-400A ETU for line protection without connection accessories without auxiliary release without auxiliary/alarm switch | - | 0 | 0
3VL4140-2PH30-0AA0 |  | 3VL4140-2PH30-0AA0 | 1 | UN | 1 | 5 | B | D | EAR99 | N | 85362010 | 1 | 4011209906754 | 5.9 | KG | 3421 | 3421 | LP20 | LP20 | circuit breaker VL400 UL; type JG (cat no. HJX3V400) non-interchangeable frame, with circuit breaker approval acc. to UL 489 high breaking capacity 3-pole, NEMA rating 65kA/480V, (molded case circuit breaker) Electronic Trip Unit ETU, LSIG TA=40Â°C 3 phases/4 lines In=400A, rated current ISD=1.5 to 10xIR, II=11X in short-circuit protection IR=200-400A ETU for line protection without connection accessories without auxiliary release without auxiliary/alarm switch | - | 0 | 0
3VL4140-2VH30-0AA0 |  | 3VL4140-2VH30-0AA0 | 1 | UN | 1 | 5 | B | D | EAR99 | N | 85362010 | 1 | 4011209906761 | 5.9 | KG | 4246 | 4246 | LP20 | LP20 | circuit breaker VL400 UL type JG (cat no. HJX3A400) non-interchangeable frame, with circuit breaker approval acc. to UL 489 high breaking capacity 3-pole; NEMA rating 65kA/480V and 25kA/600V (molded case circuit breaker) Electronic Trip Unit LCD ETU, LI/LS/LSI TA=40Â°C In=400A, rated current ISD=1.25-10xIR, II=11X in short-circuit protection IR=150-400A ETU for line protection without auxiliary release without auxiliary/alarm switch | - | 0 | 0
3VL4140-2VJ30-0AA0 |  | 3VL4140-2VJ30-0AA0 | 1 | UN | 1 | 5 | B | D | EAR99 | N | 85362010 | 1 | 4011209906778 | 5.9 | KG | 4664 | 4664 | LP20 | LP20 | circuit breaker VL400 UL type JG (cat no. HJX3K400) non-interchangeable frame, with circuit breaker approval acc. to UL 489 high breaking capacity 3-pole; NEMA rating 65kA/480V and 25kA/600V (molded case circuit breaker) Electronic Trip Unit LCD ETU, LSIG-G with alarm TA=40Â°C 3 phases/4 lines In=400A, rated current ISD=1.25-10xIR, II=11X in short-circuit protection IR=150-400A ETU for line protection without auxiliary release without auxiliary/alarm switch | - | 0 | 0
3VL4140-2VM30-0AA0 |  | 3VL4140-2VM30-0AA0 | 1 | UN | 1 | 5 | B | D | EAR99 | N | 85362010 | 1 | 4011209906785 | 5.9 | KG | 4664 | 4664 | LP20 | LP20 | circuit breaker VL400 UL type JG (cat no. HJX3G400) non-interchangeable frame, with circuit breaker approval acc. to UL 489 high breaking capacity 3-pole; NEMA rating 65kA/480V and 25kA/600V (molded case circuit breaker) Electronic Trip Unit LCD ETU, LSIG TA=40Â°C 3 phases/4 lines In=400A, rated current ISD=1.25-10xIR, II=11X in short-circuit protection IR=150-400A ETU for line protection without auxiliary release without auxiliary/alarm switch | - | 0 | 0
3VL4140-3KE30-0AA0 |  | 3VL4140-3KE30-0AA0 | 1 | UN | 1 | 5 | B | D | EAR99 | N | 85362010 | 1 | 4011209689091 | 5.7 | KG | 1958 | 1958 | LP20 | LP20 | circuit breaker VL400 UL; type JG (cat no. LJS3S400) non-interchangeable frame, with circuit breaker approval acc. to UL 489 very high breaking capacity 3-pole, NEMA rating 100kA/480V, (molded case switch) Electronic Trip Unit magnetic TA=40Â°C In=< 400A, rated current II=4400A short-circuit protection non-auto. air circuit breaker without connection accessories without auxiliary release without auxiliary/alarm switch | - | 0 | 0
3VL4140-3KN30-0AA0 |  | 3VL4140-3KN30-0AA0 | 1 | UN | 1 | 5 | B | D | EAR99 | N | 85362010 | 1 | 4011209689107 | 5.7 | KG | 3179 | 3179 | LP20 | LP20 | circuit breaker VL400 UL; type JG (cat no. LJX3B400) non-interchangeable frame, with circuit breaker approval acc. to UL 489 very high breaking capacity 3-pole, NEMA rating 100kA/480V, (molded case circuit breaker) Electronic Trip Unit TM, LI TA=40Â°C In=< 400A, rated current II=2000..4000A short-circuit protection IR=400A Electronic Trip Unit for line protection without connection accessories without auxiliary release without auxiliary/alarm switch | - | 0 | 0
3VL4140-3KN30-0AB1 |  | 3VL4140-3KN30-0AB1 | 1 | UN | 1 | 5 | B | D | EAR99 | N | 85362010 | 1 |  | 5.7 | KG | 3267.33 | 3267.33 | LP20 | LP20 | circuit breaker VL400 UL; type JG (cat no. LJX3B400) non-interchangeable frame, with circuit breaker approval acc. to UL 489 very high breaking capacity 3-pole, NEMA rating 100kA/480V, (molded case circuit breaker) Electronic Trip Unit TM, LI TA=40Â°C In=< 400A, rated current II=2000..4000A short-circuit protection IR=400A Electronic Trip Unit for line protection without connection accessories without auxiliary release Auxiliary switch mounting kit 2 AUX (1 NO + 1 NC) | - | 0 | 0
3VL4140-3PB30-0AA0 |  | 3VL4140-3PB30-0AA0 | 1 | UN | 1 | 5 | B | D | EAR99 | N | 85362010 | 1 | 4011209906792 | 5.9 | KG | 3421 | 3421 | LP20 | LP20 | circuit breaker VL400 UL; type JG (cat no. LJX3R400) non-interchangeable frame, with circuit breaker approval acc. to UL 489 very high breaking capacity 3-pole, NEMA rating 100kA/480V, (molded case circuit breaker) Electronic Trip Unit ETU, LI TA=40Â°C In=400A, rated current II=1.25 to 11 xIn, short-circuit protection IR=150-400A ETU for line protection without connection accessories without auxiliary release without auxiliary/alarm switch | - | 0 | 0
3VL4140-3PD30-0AA0 |  | 3VL4140-3PD30-0AA0 | 1 | UN | 1 | 5 | B | D | EAR99 | N | 85362010 | 1 | 4011209906808 | 5.9 | KG | 4158 | 4158 | LP20 | LP20 | circuit breaker VL400 UL; type JG (cat no. LJX3W400) non-interchangeable frame, with circuit breaker approval acc. to UL 489 very high breaking capacity 3-pole, NEMA rating 100kA/480V, (molded case circuit breaker) Electronic Trip Unit ETU, LIG TA=40Â°C 3 phases/4 lines In=400A, rated current II=1.25 to 11 xIn, short-circuit protection IR=150-400A ETU for line protection without connection accessories without auxiliary release without auxiliary/alarm switch | - | 0 | 0
3VL4140-3PE30-0AA0 |  | 3VL4140-3PE30-0AA0 | 1 | UN | 1 | 5 | B | D | EAR99 | N | 85362010 | 1 | 4011209906815 | 5.9 | KG | 3696 | 3696 | LP20 | LP20 | circuit breaker VL400 UL; type JG (cat no. LJX3T400) non-interchangeable frame, with circuit breaker approval acc. to UL 489 very high breaking capacity 3-pole, NEMA rating 100kA/480V, (molded case circuit breaker) Electronic Trip Unit ETU, LSI TA=40Â°C In=400A, rated current ISD=1.5 to 10xIR, II=11 xIn short-circuit protection IR=200-400A ETU for line protection without connection accessories without auxiliary release without auxiliary/alarm switch | - | 0 | 0
3VL4140-3PH30-0AA0 |  | 3VL4140-3PH30-0AA0 | 1 | UN | 1 | 5 | B | D | EAR99 | N | 85362010 | 1 | 4011209906860 | 5.9 | KG | 4224 | 4224 | LP20 | LP20 | circuit breaker VL400 UL; type JG (cat no. LJX3V400) non-interchangeable frame, with circuit breaker approval acc. to UL 489 very high breaking capacity 3-pole, NEMA rating 100kA/480V, (molded case circuit breaker) Electronic Trip Unit ETU, LSIG TA=40Â°C 3 phases/4 lines In=400A, rated current ISD=1.5 to 10xIR, II=11xIn short-circuit protection IR=200-400A ETU for line protection without connection accessories without auxiliary release without auxiliary/alarm switch | - | 0 | 0
3VL4140-3VH30-0AA0 |  | 3VL4140-3VH30-0AA0 | 1 | UN | 1 | 5 | B | D | EAR99 | N | 85362010 | 1 | 4011209906877 | 5.9 | KG | 4972 | 4972 | LP20 | LP20 | circuit breaker VL400 UL type JG (cat no. LJX3A400) non-interchangeable frame, with circuit breaker approval acc. to UL 489 very high breaking capacity 3-pole; NEMA rating 100kA/480V and 25kA/600V (molded case circuit breaker) Electronic Trip Unit LCD ETU, LI/LS/LSI TA=40Â°C In=400A, rated current ISD=1.25-10xIR, II=11X in short-circuit protection IR=150-400A ETU for line protection without auxiliary release without auxiliary/alarm switch | - | 0 | 0
3VL4140-3VJ30-0AA0 |  | 3VL4140-3VJ30-0AA0 | 1 | UN | 1 | 5 | B | D | EAR99 | N | 85362010 | 1 | 4011209906884 | 5.9 | KG | 5401 | 5401 | LP20 | LP20 | circuit breaker VL400 UL type JG (cat no. LJX3K400) non-interchangeable frame, with circuit breaker approval acc. to UL 489 very high breaking capacity 3-pole; NEMA rating 100kA/480V and 25kA/600V (molded case circuit breaker) Electronic Trip Unit LCD ETU, LSIG-G with alarm TA=40Â°C 3 phases/4 lines In=400A, rated current ISD=1.25-10xIR, II=11X in short-circuit protection IR=150-400A ETU for line protection without auxiliary release without auxiliary/alarm switch | - | 0 | 0
3VL4140-3VM30-0AA0 |  | 3VL4140-3VM30-0AA0 | 1 | UN | 1 | 5 | B | D | EAR99 | N | 85362010 | 1 | 4011209906891 | 5.9 | KG | 5401 | 5401 | LP20 | LP20 | circuit breaker VL400 UL type JG (cat no. LJX3G400) non-interchangeable frame, with circuit breaker approval acc. to UL 489 very high breaking capacity 3-pole; NEMA rating 100kA/480V and 25kA/600V (molded case circuit breaker) Electronic Trip Unit LCD ETU, LSIG TA=40Â°C 3 phases/4 lines In=400A, rated current ISD=1.25-10xIR, II=11X in short-circuit protection IR=150-400A ETU for line protection without auxiliary release without auxiliary/alarm switch | - | 0 | 0
3VL4720-1DC36-0AA0 |  | 3VL4720-1DC36-0AA0 | 1 | UN | 1 | 5 | B | D | EAR99 | N | 85362090 | 1 | 4011209484894 | 6.134 | KG | 1694 | 1548.8 | LP20 | LP20 | circuit breaker VL400N standard breaking capacity Icu=55kA, 415V AC 3-pole, line protection Electronic Trip Unit TM, LI In=200A, rated current IR=160...200A, overload protection, II=1000...2000A, short-circuit protection without auxiliary release without auxiliary/alarm switch | - | 0 | 0
3VL4720-1DC36-0AA0-Z | U01 | 3VL4720-1DC36-0AA0-ZU01 | 1 | UN | 1 | 5 | B | D | EAR99 | N | 85362090 | 1 |  | 5.7 | KG | 1742.4 | 1742.4 | LP20 | LP20 | circuit breaker VL400N standard breaking capacity Icu=55kA, 415V AC 3-pole, line protection Electronic Trip Unit TM, LI In=200A, rated current IR=160...200A, overload protection, II=1000...2000A, short-circuit protection without auxiliary release without auxiliary/alarm switch with Safety Label for USA | - | 0 | 0
3VL4720-1DC36-0AD1 |  | 3VL4720-1DC36-0AD1 | 1 | UN | 1 | 5 | B | D | EAR99 | N | 85362090 | 1 | 4011209755932 | 6.173 | KG | 1790.25 | 1790.25 | LP20 | LP20 | circuit breaker VL400N standard breaking capacity Icu=55kA, 415V AC 3-pole, line protection Electronic Trip Unit TM, LI In=200A, rated current IR=160...200A, overload protection, II=1000...2000A, short-circuit protection without auxiliary release Auxiliary/alarm switch mounting kit 2 AUX (1 NO+1 NC)+1 AS (1 NO) | - | 0 | 0
3VL4720-1DK36-0AA0 |  | 3VL4720-1DK36-0AA0 | 1 | UN | 1 | 5 | B | D | EAR99 | N | 85362090 | 1 | 4011209484900 | 5.999 | KG | 1562 | 1424.2 | LP20 | LP20 | circuit breaker VL400N standard breaking capacity Icu=55kA, 415V AC 3-pole, starter combination Electronic Trip Unit magnetic In=200A, rated current II=1250...2500A, short-circuit protection without auxiliary release without auxiliary/alarm switch | - | 0 | 0
3VL4720-1DK36-0AA0-Z | U01 | 3VL4720-1DK36-0AA0-ZU01 | 1 | UN | 1 | 5 | B | D | EAR99 | N | 85362090 | 1 |  | 5.7 | KG | 1610.4 | 1610.4 | LP20 | LP20 | circuit breaker VL400N standard breaking capacity Icu=55kA, 415V AC 3-pole, starter combination Electronic Trip Unit magnetic In=200A, rated current II=1250...2500A, short-circuit protection without auxiliary release without auxiliary/alarm switch with Safety Label for USA | - | 0 | 0
3VL4720-1DK36-0AB1 |  | 3VL4720-1DK36-0AB1 | 1 | UN | 1 | 5 | B | D | EAR99 | N | 85362090 | 1 | 4011209755949 | 6.218 | KG | 1637.68 | 1637.68 | LP20 | LP20 | circuit breaker VL400N standard breaking capacity Icu=55kA, 415V AC 3-pole, starter combination Electronic Trip Unit magnetic In=200A, rated current II=1250...2500A, short-circuit protection without auxiliary release Auxiliary switch mounting kit 2 AUX (1 NO + 1 NC) | - | 0 | 0
3VL4720-1DK36-0AD1 |  | 3VL4720-1DK36-0AD1 | 1 | UN | 1 | 5 | B | D | EAR99 | N | 85362090 | 1 | 4011209755956 | 6.194 | KG | 1658.25 | 1658.25 | LP20 | LP20 | circuit breaker VL400N standard breaking capacity Icu=55kA, 415V AC 3-pole, starter combination Electronic Trip Unit magnetic In=200A, rated current II=1250...2500A, short-circuit protection without auxiliary release Auxiliary/alarm switch mounting kit 2 AUX (1 NO+1 NC)+1 AS (1 NO) | - | 0 | 0
3VL4720-1EC46-0AA0 |  | 3VL4720-1EC46-0AA0 | 1 | UN | 1 | 5 | B | D | EAR99 | N | 85362090 | 1 | 4011209484917 | 7.831 | KG | 2332 | 2135.7 | LP20 | LP20 | circuit breaker VL400N standard breaking capacity Icu=55kA, 415V AC 4-pole, line protection Electronic Trip Unit TM, LI In=200A, rated current IR=160...200A, overload protection, II=1000...2000A, short-circuit protection N protected without auxiliary release without auxiliary/alarm switch | - | 0 | 0
3VL4720-1EC46-0AA0-Z | U01 | 3VL4720-1EC46-0AA0-ZU01 | 1 | UN | 1 | 5 | B | D | EAR99 | N | 85362090 | 1 |  | 7.4 | KG | 2380.4 | 2380.4 | LP20 | LP20 | circuit breaker VL400N standard breaking capacity Icu=55kA, 415V AC 4-pole, line protection Electronic Trip Unit TM, LI In=200A, rated current IR=160...200A, overload protection, II=1000...2000A, short-circuit protection N protected without auxiliary release without auxiliary/alarm switch with Safety Label for USA | - | 0 | 0
3VL4720-1EJ46-0AA0 |  | 3VL4720-1EJ46-0AA0 | 1 | UN | 1 | 5 | B | D | EAR99 | N | 85362090 | 1 | 4011209484924 | 7.831 | KG | 2211 | 2023.5 | LP20 | LP20 | circuit breaker VL400N standard breaking capacity Icu=55kA, 415V AC 4-pole, line protection Electronic Trip Unit TM, LI In=200A, rated current IR=160...200A, overload protection, II=1000...2000A, short-circuit protection N unprotected without auxiliary release without auxiliary/alarm switch | - | 0 | 0
3VL4720-1EJ46-0AA0-Z | U01 | 3VL4720-1EJ46-0AA0-ZU01 | 1 | UN | 1 | 5 | B | D | EAR99 | N | 85362090 | 1 |  | 7.4 | KG | 2259.4 | 2259.4 | LP20 | LP20 | circuit breaker VL400N standard breaking capacity Icu=55kA, 415V AC 4-pole, line protection Electronic Trip Unit TM, LI In=200A, rated current IR=160...200A, overload protection, II=1000...2000A, short-circuit protection N unprotected without auxiliary release without auxiliary/alarm switch with Safety Label for USA | - | 0 | 0
3VL4720-1EM46-0AA0 |  | 3VL4720-1EM46-0AA0 | 1 | UN | 1 | 5 | B | D | EAR99 | N | 85362090 | 1 | 4011209755963 | 7.831 | KG | 2332 | 2071.5 | LP20 | LP20 | circuit breaker VL400N standard breaking capacity Icu=55kA, 415V AC 4-pole, line protection trip unit, TM, LI In=200A, rated current IR=160...200A, overload prot. II=1000...2000A, short-circuit protection N protected (100%) without auxiliary release without auxiliary/alarm switch | - | 0 | 0
3VL4720-1EM46-0AA0-Z | U01 | 3VL4720-1EM46-0AA0-ZU01 | 1 | UN | 1 | 5 | B | D | EAR99 | N | 85362090 | 1 |  | 7.4 | KG | 2380.4 | 2380.4 | LP20 | LP20 | circuit breaker VL400N standard breaking capacity Icu=55kA, 415V AC 4-pole, line protection trip unit, TM, LI In=200A, rated current IR=160...200A, overload prot. II=1000...2000A, short-circuit protection N protected (100%) without auxiliary release without auxiliary/alarm switch with Safety Label for USA | - | 0 | 0
3VL4720-2DC36-0AA0 |  | 3VL4720-2DC36-0AA0 | 1 | UN | 1 | 5 | B | D | EAR99 | N | 85362090 | 1 | 4011209484931 | 6.209 | KG | 1903 | 1749.1 | LP20 | LP20 | circuit breaker VL400H high breaking capacity Icu=70kA, 415V AC 3-pole, line protection Electronic Trip Unit TM, LI In=200A, rated current IR=160...200A, overload protection, II=1000...2000A, short-circuit protection without auxiliary release without auxiliary/alarm switch | - | 0 | 0
3VL4720-2DC36-0AA0-Z | U01 | 3VL4720-2DC36-0AA0-ZU01 | 1 | UN | 1 | 5 | B | D | EAR99 | N | 85362090 | 1 |  | 5.7 | KG | 1951.4 | 1951.4 | LP20 | LP20 | circuit breaker VL400H high breaking capacity Icu=70kA, 415V AC 3-pole, line protection Electronic Trip Unit TM, LI In=200A, rated current IR=160...200A, overload protection, II=1000...2000A, short-circuit protection without auxiliary release without auxiliary/alarm switch with Safety Label for USA | - | 0 | 0
3VL4720-2DC36-0AD1 |  | 3VL4720-2DC36-0AD1 | 1 | UN | 1 | 5 | B | D | EAR99 | N | 85362090 | 1 | 4011209755970 | 6.138 | KG | 1999.25 | 1999.25 | LP20 | LP20 | circuit breaker VL400H high breaking capacity Icu=70kA, 415V AC 3-pole, line protection Electronic Trip Unit TM, LI In=200A, rated current IR=160...200A, overload protection, II=1000...2000A, short-circuit protection without auxiliary release Auxiliary/alarm switch mounting kit 2 AUX (1 NO+1 NC)+1 AS (1 NO) | - | 0 | 0
3VL4720-2DC36-0AD1-Z | U01 | 3VL4720-2DC36-0AD1-ZU01 | 1 | UN | 1 | 5 | B | D | EAR99 | N | 85362090 | 1 |  | 5.7 | KG | 2047.65 | 2047.65 | LP20 | LP20 | circuit breaker VL400H high breaking capacity Icu=70kA, 415V AC 3-pole, line protection Electronic Trip Unit TM, LI In=200A, rated current IR=160...200A, overload protection, II=1000...2000A, short-circuit protection without auxiliary release Auxiliary/alarm switch mounting kit 2 AUX (1 NO+1 NC)+1 AS (1 NO) with Safety Label for USA | - | 0 | 0
3VL4720-2DK36-0AA0 |  | 3VL4720-2DK36-0AA0 | 1 | UN | 1 | 5 | B | D | EAR99 | N | 85362090 | 1 | 4011209484948 | 6.079 | KG | 1716 | 1573.7 | LP20 | LP20 | circuit breaker VL400H high breaking capacity Icu=70kA, 415V AC 3-pole, starter combination Electronic Trip Unit magnetic In=200A, rated current II=1250...2500A, short-circuit protection without auxiliary release without auxiliary/alarm switch | - | 0 | 0
3VL4720-2DK36-0AA0-Z | U01 | 3VL4720-2DK36-0AA0-ZU01 | 1 | UN | 1 | 5 | B | D | EAR99 | N | 85362090 | 1 |  | 5.7 | KG | 1764.4 | 1764.4 | LP20 | LP20 | circuit breaker VL400H high breaking capacity Icu=70kA, 415V AC 3-pole, starter combination Electronic Trip Unit magnetic In=200A, rated current II=1250...2500A, short-circuit protection without auxiliary release without auxiliary/alarm switch with Safety Label for USA | - | 0 | 0
3VL4720-2DK36-8TB1 |  | 3VL4720-2DK36-8TB1 | 1 | UN | 1 | 5 | B | D | EAR99 | N | 85362090 | 1 | 4011209755987 | 6.218 | KG | 1936.88 | 1936.88 | LP20 | LP20 | circuit breaker VL400H high breaking capacity Icu=70kA, 415V AC 3-pole, starter combination Electronic Trip Unit magnetic In=200A, rated current II=1250...2500A, short-circuit protection Shunt release 208...277 V AC Auxiliary switch mounting kit 2 AUX (1 NO + 1 NC) | - | 0 | 0
3VL4720-2EC46-0AA0 |  | 3VL4720-2EC46-0AA0 | 1 | UN | 1 | 5 | B | D | EAR99 | N | 85362090 | 1 | 4011209484955 | 7.831 | KG | 2739 | 2498.2 | LP20 | LP20 | circuit breaker VL400H high breaking capacity Icu=70kA, 415V AC 4-pole, line protection Electronic Trip Unit TM, LI In=200A, rated current IR=160...200A, overload protection, II=1000...2000A, short-circuit protection N protected without auxiliary release without auxiliary/alarm switch | - | 0 | 0
3VL4720-2EC46-0AA0-Z | U01 | 3VL4720-2EC46-0AA0-ZU01 | 1 | UN | 1 | 5 | B | D | EAR99 | N | 85362090 | 1 |  | 7.4 | KG | 2787.4 | 2787.4 | LP20 | LP20 | circuit breaker VL400H high breaking capacity Icu=70kA, 415V AC 4-pole, line protection Electronic Trip Unit TM, LI In=200A, rated current IR=160...200A, overload protection, II=1000...2000A, short-circuit protection N protected without auxiliary release without auxiliary/alarm switch with Safety Label for USA | - | 0 | 0
3VL4720-2EJ46-0AA0 |  | 3VL4720-2EJ46-0AA0 | 1 | UN | 1 | 5 | B | D | EAR99 | N | 85362090 | 1 | 4011209484962 | 7.831 | KG | 2629 | 2397.6 | LP20 | LP20 | circuit breaker VL400H high breaking capacity Icu=70kA, 415V AC 4-pole, line protection Electronic Trip Unit TM, LI In=200A, rated current IR=160...200A, overload protection, II=1000...2000A, short-circuit protection N unprotected without auxiliary release without auxiliary/alarm switch | - | 0 | 0
3VL4720-2EJ46-0AA0-Z | U01 | 3VL4720-2EJ46-0AA0-ZU01 | 1 | UN | 1 | 5 | B | D | EAR99 | N | 85362090 | 1 |  | 7.4 | KG | 2677.4 | 2677.4 | LP20 | LP20 | circuit breaker VL400H high breaking capacity Icu=70kA, 415V AC 4-pole, line protection Electronic Trip Unit TM, LI In=200A, rated current IR=160...200A, overload protection, II=1000...2000A, short-circuit protection N unprotected without auxiliary release without auxiliary/alarm switch with Safety Label for USA | - | 0 | 0
3VL4720-2EM46-0AA0 |  | 3VL4720-2EM46-0AA0 | 1 | UN | 1 | 5 | B | D | EAR99 | N | 85362090 | 1 | 4011209830745 | 7.831 | KG | 2739 | 2498.2 | LP20 | LP20 | circuit breaker VL400H high breaking capacity Icu=70kA, 415V AC 4-pole, line protection trip unit, TM, LI In=200A, rated current IR=160...200A, overload prot. II=1000...2000A, short-circuit protection N protected (100%) without auxiliary release without auxiliary/alarm switch | - | 0 | 0
3VL4720-2EM46-0AA0-Z | U01 | 3VL4720-2EM46-0AA0-ZU01 | 1 | UN | 1 | 5 | B | D | EAR99 | N | 85362090 | 1 |  | 7.4 | KG | 2787.4 | 2787.4 | LP20 | LP20 | circuit breaker VL400H high breaking capacity Icu=70kA, 415V AC 4-pole, line protection trip unit, TM, LI In=200A, rated current IR=160...200A, overload prot. II=1000...2000A, short-circuit protection N protected (100%) without auxiliary release without auxiliary/alarm switch with Safety Label for USA | - | 0 | 0
3VL4720-3DC36-0AA0 |  | 3VL4720-3DC36-0AA0 | 1 | UN | 1 | 5 | B | D | EAR99 | N | 85362090 | 1 | 4011209484979 | 6.102 | KG | 2497 | 2286.1 | LP20 | LP20 | circuit breaker VL400L very high breaking capacity Icu=100kA, 415V AC 3-pole, line protection Electronic Trip Unit TM, LI In=200A, rated current IR=160...200A, overload protection, II=1000...2000A, short-circuit protection without auxiliary release without auxiliary/alarm switch | - | 0 | 0
3VL4720-3DC36-0AA0-Z | U01 | 3VL4720-3DC36-0AA0-ZU01 | 1 | UN | 1 | 5 | B | D | EAR99 | N | 85362090 | 1 |  | 5.7 | KG | 2545.4 | 2545.4 | LP20 | LP20 | circuit breaker VL400L very high breaking capacity Icu=100kA, 415V AC 3-pole, line protection Electronic Trip Unit TM, LI In=200A, rated current IR=160...200A, overload protection, II=1000...2000A, short-circuit protection without auxiliary release without auxiliary/alarm switch with Safety Label for USA | - | 0 | 0
3VL4720-3DK36-0AA0 |  | 3VL4720-3DK36-0AA0 | 1 | UN | 1 | 5 | B | D | EAR99 | N | 85362090 | 1 | 4011209484986 | 6.079 | KG | 2310 | 2123.1 | LP20 | LP20 | circuit breaker VL400L very high breaking capacity Icu=100kA, 415V AC 3-pole, starter combination Electronic Trip Unit magnetic In=200A, rated current II=1250...2500A, short-circuit protection without auxiliary release without auxiliary/alarm switch | - | 0 | 0
3VL4720-3DK36-0AA0-Z | U01 | 3VL4720-3DK36-0AA0-ZU01 | 1 | UN | 1 | 5 | B | D | EAR99 | N | 85362090 | 1 |  | 5.7 | KG | 2358.4 | 2358.4 | LP20 | LP20 | circuit breaker VL400L very high breaking capacity Icu=100kA, 415V AC 3-pole, starter combination Electronic Trip Unit magnetic In=200A, rated current II=1250...2500A, short-circuit protection without auxiliary release without auxiliary/alarm switch with Safety Label for USA | - | 0 | 0
3VL4720-3EC46-0AA0 |  | 3VL4720-3EC46-0AA0 | 1 | UN | 1 | 5 | B | D | EAR99 | N | 85362090 | 1 | 4011209484993 | 7.831 | KG | 3344 | 3060.1 | LP20 | LP20 | circuit breaker VL400L very high breaking capacity Icu=100kA, 415V AC 4-pole, line protection Electronic Trip Unit TM, LI In=200A, rated current IR=160...200A, overload protection, II=1000...2000A, short-circuit protection N protected without auxiliary release without auxiliary/alarm switch | - | 0 | 0
3VL4720-3EC46-0AA0-Z | U01 | 3VL4720-3EC46-0AA0-ZU01 | 1 | UN | 1 | 5 | B | D | EAR99 | N | 85362090 | 1 |  | 7.4 | KG | 3392.4 | 3392.4 | LP20 | LP20 | circuit breaker VL400L very high breaking capacity Icu=100kA, 415V AC 4-pole, line protection Electronic Trip Unit TM, LI In=200A, rated current IR=160...200A, overload protection, II=1000...2000A, short-circuit protection N protected without auxiliary release without auxiliary/alarm switch with Safety Label for USA | - | 0 | 0
3VL4720-3EJ46-0AA0 |  | 3VL4720-3EJ46-0AA0 | 1 | UN | 1 | 5 | B | D | EAR99 | N | 85362090 | 1 | 4011209485006 | 7.831 | KG | 3234 | 2960.5 | LP20 | LP20 | circuit breaker VL400L very high breaking capacity Icu=100kA, 415V AC 4-pole, line protection Electronic Trip Unit TM, LI In=200A, rated current IR=160...200A, overload protection, II=1000...2000A, short-circuit protection N unprotected without auxiliary release without auxiliary/alarm switch | - | 0 | 0
3VL4720-3EJ46-0AA0-Z | U01 | 3VL4720-3EJ46-0AA0-ZU01 | 1 | UN | 1 | 5 | B | D | EAR99 | N | 85362090 | 1 |  | 7.4 | KG | 3282.4 | 3282.4 | LP20 | LP20 | circuit breaker VL400L very high breaking capacity Icu=100kA, 415V AC 4-pole, line protection Electronic Trip Unit TM, LI In=200A, rated current IR=160...200A, overload protection, II=1000...2000A, short-circuit protection N unprotected without auxiliary release without auxiliary/alarm switch with Safety Label for USA | - | 0 | 0
3VL4720-3EM46-0AA0 |  | 3VL4720-3EM46-0AA0 | 1 | UN | 1 | 5 | B | D | EAR99 | N | 85362090 | 1 | 4011209949386 | 7.831 | KG | 3344 | 3060.1 | LP20 | LP20 | circuit breaker VL400L very high breaking capacity Icu=100kA, 415V AC 4-pole, line protection trip unit, TM, LI In=200A, rated current IR=160...200A, overload prot. II=1000...2000A, short-circuit protection N protected (100%) without auxiliary release without auxiliary/alarm switch | - | 0 | 0
3VL4720-3EM46-0AA0-Z | U01 | 3VL4720-3EM46-0AA0-ZU01 | 1 | UN | 1 | 5 | B | D | EAR99 | N | 85362090 | 1 |  | 7.4 | KG | 3392.4 | 3392.4 | LP20 | LP20 | circuit breaker VL400L very high breaking capacity Icu=100kA, 415V AC 4-pole, line protection trip unit, TM, LI In=200A, rated current IR=160...200A, overload prot. II=1000...2000A, short-circuit protection N protected (100%) without auxiliary release without auxiliary/alarm switch with Safety Label for USA | - | 0 | 0
3VL4725-1DC36-0AA0 |  | 3VL4725-1DC36-0AA0 | 1 | UN | 1 | 5 | B | D | EAR99 | N | 85362090 | 1 | 4011209485013 | 6.205 | KG | 1694 | 1548.8 | LP20 | LP20 | circuit breaker VL400N standard breaking capacity Icu=55kA, 415V AC 3-pole, line protection Electronic Trip Unit TM, LI In=250A, rated current IR=200...250A, overload protection, II=1200...2500A, short-circuit protection without auxiliary release without auxiliary/alarm switch | - | 0 | 0
3VL4725-1DC36-0AA0-Z | U01 | 3VL4725-1DC36-0AA0-ZU01 | 1 | UN | 1 | 5 | B | D | EAR99 | N | 85362090 | 1 |  | 5.7 | KG | 1742.4 | 1742.4 | LP20 | LP20 | circuit breaker VL400N standard breaking capacity Icu=55kA, 415V AC 3-pole, line protection Electronic Trip Unit TM, LI In=250A, rated current IR=200...250A, overload protection, II=1200...2500A, short-circuit protection without auxiliary release without auxiliary/alarm switch with Safety Label for USA | - | 0 | 0
3VL4725-1DC36-0AB1 |  | 3VL4725-1DC36-0AB1 | 1 | UN | 1 | 5 | B | D | EAR99 | N | 85362090 | 1 | 4011209755994 | 6.23 | KG | 1769.68 | 1769.68 | LP20 | LP20 | circuit breaker VL400N standard breaking capacity Icu=55kA, 415V AC 3-pole, line protection Electronic Trip Unit TM, LI In=250A, rated current IR=200...250A, overload protection, II=1200...2500A, short-circuit protection without auxiliary release Auxiliary switch mounting kit 2 AUX (1 NO + 1 NC) | - | 0 | 0
3VL4725-1DC36-0AD1 |  | 3VL4725-1DC36-0AD1 | 1 | UN | 1 | 5 | B | D | EAR99 | N | 85362090 | 1 | 4011209756007 | 6.268 | KG | 1790.25 | 1790.25 | LP20 | LP20 | circuit breaker VL400N standard breaking capacity Icu=55kA, 415V AC 3-pole, line protection Electronic Trip Unit TM, LI In=250A, rated current IR=200...250A, overload protection, II=1200...2500A, short-circuit protection without auxiliary release Auxiliary/alarm switch mounting kit 2 AUX (1 NO+1 NC)+1 AS (1 NO) | - | 0 | 0
3VL4725-1DC36-2JA0-Z | U01 | 3VL4725-1DC36-2JA0-ZU01 | 1 | UN | 1 | 5 | B | D | EAR99 | N | 85362090 | 1 |  | 5.7 | KG | 1933.8 | 1933.8 | LP20 | LP20 | circuit breaker VL400N standard breaking capacity Icu=55kA, 415V AC 3-pole, line protection Electronic Trip Unit TM, LI In=250A, rated current IR=200...250A, overload protection, II=1200...2500A, short-circuit protection Undervoltage release 380...415 V AC without auxiliary/alarm switch with Safety Label for USA | - | 0 | 0
3VL4725-1DK36-0AA0 |  | 3VL4725-1DK36-0AA0 | 1 | UN | 1 | 5 | B | D | EAR99 | N | 85362090 | 1 | 4011209485020 | 6.079 | KG | 1562 | 1424.2 | LP20 | LP20 | circuit breaker VL400N standard breaking capacity Icu=55kA, 415V AC 3-pole, starter combination Electronic Trip Unit magnetic In=250A, rated current II=2000...4000A, short-circuit protection without auxiliary release without auxiliary/alarm switch | - | 0 | 0
3VL4725-1DK36-0AA0-Z | U01 | 3VL4725-1DK36-0AA0-ZU01 | 1 | UN | 1 | 5 | B | D | EAR99 | N | 85362090 | 1 |  | 5.7 | KG | 1610.4 | 1610.4 | LP20 | LP20 | circuit breaker VL400N standard breaking capacity Icu=55kA, 415V AC 3-pole, starter combination Electronic Trip Unit magnetic In=250A, rated current II=2000...4000A, short-circuit protection without auxiliary release without auxiliary/alarm switch with Safety Label for USA | - | 0 | 0
3VL4725-1DK36-0AB1 |  | 3VL4725-1DK36-0AB1 | 1 | UN | 1 | 5 | B | D | EAR99 | N | 85362090 | 1 | 4011209756014 | 6.079 | KG | 1637.68 | 1637.68 | LP20 | LP20 | circuit breaker VL400N standard breaking capacity Icu=55kA, 415V AC 3-pole, starter combination Electronic Trip Unit magnetic In=250A, rated current II=2000...4000A, short-circuit protection without auxiliary release Auxiliary switch mounting kit 2 AUX (1 NO + 1 NC) | - | 0 | 0
3VL4725-1DK36-2HB1 |  | 3VL4725-1DK36-2HB1 | 1 | UN | 1 | 5 | B | D | EAR99 | N | 85362090 | 1 | 4011209756021 | 6.079 | KG | 1829.08 | 1829.08 | LP20 | LP20 | circuit breaker VL400N standard breaking capacity Icu=55kA, 415V AC 3-pole, starter combination Electronic Trip Unit magnetic In=250A, rated current II=2000...4000A, short-circuit protection Undervoltage release 220...250 V AC Auxiliary switch mounting kit 2 AUX (1 NO + 1 NC) | - | 0 | 0
3VL4725-1EC46-0AA0 |  | 3VL4725-1EC46-0AA0 | 1 | UN | 1 | 5 | B | D | EAR99 | N | 85362090 | 1 | 4011209485037 | 8.233 | KG | 2332 | 2135.7 | LP20 | LP20 | circuit breaker VL400N standard breaking capacity Icu=55kA, 415V AC 4-pole, line protection Electronic Trip Unit TM, LI In=250A, rated current IR=200...250A, overload protection, II=1200...2500A, short-circuit protection N protected without auxiliary release without auxiliary/alarm switch | - | 0 | 0
3VL4725-1EC46-0AA0-Z | U01 | 3VL4725-1EC46-0AA0-ZU01 | 1 | UN | 1 | 5 | B | D | EAR99 | N | 85362090 | 1 |  | 7.4 | KG | 2380.4 | 2380.4 | LP20 | LP20 | circuit breaker VL400N standard breaking capacity Icu=55kA, 415V AC 4-pole, line protection Electronic Trip Unit TM, LI In=250A, rated current IR=200...250A, overload protection, II=1200...2500A, short-circuit protection N protected without auxiliary release without auxiliary/alarm switch with Safety Label for USA | - | 0 | 0
3VL4725-1EJ46-0AA0 |  | 3VL4725-1EJ46-0AA0 | 1 | UN | 1 | 5 | B | D | EAR99 | N | 85362090 | 1 | 4011209485044 | 7.936 | KG | 2211 | 2023.5 | LP20 | LP20 | circuit breaker VL400N standard breaking capacity Icu=55kA, 415V AC 4-pole, line protection Electronic Trip Unit TM, LI In=250A, rated current IR=200...250A, overload protection, II=1250...2500A, short-circuit protection N unprotected without auxiliary release without auxiliary/alarm switch | - | 0 | 0
3VL4725-1EJ46-0AA0-Z | U01 | 3VL4725-1EJ46-0AA0-ZU01 | 1 | UN | 1 | 5 | B | D | EAR99 | N | 85362090 | 1 |  | 7.4 | KG | 2259.4 | 2259.4 | LP20 | LP20 | circuit breaker VL400N standard breaking capacity Icu=55kA, 415V AC 4-pole, line protection Electronic Trip Unit TM, LI In=250A, rated current IR=200...250A, overload protection, II=1250...2500A, short-circuit protection N unprotected without auxiliary release without auxiliary/alarm switch with Safety Label for USA | - | 0 | 0
3VL4725-1EJ46-0AB1 |  | 3VL4725-1EJ46-0AB1 | 1 | UN | 1 | 5 | B | D | EAR99 | N | 85362090 | 1 | 4011209756038 | 7.962 | KG | 2286.68 | 2286.68 | LP20 | LP20 | circuit breaker VL400N standard breaking capacity Icu=55kA, 415V AC 4-pole, line protection Electronic Trip Unit TM, LI In=250A, rated current IR=200...250A, overload protection, II=1250...2500A, short-circuit protection N unprotected without auxiliary release Auxiliary switch mounting kit 2 AUX (1 NO + 1 NC) | - | 0 | 0
3VL4725-1EM46-0AA0 |  | 3VL4725-1EM46-0AA0 | 1 | UN | 1 | 5 | B | D | EAR99 | N | 85362090 | 1 | 4011209756045 | 7.4 | KG | 2332 | 2071.5 | LP20 | LP20 | circuit breaker VL400N standard breaking capacity Icu=55kA, 415V AC 4-pole, line protection trip unit, TM, LI In=250A, rated current IR=200...250A, overload prot. II=1250...2500A, short-circuit protection N protected (100%) without auxiliary release without auxiliary/alarm switch | - | 0 | 0
3VL4725-1EM46-0AA0-Z | U01 | 3VL4725-1EM46-0AA0-ZU01 | 1 | UN | 1 | 5 | B | D | EAR99 | N | 85362090 | 1 |  | 7.4 | KG | 2380.4 | 2380.4 | LP20 | LP20 | circuit breaker VL400N standard breaking capacity Icu=55kA, 415V AC 4-pole, line protection trip unit, TM, LI In=250A, rated current IR=200...250A, overload prot. II=1250...2500A, short-circuit protection N protected (100%) without auxiliary release without auxiliary/alarm switch with Safety Label for USA | - | 0 | 0
3VL4725-2DC36-0AA0 |  | 3VL4725-2DC36-0AA0 | 1 | UN | 1 | 5 | B | D | EAR99 | N | 85362090 | 1 | 4011209485051 | 5.96 | KG | 1903 | 1749.1 | LP20 | LP20 | circuit breaker VL400H high breaking capacity Icu=70kA, 415V AC 3-pole, line protection Electronic Trip Unit TM, LI In=250A, rated current IR=200...250A, overload protection, II=1200...2500A, short-circuit protection without auxiliary release without auxiliary/alarm switch | - | 0 | 0
3VL4725-2DC36-0AA0-Z | U01 | 3VL4725-2DC36-0AA0-ZU01 | 1 | UN | 1 | 5 | B | D | EAR99 | N | 85362090 | 1 |  | 5.7 | KG | 1951.4 | 1951.4 | LP20 | LP20 | circuit breaker VL400H high breaking capacity Icu=70kA, 415V AC 3-pole, line protection Electronic Trip Unit TM, LI In=250A, rated current IR=200...250A, overload protection, II=1200...2500A, short-circuit protection without auxiliary release without auxiliary/alarm switch with Safety Label for USA | - | 0 | 0
3VL4725-2DC36-0AB1 |  | 3VL4725-2DC36-0AB1 | 1 | UN | 1 | 5 | B | D | EAR99 | N | 85362090 | 1 | 4011209756052 | 5.96 | KG | 1978.68 | 1978.68 | LP20 | LP20 | circuit breaker VL400H high breaking capacity Icu=70kA, 415V AC 3-pole, line protection Electronic Trip Unit TM, LI In=250A, rated current IR=200...250A, overload protection, II=1200...2500A, short-circuit protection without auxiliary release Auxiliary switch mounting kit 2 AUX (1 NO + 1 NC) | - | 0 | 0
3VL4725-2DC36-0AD1-Z | U01 | 3VL4725-2DC36-0AD1-ZU01 | 1 | UN | 1 | 5 | B | D | EAR99 | N | 85362090 | 1 |  | 5.7 | KG | 2047.65 | 2047.65 | LP20 | LP20 | circuit breaker VL400H high breaking capacity Icu=70kA, 415V AC 3-pole, line protection Electronic Trip Unit TM, LI In=250A, rated current IR=200...250A, overload protection, II=1200...2500A, short-circuit protection without auxiliary release Auxiliary/alarm switch mounting kit 2 AUX (1 NO+1 NC)+1 AS (1 NO) with Safety Label for USA | - | 0 | 0
3VL4725-2DC36-8TB1 |  | 3VL4725-2DC36-8TB1 | 1 | UN | 1 | 5 | B | D | EAR99 | N | 85362090 | 1 | 4011209756069 | 6.167 | KG | 2123.88 | 2123.88 | LP20 | LP20 | circuit breaker VL400H high breaking capacity Icu=70kA, 415V AC 3-pole, line protection Electronic Trip Unit TM, LI In=250A, rated current IR=200...250A, overload protection, II=1200...2500A, short-circuit protection Shunt release 208...277 V AC Auxiliary switch mounting kit 2 AUX (1 NO + 1 NC) | - | 0 | 0
3VL4725-2DK36-0AA0 |  | 3VL4725-2DK36-0AA0 | 1 | UN | 1 | 5 | B | D | EAR99 | N | 85362090 | 1 | 4011209485068 | 6.333 | KG | 1716 | 1573.7 | LP20 | LP20 | circuit breaker VL400H high breaking capacity Icu=70kA, 415V AC 3-pole, starter combination Electronic Trip Unit magnetic In=250A, rated current II=2000...4000A, short-circuit protection without auxiliary release without auxiliary/alarm switch | - | 0 | 0
3VL4725-2DK36-0AA0-Z | U01 | 3VL4725-2DK36-0AA0-ZU01 | 1 | UN | 1 | 5 | B | D | EAR99 | N | 85362090 | 1 |  | 5.7 | KG | 1764.4 | 1764.4 | LP20 | LP20 | circuit breaker VL400H high breaking capacity Icu=70kA, 415V AC 3-pole, starter combination Electronic Trip Unit magnetic In=250A, rated current II=2000...4000A, short-circuit protection without auxiliary release without auxiliary/alarm switch with Safety Label for USA | - | 0 | 0
3VL4725-2DK36-0AB1 |  | 3VL4725-2DK36-0AB1 | 1 | UN | 1 | 5 | B | D | EAR99 | N | 85362090 | 1 | 4011209756076 | 6 | KG | 1791.68 | 1791.68 | LP20 | LP20 | circuit breaker VL400H high breaking capacity Icu=70kA, 415V AC 3-pole, starter combination Electronic Trip Unit magnetic In=250A, rated current II=2000...4000A, short-circuit protection without auxiliary release Auxiliary switch mounting kit 2 AUX (1 NO + 1 NC) | - | 0 | 0
3VL4725-2DK36-0AB1-Z | U01 | 3VL4725-2DK36-0AB1-ZU01 | 1 | UN | 1 | 5 | B | D | EAR99 | N | 85362090 | 1 |  | 5.7 | KG | 1840.08 | 1840.08 | LP20 | LP20 | circuit breaker VL400H high breaking capacity Icu=70kA, 415V AC 3-pole, starter combination Electronic Trip Unit magnetic In=250A, rated current II=2000...4000A, short-circuit protection without auxiliary release Auxiliary switch mounting kit 2 AUX (1 NO + 1 NC) with Safety Label for USA | - | 0 | 0
3VL4725-2DK36-0AD1 |  | 3VL4725-2DK36-0AD1 | 1 | UN | 1 | 5 | B | D | EAR99 | N | 85362090 | 1 | 4011209756083 | 6.22 | KG | 1812.25 | 1812.25 | LP20 | LP20 | circuit breaker VL400H high breaking capacity Icu=70kA, 415V AC 3-pole, starter combination Electronic Trip Unit magnetic In=250A, rated current II=2000...4000A, short-circuit protection without auxiliary release Auxiliary/alarm switch mounting kit 2 AUX (1 NO+1 NC)+1 AS (1 NO) | - | 0 | 0
3VL4725-2DK36-8VA0-Z | U01 | 3VL4725-2DK36-8VA0-ZU01 | 1 | UN | 1 | 5 | B | D | EAR99 | N | 85362090 | 1 |  | 5.7 | KG | 1909.6 | 1909.6 | LP20 | LP20 | circuit breaker VL400H high breaking capacity Icu=70kA, 415V AC 3-pole, starter combination Electronic Trip Unit magnetic In=250A, rated current II=2000...4000A, short-circuit protection Shunt release 380...600 V AC without auxiliary/alarm switch with Safety Label for USA | - | 0 | 0
3VL4725-2EC46-0AA0 |  | 3VL4725-2EC46-0AA0 | 1 | UN | 1 | 5 | B | D | EAR99 | N | 85362090 | 1 | 4011209485075 | 7.93 | KG | 2739 | 2498.2 | LP20 | LP20 | circuit breaker VL400H high breaking capacity Icu=70kA, 415V AC 4-pole, line protection Electronic Trip Unit TM, LI In=250A, rated current IR=200...250A, overload protection, II=1200...2500A, short-circuit protection N protected without auxiliary release without auxiliary/alarm switch | - | 0 | 0
3VL4725-2EC46-0AA0-Z | U01 | 3VL4725-2EC46-0AA0-ZU01 | 1 | UN | 1 | 5 | B | D | EAR99 | N | 85362090 | 1 |  | 7.4 | KG | 2787.4 | 2787.4 | LP20 | LP20 | circuit breaker VL400H high breaking capacity Icu=70kA, 415V AC 4-pole, line protection Electronic Trip Unit TM, LI In=250A, rated current IR=200...250A, overload protection, II=1200...2500A, short-circuit protection N protected without auxiliary release without auxiliary/alarm switch with Safety Label for USA | - | 0 | 0
3VL4725-2EJ46-0AA0 |  | 3VL4725-2EJ46-0AA0 | 1 | UN | 1 | 5 | B | D | EAR99 | N | 85362090 | 1 | 4011209485082 | 7.875 | KG | 2629 | 2397.6 | LP20 | LP20 | circuit breaker VL400H high breaking capacity Icu=70kA, 415V AC 4-pole, line protection Electronic Trip Unit TM, LI In=250A, rated current IR=200...250A, overload protection, II=1250...2500A, short-circuit protection N unprotected without auxiliary release without auxiliary/alarm switch | - | 0 | 0
3VL4725-2EJ46-0AA0-Z | U01 | 3VL4725-2EJ46-0AA0-ZU01 | 1 | UN | 1 | 5 | B | D | EAR99 | N | 85362090 | 1 |  | 7.4 | KG | 2677.4 | 2677.4 | LP20 | LP20 | circuit breaker VL400H high breaking capacity Icu=70kA, 415V AC 4-pole, line protection Electronic Trip Unit TM, LI In=250A, rated current IR=200...250A, overload protection, II=1250...2500A, short-circuit protection N unprotected without auxiliary release without auxiliary/alarm switch with Safety Label for USA | - | 0 | 0
3VL4725-2EM46-0AA0 |  | 3VL4725-2EM46-0AA0 | 1 | UN | 1 | 5 | B | D | EAR99 | N | 85362090 | 1 | 4011209949393 | 7.875 | KG | 2739 | 2498.2 | LP20 | LP20 | circuit breaker VL400H high breaking capacity Icu=70kA, 415V AC 4-pole, line protection trip unit, TM, LI In=250A, rated current IR=200...250A, overload prot. II=1250...2500A, short-circuit protection N protected (100%) without auxiliary release without auxiliary/alarm switch | - | 0 | 0
3VL4725-2EM46-0AA0-Z | U01 | 3VL4725-2EM46-0AA0-ZU01 | 1 | UN | 1 | 5 | B | D | EAR99 | N | 85362090 | 1 |  | 7.4 | KG | 2787.4 | 2787.4 | LP20 | LP20 | circuit breaker VL400H high breaking capacity Icu=70kA, 415V AC 4-pole, line protection trip unit, TM, LI In=250A, rated current IR=200...250A, overload prot. II=1250...2500A, short-circuit protection N protected (100%) without auxiliary release without auxiliary/alarm switch with Safety Label for USA | - | 0 | 0
3VL4725-3DC36-0AA0 |  | 3VL4725-3DC36-0AA0 | 1 | UN | 1 | 5 | B | D | EAR99 | N | 85362090 | 1 | 4011209485099 | 10.86 | KG | 2497 | 2286.1 | LP20 | LP20 | circuit breaker VL400L very high breaking capacity Icu=100kA, 415V AC 3-pole, line protection Electronic Trip Unit TM, LI In=250A, rated current IR=200...250A, overload protection, II=1200...2500A, short-circuit protection without auxiliary release without auxiliary/alarm switch | - | 0 | 0
3VL4725-3DC36-0AA0-Z | U01 | 3VL4725-3DC36-0AA0-ZU01 | 1 | UN | 1 | 5 | B | D | EAR99 | N | 85362090 | 1 |  | 5.7 | KG | 2545.4 | 2545.4 | LP20 | LP20 | circuit breaker VL400L very high breaking capacity Icu=100kA, 415V AC 3-pole, line protection Electronic Trip Unit TM, LI In=250A, rated current IR=200...250A, overload protection, II=1200...2500A, short-circuit protection without auxiliary release without auxiliary/alarm switch with Safety Label for USA | - | 0 | 0
3VL4725-3DK36-0AA0 |  | 3VL4725-3DK36-0AA0 | 1 | UN | 1 | 5 | B | D | EAR99 | N | 85362090 | 1 | 4011209485105 | 6.15 | KG | 2310 | 2123.1 | LP20 | LP20 | circuit breaker VL400L very high breaking capacity Icu=100kA, 415V AC 3-pole, starter combination Electronic Trip Unit magnetic In=250A, rated current II=2000...4000A, short-circuit protection without auxiliary release without auxiliary/alarm switch | - | 0 | 0
3VL4725-3DK36-0AA0-Z | U01 | 3VL4725-3DK36-0AA0-ZU01 | 1 | UN | 1 | 5 | B | D | EAR99 | N | 85362090 | 1 |  | 5.7 | KG | 2358.4 | 2358.4 | LP20 | LP20 | circuit breaker VL400L very high breaking capacity Icu=100kA, 415V AC 3-pole, starter combination Electronic Trip Unit magnetic In=250A, rated current II=2000...4000A, short-circuit protection without auxiliary release without auxiliary/alarm switch with Safety Label for USA | - | 0 | 0
3VL4725-3EC46-0AA0 |  | 3VL4725-3EC46-0AA0 | 1 | UN | 1 | 5 | B | D | EAR99 | N | 85362090 | 1 | 4011209485112 | 8.233 | KG | 3344 | 3060.1 | LP20 | LP20 | circuit breaker VL400L very high breaking capacity Icu=100kA, 415V AC 4-pole, line protection Electronic Trip Unit TM, LI In=250A, rated current IR=200...250A, overload protection, II=1200...2500A, short-circuit protection N protected without auxiliary release without auxiliary/alarm switch | - | 0 | 0
3VL4725-3EC46-0AA0-Z | U01 | 3VL4725-3EC46-0AA0-ZU01 | 1 | UN | 1 | 5 | B | D | EAR99 | N | 85362090 | 1 |  | 7.4 | KG | 3392.4 | 3392.4 | LP20 | LP20 | circuit breaker VL400L very high breaking capacity Icu=100kA, 415V AC 4-pole, line protection Electronic Trip Unit TM, LI In=250A, rated current IR=200...250A, overload protection, II=1200...2500A, short-circuit protection N protected without auxiliary release without auxiliary/alarm switch with Safety Label for USA | - | 0 | 0
3VL4725-3EJ46-0AA0 |  | 3VL4725-3EJ46-0AA0 | 1 | UN | 1 | 5 | B | D | EAR99 | N | 85362090 | 1 | 4011209485129 | 8.233 | KG | 3234 | 2960.5 | LP20 | LP20 | circuit breaker VL400L very high breaking capacity Icu=100kA, 415V AC 4-pole, line protection Electronic Trip Unit TM, LI In=250A, rated current IR=200...250A, overload protection, II=1250...2500A, short-circuit protection N unprotected without auxiliary release without auxiliary/alarm switch | - | 0 | 0
3VL4725-3EJ46-0AA0-Z | U01 | 3VL4725-3EJ46-0AA0-ZU01 | 1 | UN | 1 | 5 | B | D | EAR99 | N | 85362090 | 1 |  | 7.4 | KG | 3282.4 | 3282.4 | LP20 | LP20 | circuit breaker VL400L very high breaking capacity Icu=100kA, 415V AC 4-pole, line protection Electronic Trip Unit TM, LI In=250A, rated current IR=200...250A, overload protection, II=1250...2500A, short-circuit protection N unprotected without auxiliary release without auxiliary/alarm switch with Safety Label for USA | - | 0 | 0
3VL4725-3EM46-0AA0 |  | 3VL4725-3EM46-0AA0 | 1 | UN | 1 | 5 | B | D | EAR99 | N | 85362090 | 1 | 4011209951143 | 8.233 | KG | 3344 | 3060.1 | LP20 | LP20 | circuit breaker VL400L very high breaking capacity Icu=100kA, 415V AC 4-pole, line protection trip unit, TM, LI In=250A, rated current IR=200...250A, overload prot. II=1250...2500A, short-circuit protection N protected (100%) without auxiliary release without auxiliary/alarm switch | - | 0 | 0
3VL4725-3EM46-0AA0-Z | U01 | 3VL4725-3EM46-0AA0-ZU01 | 1 | UN | 1 | 5 | B | D | EAR99 | N | 85362090 | 1 |  | 7.4 | KG | 3392.4 | 3392.4 | LP20 | LP20 | circuit breaker VL400L very high breaking capacity Icu=100kA, 415V AC 4-pole, line protection trip unit, TM, LI In=250A, rated current IR=200...250A, overload prot. II=1250...2500A, short-circuit protection N protected (100%) without auxiliary release without auxiliary/alarm switch with Safety Label for USA | - | 0 | 0
3VL4731-1CJ46-0AA0-Z | U01 | 3VL4731-1CJ46-0AA0-ZU01 | 1 | UN | 1 | 30 | D | D | EAR99 | N | 85362090 | 1 |  | 7.6 | KG | 7011.4 | 7011.4 | LP20 | LP20 | circuit breaker VL400N standard breaking capacity Icu=55kA, 415V AC 4-pole, line protection Electronic Trip Unit LCD ETU40, LI/LS/LSI In=315A, rated current IR=128...315A, overload protection, ISD=1.5 to 10xIR, II=11xIN short-circuit protection N protected without auxiliary release without auxiliary/alarm switch with Safety Label for USA | - | 0 | 0
3VL4731-1CL36-0AA0 |  | 3VL4731-1CL36-0AA0 | 1 | UN | 1 | 30 | D | D | EAR99 | N | 85362090 | 1 | 4011209485327 | 5.9 | KG | 6127 | 6127 | LP20 | LP20 | circuit breaker VL400N standard breaking capacity Icu=55kA, 415V AC 3-pole, line protection Electronic Trip Unit LCD ETU42, LSIG 3 phases/3 lines In=315A, rated current IR=128...315A, overload protection, ISD=1.5 to 10xIR, II=11xIN short-circuit protection without auxiliary release without auxiliary/alarm switch | - | 0 | 0
3VL4731-1CL36-0AA0-Z | U01 | 3VL4731-1CL36-0AA0-ZU01 | 1 | UN | 1 | 30 | D | D | EAR99 | N | 85362090 | 1 |  | 5.9 | KG | 6175.4 | 6175.4 | LP20 | LP20 | circuit breaker VL400N standard breaking capacity Icu=55kA, 415V AC 3-pole, line protection Electronic Trip Unit LCD ETU42, LSIG 3 phases/3 lines In=315A, rated current IR=128...315A, overload protection, ISD=1.5 to 10xIR, II=11xIN short-circuit protection without auxiliary release without auxiliary/alarm switch with Safety Label for USA | - | 0 | 0
3VL4731-1CN46-0AA0 |  | 3VL4731-1CN46-0AA0 | 1 | UN | 1 | 30 | D | D | EAR99 | N | 85362090 | 1 | 4011209485341 | 7.6 | KG | 6963 | 6963 | LP20 | LP20 | circuit breaker VL400N standard breaking capacity Icu=55kA, 415V AC 4-pole, line protection Electronic Trip Unit LCD ETU42, LSIG In=315A, rated current IR=128...315A, overload protection, ISD=1.5 to 10xIR, II=11xIN short-circuit protection N protected with ground-fault protection without auxiliary release without auxiliary/alarm switch | - | 0 | 0
3VL4731-1CN46-0AA0-Z | U01 | 3VL4731-1CN46-0AA0-ZU01 | 1 | UN | 1 | 30 | D | D | EAR99 | N | 85362090 | 1 |  | 7.6 | KG | 7011.4 | 7011.4 | LP20 | LP20 | circuit breaker VL400N standard breaking capacity Icu=55kA, 415V AC 4-pole, line protection Electronic Trip Unit LCD ETU42, LSIG In=315A, rated current IR=128...315A, overload protection, ISD=1.5 to 10xIR, II=11xIN short-circuit protection N protected with ground-fault protection without auxiliary release without auxiliary/alarm switch with Safety Label for USA | - | 0 | 0
3VL4731-1CN46-0AD1 |  | 3VL4731-1CN46-0AD1 | 1 | UN | 1 | 30 | D | D | EAR99 | N | 85362090 | 1 | 4011209756250 | 8.294 | KG | 7059.25 | 7059.25 | LP20 | LP20 | circuit breaker VL400N standard breaking capacity Icu=55kA, 415V AC 4-pole, line protection Electronic Trip Unit LCD ETU42, LSIG In=315A, rated current IR=128...315A, overload protection, ISD=1.5 to 10xIR, II=11xIN short-circuit protection N protected with ground-fault protection without auxiliary release Auxiliary/alarm switch mounting kit 2 AUX (1 NO+1 NC)+1 AS (1 NO) | - | 0 | 0
3VL4731-1CP36-0AA0 |  | 3VL4731-1CP36-0AA0 | 1 | UN | 1 | 30 | D | D | EAR99 | N | 85362090 | 1 | 4011209485358 | 5.9 | KG | 5478 | 5478 | LP20 | LP20 | circuit breaker VL400N standard breaking capacity Icu=55kA, 415V AC 3-pole, motor/generator prot. Electronic Trip Unit LCD ETU40M, LI In=315A, rated current IR=128...315A, overload protection, II=1.25 to 11xIN, short-circuit protection without auxiliary release without auxiliary/alarm switch | - | 0 | 0
3VL4731-1CP36-0AA0-Z | U01 | 3VL4731-1CP36-0AA0-ZU01 | 1 | UN | 1 | 30 | D | D | EAR99 | N | 85362090 | 1 |  | 5.9 | KG | 5526.4 | 5526.4 | LP20 | LP20 | circuit breaker VL400N standard breaking capacity Icu=55kA, 415V AC 3-pole, motor/generator prot. Electronic Trip Unit LCD ETU40M, LI In=315A, rated current IR=128...315A, overload protection, II=1.25 to 11xIN, short-circuit protection without auxiliary release without auxiliary/alarm switch with Safety Label for USA | - | 0 | 0
3VL4731-1CP36-0AD1 |  | 3VL4731-1CP36-0AD1 | 1 | UN | 1 | 30 | D | D | EAR99 | N | 85362090 | 1 | 4011209756267 | 5.9 | KG | 5574.25 | 5574.25 | LP20 | LP20 | circuit breaker VL400N standard breaking capacity Icu=55kA, 415V AC 3-pole, motor/generator prot. Electronic Trip Unit LCD ETU40M, LI In=315A, rated current IR=128...315A, overload protection, II=1.25 to 11xIN, short-circuit protection without auxiliary release Auxiliary/alarm switch mounting kit 2 AUX (1 NO+1 NC)+1 AS (1 NO) | - | 0 | 0
3VL4731-1CP36-0AD1-Z | U01 | 3VL4731-1CP36-0AD1-ZU01 | 1 | UN | 1 | 30 | D | D | EAR99 | N | 85362090 | 1 |  | 5.9 | KG | 5622.65 | 5622.65 | LP20 | LP20 | circuit breaker VL400N standard breaking capacity Icu=55kA, 415V AC 3-pole, motor/generator prot. Electronic Trip Unit LCD ETU40M, LI In=315A, rated current IR=128...315A, overload protection, II=1.25 to 11xIN, short-circuit protection without auxiliary release Auxiliary/alarm switch mounting kit 2 AUX (1 NO+1 NC)+1 AS (1 NO) with Safety Label for USA | - | 0 | 0
3VL4731-1CP36-8TB1 |  | 3VL4731-1CP36-8TB1 | 1 | UN | 1 | 30 | D | D | EAR99 | N | 85362090 | 1 | 4011209756274 | 5.9 | KG | 5698.88 | 5698.88 | LP20 | LP20 | circuit breaker VL400N standard breaking capacity Icu=55kA, 415V AC 3-pole, motor/generator prot. Electronic Trip Unit LCD ETU40M, LI In=315A, rated current IR=128...315A, overload protection, II=1.25 to 11xIN, short-circuit protection Shunt release 208...277 V AC Auxiliary switch mounting kit 2 AUX (1 NO + 1 NC) | - | 0 | 0
3VL4731-1DC36-0AA0 |  | 3VL4731-1DC36-0AA0 | 1 | UN | 1 | 5 | B | D | EAR99 | N | 85362090 | 1 | 4011209485365 | 5.7 | KG | 1694 | 1548.8 | LP20 | LP20 | circuit breaker VL400N standard breaking capacity Icu=55kA, 415V AC 3-pole, line protection Electronic Trip Unit TM, LI In=315A, rated current IR=250...315A, overload protection, II=1575...3150A, short-circuit protection without auxiliary release without auxiliary/alarm switch | - | 0 | 0
3VL4731-1DC36-0AA0-Z | U01 | 3VL4731-1DC36-0AA0-ZU01 | 1 | UN | 1 | 5 | B | D | EAR99 | N | 85362090 | 1 |  | 5.7 | KG | 1742.4 | 1742.4 | LP20 | LP20 | circuit breaker VL400N standard breaking capacity Icu=55kA, 415V AC 3-pole, line protection Electronic Trip Unit TM, LI In=315A, rated current IR=250...315A, overload protection, II=1575...3150A, short-circuit protection without auxiliary release without auxiliary/alarm switch with Safety Label for USA | - | 0 | 0
3VL4731-1DC36-0AB1 |  | 3VL4731-1DC36-0AB1 | 1 | UN | 1 | 5 | B | D | EAR99 | N | 85362090 | 1 | 4011209756281 | 6.245 | KG | 1769.68 | 1769.68 | LP20 | LP20 | circuit breaker VL400N standard breaking capacity Icu=55kA, 415V AC 3-pole, line protection Electronic Trip Unit TM, LI In=315A, rated current IR=250...315A, overload protection, II=1575...3150A, short-circuit protection without auxiliary release Auxiliary switch mounting kit 2 AUX (1 NO + 1 NC) | - | 0 | 0
3VL4731-1DC36-0AB1-Z | U01 | 3VL4731-1DC36-0AB1-ZU01 | 1 | UN | 1 | 5 | B | D | EAR99 | N | 85362090 | 1 |  | 5.7 | KG | 1818.08 | 1818.08 | LP20 | LP20 | circuit breaker VL400N standard breaking capacity Icu=55kA, 415V AC 3-pole, line protection Electronic Trip Unit TM, LI In=315A, rated current IR=250...315A, overload protection, II=1575...3150A, short-circuit protection without auxiliary release Auxiliary switch mounting kit 2 AUX (1 NO + 1 NC) with Safety Label for USA | - | 0 | 0
3VL4731-1DC36-0AD1 |  | 3VL4731-1DC36-0AD1 | 1 | UN | 1 | 5 | B | D | EAR99 | N | 85362090 | 1 | 4011209756298 | 6.251 | KG | 1790.25 | 1790.25 | LP20 | LP20 | circuit breaker VL400N standard breaking capacity Icu=55kA, 415V AC 3-pole, line protection Electronic Trip Unit TM, LI In=315A, rated current IR=250...315A, overload protection, II=1575...3150A, short-circuit protection without auxiliary release Auxiliary/alarm switch mounting kit 2 AUX (1 NO+1 NC)+1 AS (1 NO) | - | 0 | 0
3VL4731-1DC36-0AD1-Z | U01 | 3VL4731-1DC36-0AD1-ZU01 | 1 | UN | 1 | 5 | B | D | EAR99 | N | 85362090 | 1 |  | 5.7 | KG | 1838.65 | 1838.65 | LP20 | LP20 | circuit breaker VL400N standard breaking capacity Icu=55kA, 415V AC 3-pole, line protection Electronic Trip Unit TM, LI In=315A, rated current IR=250...315A, overload protection, II=1575...3150A, short-circuit protection without auxiliary release Auxiliary/alarm switch mounting kit 2 AUX (1 NO+1 NC)+1 AS (1 NO) with Safety Label for USA | - | 0 | 0
3VL4731-1DC36-2HA0 |  | 3VL4731-1DC36-2HA0 | 1 | UN | 1 | 5 | B | D | EAR99 | N | 85362090 | 1 | 4011209756304 | 6.162 | KG | 1885.4 | 1885.4 | LP20 | LP20 | circuit breaker VL400N standard breaking capacity Icu=55kA, 415V AC 3-pole, line protection Electronic Trip Unit TM, LI In=315A, rated current IR=250...315A, overload protection, II=1575...3150A, short-circuit protection Undervoltage release 220...250 V AC without auxiliary/alarm switch | - | 0 | 0
3VL4731-1DC36-2JA0-Z | U01 | 3VL4731-1DC36-2JA0-ZU01 | 1 | UN | 1 | 5 | B | D | EAR99 | N | 85362090 | 1 |  | 5.7 | KG | 1933.8 | 1933.8 | LP20 | LP20 | circuit breaker VL400N standard breaking capacity Icu=55kA, 415V AC 3-pole, line protection Electronic Trip Unit TM, LI In=315A, rated current IR=250...315A, overload protection, II=1575...3150A, short-circuit protection Undervoltage release 380...415 V AC without auxiliary/alarm switch with Safety Label for USA | - | 0 | 0
3VL4731-1DC36-2LB1 |  | 3VL4731-1DC36-2LB1 | 1 | UN | 1 | 5 | B | D | EAR99 | N | 85362090 | 1 | 4011209756311 | 6.213 | KG | 1961.08 | 1961.08 | LP20 | LP20 | circuit breaker VL400N standard breaking capacity Icu=55kA, 415V AC 3-pole, line protection Electronic Trip Unit TM, LI In=315A, rated current IR=250...315A, overload protection, II=1575...3150A, short-circuit protection Undervoltage release 500...525 V AC Auxiliary switch mounting kit 2 AUX (1 NO + 1 NC) | - | 0 | 0
3VL4731-1DC36-8CB1 |  | 3VL4731-1DC36-8CB1 | 1 | UN | 1 | 5 | B | D | EAR99 | N | 85362090 | 1 | 4011209756328 | 6.251 | KG | 1914.88 | 1914.88 | LP20 | LP20 | circuit breaker VL400N standard breaking capacity Icu=55kA, 415V AC 3-pole, line protection Electronic Trip Unit TM, LI In=315A, rated current IR=250...315A, overload protection, II=1575...3150A, short-circuit protection Shunt release 24 V AC/DC Auxiliary switch mounting kit 2 AUX (1 NO + 1 NC) | - | 0 | 0
3VL4731-1DC36-8TA0 |  | 3VL4731-1DC36-8TA0 | 1 | UN | 1 | 5 | B | D | EAR99 | N | 85362090 | 1 | 4011209756335 | 6.201 | KG | 1839.2 | 1839.2 | LP20 | LP20 | circuit breaker VL400N standard breaking capacity Icu=55kA, 415V AC 3-pole, line protection Electronic Trip Unit TM, LI In=315A, rated current IR=250...315A, overload protection, II=1575...3150A, short-circuit protection Shunt release 208...277 V AC without auxiliary/alarm switch | - | 0 | 0
3VL4731-1DK36-0AA0 |  | 3VL4731-1DK36-0AA0 | 1 | UN | 1 | 5 | B | D | EAR99 | N | 85362090 | 1 | 4011209756342 | 6.105 | KG | 1694 | 1548.8 | LP20 | LP20 | circuit breaker VL400N standard breaking capacity Icu=55kA, 415V AC 3-pole, starter combination Electronic Trip Unit magnetic In=315A, rated current II=2000...4000A, short-circuit protection without auxiliary release without auxiliary/alarm switch | - | 0 | 0
3VL4731-1DK36-0AA0-Z | U01 | 3VL4731-1DK36-0AA0-ZU01 | 1 | UN | 1 | 5 | B | D | EAR99 | N | 85362090 | 1 |  | 5.7 | KG | 1742.4 | 1742.4 | LP20 | LP20 | circuit breaker VL400N standard breaking capacity Icu=55kA, 415V AC 3-pole, starter combination Electronic Trip Unit magnetic In=315A, rated current II=2000...4000A, short-circuit protection without auxiliary release without auxiliary/alarm switch with Safety Label for USA | - | 0 | 0
3VL4731-1DK36-0AB1 |  | 3VL4731-1DK36-0AB1 | 1 | UN | 1 | 5 | B | D | EAR99 | N | 85362090 | 1 | 4011209756359 | 5.7 | KG | 1769.68 | 1769.68 | LP20 | LP20 | circuit breaker VL400N standard breaking capacity Icu=55kA, 415V AC 3-pole, starter combination Electronic Trip Unit magnetic In=315A, rated current II=2000...4000A, short-circuit protection without auxiliary release Auxiliary switch mounting kit 2 AUX (1 NO + 1 NC) | - | 0 | 0
3VL4731-1DK36-0AD1 |  | 3VL4731-1DK36-0AD1 | 1 | UN | 1 | 5 | B | D | EAR99 | N | 85362090 | 1 | 4011209756366 | 5.97 | KG | 1790.25 | 1790.25 | LP20 | LP20 | circuit breaker VL400N standard breaking capacity Icu=55kA, 415V AC 3-pole, starter combination Electronic Trip Unit magnetic In=315A, rated current II=2000...4000A, short-circuit protection without auxiliary release Auxiliary/alarm switch mounting kit 2 AUX (1 NO+1 NC)+1 AS (1 NO) | - | 0 | 0
3VL4731-1EC46-0AA0 |  | 3VL4731-1EC46-0AA0 | 1 | UN | 1 | 5 | B | D | EAR99 | N | 85362090 | 1 | 4011209485372 | 7.91 | KG | 2332 | 2135.7 | LP20 | LP20 | circuit breaker VL400N standard breaking capacity Icu=55kA, 415V AC 4-pole, line protection Electronic Trip Unit TM, LI In=315A, rated current IR=250...315A, overload protection, II=1575...3150A, short-circuit protection N protected without auxiliary release without auxiliary/alarm switch | - | 0 | 0
3VL4731-1EC46-0AA0-Z | U01 | 3VL4731-1EC46-0AA0-ZU01 | 1 | UN | 1 | 5 | B | D | EAR99 | N | 85362090 | 1 |  | 7.4 | KG | 2380.4 | 2380.4 | LP20 | LP20 | circuit breaker VL400N standard breaking capacity Icu=55kA, 415V AC 4-pole, line protection Electronic Trip Unit TM, LI In=315A, rated current IR=250...315A, overload protection, II=1575...3150A, short-circuit protection N protected without auxiliary release without auxiliary/alarm switch with Safety Label for USA | - | 0 | 0
3VL4731-1EC46-0AB1 |  | 3VL4731-1EC46-0AB1 | 1 | UN | 1 | 5 | B | D | EAR99 | N | 85362090 | 1 | 4011209756373 | 8.017 | KG | 2407.68 | 2407.68 | LP20 | LP20 | circuit breaker VL400N standard breaking capacity Icu=55kA, 415V AC 4-pole, line protection Electronic Trip Unit TM, LI In=315A, rated current IR=250...315A, overload protection, II=1575...3150A, short-circuit protection N protected without auxiliary release Auxiliary switch mounting kit 2 AUX (1 NO + 1 NC) | - | 0 | 0
3VL4731-1EC46-0AD1 |  | 3VL4731-1EC46-0AD1 | 1 | UN | 1 | 5 | B | D | EAR99 | N | 85362090 | 1 | 4011209756380 | 7.986 | KG | 2428.25 | 2428.25 | LP20 | LP20 | circuit breaker VL400N standard breaking capacity Icu=55kA, 415V AC 4-pole, line protection Electronic Trip Unit TM, LI In=315A, rated current IR=250...315A, overload protection, II=1575...3150A, short-circuit protection N protected without auxiliary release Auxiliary/alarm switch mounting kit 2 AUX (1 NO+1 NC)+1 AS (1 NO) | - | 0 | 0
3VL4731-1EC46-8TD1 |  | 3VL4731-1EC46-8TD1 | 1 | UN | 1 | 5 | B | D | EAR99 | N | 85362090 | 1 | 4011209756397 | 7.4 | KG | 2573.45 | 2573.45 | LP20 | LP20 | circuit breaker VL400N standard breaking capacity Icu=55kA, 415V AC 4-pole, line protection Electronic Trip Unit TM, LI In=315A, rated current IR=250...315A, overload protection, II=1575...3150A, short-circuit protection N protected Shunt release 208...277 V AC Auxiliary/alarm switch mounting kit 2 AUX (1 NO+1 NC)+1 AS (1 NO) | - | 0 | 0
3VL4731-1EJ46-0AA0 |  | 3VL4731-1EJ46-0AA0 | 1 | UN | 1 | 5 | B | D | EAR99 | N | 85362090 | 1 | 4011209485389 | 8.09 | KG | 2211 | 2023.5 | LP20 | LP20 | circuit breaker VL400N standard breaking capacity Icu=55kA, 415V AC 4-pole, line protection Electronic Trip Unit TM, LI In=315A, rated current IR=250...315A, overload protection, II=1575...3150A, short-circuit protection N unprotected without auxiliary release without auxiliary/alarm switch | - | 0 | 0
3VL4731-1EJ46-0AA0-Z | U01 | 3VL4731-1EJ46-0AA0-ZU01 | 1 | UN | 1 | 5 | B | D | EAR99 | N | 85362090 | 1 |  | 7.4 | KG | 2259.4 | 2259.4 | LP20 | LP20 | circuit breaker VL400N standard breaking capacity Icu=55kA, 415V AC 4-pole, line protection Electronic Trip Unit TM, LI In=315A, rated current IR=250...315A, overload protection, II=1575...3150A, short-circuit protection N unprotected without auxiliary release without auxiliary/alarm switch with Safety Label for USA | - | 0 | 0
3VL4731-1EJ46-0AB1 |  | 3VL4731-1EJ46-0AB1 | 1 | UN | 1 | 5 | B | D | EAR99 | N | 85362090 | 1 | 4011209756403 | 8.156 | KG | 2286.68 | 2286.68 | LP20 | LP20 | circuit breaker VL400N standard breaking capacity Icu=55kA, 415V AC 4-pole, line protection Electronic Trip Unit TM, LI In=315A, rated current IR=250...315A, overload protection, II=1575...3150A, short-circuit protection N unprotected without auxiliary release Auxiliary switch mounting kit 2 AUX (1 NO + 1 NC) | - | 0 | 0
3VL4731-1EJ46-2HD1 |  | 3VL4731-1EJ46-2HD1 | 1 | UN | 1 | 5 | B | D | EAR99 | N | 85362090 | 1 | 4011209756410 | 8.04 | KG | 2498.65 | 2498.65 | LP20 | LP20 | circuit breaker VL400N standard breaking capacity Icu=55kA, 415V AC 4-pole, line protection Electronic Trip Unit TM, LI In=315A, rated current IR=250...315A, overload protection, II=1575...3150A, short-circuit protection N unprotected Undervoltage release 220...250 V AC Auxiliary/alarm switch mounting kit 2 AUX (1 NO+1 NC)+1 AS (1 NO) | - | 0 | 0
3VL4731-1EJ46-8KD1 |  | 3VL4731-1EJ46-8KD1 | 1 | UN | 1 | 5 | B | D | EAR99 | N | 85362090 | 1 | 4011209756427 | 7.941 | KG | 2452.45 | 2452.45 | LP20 | LP20 | circuit breaker VL400N standard breaking capacity Icu=55kA, 415V AC 4-pole, line protection Electronic Trip Unit TM, LI In=315A, rated current IR=250...315A, overload protection, II=1575...3150A, short-circuit protection N unprotected Shunt release 110...127 V DC Auxiliary/alarm switch mounting kit 2 AUX (1 NO+1 NC)+1 AS (1 NO) | - | 0 | 0
3VL4731-1EJ46-8TA0 |  | 3VL4731-1EJ46-8TA0 | 1 | UN | 1 | 5 | B | D | EAR99 | N | 85362090 | 1 | 4011209756434 | 7.888 | KG | 2356.2 | 2356.2 | LP20 | LP20 | circuit breaker VL400N standard breaking capacity Icu=55kA, 415V AC 4-pole, line protection Electronic Trip Unit TM, LI In=315A, rated current IR=250...315A, overload protection, II=1575...3150A, short-circuit protection N unprotected Shunt release 208...277 V AC without auxiliary/alarm switch | - | 0 | 0
3VL4731-1EM46-0AA0 |  | 3VL4731-1EM46-0AA0 | 1 | UN | 1 | 5 | B | D | EAR99 | N | 85362090 | 1 | 4011209700567 | 10.86 | KG | 2332 | 2135.7 | LP20 | LP20 | circuit breaker VL400N standard breaking capacity Icu=55kA, 415V AC 4-pole, line protection trip unit, TM, LI In=315A, rated current IR=250...315A, overload prot. II=1575...3150A, short-circuit protection N protected (100%) without auxiliary release without auxiliary/alarm switch | - | 0 | 0
3VL4731-1EM46-0AA0-Z | U01 | 3VL4731-1EM46-0AA0-ZU01 | 1 | UN | 1 | 5 | B | D | EAR99 | N | 85362090 | 1 |  | 7.4 | KG | 2380.4 | 2380.4 | LP20 | LP20 | circuit breaker VL400N standard breaking capacity Icu=55kA, 415V AC 4-pole, line protection trip unit, TM, LI In=315A, rated current IR=250...315A, overload prot. II=1575...3150A, short-circuit protection N protected (100%) without auxiliary release without auxiliary/alarm switch with Safety Label for USA | - | 0 | 0
3VL4731-1LA46-0AA0 |  | 3VL4731-1LA46-0AA0 | 1 | UN | 1 | 5 | B | D | EAR99 | N | 85362090 | 1 | 4011209873803 | 7.941 | KG | 3542 | 3542 | LP20 | LP20 | circuit breaker VL400N standard breaking capacity Icu=55kA, 415V AC 4-pole, line protection Electronic Trip Unit ETU10, LI In=315A, rated current IR=128...315A, overload protection, II=1.25 to 11xIN, short-circuit protection N protected shipbuilding certificate for LRS, DNV and gL without auxiliary release without auxiliary/alarm switch | - | 0 | 0
3VL4731-1LA46-0AA0-Z | U01 | 3VL4731-1LA46-0AA0-ZU01 | 1 | UN | 1 | 5 | B | D | EAR99 | N | 85362090 | 1 |  | 7.6 | KG | 3590.4 | 3590.4 | LP20 | LP20 | circuit breaker VL400N standard breaking capacity Icu=55kA, 415V AC 4-pole, line protection Electronic Trip Unit ETU10, LI In=315A, rated current IR=128...315A, overload protection, II=1.25 to 11xIN, short-circuit protection N protected shipbuilding certificate for LRS, DNV and gL without auxiliary release without auxiliary/alarm switch with Safety Label for USA | - | 0 | 0
3VL4731-1LB36-0AA0 |  | 3VL4731-1LB36-0AA0 | 1 | UN | 1 | 5 | B | D | EAR99 | N | 85362090 | 1 | 4011209873506 | 6.288 | KG | 2563 | 2563 | LP20 | LP20 | circuit breaker VL400N standard breaking capacity Icu=55kA, 415V AC 3-pole, line protection Electronic Trip Unit ETU10, LI In=315A, rated current IR=128...315A, overload protection, II=1.25 to 11xIN, short-circuit protection shipbuilding certificate for LRS, DNV and gL without auxiliary release without auxiliary/alarm switch | - | 0 | 0
3VL4731-1LB36-0AA0-Z | U01 | 3VL4731-1LB36-0AA0-ZU01 | 1 | UN | 1 | 5 | B | D | EAR99 | N | 85362090 | 1 |  | 5.9 | KG | 2611.4 | 2611.4 | LP20 | LP20 | circuit breaker VL400N standard breaking capacity Icu=55kA, 415V AC 3-pole, line protection Electronic Trip Unit ETU10, LI In=315A, rated current IR=128...315A, overload protection, II=1.25 to 11xIN, short-circuit protection shipbuilding certificate for LRS, DNV and gL without auxiliary release without auxiliary/alarm switch with Safety Label for USA | - | 0 | 0
3VL4731-1LE36-0AA0 |  | 3VL4731-1LE36-0AA0 | 1 | UN | 1 | 5 | B | D | EAR99 | N | 85362090 | 1 | 4011209873629 | 6.288 | KG | 2871 | 2871 | LP20 | LP20 | circuit breaker VL400N standard breaking capacity Icu=55kA, 415V AC 3-pole, line protection Electronic Trip Unit ETU20, LSI In=315A, rated current IR=128...315A, overload protection, ISD=1.5 to 10xIR, II=11xIN short-circuit protection shipbuilding certificate for LRS, DNV and gL without auxiliary release without auxiliary/alarm switch | - | 0 | 0
3VL4731-1LE36-0AA0-Z | U01 | 3VL4731-1LE36-0AA0-ZU01 | 1 | UN | 1 | 5 | B | D | EAR99 | N | 85362090 | 1 |  | 5.9 | KG | 2919.4 | 2919.4 | LP20 | LP20 | circuit breaker VL400N standard breaking capacity Icu=55kA, 415V AC 3-pole, line protection Electronic Trip Unit ETU20, LSI In=315A, rated current IR=128...315A, overload protection, ISD=1.5 to 10xIR, II=11xIN short-circuit protection shipbuilding certificate for LRS, DNV and gL without auxiliary release without auxiliary/alarm switch with Safety Label for USA | - | 0 | 0
3VL4731-1LF46-0AA0 |  | 3VL4731-1LF46-0AA0 | 1 | UN | 1 | 5 | B | D | EAR99 | N | 85362090 | 1 | 4011209873926 | 7.941 | KG | 3894 | 3894 | LP20 | LP20 | circuit breaker VL400N standard breaking capacity Icu=55kA, 415V AC 4-pole, line protection Electronic Trip Unit ETU20, LSI In=315A, rated current IR=128...315A, overload protection, ISD=1.5 to 10xIR, II=11xIN short-circuit protection N protected shipbuilding certificate for LRS, DNV and gL without auxiliary release without auxiliary/alarm switch | - | 0 | 0
3VL4731-1LF46-0AA0-Z | U01 | 3VL4731-1LF46-0AA0-ZU01 | 1 | UN | 1 | 5 | B | D | EAR99 | N | 85362090 | 1 |  | 7.6 | KG | 3942.4 | 3942.4 | LP20 | LP20 | circuit breaker VL400N standard breaking capacity Icu=55kA, 415V AC 4-pole, line protection Electronic Trip Unit ETU20, LSI In=315A, rated current IR=128...315A, overload protection, ISD=1.5 to 10xIR, II=11xIN short-circuit protection N protected shipbuilding certificate for LRS, DNV and gL without auxiliary release without auxiliary/alarm switch with Safety Label for USA | - | 0 | 0
3VL4731-1LS36-0AA0 |  | 3VL4731-1LS36-0AA0 | 1 | UN | 1 | 5 | B | D | EAR99 | N | 85362090 | 1 | 4011209873742 | 6.288 | KG | 3135 | 3135 | LP20 | LP20 | circuit breaker VL400N standard breaking capacity Icu=55kA, 415V AC 3-pole, motor protection Electronic Trip Unit ETU30M, LI IR=125...315A, overload prot., TC=10A...30, II=6/8/11 xIN, short-circuit protection shipbuilding certificate for LRS, DNV and gL shipbuilding certificate for LRS, DNV and gL without auxiliary release without auxiliary/alarm switch | - | 0 | 0
3VL4731-1LS36-0AA0-Z | U01 | 3VL4731-1LS36-0AA0-ZU01 | 1 | UN | 1 | 5 | B | D | EAR99 | N | 85362090 | 1 |  | 5.9 | KG | 3183.4 | 3183.4 | LP20 | LP20 | circuit breaker VL400N standard breaking capacity Icu=55kA, 415V AC 3-pole, motor protection Electronic Trip Unit ETU30M, LI IR=125...315A, overload prot., TC=10A...30, II=6/8/11 xIN, short-circuit protection shipbuilding certificate for LRS, DNV and gL shipbuilding certificate for LRS, DNV and gL without auxiliary release without auxiliary/alarm switch with Safety Label for USA | - | 0 | 0
3VL4731-1MB36-0AA0 |  | 3VL4731-1MB36-0AA0 | 1 | UN | 1 | 5 | B | D | EAR99 | N | 85362090 | 1 | 4011209811935 | 6.288 | KG | 2365 | 2365 | LP20 | LP20 | circuit breaker VL400N standard breaking capacity Icu=55kA, 415V AC 3-pole, line protection Electronic Trip Unit ETU10, LI In=315A, rated current IR=128...315A, overload protection, II=1.25 to 11xIN, short-circuit protection without auxiliary release ETU communication-capable without auxiliary/alarm switch | - | 0 | 0
3VL4731-1MB36-0AA0-Z | U01 | 3VL4731-1MB36-0AA0-ZU01 | 1 | UN | 1 | 5 | B | D | EAR99 | N | 85362090 | 1 |  | 5.9 | KG | 2413.4 | 2413.4 | LP20 | LP20 | circuit breaker VL400N standard breaking capacity Icu=55kA, 415V AC 3-pole, line protection Electronic Trip Unit ETU10, LI In=315A, rated current IR=128...315A, overload protection, II=1.25 to 11xIN, short-circuit protection without auxiliary release ETU communication-capable without auxiliary/alarm switch with Safety Label for USA | - | 0 | 0
3VL4731-1ME36-0AA0 |  | 3VL4731-1ME36-0AA0 | 1 | UN | 1 | 5 | B | D | EAR99 | N | 85362090 | 1 | 4011209811959 | 6.288 | KG | 2552 | 2552 | LP20 | LP20 | circuit breaker VL400N standard breaking capacity Icu=55kA, 415V AC 3-pole, line protection Electronic Trip Unit ETU20, LSI In=315A, rated current IR=128...315A, overload protection, ISD=1.5 to 10xIR, II=11xIN short-circuit protection without auxiliary release ETU communication-capable without auxiliary/alarm switch | - | 0 | 0
3VL4731-1ME36-0AA0-Z | U01 | 3VL4731-1ME36-0AA0-ZU01 | 1 | UN | 1 | 5 | B | D | EAR99 | N | 85362090 | 1 |  | 5.9 | KG | 2600.4 | 2600.4 | LP20 | LP20 | circuit breaker VL400N standard breaking capacity Icu=55kA, 415V AC 3-pole, line protection Electronic Trip Unit ETU20, LSI In=315A, rated current IR=128...315A, overload protection, ISD=1.5 to 10xIR, II=11xIN short-circuit protection without auxiliary release ETU communication-capable without auxiliary/alarm switch with Safety Label for USA | - | 0 | 0
3VL4731-1MF36-0AA0 |  | 3VL4731-1MF36-0AA0 | 1 | UN | 1 | 5 | B | D | EAR99 | N | 85362090 | 1 | 4011209811973 | 6.288 | KG | 3234 | 3234 | LP20 | LP20 | circuit breaker VL400N standard breaking capacity Icu=55kA, 415V AC 3-pole, line protection Electronic Trip Unit ETU12, LIGN 3 phases/4 lines In=315A, rated current IR=128...315A, overload protection, II=1.25 to 11xIN, short-circuit protection without auxiliary release ETU communication-capable without auxiliary/alarm switch | - | 0 | 0
3VL4731-1MF36-0AA0-Z | U01 | 3VL4731-1MF36-0AA0-ZU01 | 1 | UN | 1 | 5 | B | D | EAR99 | N | 85362090 | 1 |  | 5.9 | KG | 3282.4 | 3282.4 | LP20 | LP20 | circuit breaker VL400N standard breaking capacity Icu=55kA, 415V AC 3-pole, line protection Electronic Trip Unit ETU12, LIGN 3 phases/4 lines In=315A, rated current IR=128...315A, overload protection, II=1.25 to 11xIN, short-circuit protection without auxiliary release ETU communication-capable without auxiliary/alarm switch with Safety Label for USA | - | 0 | 0
3VL4731-1MG36-0AA0 |  | 3VL4731-1MG36-0AA0 | 1 | UN | 1 | 5 | B | D | EAR99 | N | 85362090 | 1 | 4011209811997 | 6.288 | KG | 3058 | 3058 | LP20 | LP20 | circuit breaker VL400N standard breaking capacity Icu=55kA, 415V AC 3-pole, line protection Electronic Trip Unit ETU22, LSIG 3 phases/3 lines In=315A, rated current IR=128...315A, overload protection, ISD=1.5 to 10xIR, II=11xIN short-circuit protection without auxiliary release ETU communication-capable without auxiliary/alarm switch | - | 0 | 0
3VL4731-1MG36-0AA0-Z | U01 | 3VL4731-1MG36-0AA0-ZU01 | 1 | UN | 1 | 5 | B | D | EAR99 | N | 85362090 | 1 |  | 5.9 | KG | 3106.4 | 3106.4 | LP20 | LP20 | circuit breaker VL400N standard breaking capacity Icu=55kA, 415V AC 3-pole, line protection Electronic Trip Unit ETU22, LSIG 3 phases/3 lines In=315A, rated current IR=128...315A, overload protection, ISD=1.5 to 10xIR, II=11xIN short-circuit protection without auxiliary release ETU communication-capable without auxiliary/alarm switch with Safety Label for USA | - | 0 | 0
3VL4731-1MH36-0AA0 |  | 3VL4731-1MH36-0AA0 | 1 | UN | 1 | 5 | B | D | EAR99 | N | 85362090 | 1 | 4011209812017 | 6.288 | KG | 3058 | 3058 | LP20 | LP20 | circuit breaker VL400N standard breaking capacity Icu=55kA, 415V AC 3-pole, line protection Electronic Trip Unit ETU22, LSIG 3 phases/4 lines with connecting cable In=315A, rated current IR=128...315A, overload protection, ISD=1.5 to 10xIR, II=11xIN short-circuit protection without auxiliary release ETU communication-capable without auxiliary/alarm switch | - | 0 | 0
3VL4731-1MH36-0AA0-Z | U01 | 3VL4731-1MH36-0AA0-ZU01 | 1 | UN | 1 | 5 | B | D | EAR99 | N | 85362090 | 1 |  | 5.9 | KG | 3106.4 | 3106.4 | LP20 | LP20 | circuit breaker VL400N standard breaking capacity Icu=55kA, 415V AC 3-pole, line protection Electronic Trip Unit ETU22, LSIG 3 phases/4 lines with connecting cable In=315A, rated current IR=128...315A, overload protection, ISD=1.5 to 10xIR, II=11xIN short-circuit protection without auxiliary release ETU communication-capable without auxiliary/alarm switch with Safety Label for USA | - | 0 | 0
3VL4731-1ML36-0AA0 |  | 3VL4731-1ML36-0AA0 | 1 | UN | 1 | 5 | B | D | EAR99 | N | 85362090 | 1 | 4011209812031 | 6.288 | KG | 3014 | 3014 | LP20 | LP20 | circuit breaker VL400N standard breaking capacity Icu=55kA, 415V AC 3-pole, line protection Electronic Trip Unit ETU12, LIG 3 phases/3 lines In=315A, rated current IR=128...315A, overload protection, II=1.25 to 11xIN, short-circuit protection without auxiliary release ETU communication-capable without auxiliary/alarm switch | - | 0 | 0
3VL4731-1ML36-0AA0-Z | U01 | 3VL4731-1ML36-0AA0-ZU01 | 1 | UN | 1 | 5 | B | D | EAR99 | N | 85362090 | 1 |  | 5.9 | KG | 3062.4 | 3062.4 | LP20 | LP20 | circuit breaker VL400N standard breaking capacity Icu=55kA, 415V AC 3-pole, line protection Electronic Trip Unit ETU12, LIG 3 phases/3 lines In=315A, rated current IR=128...315A, overload protection, II=1.25 to 11xIN, short-circuit protection without auxiliary release ETU communication-capable without auxiliary/alarm switch with Safety Label for USA | - | 0 | 0
3VL4731-1MP36-0AA0 |  | 3VL4731-1MP36-0AA0 | 1 | UN | 1 | 5 | B | D | EAR99 | N | 85362090 | 1 | 4011209812055 | 6.288 | KG | 2464 | 2464 | LP20 | LP20 | circuit breaker VL400N standard breaking capacity Icu=55kA, 415V AC 3-pole, motor/generator prot. Electronic Trip Unit ETU10M, LI In=315A, rated current IR=125...315A, overload protection, II=1.25 to 11xIN, short-circuit protection without auxiliary release ETU communication-capable without auxiliary/alarm switch | - | 0 | 0
3VL4731-1MP36-0AA0-Z | U01 | 3VL4731-1MP36-0AA0-ZU01 | 1 | UN | 1 | 5 | B | D | EAR99 | N | 85362090 | 1 |  | 5.9 | KG | 2512.4 | 2512.4 | LP20 | LP20 | circuit breaker VL400N standard breaking capacity Icu=55kA, 415V AC 3-pole, motor/generator prot. Electronic Trip Unit ETU10M, LI In=315A, rated current IR=125...315A, overload protection, II=1.25 to 11xIN, short-circuit protection without auxiliary release ETU communication-capable without auxiliary/alarm switch with Safety Label for USA | - | 0 | 0
3VL4731-1MS36-0AA0 |  | 3VL4731-1MS36-0AA0 | 1 | UN | 1 | 5 | B | D | EAR99 | N | 85362090 | 1 | 4011209812062 | 6.288 | KG | 2882 | 2882 | LP20 | LP20 | circuit breaker VL400N standard breaking capacity Icu=55kA, 415V AC 3-pole, motor protection Electronic Trip Unit ETU30M, LI IR=125...315A, overload prot., TC=10A...30, II=6/8/11 xIN, short-circuit protection without auxiliary release ETU communication-capable without auxiliary/alarm switch | - | 0 | 0
3VL4731-1MS36-0AA0-Z | U01 | 3VL4731-1MS36-0AA0-ZU01 | 1 | UN | 1 | 5 | B | D | EAR99 | N | 85362090 | 1 |  | 5.9 | KG | 2930.4 | 2930.4 | LP20 | LP20 | circuit breaker VL400N standard breaking capacity Icu=55kA, 415V AC 3-pole, motor protection Electronic Trip Unit ETU30M, LI IR=125...315A, overload prot., TC=10A...30, II=6/8/11 xIN, short-circuit protection without auxiliary release ETU communication-capable without auxiliary/alarm switch with Safety Label for USA | - | 0 | 0
3VL4731-1NA46-0AA0 |  | 3VL4731-1NA46-0AA0 | 1 | UN | 1 | 5 | B | D | EAR99 | N | 85362090 | 1 | 4011209812192 | 7.941 | KG | 3168 | 3168 | LP20 | LP20 | circuit breaker VL400N standard breaking capacity Icu=55kA, 415V AC 4-pole, line protection Electronic Trip Unit ETU10, LIN In=315A, rated current IR=128...315A, overload protection, II=1.25 to 11xIN, short-circuit protection N protected without auxiliary release ETU communication-capable without auxiliary/alarm switch | - | 0 | 0
3VL4731-1NA46-0AA0-Z | U01 | 3VL4731-1NA46-0AA0-ZU01 | 1 | UN | 1 | 5 | B | D | EAR99 | N | 85362090 | 1 |  | 7.6 | KG | 3216.4 | 3216.4 | LP20 | LP20 | circuit breaker VL400N standard breaking capacity Icu=55kA, 415V AC 4-pole, line protection Electronic Trip Unit ETU10, LIN In=315A, rated current IR=128...315A, overload protection, II=1.25 to 11xIN, short-circuit protection N protected without auxiliary release ETU communication-capable without auxiliary/alarm switch with Safety Label for USA | - | 0 | 0
3VL4731-1NB46-0AA0 |  | 3VL4731-1NB46-0AA0 | 1 | UN | 1 | 5 | B | D | EAR99 | N | 85362090 | 1 | 4011209812215 | 7.941 | KG | 3014 | 3014 | LP20 | LP20 | circuit breaker VL400N standard breaking capacity Icu=55kA, 415V AC 4-pole, line protection Electronic Trip Unit ETU10, LI In=315A, rated current IR=128...315A, overload protection, II=1.25 to 11xIN, short-circuit protection without auxiliary release ETU communication-capable without auxiliary/alarm switch | - | 0 | 0
3VL4731-1NB46-0AA0-Z | U01 | 3VL4731-1NB46-0AA0-ZU01 | 1 | UN | 1 | 5 | B | D | EAR99 | N | 85362090 | 1 |  | 7.6 | KG | 3062.4 | 3062.4 | LP20 | LP20 | circuit breaker VL400N standard breaking capacity Icu=55kA, 415V AC 4-pole, line protection Electronic Trip Unit ETU10, LI In=315A, rated current IR=128...315A, overload protection, II=1.25 to 11xIN, short-circuit protection without auxiliary release ETU communication-capable without auxiliary/alarm switch with Safety Label for USA | - | 0 | 0
3VL4731-1NE46-0AA0 |  | 3VL4731-1NE46-0AA0 | 1 | UN | 1 | 5 | B | D | EAR99 | N | 85362090 | 1 | 4011209812239 | 7.941 | KG | 3311 | 3311 | LP20 | LP20 | circuit breaker VL400N standard breaking capacity Icu=55kA, 415V AC 4-pole, line protection Electronic Trip Unit ETU20, LSI In=315A, rated current IR=128...315A, overload protection, ISD=1.5 to 10xIR, II=11xIN short-circuit protection without auxiliary release ETU communication-capable without auxiliary/alarm switch | - | 0 | 0
3VL4731-1NE46-0AA0-Z | U01 | 3VL4731-1NE46-0AA0-ZU01 | 1 | UN | 1 | 5 | B | D | EAR99 | N | 85362090 | 1 |  | 7.6 | KG | 3359.4 | 3359.4 | LP20 | LP20 | circuit breaker VL400N standard breaking capacity Icu=55kA, 415V AC 4-pole, line protection Electronic Trip Unit ETU20, LSI In=315A, rated current IR=128...315A, overload protection, ISD=1.5 to 10xIR, II=11xIN short-circuit protection without auxiliary release ETU communication-capable without auxiliary/alarm switch with Safety Label for USA | - | 0 | 0
3VL4731-1NF46-0AA0 |  | 3VL4731-1NF46-0AA0 | 1 | UN | 1 | 5 | B | D | EAR99 | N | 85362090 | 1 | 4011209812253 | 7.941 | KG | 3509 | 3509 | LP20 | LP20 | circuit breaker VL400N standard breaking capacity Icu=55kA, 415V AC 4-pole, line protection Electronic Trip Unit ETU20, LSI In=315A, rated current IR=128...315A, overload protection, ISD=1.5 to 10xIR, II=11xIN short-circuit protection N protected without auxiliary release ETU communication-capable without auxiliary/alarm switch | - | 0 | 0
3VL4731-1NF46-0AA0-Z | U01 | 3VL4731-1NF46-0AA0-ZU01 | 1 | UN | 1 | 5 | B | D | EAR99 | N | 85362090 | 1 |  | 7.6 | KG | 3557.4 | 3557.4 | LP20 | LP20 | circuit breaker VL400N standard breaking capacity Icu=55kA, 415V AC 4-pole, line protection Electronic Trip Unit ETU20, LSI In=315A, rated current IR=128...315A, overload protection, ISD=1.5 to 10xIR, II=11xIN short-circuit protection N protected without auxiliary release ETU communication-capable without auxiliary/alarm switch with Safety Label for USA | - | 0 | 0
3VL4731-1NH46-0AA0 |  | 3VL4731-1NH46-0AA0 | 1 | UN | 1 | 5 | B | D | EAR99 | N | 85362090 | 1 | 4011209812277 | 7.941 | KG | 4180 | 4180 | LP20 | LP20 | circuit breaker VL400N standard breaking capacity Icu=55kA, 415V AC 4-pole, line protection Electronic Trip Unit ETU22, LSIG In=315A, rated current IR=128...315A, overload protection, ISD=1.5 to 10xIR, II=11xIN short-circuit protection N protected without auxiliary release ETU communication-capable without auxiliary/alarm switch | - | 0 | 0
3VL4731-1NH46-0AA0-Z | U01 | 3VL4731-1NH46-0AA0-ZU01 | 1 | UN | 1 | 5 | B | D | EAR99 | N | 85362090 | 1 |  | 7.6 | KG | 4228.4 | 4228.4 | LP20 | LP20 | circuit breaker VL400N standard breaking capacity Icu=55kA, 415V AC 4-pole, line protection Electronic Trip Unit ETU22, LSIG In=315A, rated current IR=128...315A, overload protection, ISD=1.5 to 10xIR, II=11xIN short-circuit protection N protected without auxiliary release ETU communication-capable without auxiliary/alarm switch with Safety Label for USA | - | 0 | 0
3VL4731-1NN46-0AA0 |  | 3VL4731-1NN46-0AA0 | 1 | UN | 1 | 5 | B | D | EAR99 | N | 85362090 | 1 | 4011209812291 | 7.941 | KG | 4092 | 4092 | LP20 | LP20 | circuit breaker VL400N standard breaking capacity Icu=55kA, 415V AC 4-pole, line protection Electronic Trip Unit ETU12, LIG In=315A, rated current IR=128...315A, overload protection, II=1.25 to 11xIN, short-circuit protection N protected without auxiliary release ETU communication-capable without auxiliary/alarm switch | - | 0 | 0
3VL4731-1NN46-0AA0-Z | U01 | 3VL4731-1NN46-0AA0-ZU01 | 1 | UN | 1 | 5 | B | D | EAR99 | N | 85362090 | 1 |  | 7.6 | KG | 4140.4 | 4140.4 | LP20 | LP20 | circuit breaker VL400N standard breaking capacity Icu=55kA, 415V AC 4-pole, line protection Electronic Trip Unit ETU12, LIG In=315A, rated current IR=128...315A, overload protection, II=1.25 to 11xIN, short-circuit protection N protected without auxiliary release ETU communication-capable without auxiliary/alarm switch with Safety Label for USA | - | 0 | 0
3VL4731-1SB36-0AA0 |  | 3VL4731-1SB36-0AA0 | 1 | UN | 1 | 5 | B | D | EAR99 | N | 85362090 | 1 | 4011209811799 | 6.288 | KG | 2255 | 2050.6 | LP20 | LP20 | circuit breaker VL400N standard breaking capacity Icu=55kA, 415V AC 3-pole, line protection Electronic Trip Unit ETU10, LI In=315A, rated current IR=128...315A, overload protection, II=1.25 to 11xIN, short-circuit protection without auxiliary release without auxiliary/alarm switch | - | 0 | 0
3VL4731-1SB36-0AA0-Z | U01 | 3VL4731-1SB36-0AA0-ZU01 | 1 | UN | 1 | 5 | B | D | EAR99 | N | 85362090 | 1 |  | 5.9 | KG | 2303.4 | 2303.4 | LP20 | LP20 | circuit breaker VL400N standard breaking capacity Icu=55kA, 415V AC 3-pole, line protection Electronic Trip Unit ETU10, LI In=315A, rated current IR=128...315A, overload protection, II=1.25 to 11xIN, short-circuit protection without auxiliary release without auxiliary/alarm switch with Safety Label for USA | - | 0 | 0
3VL4731-1SE36-0AA0 |  | 3VL4731-1SE36-0AA0 | 1 | UN | 1 | 5 | B | D | EAR99 | N | 85362090 | 1 | 4011209811812 | 6.342 | KG | 2442 | 2242.4 | LP20 | LP20 | circuit breaker VL400N standard breaking capacity Icu=55kA, 415V AC 3-pole, line protection Electronic Trip Unit ETU20, LSI In=315A, rated current IR=128...315A, overload protection, ISD=1.5 to 10xIR, II=11xIN short-circuit protection without auxiliary release without auxiliary/alarm switch | - | 0 | 0
3VL4731-1SE36-0AA0-Z | U01 | 3VL4731-1SE36-0AA0-ZU01 | 1 | UN | 1 | 5 | B | D | EAR99 | N | 85362090 | 1 |  | 5.9 | KG | 2490.4 | 2490.4 | LP20 | LP20 | circuit breaker VL400N standard breaking capacity Icu=55kA, 415V AC 3-pole, line protection Electronic Trip Unit ETU20, LSI In=315A, rated current IR=128...315A, overload protection, ISD=1.5 to 10xIR, II=11xIN short-circuit protection without auxiliary release without auxiliary/alarm switch with Safety Label for USA | - | 0 | 0
3VL4731-1SF36-0AA0 |  | 3VL4731-1SF36-0AA0 | 1 | UN | 1 | 5 | B | D | EAR99 | N | 85362090 | 1 | 4011209811836 | 6.342 | KG | 3135 | 3135 | LP20 | LP20 | circuit breaker VL400N standard breaking capacity Icu=55kA, 415V AC 3-pole, line protection Electronic Trip Unit ETU12, LIG 3 phases/4 lines In=315A, rated current IR=128...315A, overload protection, II=1.25 to 11xIN, short-circuit protection without auxiliary release without auxiliary/alarm switch | - | 0 | 0
3VL4731-1SF36-0AA0-Z | U01 | 3VL4731-1SF36-0AA0-ZU01 | 1 | UN | 1 | 5 | B | D | EAR99 | N | 85362090 | 1 |  | 5.9 | KG | 3183.4 | 3183.4 | LP20 | LP20 | circuit breaker VL400N standard breaking capacity Icu=55kA, 415V AC 3-pole, line protection Electronic Trip Unit ETU12, LIG 3 phases/4 lines In=315A, rated current IR=128...315A, overload protection, II=1.25 to 11xIN, short-circuit protection without auxiliary release without auxiliary/alarm switch with Safety Label for USA | - | 0 | 0
3VL4731-1SG36-0AA0 |  | 3VL4731-1SG36-0AA0 | 1 | UN | 1 | 5 | B | D | EAR99 | N | 85362090 | 1 | 4011209811850 | 6.342 | KG | 2970 | 2970 | LP20 | LP20 | circuit breaker VL400N standard breaking capacity Icu=55kA, 415V AC 3-pole, line protection Electronic Trip Unit ETU22, LSIG 3 phases/3 lines In=315A, rated current IR=128...315A, overload protection, ISD=1.5 to 10xIR, II=11xIN short-circuit protection without auxiliary release without auxiliary/alarm switch | - | 0 | 0
3VL4731-1SG36-0AA0-Z | U01 | 3VL4731-1SG36-0AA0-ZU01 | 1 | UN | 1 | 5 | B | D | EAR99 | N | 85362090 | 1 |  | 5.9 | KG | 3018.4 | 3018.4 | LP20 | LP20 | circuit breaker VL400N standard breaking capacity Icu=55kA, 415V AC 3-pole, line protection Electronic Trip Unit ETU22, LSIG 3 phases/3 lines In=315A, rated current IR=128...315A, overload protection, ISD=1.5 to 10xIR, II=11xIN short-circuit protection without auxiliary release without auxiliary/alarm switch with Safety Label for USA | - | 0 | 0
3VL4731-1SH36-0AA0 |  | 3VL4731-1SH36-0AA0 | 1 | UN | 1 | 5 | B | D | EAR99 | N | 85362090 | 1 | 4011209811874 | 6.342 | KG | 2970 | 2970 | LP20 | LP20 | circuit breaker VL400N standard breaking capacity Icu=55kA, 415V AC 3-pole, line protection Electronic Trip Unit ETU22, LSIG 3 phases/4 lines with connecting cable In=315A, rated current IR=128...315A, overload protection, ISD=1.5 to 10xIR, II=11xIN short-circuit protection without auxiliary release without auxiliary/alarm switch | - | 0 | 0
3VL4731-1SH36-0AA0-Z | U01 | 3VL4731-1SH36-0AA0-ZU01 | 1 | UN | 1 | 5 | B | D | EAR99 | N | 85362090 | 1 |  | 5.9 | KG | 3018.4 | 3018.4 | LP20 | LP20 | circuit breaker VL400N standard breaking capacity Icu=55kA, 415V AC 3-pole, line protection Electronic Trip Unit ETU22, LSIG 3 phases/4 lines with connecting cable In=315A, rated current IR=128...315A, overload protection, ISD=1.5 to 10xIR, II=11xIN short-circuit protection without auxiliary release without auxiliary/alarm switch with Safety Label for USA | - | 0 | 0
3VL4731-1SL36-0AA0 |  | 3VL4731-1SL36-0AA0 | 1 | UN | 1 | 5 | B | D | EAR99 | N | 85362090 | 1 | 4011209811898 | 6.342 | KG | 2915 | 2915 | LP20 | LP20 | circuit breaker VL400N standard breaking capacity Icu=55kA, 415V AC 3-pole, line protection Electronic Trip Unit ETU12, LIG 3 phases/3 lines In=315A, rated current IR=128...315A, overload protection, II=1.25 to 11xIN, short-circuit protection without auxiliary release without auxiliary/alarm switch | - | 0 | 0
3VL4731-1SL36-0AA0-Z | U01 | 3VL4731-1SL36-0AA0-ZU01 | 1 | UN | 1 | 5 | B | D | EAR99 | N | 85362090 | 1 |  | 5.9 | KG | 2963.4 | 2963.4 | LP20 | LP20 | circuit breaker VL400N standard breaking capacity Icu=55kA, 415V AC 3-pole, line protection Electronic Trip Unit ETU12, LIG 3 phases/3 lines In=315A, rated current IR=128...315A, overload protection, II=1.25 to 11xIN, short-circuit protection without auxiliary release without auxiliary/alarm switch with Safety Label for USA | - | 0 | 0
3VL4731-1SP36-0AA0 |  | 3VL4731-1SP36-0AA0 | 1 | UN | 1 | 5 | B | D | EAR99 | N | 85362090 | 1 | 4011209811911 | 6.342 | KG | 2398 | 2191.5 | LP20 | LP20 | circuit breaker VL400N standard breaking capacity Icu=55kA, 415V AC 3-pole, motor/generator prot. Electronic Trip Unit ETU10M, LI In=315A, rated current IR=125...315A, overload protection, II=1.25 to 11xIN, short-circuit protection without auxiliary release without auxiliary/alarm switch | - | 0 | 0
3VL4731-1SP36-0AA0-Z | U01 | 3VL4731-1SP36-0AA0-ZU01 | 1 | UN | 1 | 5 | B | D | EAR99 | N | 85362090 | 1 |  | 5.9 | KG | 2446.4 | 2446.4 | LP20 | LP20 | circuit breaker VL400N standard breaking capacity Icu=55kA, 415V AC 3-pole, motor/generator prot. Electronic Trip Unit ETU10M, LI In=315A, rated current IR=125...315A, overload protection, II=1.25 to 11xIN, short-circuit protection without auxiliary release without auxiliary/alarm switch with Safety Label for USA | - | 0 | 0
3VL4731-1SP36-0AB1-Z | U01 | 3VL4731-1SP36-0AB1-ZU01 | 1 | UN | 1 | 5 | B | D | EAR99 | N | 85362090 | 1 |  | 5.9 | KG | 2522.08 | 2522.08 | LP20 | LP20 | circuit breaker VL400N standard breaking capacity Icu=55kA, 415V AC 3-pole, motor/generator prot. Electronic Trip Unit ETU10M, LI In=315A, rated current IR=125...315A, overload protection, II=1.25 to 11xIN, short-circuit protection without auxiliary release Auxiliary switch mounting kit 2 AUX (1 NO + 1 NC) with Safety Label for USA | - | 0 | 0
3VL4731-1SP36-0AD1-Z | U01 | 3VL4731-1SP36-0AD1-ZU01 | 1 | UN | 1 | 5 | B | D | EAR99 | N | 85362090 | 1 |  | 5.9 | KG | 2542.65 | 2542.65 | LP20 | LP20 | circuit breaker VL400N standard breaking capacity Icu=55kA, 415V AC 3-pole, motor/generator prot. Electronic Trip Unit ETU10M, LI In=315A, rated current IR=125...315A, overload protection, II=1.25 to 11xIN, short-circuit protection without auxiliary release Auxiliary/alarm switch mounting kit 2 AUX (1 NO+1 NC)+1 AS (1 NO) with Safety Label for USA | - | 0 | 0
3VL4731-1SS36-0AA0 |  | 3VL4731-1SS36-0AA0 | 1 | UN | 1 | 5 | B | D | EAR99 | N | 85362090 | 1 | 4011209811928 | 6.342 | KG | 2739 | 2497.1 | LP20 | LP20 | circuit breaker VL400N standard breaking capacity Icu=55kA, 415V AC 3-pole, motor protection Electronic Trip Unit ETU30M, LI IR=125...315A, overload prot., TC=10A...30, II=6/8/11 xIN, short-circuit protection without auxiliary release without auxiliary/alarm switch | - | 0 | 0
3VL4731-1SS36-0AA0-Z | U01 | 3VL4731-1SS36-0AA0-ZU01 | 1 | UN | 1 | 5 | B | D | EAR99 | N | 85362090 | 1 |  | 5.9 | KG | 2787.4 | 2787.4 | LP20 | LP20 | circuit breaker VL400N standard breaking capacity Icu=55kA, 415V AC 3-pole, motor protection Electronic Trip Unit ETU30M, LI IR=125...315A, overload prot., TC=10A...30, II=6/8/11 xIN, short-circuit protection without auxiliary release without auxiliary/alarm switch with Safety Label for USA | - | 0 | 0
3VL4731-1SS36-0AB1-Z | U01 | 3VL4731-1SS36-0AB1-ZU01 | 1 | UN | 1 | 5 | B | D | EAR99 | N | 85362090 | 1 |  | 5.9 | KG | 2863.08 | 2863.08 | LP20 | LP20 | circuit breaker VL400N standard breaking capacity Icu=55kA, 415V AC 3-pole, motor protection Electronic Trip Unit ETU30M, LI IR=125...315A, overload prot., TC=10A...30, II=6/8/11 xIN, short-circuit protection without auxiliary release Auxiliary switch mounting kit 2 AUX (1 NO + 1 NC) with Safety Label for USA | - | 0 | 0
3VL4731-1TA46-0AA0 |  | 3VL4731-1TA46-0AA0 | 1 | UN | 1 | 5 | B | D | EAR99 | N | 85362090 | 1 | 4011209812079 | 7.941 | KG | 3058 | 3058 | LP20 | LP20 | circuit breaker VL400N standard breaking capacity Icu=55kA, 415V AC 4-pole, line protection Electronic Trip Unit ETU10, LIN In=315A, rated current IR=128...315A, overload protection, II=1.25 to 11xIN, short-circuit protection N protected without auxiliary release without auxiliary/alarm switch | - | 0 | 0
3VL4731-1TA46-0AA0-Z | U01 | 3VL4731-1TA46-0AA0-ZU01 | 1 | UN | 1 | 5 | B | D | EAR99 | N | 85362090 | 1 |  | 7.6 | KG | 3106.4 | 3106.4 | LP20 | LP20 | circuit breaker VL400N standard breaking capacity Icu=55kA, 415V AC 4-pole, line protection Electronic Trip Unit ETU10, LIN In=315A, rated current IR=128...315A, overload protection, II=1.25 to 11xIN, short-circuit protection N protected without auxiliary release without auxiliary/alarm switch with Safety Label for USA | - | 0 | 0
3VL4731-1TB46-0AA0 |  | 3VL4731-1TB46-0AA0 | 1 | UN | 1 | 5 | B | D | EAR99 | N | 85362090 | 1 | 4011209812093 | 7.941 | KG | 2915 | 2915 | LP20 | LP20 | circuit breaker VL400N standard breaking capacity Icu=55kA, 415V AC 4-pole, line protection Electronic Trip Unit ETU10, LI In=315A, rated current IR=128...315A, overload protection, II=1.25 to 11xIN, short-circuit protection without auxiliary release without auxiliary/alarm switch | - | 0 | 0
3VL4731-1TB46-0AA0-Z | U01 | 3VL4731-1TB46-0AA0-ZU01 | 1 | UN | 1 | 5 | B | D | EAR99 | N | 85362090 | 1 |  | 7.6 | KG | 2963.4 | 2963.4 | LP20 | LP20 | circuit breaker VL400N standard breaking capacity Icu=55kA, 415V AC 4-pole, line protection Electronic Trip Unit ETU10, LI In=315A, rated current IR=128...315A, overload protection, II=1.25 to 11xIN, short-circuit protection without auxiliary release without auxiliary/alarm switch with Safety Label for USA | - | 0 | 0
3VL4731-1TE46-0AA0 |  | 3VL4731-1TE46-0AA0 | 1 | UN | 1 | 5 | B | D | EAR99 | N | 85362090 | 1 | 4011209812116 | 7.941 | KG | 3179 | 3179 | LP20 | LP20 | circuit breaker VL400N standard breaking capacity Icu=55kA, 415V AC 4-pole, line protection Electronic Trip Unit ETU20, LSI In=315A, rated current IR=128...315A, overload protection, ISD=1.5 to 10xIR, II=11xIN short-circuit protection N unprotected without auxiliary release without auxiliary/alarm switch | - | 0 | 0
3VL4731-1TE46-0AA0-Z | U01 | 3VL4731-1TE46-0AA0-ZU01 | 1 | UN | 1 | 5 | B | D | EAR99 | N | 85362090 | 1 |  | 7.6 | KG | 3227.4 | 3227.4 | LP20 | LP20 | circuit breaker VL400N standard breaking capacity Icu=55kA, 415V AC 4-pole, line protection Electronic Trip Unit ETU20, LSI In=315A, rated current IR=128...315A, overload protection, ISD=1.5 to 10xIR, II=11xIN short-circuit protection N unprotected without auxiliary release without auxiliary/alarm switch with Safety Label for USA | - | 0 | 0
3VL4731-1TF46-0AA0 |  | 3VL4731-1TF46-0AA0 | 1 | UN | 1 | 5 | B | D | EAR99 | N | 85362090 | 1 | 4011209812130 | 7.941 | KG | 3410 | 3107.9 | LP20 | LP20 | circuit breaker VL400N standard breaking capacity Icu=55kA, 415V AC 4-pole, line protection Electronic Trip Unit ETU20, LSI In=315A, rated current IR=128...315A, overload protection, ISD=1.5 to 10xIR, II=11xIN short-circuit protection N protected without auxiliary release without auxiliary/alarm switch | - | 0 | 0
3VL4731-1TF46-0AA0-Z | U01 | 3VL4731-1TF46-0AA0-ZU01 | 1 | UN | 1 | 5 | B | D | EAR99 | N | 85362090 | 1 |  | 7.6 | KG | 3458.4 | 3458.4 | LP20 | LP20 | circuit breaker VL400N standard breaking capacity Icu=55kA, 415V AC 4-pole, line protection Electronic Trip Unit ETU20, LSI In=315A, rated current IR=128...315A, overload protection, ISD=1.5 to 10xIR, II=11xIN short-circuit protection N protected without auxiliary release without auxiliary/alarm switch with Safety Label for USA | - | 0 | 0
3VL4731-1TH46-0AA0 |  | 3VL4731-1TH46-0AA0 | 1 | UN | 1 | 5 | B | D | EAR99 | N | 85362090 | 1 | 4011209812154 | 7.941 | KG | 4081 | 4081 | LP20 | LP20 | circuit breaker VL400N standard breaking capacity Icu=55kA, 415V AC 4-pole, line protection Electronic Trip Unit ETU22, LSIG In=315A, rated current IR=128...315A, overload protection, ISD=1.5 to 10xIR, II=11xIN short-circuit protection N protected without auxiliary release without auxiliary/alarm switch | - | 0 | 0
3VL4731-1TH46-0AA0-Z | U01 | 3VL4731-1TH46-0AA0-ZU01 | 1 | UN | 1 | 5 | B | D | EAR99 | N | 85362090 | 1 |  | 7.6 | KG | 4129.4 | 4129.4 | LP20 | LP20 | circuit breaker VL400N standard breaking capacity Icu=55kA, 415V AC 4-pole, line protection Electronic Trip Unit ETU22, LSIG In=315A, rated current IR=128...315A, overload protection, ISD=1.5 to 10xIR, II=11xIN short-circuit protection N protected without auxiliary release without auxiliary/alarm switch with Safety Label for USA | - | 0 | 0
3VL4731-1TN46-0AA0 |  | 3VL4731-1TN46-0AA0 | 1 | UN | 1 | 5 | B | D | EAR99 | N | 85362090 | 1 | 4011209812178 | 7.941 | KG | 4004 | 4004 | LP20 | LP20 | circuit breaker VL400N standard breaking capacity Icu=55kA, 415V AC 4-pole, line protection Electronic Trip Unit ETU12, LIG In=315A, rated current IR=128...315A, overload protection, II=1.25 to 11xIN, short-circuit protection N protected without auxiliary release without auxiliary/alarm switch | - | 0 | 0
3VL4731-1TN46-0AA0-Z | U01 | 3VL4731-1TN46-0AA0-ZU01 | 1 | UN | 1 | 5 | B | D | EAR99 | N | 85362090 | 1 |  | 7.6 | KG | 4052.4 | 4052.4 | LP20 | LP20 | circuit breaker VL400N standard breaking capacity Icu=55kA, 415V AC 4-pole, line protection Electronic Trip Unit ETU12, LIG In=315A, rated current IR=128...315A, overload protection, II=1.25 to 11xIN, short-circuit protection N protected without auxiliary release without auxiliary/alarm switch with Safety Label for USA | - | 0 | 0
3VL4731-1UH36-0AA0 |  | 3VL4731-1UH36-0AA0 | 1 | UN | 1 | 5 | B | D | EAR99 | N | 85362090 | 1 | 4011209886865 | 6.342 | KG | 3575 | 3575 | LP20 | LP20 | circuit breaker VL400N standard breaking capacity Icu=55kA, 415V AC 3-pole, line protection Electronic Trip Unit LCD ETU40, LI/LS/LSI In=315A, rated current IR=128...315A, overload protection, ISD=1.5 to 10xIR, II=11xIN short-circuit protection without auxiliary release without auxiliary/alarm switch | - | 0 | 0
3VL4731-1UH36-0AA0-Z | U01 | 3VL4731-1UH36-0AA0-ZU01 | 1 | UN | 1 | 5 | B | D | EAR99 | N | 85362090 | 1 |  | 5.9 | KG | 3623.4 | 3623.4 | LP20 | LP20 | circuit breaker VL400N standard breaking capacity Icu=55kA, 415V AC 3-pole, line protection Electronic Trip Unit LCD ETU40, LI/LS/LSI In=315A, rated current IR=128...315A, overload protection, ISD=1.5 to 10xIR, II=11xIN short-circuit protection without auxiliary release without auxiliary/alarm switch with Safety Label for USA | - | 0 | 0
3VL4731-1UJ46-0AA0 |  | 3VL4731-1UJ46-0AA0 | 1 | UN | 1 | 5 | B | D | EAR99 | N | 85362090 | 1 | 4011209887220 | 7.941 | KG | 4521 | 4521 | LP20 | LP20 | circuit breaker VL400N standard breaking capacity Icu=55kA, 415V AC 4-pole, line protection Electronic Trip Unit LCD ETU40, LI/LS/LSI In=315A, rated current IR=128...315A, overload protection, ISD=1.5 to 10xIR, II=11xIN short-circuit protection N protected without auxiliary release without auxiliary/alarm switch | - | 0 | 0
3VL4731-1UJ46-0AA0-Z | U01 | 3VL4731-1UJ46-0AA0-ZU01 | 1 | UN | 1 | 5 | B | D | EAR99 | N | 85362090 | 1 |  | 7.6 | KG | 4569.4 | 4569.4 | LP20 | LP20 | circuit breaker VL400N standard breaking capacity Icu=55kA, 415V AC 4-pole, line protection Electronic Trip Unit LCD ETU40, LI/LS/LSI In=315A, rated current IR=128...315A, overload protection, ISD=1.5 to 10xIR, II=11xIN short-circuit protection N protected without auxiliary release without auxiliary/alarm switch with Safety Label for USA | - | 0 | 0
3VL4731-1UL36-0AA0 |  | 3VL4731-1UL36-0AA0 | 1 | UN | 1 | 5 | B | D | EAR99 | N | 85362090 | 1 | 4011209886988 | 6.342 | KG | 3960 | 3960 | LP20 | LP20 | circuit breaker VL400N standard breaking capacity Icu=55kA, 415V AC 3-pole, line protection Electronic Trip Unit LCD ETU42, LSIG 3 phases/3 lines In=315A, rated current IR=128...315A, overload protection, ISD=1.5 to 10xIR, II=11xIN short-circuit protection without auxiliary release without auxiliary/alarm switch | - | 0 | 0
3VL4731-1UL36-0AA0-Z | U01 | 3VL4731-1UL36-0AA0-ZU01 | 1 | UN | 1 | 5 | B | D | EAR99 | N | 85362090 | 1 |  | 5.9 | KG | 4008.4 | 4008.4 | LP20 | LP20 | circuit breaker VL400N standard breaking capacity Icu=55kA, 415V AC 3-pole, line protection Electronic Trip Unit LCD ETU42, LSIG 3 phases/3 lines In=315A, rated current IR=128...315A, overload protection, ISD=1.5 to 10xIR, II=11xIN short-circuit protection without auxiliary release without auxiliary/alarm switch with Safety Label for USA | - | 0 | 0
3VL4731-1UM36-0AA0 |  | 3VL4731-1UM36-0AA0 | 1 | UN | 1 | 5 | B | D | EAR99 | N | 85362090 | 1 | 4011209887107 | 6.342 | KG | 3960 | 3960 | LP20 | LP20 | circuit breaker VL400N standard breaking capacity Icu=55kA, 415V AC 3-pole, line protection Electronic Trip Unit LCD ETU42, LSIG 3 phases/4 lines with connecting cable In=315A, rated current IR=128...315A, overload protection, ISD=1.5 to 10xIR, II=11xIN short-circuit protection without auxiliary release without auxiliary/alarm switch | - | 0 | 0
3VL4731-1UM36-0AA0-Z | U01 | 3VL4731-1UM36-0AA0-ZU01 | 1 | UN | 1 | 5 | B | D | EAR99 | N | 85362090 | 1 |  | 5.9 | KG | 4008.4 | 4008.4 | LP20 | LP20 | circuit breaker VL400N standard breaking capacity Icu=55kA, 415V AC 3-pole, line protection Electronic Trip Unit LCD ETU42, LSIG 3 phases/4 lines with connecting cable In=315A, rated current IR=128...315A, overload protection, ISD=1.5 to 10xIR, II=11xIN short-circuit protection without auxiliary release without auxiliary/alarm switch with Safety Label for USA | - | 0 | 0
3VL4731-1UN46-0AA0 |  | 3VL4731-1UN46-0AA0 | 1 | UN | 1 | 5 | B | D | EAR99 | N | 85362090 | 1 | 4011209887343 | 7.941 | KG | 4521 | 4521 | LP20 | LP20 | circuit breaker VL400N standard breaking capacity Icu=55kA, 415V AC 4-pole, line protection Electronic Trip Unit LCD ETU42, LSIG In=315A, rated current IR=128...315A, overload protection, ISD=1.5 to 10xIR, II=11xIN short-circuit protection N protected with ground-fault protection without auxiliary release without auxiliary/alarm switch | - | 0 | 0
3VL4731-1UN46-0AA0-Z | U01 | 3VL4731-1UN46-0AA0-ZU01 | 1 | UN | 1 | 5 | B | D | EAR99 | N | 85362090 | 1 |  | 7.6 | KG | 4569.4 | 4569.4 | LP20 | LP20 | circuit breaker VL400N standard breaking capacity Icu=55kA, 415V AC 4-pole, line protection Electronic Trip Unit LCD ETU42, LSIG In=315A, rated current IR=128...315A, overload protection, ISD=1.5 to 10xIR, II=11xIN short-circuit protection N protected with ground-fault protection without auxiliary release without auxiliary/alarm switch with Safety Label for USA | - | 0 | 0
3VL4731-1UP36-0AA0 |  | 3VL4731-1UP36-0AA0 | 1 | UN | 1 | 5 | B | D | EAR99 | N | 85362090 | 1 | 4011209886742 | 6.342 | KG | 3575 | 3575 | LP20 | LP20 | circuit breaker VL400N standard breaking capacity Icu=55kA, 415V AC 3-pole, motor/generator prot. Electronic Trip Unit LCD ETU40M, LI In=315A, rated current IR=128...315A, overload protection, II=1.25 to 11xIN, short-circuit protection without auxiliary release without auxiliary/alarm switch | - | 0 | 0
3VL4731-1UP36-0AA0-Z | U01 | 3VL4731-1UP36-0AA0-ZU01 | 1 | UN | 1 | 5 | B | D | EAR99 | N | 85362090 | 1 |  | 5.9 | KG | 3623.4 | 3623.4 | LP20 | LP20 | circuit breaker VL400N standard breaking capacity Icu=55kA, 415V AC 3-pole, motor/generator prot. Electronic Trip Unit LCD ETU40M, LI In=315A, rated current IR=128...315A, overload protection, II=1.25 to 11xIN, short-circuit protection without auxiliary release without auxiliary/alarm switch with Safety Label for USA | - | 0 | 0
3VL4731-2CH36-0AA0-Z | U01 | 3VL4731-2CH36-0AA0-ZU01 | 1 | UN | 1 | 30 | D | D | EAR99 | N | 85362090 | 1 |  | 5.9 | KG | 5933.4 | 5933.4 | LP20 | LP20 | circuit breaker VL400H high breaking capacity Icu=70kA, 415V AC 3-pole, line protection Electronic Trip Unit LCD ETU40, LI/LS/LSI In=315A, rated current IR=128...315A, overload protection, ISD=1.5 to 10xIR, II=11xIN short-circuit protection without auxiliary release without auxiliary/alarm switch with Safety Label for USA | - | 0 | 0
3VL4731-2CH36-0AD1 |  | 3VL4731-2CH36-0AD1 | 1 | UN | 1 | 30 | D | D | EAR99 | N | 85362090 | 1 | 4011209756533 | 6.506 | KG | 5981.25 | 5981.25 | LP20 | LP20 | circuit breaker VL400H high breaking capacity Icu=70kA, 415V AC 3-pole, line protection Electronic Trip Unit LCD ETU40, LI/LS/LSI In=315A, rated current IR=128...315A, overload protection, ISD=1.5 to 10xIR, II=11xIN short-circuit protection without auxiliary release Auxiliary/alarm switch mounting kit 2 AUX (1 NO+1 NC)+1 AS (1 NO) | - | 0 | 0
3VL4731-2CJ46-0AA0-Z | U01 | 3VL4731-2CJ46-0AA0-ZU01 | 1 | UN | 1 | 30 | D | D | EAR99 | N | 85362090 | 1 |  | 7.6 | KG | 7616.4 | 7616.4 | LP20 | LP20 | circuit breaker VL400H high breaking capacity Icu=70kA, 415V AC 4-pole, line protection Electronic Trip Unit LCD ETU40, LI/LS/LSI In=315A, rated current IR=128...315A, overload protection, ISD=1.5 to 10xIR, II=11xIN short-circuit protection N protected without auxiliary release without auxiliary/alarm switch with Safety Label for USA | - | 0 | 0
3VL4731-2CJ46-0AD1 |  | 3VL4731-2CJ46-0AD1 | 1 | UN | 1 | 30 | D | D | EAR99 | N | 85362090 | 1 | 4011209756540 | 7.6 | KG | 7664.25 | 7664.25 | LP20 | LP20 | circuit breaker VL400H high breaking capacity Icu=70kA, 415V AC 4-pole, line protection Electronic Trip Unit LCD ETU40, LI/LS/LSI In=315A, rated current IR=128...315A, overload protection, ISD=1.5 to 10xIR, II=11xIN short-circuit protection N protected without auxiliary release Auxiliary/alarm switch mounting kit 2 AUX (1 NO+1 NC)+1 AS (1 NO) | - | 0 | 0
3VL4731-2CL36-0AA0-Z | U01 | 3VL4731-2CL36-0AA0-ZU01 | 1 | UN | 1 | 30 | D | D | EAR99 | N | 85362090 | 1 |  | 5.9 | KG | 6461.4 | 6461.4 | LP20 | LP20 | circuit breaker VL400H high breaking capacity Icu=70kA, 415V AC 3-pole, line protection Electronic Trip Unit LCD ETU42, LSIG 3 phases/3 lines In=315A, rated current IR=128...315A, overload protection, ISD=1.5 to 10xIR, II=11xIN short-circuit protection without auxiliary release without auxiliary/alarm switch with Safety Label for USA | - | 0 | 0
3VL4731-2CM36-0AA0-Z | U01 | 3VL4731-2CM36-0AA0-ZU01 | 1 | UN | 1 | 30 | D | D | EAR99 | N | 85362090 | 1 |  | 5.9 | KG | 6461.4 | 6461.4 | LP20 | LP20 | circuit breaker VL400H high breaking capacity Icu=70kA, 415V AC 3-pole, line protection Electronic Trip Unit LCD ETU42, LSIG 3 phases/4 lines with connecting cable In=315A, rated current IR=128...315A, overload protection, ISD=1.5 to 10xIR, II=11xIN short-circuit protection without auxiliary release without auxiliary/alarm switch with Safety Label for USA | - | 0 | 0
3VL4731-2CN46-0AA0-Z | U01 | 3VL4731-2CN46-0AA0-ZU01 | 1 | UN | 1 | 30 | D | D | EAR99 | N | 85362090 | 1 |  | 7.6 | KG | 7616.4 | 7616.4 | LP20 | LP20 | circuit breaker VL400H high breaking capacity Icu=70kA, 415V AC 4-pole, line protection Electronic Trip Unit LCD ETU42, LSIG In=315A, rated current IR=128...315A, overload protection, ISD=1.5 to 10xIR, II=11xIN short-circuit protection N protected with ground-fault protection without auxiliary release without auxiliary/alarm switch with Safety Label for USA | - | 0 | 0
3VL4731-2CN46-0AD1 |  | 3VL4731-2CN46-0AD1 | 1 | UN | 1 | 30 | D | D | EAR99 | N | 85362090 | 1 | 4011209756557 | 7.6 | KG | 7664.25 | 7664.25 | LP20 | LP20 | circuit breaker VL400H high breaking capacity Icu=70kA, 415V AC 4-pole, line protection Electronic Trip Unit LCD ETU42, LSIG In=315A, rated current IR=128...315A, overload protection, ISD=1.5 to 10xIR, II=11xIN short-circuit protection N protected with ground-fault protection without auxiliary release Auxiliary/alarm switch mounting kit 2 AUX (1 NO+1 NC)+1 AS (1 NO) | - | 0 | 0
3VL4731-2CP36-0AA0 |  | 3VL4731-2CP36-0AA0 | 1 | UN | 1 | 30 | D | D | EAR99 | N | 85362090 | 1 | 4011209485617 | 5.9 | KG | 5885 | 5885 | LP20 | LP20 | circuit breaker VL400H high breaking capacity Icu=70kA, 415V AC 3-pole, motor/generator prot. Electronic Trip Unit LCD ETU40M, LI In=315A, rated current IR=128...315A, overload protection, II=1.25 to 11xIN, short-circuit protection without auxiliary release without auxiliary/alarm switch | - | 0 | 0
3VL4731-2CP36-0AA0-Z | U01 | 3VL4731-2CP36-0AA0-ZU01 | 1 | UN | 1 | 30 | D | D | EAR99 | N | 85362090 | 1 |  | 5.9 | KG | 5933.4 | 5933.4 | LP20 | LP20 | circuit breaker VL400H high breaking capacity Icu=70kA, 415V AC 3-pole, motor/generator prot. Electronic Trip Unit LCD ETU40M, LI In=315A, rated current IR=128...315A, overload protection, II=1.25 to 11xIN, short-circuit protection without auxiliary release without auxiliary/alarm switch with Safety Label for USA | - | 0 | 0
3VL4731-2DC36-0AA0 |  | 3VL4731-2DC36-0AA0 | 1 | UN | 1 | 5 | B | D | EAR99 | N | 85362090 | 1 | 4011209485624 | 6.139 | KG | 1903 | 1749.1 | LP20 | LP20 | circuit breaker VL400H high breaking capacity Icu=70kA, 415V AC 3-pole, line protection Electronic Trip Unit TM, LI In=315A, rated current IR=250...315A, overload protection, II=1575...3150A, short-circuit protection without auxiliary release without auxiliary/alarm switch | - | 0 | 0
3VL4731-2DC36-0AA0-Z | U01 | 3VL4731-2DC36-0AA0-ZU01 | 1 | UN | 1 | 5 | B | D | EAR99 | N | 85362090 | 1 |  | 5.7 | KG | 1951.4 | 1951.4 | LP20 | LP20 | circuit breaker VL400H high breaking capacity Icu=70kA, 415V AC 3-pole, line protection Electronic Trip Unit TM, LI In=315A, rated current IR=250...315A, overload protection, II=1575...3150A, short-circuit protection without auxiliary release without auxiliary/alarm switch with Safety Label for USA | - | 0 | 0
3VL4731-2DC36-0AB1 |  | 3VL4731-2DC36-0AB1 | 1 | UN | 1 | 5 | B | D | EAR99 | N | 85362090 | 1 | 4011209756564 | 6.167 | KG | 1978.68 | 1978.68 | LP20 | LP20 | circuit breaker VL400H high breaking capacity Icu=70kA, 415V AC 3-pole, line protection Electronic Trip Unit TM, LI In=315A, rated current IR=250...315A, overload protection, II=1575...3150A, short-circuit protection without auxiliary release Auxiliary switch mounting kit 2 AUX (1 NO + 1 NC) | - | 0 | 0
3VL4731-2DC36-0AD1 |  | 3VL4731-2DC36-0AD1 | 1 | UN | 1 | 5 | B | D | EAR99 | N | 85362090 | 1 | 4011209756571 | 6.204 | KG | 1999.25 | 1999.25 | LP20 | LP20 | circuit breaker VL400H high breaking capacity Icu=70kA, 415V AC 3-pole, line protection Electronic Trip Unit TM, LI In=315A, rated current IR=250...315A, overload protection, II=1575...3150A, short-circuit protection without auxiliary release Auxiliary/alarm switch mounting kit 2 AUX (1 NO+1 NC)+1 AS (1 NO) | - | 0 | 0
3VL4731-2DC36-0AD1-Z | U01 | 3VL4731-2DC36-0AD1-ZU01 | 1 | UN | 1 | 5 | B | D | EAR99 | N | 85362090 | 1 |  | 5.7 | KG | 2047.65 | 2047.65 | LP20 | LP20 | circuit breaker VL400H high breaking capacity Icu=70kA, 415V AC 3-pole, line protection Electronic Trip Unit TM, LI In=315A, rated current IR=250...315A, overload protection, II=1575...3150A, short-circuit protection without auxiliary release Auxiliary/alarm switch mounting kit 2 AUX (1 NO+1 NC)+1 AS (1 NO) with Safety Label for USA | - | 0 | 0
3VL4731-2DC36-2PA0-Z | U01 | 3VL4731-2DC36-2PA0-ZU01 | 1 | UN | 1 | 5 | B | D | EAR99 | N | 85362090 | 1 |  | 5.7 | KG | 2142.8 | 2142.8 | LP20 | LP20 | circuit breaker VL400H high breaking capacity Icu=70kA, 415V AC 3-pole, line protection Electronic Trip Unit TM, LI In=315A, rated current IR=250...315A, overload protection, II=1575...3150A, short-circuit protection Undervoltage release 24 V DC without auxiliary/alarm switch with Safety Label for USA | - | 0 | 0
3VL4731-2DC36-8TB1 |  | 3VL4731-2DC36-8TB1 | 1 | UN | 1 | 5 | B | D | EAR99 | N | 85362090 | 1 | 4011209756588 | 6.184 | KG | 2123.88 | 2123.88 | LP20 | LP20 | circuit breaker VL400H high breaking capacity Icu=70kA, 415V AC 3-pole, line protection Electronic Trip Unit TM, LI In=315A, rated current IR=250...315A, overload protection, II=1575...3150A, short-circuit protection Shunt release 208...277 V AC Auxiliary switch mounting kit 2 AUX (1 NO + 1 NC) | - | 0 | 0
3VL4731-2DC36-8TD1 |  | 3VL4731-2DC36-8TD1 | 1 | UN | 1 | 5 | B | D | EAR99 | N | 85362090 | 1 | 4011209756595 | 6.315 | KG | 2144.45 | 2144.45 | LP20 | LP20 | circuit breaker VL400H high breaking capacity Icu=70kA, 415V AC 3-pole, line protection Electronic Trip Unit TM, LI In=315A, rated current IR=250...315A, overload protection, II=1575...3150A, short-circuit protection Shunt release 208...277 V AC Auxiliary/alarm switch mounting kit 2 AUX (1 NO+1 NC)+1 AS (1 NO) | - | 0 | 0
3VL4731-2DK36-0AA0 |  | 3VL4731-2DK36-0AA0 | 1 | UN | 1 | 5 | B | D | EAR99 | N | 85362090 | 1 | 4011209629660 | 5.7 | KG | 1881 | 1724.3 | LP20 | LP20 | circuit breaker VL400H high breaking capacity Icu=70kA, 415V AC 3-pole, starter combination Electronic Trip Unit magnetic In=315A, rated current II=2000...4000A, short-circuit protection without auxiliary release without auxiliary/alarm switch | - | 0 | 0
3VL4731-2DK36-0AA0-Z | U01 | 3VL4731-2DK36-0AA0-ZU01 | 1 | UN | 1 | 5 | B | D | EAR99 | N | 85362090 | 1 |  | 5.7 | KG | 1929.4 | 1929.4 | LP20 | LP20 | circuit breaker VL400H high breaking capacity Icu=70kA, 415V AC 3-pole, starter combination Electronic Trip Unit magnetic In=315A, rated current II=2000...4000A, short-circuit protection without auxiliary release without auxiliary/alarm switch with Safety Label for USA | - | 0 | 0
3VL4731-2DK36-0AB1 |  | 3VL4731-2DK36-0AB1 | 1 | UN | 1 | 5 | B | D | EAR99 | N | 85362090 | 1 | 4011209756601 | 5.98 | KG | 1956.68 | 1956.68 | LP20 | LP20 | circuit breaker VL400H high breaking capacity Icu=70kA, 415V AC 3-pole, starter combination Electronic Trip Unit magnetic In=315A, rated current II=2000...4000A, short-circuit protection without auxiliary release Auxiliary switch mounting kit 2 AUX (1 NO + 1 NC) | - | 0 | 0
3VL4731-2DK36-0AB1-Z | U01 | 3VL4731-2DK36-0AB1-ZU01 | 1 | UN | 1 | 5 | B | D | EAR99 | N | 85362090 | 1 |  | 5.7 | KG | 2005.08 | 2005.08 | LP20 | LP20 | circuit breaker VL400H high breaking capacity Icu=70kA, 415V AC 3-pole, starter combination Electronic Trip Unit magnetic In=315A, rated current II=2000...4000A, short-circuit protection without auxiliary release Auxiliary switch mounting kit 2 AUX (1 NO + 1 NC) with Safety Label for USA | - | 0 | 0
3VL4731-2DK36-8VA0-Z | U01 | 3VL4731-2DK36-8VA0-ZU01 | 1 | UN | 1 | 5 | B | D | EAR99 | N | 85362090 | 1 |  | 5.7 | KG | 2074.6 | 2074.6 | LP20 | LP20 | circuit breaker VL400H high breaking capacity Icu=70kA, 415V AC 3-pole, starter combination Electronic Trip Unit magnetic In=315A, rated current II=2000...4000A, short-circuit protection Shunt release 380...600 V AC without auxiliary/alarm switch with Safety Label for USA | - | 0 | 0
3VL4731-2EC46-0AA0 |  | 3VL4731-2EC46-0AA0 | 1 | UN | 1 | 5 | B | D | EAR99 | N | 85362090 | 1 | 4011209485631 | 8 | KG | 2739 | 2614.6 | LP20 | LP20 | circuit breaker VL400H high breaking capacity Icu=70kA, 415V AC 4-pole, line protection Electronic Trip Unit TM, LI In=315A, rated current IR=250...315A, overload protection, II=1575...3150A, short-circuit protection N protected without auxiliary release without auxiliary/alarm switch | - | 0 | 0
3VL4731-2EC46-0AA0-Z | U01 | 3VL4731-2EC46-0AA0-ZU01 | 1 | UN | 1 | 5 | B | D | EAR99 | N | 85362090 | 1 |  | 7.4 | KG | 2787.4 | 2787.4 | LP20 | LP20 | circuit breaker VL400H high breaking capacity Icu=70kA, 415V AC 4-pole, line protection Electronic Trip Unit TM, LI In=315A, rated current IR=250...315A, overload protection, II=1575...3150A, short-circuit protection N protected without auxiliary release without auxiliary/alarm switch with Safety Label for USA | - | 0 | 0
3VL4731-2EC46-0AD1 |  | 3VL4731-2EC46-0AD1 | 1 | UN | 1 | 5 | B | D | EAR99 | N | 85362090 | 1 | 4011209756618 | 8 | KG | 2835.25 | 2835.25 | LP20 | LP20 | circuit breaker VL400H high breaking capacity Icu=70kA, 415V AC 4-pole, line protection Electronic Trip Unit TM, LI In=315A, rated current IR=250...315A, overload protection, II=1575...3150A, short-circuit protection N protected without auxiliary release Auxiliary/alarm switch mounting kit 2 AUX (1 NO+1 NC)+1 AS (1 NO) | - | 0 | 0
3VL4731-2EC46-2HD1 |  | 3VL4731-2EC46-2HD1 | 1 | UN | 1 | 5 | B | D | EAR99 | N | 85362090 | 1 | 4011209756625 | 8.055 | KG | 3026.65 | 3026.65 | LP20 | LP20 | circuit breaker VL400H high breaking capacity Icu=70kA, 415V AC 4-pole, line protection Electronic Trip Unit TM, LI In=315A, rated current IR=250...315A, overload protection, II=1575...3150A, short-circuit protection N protected Undervoltage release 220...250 V AC Auxiliary/alarm switch mounting kit 2 AUX (1 NO+1 NC)+1 AS (1 NO) | - | 0 | 0
3VL4731-2EJ46-0AA0 |  | 3VL4731-2EJ46-0AA0 | 1 | UN | 1 | 5 | B | D | EAR99 | N | 85362090 | 1 | 4011209485648 | 8.055 | KG | 2629 | 2397.6 | LP20 | LP20 | circuit breaker VL400H high breaking capacity Icu=70kA, 415V AC 4-pole, line protection Electronic Trip Unit TM, LI In=315A, rated current IR=250...315A, overload protection, II=1575...3150A, short-circuit protection N unprotected without auxiliary release without auxiliary/alarm switch | - | 0 | 0
3VL4731-2EJ46-0AA0-Z | U01 | 3VL4731-2EJ46-0AA0-ZU01 | 1 | UN | 1 | 5 | B | D | EAR99 | N | 85362090 | 1 |  | 7.4 | KG | 2677.4 | 2677.4 | LP20 | LP20 | circuit breaker VL400H high breaking capacity Icu=70kA, 415V AC 4-pole, line protection Electronic Trip Unit TM, LI In=315A, rated current IR=250...315A, overload protection, II=1575...3150A, short-circuit protection N unprotected without auxiliary release without auxiliary/alarm switch with Safety Label for USA | - | 0 | 0
3VL4731-2EJ46-0AB1 |  | 3VL4731-2EJ46-0AB1 | 1 | UN | 1 | 5 | B | D | EAR99 | N | 85362090 | 1 | 4011209756632 | 7.922 | KG | 2704.68 | 2704.68 | LP20 | LP20 | circuit breaker VL400H high breaking capacity Icu=70kA, 415V AC 4-pole, line protection Electronic Trip Unit TM, LI In=315A, rated current IR=250...315A, overload protection, II=1575...3150A, short-circuit protection N unprotected without auxiliary release Auxiliary switch mounting kit 2 AUX (1 NO + 1 NC) | - | 0 | 0
3VL4731-2EJ46-0AD1 |  | 3VL4731-2EJ46-0AD1 | 1 | UN | 1 | 5 | B | D | EAR99 | N | 85362090 | 1 | 4011209756649 | 7.937 | KG | 2725.25 | 2725.25 | LP20 | LP20 | circuit breaker VL400H high breaking capacity Icu=70kA, 415V AC 4-pole, line protection Electronic Trip Unit TM, LI In=315A, rated current IR=250...315A, overload protection, II=1575...3150A, short-circuit protection N unprotected without auxiliary release Auxiliary/alarm switch mounting kit 2 AUX (1 NO+1 NC)+1 AS (1 NO) | - | 0 | 0
3VL4731-2EJ46-8TA0 |  | 3VL4731-2EJ46-8TA0 | 1 | UN | 1 | 5 | B | D | EAR99 | N | 85362090 | 1 | 4011209756656 | 7.891 | KG | 2774.2 | 2774.2 | LP20 | LP20 | circuit breaker VL400H high breaking capacity Icu=70kA, 415V AC 4-pole, line protection Electronic Trip Unit TM, LI In=315A, rated current IR=250...315A, overload protection, II=1575...3150A, short-circuit protection N unprotected Shunt release 208...277 V AC without auxiliary/alarm switch | - | 0 | 0
3VL4731-2EJ46-8TD1 |  | 3VL4731-2EJ46-8TD1 | 1 | UN | 1 | 5 | B | D | EAR99 | N | 85362090 | 1 | 4011209756663 | 8 | KG | 2870.45 | 2870.45 | LP20 | LP20 | circuit breaker VL400H high breaking capacity Icu=70kA, 415V AC 4-pole, line protection Electronic Trip Unit TM, LI In=315A, rated current IR=250...315A, overload protection, II=1575...3150A, short-circuit protection N unprotected Shunt release 208...277 V AC Auxiliary/alarm switch mounting kit 2 AUX (1 NO+1 NC)+1 AS (1 NO) | - | 0 | 0
3VL4731-2EM46-0AA0 |  | 3VL4731-2EM46-0AA0 | 1 | UN | 1 | 5 | B | D | EAR99 | N | 85362090 | 1 | 4011209774605 | 7.9 | KG | 2739 | 2498.2 | LP20 | LP20 | circuit breaker VL400H high breaking capacity Icu=70kA, 415V AC 4-pole, line protection trip unit, TM, LI In=315A, rated current IR=250...315A, overload prot. II=1575...3150A, short-circuit protection N protected (100%) without auxiliary release without auxiliary/alarm switch | - | 0 | 0
3VL4731-2EM46-0AA0-Z | U01 | 3VL4731-2EM46-0AA0-ZU01 | 1 | UN | 1 | 5 | B | D | EAR99 | N | 85362090 | 1 |  | 7.4 | KG | 2787.4 | 2787.4 | LP20 | LP20 | circuit breaker VL400H high breaking capacity Icu=70kA, 415V AC 4-pole, line protection trip unit, TM, LI In=315A, rated current IR=250...315A, overload prot. II=1575...3150A, short-circuit protection N protected (100%) without auxiliary release without auxiliary/alarm switch with Safety Label for USA | - | 0 | 0
3VL4731-2LA46-0AA0 |  | 3VL4731-2LA46-0AA0 | 1 | UN | 1 | 5 | B | D | EAR99 | N | 85362090 | 1 | 4011209873810 | 7.9 | KG | 4015 | 4015 | LP20 | LP20 | circuit breaker VL400H high breaking capacity Icu=70kA, 415V AC 4-pole, line protection Electronic Trip Unit ETU10, LI In=315A, rated current IR=128...315A, overload protection, II=1.25 to 11xIN, short-circuit protection N protected shipbuilding certificate for LRS, DNV and gL without auxiliary release without auxiliary/alarm switch | - | 0 | 0
3VL4731-2LA46-0AA0-Z | U01 | 3VL4731-2LA46-0AA0-ZU01 | 1 | UN | 1 | 5 | B | D | EAR99 | N | 85362090 | 1 |  | 7.6 | KG | 4063.4 | 4063.4 | LP20 | LP20 | circuit breaker VL400H high breaking capacity Icu=70kA, 415V AC 4-pole, line protection Electronic Trip Unit ETU10, LI In=315A, rated current IR=128...315A, overload protection, II=1.25 to 11xIN, short-circuit protection N protected shipbuilding certificate for LRS, DNV and gL without auxiliary release without auxiliary/alarm switch with Safety Label for USA | - | 0 | 0
3VL4731-2LB36-0AA0 |  | 3VL4731-2LB36-0AA0 | 1 | UN | 1 | 5 | B | D | EAR99 | N | 85362090 | 1 | 4011209873513 | 6.36 | KG | 2849 | 2849 | LP20 | LP20 | circuit breaker VL400H high breaking capacity Icu=70kA, 415V AC 3-pole, line protection Electronic Trip Unit ETU10, LI In=315A, rated current IR=128...315A, overload protection, II=1.25 to 11xIN, short-circuit protection shipbuilding certificate for LRS, DNV and gL without auxiliary release without auxiliary/alarm switch | - | 0 | 0
3VL4731-2LB36-0AA0-Z | U01 | 3VL4731-2LB36-0AA0-ZU01 | 1 | UN | 1 | 5 | B | D | EAR99 | N | 85362090 | 1 |  | 5.9 | KG | 2897.4 | 2897.4 | LP20 | LP20 | circuit breaker VL400H high breaking capacity Icu=70kA, 415V AC 3-pole, line protection Electronic Trip Unit ETU10, LI In=315A, rated current IR=128...315A, overload protection, II=1.25 to 11xIN, short-circuit protection shipbuilding certificate for LRS, DNV and gL without auxiliary release without auxiliary/alarm switch with Safety Label for USA | - | 0 | 0
3VL4731-2LE36-0AA0 |  | 3VL4731-2LE36-0AA0 | 1 | UN | 1 | 5 | B | D | EAR99 | N | 85362090 | 1 | 4011209873636 | 6.36 | KG | 3102 | 3102 | LP20 | LP20 | circuit breaker VL400H high breaking capacity Icu=70kA, 415V AC 3-pole, line protection Electronic Trip Unit ETU20, LSI In=315A, rated current IR=128...315A, overload protection, ISD=1.5 to 10xIR, II=11xIN short-circuit protection shipbuilding certificate for LRS, DNV and gL without auxiliary release without auxiliary/alarm switch | - | 0 | 0
3VL4731-2LE36-0AA0-Z | U01 | 3VL4731-2LE36-0AA0-ZU01 | 1 | UN | 1 | 5 | B | D | EAR99 | N | 85362090 | 1 |  | 5.9 | KG | 3150.4 | 3150.4 | LP20 | LP20 | circuit breaker VL400H high breaking capacity Icu=70kA, 415V AC 3-pole, line protection Electronic Trip Unit ETU20, LSI In=315A, rated current IR=128...315A, overload protection, ISD=1.5 to 10xIR, II=11xIN short-circuit protection shipbuilding certificate for LRS, DNV and gL without auxiliary release without auxiliary/alarm switch with Safety Label for USA | - | 0 | 0
3VL4731-2LF46-0AA0 |  | 3VL4731-2LF46-0AA0 | 1 | UN | 1 | 5 | B | D | EAR99 | N | 85362090 | 1 | 4011209873933 | 7.9 | KG | 4389 | 4389 | LP20 | LP20 | circuit breaker VL400H high breaking capacity Icu=70kA, 415V AC 4-pole, line protection Electronic Trip Unit ETU20, LSI In=315A, rated current IR=128...315A, overload protection, ISD=1.5 to 10xIR, II=11xIN short-circuit protection N protected shipbuilding certificate for LRS, DNV and gL without auxiliary release without auxiliary/alarm switch | - | 0 | 0
3VL4731-2LF46-0AA0-Z | U01 | 3VL4731-2LF46-0AA0-ZU01 | 1 | UN | 1 | 5 | B | D | EAR99 | N | 85362090 | 1 |  | 7.6 | KG | 4437.4 | 4437.4 | LP20 | LP20 | circuit breaker VL400H high breaking capacity Icu=70kA, 415V AC 4-pole, line protection Electronic Trip Unit ETU20, LSI In=315A, rated current IR=128...315A, overload protection, ISD=1.5 to 10xIR, II=11xIN short-circuit protection N protected shipbuilding certificate for LRS, DNV and gL without auxiliary release without auxiliary/alarm switch with Safety Label for USA | - | 0 | 0
3VL4731-2LS36-0AA0 |  | 3VL4731-2LS36-0AA0 | 1 | UN | 1 | 5 | B | D | EAR99 | N | 85362090 | 1 | 4011209873759 | 6.36 | KG | 3410 | 3410 | LP20 | LP20 | circuit breaker VL400H high breaking capacity Icu=70kA, 415V AC 3-pole, motor protection Electronic Trip Unit ETU30M, LI IR=125...315A, overload prot., TC=10A...30, II=6/8/11 xIN, short-circuit protection shipbuilding certificate for LRS, DNV and gL shipbuilding certificate for LRS, DNV and gL without auxiliary release without auxiliary/alarm switch | - | 0 | 0
3VL4731-2LS36-0AA0-Z | U01 | 3VL4731-2LS36-0AA0-ZU01 | 1 | UN | 1 | 5 | B | D | EAR99 | N | 85362090 | 1 |  | 5.9 | KG | 3458.4 | 3458.4 | LP20 | LP20 | circuit breaker VL400H high breaking capacity Icu=70kA, 415V AC 3-pole, motor protection Electronic Trip Unit ETU30M, LI IR=125...315A, overload prot., TC=10A...30, II=6/8/11 xIN, short-circuit protection shipbuilding certificate for LRS, DNV and gL shipbuilding certificate for LRS, DNV and gL without auxiliary release without auxiliary/alarm switch with Safety Label for USA | - | 0 | 0
3VL4731-2MB36-0AA0 |  | 3VL4731-2MB36-0AA0 | 1 | UN | 1 | 5 | B | D | EAR99 | N | 85362090 | 1 | 4011209812963 | 6.36 | KG | 2541 | 2541 | LP20 | LP20 | circuit breaker VL400H high breaking capacity Icu=70kA, 415V AC 3-pole, line protection Electronic Trip Unit ETU10, LI In=315A, rated current IR=128...315A, overload protection, II=1.25 to 11xIN, short-circuit protection without auxiliary release ETU communication-capable without auxiliary/alarm switch | - | 0 | 0
3VL4731-2MB36-0AA0-Z | U01 | 3VL4731-2MB36-0AA0-ZU01 | 1 | UN | 1 | 5 | B | D | EAR99 | N | 85362090 | 1 |  | 5.9 | KG | 2589.4 | 2589.4 | LP20 | LP20 | circuit breaker VL400H high breaking capacity Icu=70kA, 415V AC 3-pole, line protection Electronic Trip Unit ETU10, LI In=315A, rated current IR=128...315A, overload protection, II=1.25 to 11xIN, short-circuit protection without auxiliary release ETU communication-capable without auxiliary/alarm switch with Safety Label for USA | - | 0 | 0
3VL4731-2ME36-0AA0 |  | 3VL4731-2ME36-0AA0 | 1 | UN | 1 | 5 | B | D | EAR99 | N | 85362090 | 1 | 4011209812987 | 6.36 | KG | 2827 | 2827 | LP20 | LP20 | circuit breaker VL400H high breaking capacity Icu=70kA, 415V AC 3-pole, line protection Electronic Trip Unit ETU20, LSI In=315A, rated current IR=128...315A, overload protection, ISD=1.5 to 10xIR, II=11xIN short-circuit protection without auxiliary release ETU communication-capable without auxiliary/alarm switch | - | 0 | 0
3VL4731-2ME36-0AA0-Z | U01 | 3VL4731-2ME36-0AA0-ZU01 | 1 | UN | 1 | 5 | B | D | EAR99 | N | 85362090 | 1 |  | 5.9 | KG | 2875.4 | 2875.4 | LP20 | LP20 | circuit breaker VL400H high breaking capacity Icu=70kA, 415V AC 3-pole, line protection Electronic Trip Unit ETU20, LSI In=315A, rated current IR=128...315A, overload protection, ISD=1.5 to 10xIR, II=11xIN short-circuit protection without auxiliary release ETU communication-capable without auxiliary/alarm switch with Safety Label for USA | - | 0 | 0
3VL4731-2MF36-0AA0 |  | 3VL4731-2MF36-0AA0 | 1 | UN | 1 | 5 | B | D | EAR99 | N | 85362090 | 1 | 4011209813007 | 6.36 | KG | 3454 | 3454 | LP20 | LP20 | circuit breaker VL400H high breaking capacity Icu=70kA, 415V AC 3-pole, line protection Electronic Trip Unit ETU12, LIGN 3 phases/4 lines In=315A, rated current IR=128...315A, overload protection, II=1.25 to 11xIN, short-circuit protection without auxiliary release ETU communication-capable without auxiliary/alarm switch | - | 0 | 0
3VL4731-2MF36-0AA0-Z | U01 | 3VL4731-2MF36-0AA0-ZU01 | 1 | UN | 1 | 5 | B | D | EAR99 | N | 85362090 | 1 |  | 5.9 | KG | 3502.4 | 3502.4 | LP20 | LP20 | circuit breaker VL400H high breaking capacity Icu=70kA, 415V AC 3-pole, line protection Electronic Trip Unit ETU12, LIGN 3 phases/4 lines In=315A, rated current IR=128...315A, overload protection, II=1.25 to 11xIN, short-circuit protection without auxiliary release ETU communication-capable without auxiliary/alarm switch with Safety Label for USA | - | 0 | 0
3VL4731-2MG36-0AA0 |  | 3VL4731-2MG36-0AA0 | 1 | UN | 1 | 5 | B | D | EAR99 | N | 85362090 | 1 | 4011209813021 | 6.36 | KG | 3179 | 3179 | LP20 | LP20 | circuit breaker VL400H high breaking capacity Icu=70kA, 415V AC 3-pole, line protection Electronic Trip Unit ETU22, LSIG 3 phases/3 lines In=315A, rated current IR=128...315A, overload protection, ISD=1.5 to 10xIR, II=11xIN short-circuit protection without auxiliary release ETU communication-capable without auxiliary/alarm switch | - | 0 | 0
3VL4731-2MG36-0AA0-Z | U01 | 3VL4731-2MG36-0AA0-ZU01 | 1 | UN | 1 | 5 | B | D | EAR99 | N | 85362090 | 1 |  | 5.9 | KG | 3227.4 | 3227.4 | LP20 | LP20 | circuit breaker VL400H high breaking capacity Icu=70kA, 415V AC 3-pole, line protection Electronic Trip Unit ETU22, LSIG 3 phases/3 lines In=315A, rated current IR=128...315A, overload protection, ISD=1.5 to 10xIR, II=11xIN short-circuit protection without auxiliary release ETU communication-capable without auxiliary/alarm switch with Safety Label for USA | - | 0 | 0
3VL4731-2MH36-0AA0 |  | 3VL4731-2MH36-0AA0 | 1 | UN | 1 | 5 | B | D | EAR99 | N | 85362090 | 1 | 4011209813045 | 6.36 | KG | 3179 | 3179 | LP20 | LP20 | circuit breaker VL400H high breaking capacity Icu=70kA, 415V AC 3-pole, line protection Electronic Trip Unit ETU22, LSIG 3 phases/4 lines with connecting cable In=315A, rated current IR=128...315A, overload protection, ISD=1.5 to 10xIR, II=11xIN short-circuit protection without auxiliary release ETU communication-capable without auxiliary/alarm switch | - | 0 | 0
3VL4731-2MH36-0AA0-Z | U01 | 3VL4731-2MH36-0AA0-ZU01 | 1 | UN | 1 | 5 | B | D | EAR99 | N | 85362090 | 1 |  | 5.9 | KG | 3227.4 | 3227.4 | LP20 | LP20 | circuit breaker VL400H high breaking capacity Icu=70kA, 415V AC 3-pole, line protection Electronic Trip Unit ETU22, LSIG 3 phases/4 lines with connecting cable In=315A, rated current IR=128...315A, overload protection, ISD=1.5 to 10xIR, II=11xIN short-circuit protection without auxiliary release ETU communication-capable without auxiliary/alarm switch with Safety Label for USA | - | 0 | 0
3VL4731-2ML36-0AA0 |  | 3VL4731-2ML36-0AA0 | 1 | UN | 1 | 5 | B | D | EAR99 | N | 85362090 | 1 | 4011209813069 | 6.36 | KG | 3179 | 3179 | LP20 | LP20 | circuit breaker VL400H high breaking capacity Icu=70kA, 415V AC 3-pole, line protection Electronic Trip Unit ETU12, LIG 3 phases/3 lines In=315A, rated current IR=128...315A, overload protection, II=1.25 to 11xIN, short-circuit protection without auxiliary release ETU communication-capable without auxiliary/alarm switch | - | 0 | 0
3VL4731-2ML36-0AA0-Z | U01 | 3VL4731-2ML36-0AA0-ZU01 | 1 | UN | 1 | 5 | B | D | EAR99 | N | 85362090 | 1 |  | 5.9 | KG | 3227.4 | 3227.4 | LP20 | LP20 | circuit breaker VL400H high breaking capacity Icu=70kA, 415V AC 3-pole, line protection Electronic Trip Unit ETU12, LIG 3 phases/3 lines In=315A, rated current IR=128...315A, overload protection, II=1.25 to 11xIN, short-circuit protection without auxiliary release ETU communication-capable without auxiliary/alarm switch with Safety Label for USA | - | 0 | 0
3VL4731-2MP36-0AA0 |  | 3VL4731-2MP36-0AA0 | 1 | UN | 1 | 5 | B | D | EAR99 | N | 85362090 | 1 | 4011209813083 | 6.36 | KG | 2684 | 2684 | LP20 | LP20 | circuit breaker VL400H high breaking capacity Icu=70kA, 415V AC 3-pole, motor/generator prot. Electronic Trip Unit ETU10M, LI In=315A, rated current IR=125...315A, overload protection, II=1.25 to 11xIN, short-circuit protection without auxiliary release ETU communication-capable without auxiliary/alarm switch | - | 0 | 0
3VL4731-2MP36-0AA0-Z | U01 | 3VL4731-2MP36-0AA0-ZU01 | 1 | UN | 1 | 5 | B | D | EAR99 | N | 85362090 | 1 |  | 5.9 | KG | 2732.4 | 2732.4 | LP20 | LP20 | circuit breaker VL400H high breaking capacity Icu=70kA, 415V AC 3-pole, motor/generator prot. Electronic Trip Unit ETU10M, LI In=315A, rated current IR=125...315A, overload protection, II=1.25 to 11xIN, short-circuit protection without auxiliary release ETU communication-capable without auxiliary/alarm switch with Safety Label for USA | - | 0 | 0
3VL4731-2MS36-0AA0 |  | 3VL4731-2MS36-0AA0 | 1 | UN | 1 | 5 | B | D | EAR99 | N | 85362090 | 1 | 4011209813090 | 6.36 | KG | 3025 | 3025 | LP20 | LP20 | circuit breaker VL400H high breaking capacity Icu=70kA, 415V AC 3-pole, motor protection Electronic Trip Unit ETU30M, LI IR=125...315A, overload prot., TC=10A...30, II=6/8/11 xIN, short-circuit protection ETU communication-capable without auxiliary release without auxiliary/alarm switch | - | 0 | 0
3VL4731-2MS36-0AA0-Z | U01 | 3VL4731-2MS36-0AA0-ZU01 | 1 | UN | 1 | 5 | B | D | EAR99 | N | 85362090 | 1 |  | 5.9 | KG | 3073.4 | 3073.4 | LP20 | LP20 | circuit breaker VL400H high breaking capacity Icu=70kA, 415V AC 3-pole, motor protection Electronic Trip Unit ETU30M, LI IR=125...315A, overload prot., TC=10A...30, II=6/8/11 xIN, short-circuit protection ETU communication-capable without auxiliary release without auxiliary/alarm switch with Safety Label for USA | - | 0 | 0
3VL4731-2NA46-0AA0 |  | 3VL4731-2NA46-0AA0 | 1 | UN | 1 | 5 | B | D | EAR99 | N | 85362090 | 1 | 4011209813229 | 7.9 | KG | 3575 | 3575 | LP20 | LP20 | circuit breaker VL400H high breaking capacity Icu=70kA, 415V AC 4-pole, line protection Electronic Trip Unit ETU10, LIN In=315A, rated current IR=128...315A, overload protection, II=1.25 to 11xIN, short-circuit protection N protected without auxiliary release ETU communication-capable without auxiliary/alarm switch | - | 0 | 0
3VL4731-2NA46-0AA0-Z | U01 | 3VL4731-2NA46-0AA0-ZU01 | 1 | UN | 1 | 5 | B | D | EAR99 | N | 85362090 | 1 |  | 7.6 | KG | 3623.4 | 3623.4 | LP20 | LP20 | circuit breaker VL400H high breaking capacity Icu=70kA, 415V AC 4-pole, line protection Electronic Trip Unit ETU10, LIN In=315A, rated current IR=128...315A, overload protection, II=1.25 to 11xIN, short-circuit protection N protected without auxiliary release ETU communication-capable without auxiliary/alarm switch with Safety Label for USA | - | 0 | 0
3VL4731-2NB46-0AA0 |  | 3VL4731-2NB46-0AA0 | 1 | UN | 1 | 5 | B | D | EAR99 | N | 85362090 | 1 | 4011209813243 | 7.9 | KG | 3432 | 3432 | LP20 | LP20 | circuit breaker VL400H high breaking capacity Icu=70kA, 415V AC 4-pole, line protection Electronic Trip Unit ETU10, LI In=315A, rated current IR=128...315A, overload protection, II=1.25 to 11xIN, short-circuit protection without auxiliary release ETU communication-capable without auxiliary/alarm switch | - | 0 | 0
3VL4731-2NB46-0AA0-Z | U01 | 3VL4731-2NB46-0AA0-ZU01 | 1 | UN | 1 | 5 | B | D | EAR99 | N | 85362090 | 1 |  | 7.6 | KG | 3480.4 | 3480.4 | LP20 | LP20 | circuit breaker VL400H high breaking capacity Icu=70kA, 415V AC 4-pole, line protection Electronic Trip Unit ETU10, LI In=315A, rated current IR=128...315A, overload protection, II=1.25 to 11xIN, short-circuit protection without auxiliary release ETU communication-capable without auxiliary/alarm switch with Safety Label for USA | - | 0 | 0
3VL4731-2NE46-0AA0 |  | 3VL4731-2NE46-0AA0 | 1 | UN | 1 | 5 | B | D | EAR99 | N | 85362090 | 1 | 4011209813267 | 7.9 | KG | 3707 | 3707 | LP20 | LP20 | circuit breaker VL400H high breaking capacity Icu=70kA, 415V AC 4-pole, line protection Electronic Trip Unit ETU20, LSI In=315A, rated current IR=128...315A, overload protection, ISD=1.5 to 10xIR, II=11xIN short-circuit protection without auxiliary release ETU communication-capable without auxiliary/alarm switch | - | 0 | 0
3VL4731-2NE46-0AA0-Z | U01 | 3VL4731-2NE46-0AA0-ZU01 | 1 | UN | 1 | 5 | B | D | EAR99 | N | 85362090 | 1 |  | 7.6 | KG | 3755.4 | 3755.4 | LP20 | LP20 | circuit breaker VL400H high breaking capacity Icu=70kA, 415V AC 4-pole, line protection Electronic Trip Unit ETU20, LSI In=315A, rated current IR=128...315A, overload protection, ISD=1.5 to 10xIR, II=11xIN short-circuit protection without auxiliary release ETU communication-capable without auxiliary/alarm switch with Safety Label for USA | - | 0 | 0
3VL4731-2NF46-0AA0 |  | 3VL4731-2NF46-0AA0 | 1 | UN | 1 | 5 | B | D | EAR99 | N | 85362090 | 1 | 4011209813281 | 7.9 | KG | 3905 | 3905 | LP20 | LP20 | circuit breaker VL400H high breaking capacity Icu=70kA, 415V AC 4-pole, line protection Electronic Trip Unit ETU20, LSI In=315A, rated current IR=128...315A, overload protection, ISD=1.5 to 10xIR, II=11xIN short-circuit protection N protected without auxiliary release ETU communication-capable without auxiliary/alarm switch | - | 0 | 0
3VL4731-2NF46-0AA0-Z | U01 | 3VL4731-2NF46-0AA0-ZU01 | 1 | UN | 1 | 5 | B | D | EAR99 | N | 85362090 | 1 |  | 7.6 | KG | 3953.4 | 3953.4 | LP20 | LP20 | circuit breaker VL400H high breaking capacity Icu=70kA, 415V AC 4-pole, line protection Electronic Trip Unit ETU20, LSI In=315A, rated current IR=128...315A, overload protection, ISD=1.5 to 10xIR, II=11xIN short-circuit protection N protected without auxiliary release ETU communication-capable without auxiliary/alarm switch with Safety Label for USA | - | 0 | 0
3VL4731-2NH46-0AA0 |  | 3VL4731-2NH46-0AA0 | 1 | UN | 1 | 5 | B | D | EAR99 | N | 85362090 | 1 | 4011209813304 | 7.9 | KG | 4620 | 4620 | LP20 | LP20 | circuit breaker VL400H high breaking capacity Icu=70kA, 415V AC 4-pole, line protection Electronic Trip Unit ETU22, LSIG In=315A, rated current IR=128...315A, overload protection, ISD=1.5 to 10xIR, II=11xIN short-circuit protection N protected without auxiliary release ETU communication-capable without auxiliary/alarm switch | - | 0 | 0
3VL4731-2NH46-0AA0-Z | U01 | 3VL4731-2NH46-0AA0-ZU01 | 1 | UN | 1 | 5 | B | D | EAR99 | N | 85362090 | 1 |  | 7.6 | KG | 4668.4 | 4668.4 | LP20 | LP20 | circuit breaker VL400H high breaking capacity Icu=70kA, 415V AC 4-pole, line protection Electronic Trip Unit ETU22, LSIG In=315A, rated current IR=128...315A, overload protection, ISD=1.5 to 10xIR, II=11xIN short-circuit protection N protected without auxiliary release ETU communication-capable without auxiliary/alarm switch with Safety Label for USA | - | 0 | 0
3VL4731-2NN46-0AA0 |  | 3VL4731-2NN46-0AA0 | 1 | UN | 1 | 5 | B | D | EAR99 | N | 85362090 | 1 | 4011209813328 | 7.9 | KG | 4499 | 4499 | LP20 | LP20 | circuit breaker VL400H high breaking capacity Icu=70kA, 415V AC 4-pole, line protection Electronic Trip Unit ETU12, LIG In=315A, rated current IR=128...315A, overload protection, II=1.25 to 11xIN, short-circuit protection N protected without auxiliary release ETU communication-capable without auxiliary/alarm switch | - | 0 | 0
3VL4731-2NN46-0AA0-Z | U01 | 3VL4731-2NN46-0AA0-ZU01 | 1 | UN | 1 | 5 | B | D | EAR99 | N | 85362090 | 1 |  | 7.6 | KG | 4547.4 | 4547.4 | LP20 | LP20 | circuit breaker VL400H high breaking capacity Icu=70kA, 415V AC 4-pole, line protection Electronic Trip Unit ETU12, LIG In=315A, rated current IR=128...315A, overload protection, II=1.25 to 11xIN, short-circuit protection N protected without auxiliary release ETU communication-capable without auxiliary/alarm switch with Safety Label for USA | - | 0 | 0
3VL4731-2SB36-0AA0 |  | 3VL4731-2SB36-0AA0 | 1 | UN | 1 | 5 | B | D | EAR99 | N | 85362090 | 1 | 4011209812833 | 6.36 | KG | 2431 | 2229.7 | LP20 | LP20 | circuit breaker VL400H high breaking capacity Icu=70kA, 415V AC 3-pole, line protection Electronic Trip Unit ETU10, LI In=315A, rated current IR=128...315A, overload protection, II=1.25 to 11xIN, short-circuit protection without auxiliary release without auxiliary/alarm switch | - | 0 | 0
3VL4731-2SB36-0AA0-Z | U01 | 3VL4731-2SB36-0AA0-ZU01 | 1 | UN | 1 | 5 | B | D | EAR99 | N | 85362090 | 1 |  | 5.9 | KG | 2479.4 | 2479.4 | LP20 | LP20 | circuit breaker VL400H high breaking capacity Icu=70kA, 415V AC 3-pole, line protection Electronic Trip Unit ETU10, LI In=315A, rated current IR=128...315A, overload protection, II=1.25 to 11xIN, short-circuit protection without auxiliary release without auxiliary/alarm switch with Safety Label for USA | - | 0 | 0
3VL4731-2SE36-0AA0 |  | 3VL4731-2SE36-0AA0 | 1 | UN | 1 | 5 | B | D | EAR99 | N | 85362090 | 1 | 4011209812857 | 6.23 | KG | 2695 | 2471.7 | LP20 | LP20 | circuit breaker VL400H high breaking capacity Icu=70kA, 415V AC 3-pole, line protection Electronic Trip Unit ETU20, LSI In=315A, rated current IR=128...315A, overload protection, ISD=1.5 to 10xIR, II=11xIN short-circuit protection without auxiliary release without auxiliary/alarm switch | - | 0 | 0
3VL4731-2SE36-0AA0-Z | U01 | 3VL4731-2SE36-0AA0-ZU01 | 1 | UN | 1 | 5 | B | D | EAR99 | N | 85362090 | 1 |  | 5.9 | KG | 2743.4 | 2743.4 | LP20 | LP20 | circuit breaker VL400H high breaking capacity Icu=70kA, 415V AC 3-pole, line protection Electronic Trip Unit ETU20, LSI In=315A, rated current IR=128...315A, overload protection, ISD=1.5 to 10xIR, II=11xIN short-circuit protection without auxiliary release without auxiliary/alarm switch with Safety Label for USA | - | 0 | 0
3VL4731-2SF36-0AA0 |  | 3VL4731-2SF36-0AA0 | 1 | UN | 1 | 5 | B | D | EAR99 | N | 85362090 | 1 | 4011209812871 | 6.36 | KG | 3355 | 3355 | LP20 | LP20 | circuit breaker VL400H high breaking capacity Icu=70kA, 415V AC 3-pole, line protection Electronic Trip Unit ETU12, LIG 3 phases/4 lines In=315A, rated current IR=128...315A, overload protection, II=1.25 to 11xIN, short-circuit protection without auxiliary release without auxiliary/alarm switch | - | 0 | 0
3VL4731-2SF36-0AA0-Z | U01 | 3VL4731-2SF36-0AA0-ZU01 | 1 | UN | 1 | 5 | B | D | EAR99 | N | 85362090 | 1 |  | 5.9 | KG | 3403.4 | 3403.4 | LP20 | LP20 | circuit breaker VL400H high breaking capacity Icu=70kA, 415V AC 3-pole, line protection Electronic Trip Unit ETU12, LIG 3 phases/4 lines In=315A, rated current IR=128...315A, overload protection, II=1.25 to 11xIN, short-circuit protection without auxiliary release without auxiliary/alarm switch with Safety Label for USA | - | 0 | 0
3VL4731-2SG36-0AA0 |  | 3VL4731-2SG36-0AA0 | 1 | UN | 1 | 5 | B | D | EAR99 | N | 85362090 | 1 | 4011209812888 | 6.36 | KG | 3091 | 3091 | LP20 | LP20 | circuit breaker VL400H high breaking capacity Icu=70kA, 415V AC 3-pole, line protection Electronic Trip Unit ETU22, LSIG 3 phases/3 lines In=315A, rated current IR=128...315A, overload protection, ISD=1.5 to 10xIR, II=11xIN short-circuit protection without auxiliary release without auxiliary/alarm switch | - | 0 | 0
3VL4731-2SG36-0AA0-Z | U01 | 3VL4731-2SG36-0AA0-ZU01 | 1 | UN | 1 | 5 | B | D | EAR99 | N | 85362090 | 1 |  | 5.9 | KG | 3139.4 | 3139.4 | LP20 | LP20 | circuit breaker VL400H high breaking capacity Icu=70kA, 415V AC 3-pole, line protection Electronic Trip Unit ETU22, LSIG 3 phases/3 lines In=315A, rated current IR=128...315A, overload protection, ISD=1.5 to 10xIR, II=11xIN short-circuit protection without auxiliary release without auxiliary/alarm switch with Safety Label for USA | - | 0 | 0
3VL4731-2SH36-0AA0 |  | 3VL4731-2SH36-0AA0 | 1 | UN | 1 | 5 | B | D | EAR99 | N | 85362090 | 1 | 4011209812901 | 6.36 | KG | 3091 | 3091 | LP20 | LP20 | circuit breaker VL400H high breaking capacity Icu=70kA, 415V AC 3-pole, line protection Electronic Trip Unit ETU22, LSIG 3 phases/4 lines with connecting cable In=315A, rated current IR=128...315A, overload protection, ISD=1.5 to 10xIR, II=11xIN short-circuit protection without auxiliary release without auxiliary/alarm switch | - | 0 | 0
3VL4731-2SH36-0AA0-Z | U01 | 3VL4731-2SH36-0AA0-ZU01 | 1 | UN | 1 | 5 | B | D | EAR99 | N | 85362090 | 1 |  | 5.9 | KG | 3139.4 | 3139.4 | LP20 | LP20 | circuit breaker VL400H high breaking capacity Icu=70kA, 415V AC 3-pole, line protection Electronic Trip Unit ETU22, LSIG 3 phases/4 lines with connecting cable In=315A, rated current IR=128...315A, overload protection, ISD=1.5 to 10xIR, II=11xIN short-circuit protection without auxiliary release without auxiliary/alarm switch with Safety Label for USA | - | 0 | 0
3VL4731-2SL36-0AA0 |  | 3VL4731-2SL36-0AA0 | 1 | UN | 1 | 5 | B | D | EAR99 | N | 85362090 | 1 | 4011209812925 | 6.36 | KG | 3091 | 3091 | LP20 | LP20 | circuit breaker VL400H high breaking capacity Icu=70kA, 415V AC 3-pole, line protection Electronic Trip Unit ETU12, LIG 3 phases/3 lines In=315A, rated current IR=128...315A, overload protection, II=1.25 to 11xIN, short-circuit protection without auxiliary release without auxiliary/alarm switch | - | 0 | 0
3VL4731-2SL36-0AA0-Z | U01 | 3VL4731-2SL36-0AA0-ZU01 | 1 | UN | 1 | 5 | B | D | EAR99 | N | 85362090 | 1 |  | 5.9 | KG | 3139.4 | 3139.4 | LP20 | LP20 | circuit breaker VL400H high breaking capacity Icu=70kA, 415V AC 3-pole, line protection Electronic Trip Unit ETU12, LIG 3 phases/3 lines In=315A, rated current IR=128...315A, overload protection, II=1.25 to 11xIN, short-circuit protection without auxiliary release without auxiliary/alarm switch with Safety Label for USA | - | 0 | 0
3VL4731-2SP36-0AA0 |  | 3VL4731-2SP36-0AA0 | 1 | UN | 1 | 5 | B | D | EAR99 | N | 85362090 | 1 | 4011209812949 | 6.352 | KG | 2563 | 2343.7 | LP20 | LP20 | circuit breaker VL400H high breaking capacity Icu=70kA, 415V AC 3-pole, motor/generator prot. Electronic Trip Unit ETU10M, LI In=315A, rated current IR=125...315A, overload protection, II=1.25 to 11xIN, short-circuit protection without auxiliary release without auxiliary/alarm switch | - | 0 | 0
3VL4731-2SP36-0AA0-Z | U01 | 3VL4731-2SP36-0AA0-ZU01 | 1 | UN | 1 | 5 | B | D | EAR99 | N | 85362090 | 1 |  | 5.9 | KG | 2611.4 | 2611.4 | LP20 | LP20 | circuit breaker VL400H high breaking capacity Icu=70kA, 415V AC 3-pole, motor/generator prot. Electronic Trip Unit ETU10M, LI In=315A, rated current IR=125...315A, overload protection, II=1.25 to 11xIN, short-circuit protection without auxiliary release without auxiliary/alarm switch with Safety Label for USA | - | 0 | 0
3VL4731-2SP36-0AB1-Z | U01 | 3VL4731-2SP36-0AB1-ZU01 | 1 | UN | 1 | 5 | B | D | EAR99 | N | 85362090 | 1 |  | 5.9 | KG | 2687.08 | 2687.08 | LP20 | LP20 | circuit breaker VL400H high breaking capacity Icu=70kA, 415V AC 3-pole, motor/generator prot. Electronic Trip Unit ETU10M, LI In=315A, rated current IR=125...315A, overload protection, II=1.25 to 11xIN, short-circuit protection without auxiliary release Auxiliary switch mounting kit 2 AUX (1 NO + 1 NC) with Safety Label for USA | - | 0 | 0
3VL4731-2SS36-0AA0 |  | 3VL4731-2SS36-0AA0 | 1 | UN | 1 | 5 | B | D | EAR99 | N | 85362090 | 1 | 4011209812956 | 6.327 | KG | 2937 | 2688.2 | LP20 | LP20 | circuit breaker VL400H high breaking capacity Icu=70kA, 415V AC 3-pole, motor protection Electronic Trip Unit ETU30M, LI IR=125...315A, overload prot., TC=10A...30, II=6/8/11 xIN, short-circuit protection without auxiliary release without auxiliary/alarm switch | - | 0 | 0
3VL4731-2SS36-0AA0-Z | U01 | 3VL4731-2SS36-0AA0-ZU01 | 1 | UN | 1 | 5 | B | D | EAR99 | N | 85362090 | 1 |  | 5.9 | KG | 2985.4 | 2985.4 | LP20 | LP20 | circuit breaker VL400H high breaking capacity Icu=70kA, 415V AC 3-pole, motor protection Electronic Trip Unit ETU30M, LI IR=125...315A, overload prot., TC=10A...30, II=6/8/11 xIN, short-circuit protection without auxiliary release without auxiliary/alarm switch with Safety Label for USA | - | 0 | 0
3VL4731-2TA46-0AA0 |  | 3VL4731-2TA46-0AA0 | 1 | UN | 1 | 5 | B | D | EAR99 | N | 85362090 | 1 | 4011209813106 | 7.9 | KG | 3498 | 3498 | LP20 | LP20 | circuit breaker VL400H high breaking capacity Icu=70kA, 415V AC 4-pole, line protection Electronic Trip Unit ETU10, LIN In=315A, rated current IR=128...315A, overload protection, II=1.25 to 11xIN, short-circuit protection N protected without auxiliary release without auxiliary/alarm switch | - | 0 | 0
3VL4731-2TA46-0AA0-Z | U01 | 3VL4731-2TA46-0AA0-ZU01 | 1 | UN | 1 | 5 | B | D | EAR99 | N | 85362090 | 1 |  | 7.6 | KG | 3546.4 | 3546.4 | LP20 | LP20 | circuit breaker VL400H high breaking capacity Icu=70kA, 415V AC 4-pole, line protection Electronic Trip Unit ETU10, LIN In=315A, rated current IR=128...315A, overload protection, II=1.25 to 11xIN, short-circuit protection N protected without auxiliary release without auxiliary/alarm switch with Safety Label for USA | - | 0 | 0
3VL4731-2TB46-0AA0 |  | 3VL4731-2TB46-0AA0 | 1 | UN | 1 | 5 | B | D | EAR99 | N | 85362090 | 1 | 4011209813120 | 7.9 | KG | 3311 | 3311 | LP20 | LP20 | circuit breaker VL400H high breaking capacity Icu=70kA, 415V AC 4-pole, line protection Electronic Trip Unit ETU10, LI In=315A, rated current IR=128...315A, overload protection, II=1.25 to 11xIN, short-circuit protection without auxiliary release without auxiliary/alarm switch | - | 0 | 0
3VL4731-2TB46-0AA0-Z | U01 | 3VL4731-2TB46-0AA0-ZU01 | 1 | UN | 1 | 5 | B | D | EAR99 | N | 85362090 | 1 |  | 7.6 | KG | 3359.4 | 3359.4 | LP20 | LP20 | circuit breaker VL400H high breaking capacity Icu=70kA, 415V AC 4-pole, line protection Electronic Trip Unit ETU10, LI In=315A, rated current IR=128...315A, overload protection, II=1.25 to 11xIN, short-circuit protection without auxiliary release without auxiliary/alarm switch with Safety Label for USA | - | 0 | 0
3VL4731-2TE46-0AA0 |  | 3VL4731-2TE46-0AA0 | 1 | UN | 1 | 5 | B | D | EAR99 | N | 85362090 | 1 | 4011209813144 | 7.9 | KG | 3608 | 3608 | LP20 | LP20 | circuit breaker VL400H high breaking capacity Icu=70kA, 415V AC 4-pole, line protection Electronic Trip Unit ETU20, LSI In=315A, rated current IR=128...315A, overload protection, ISD=1.5 to 10xIR, II=11xIN short-circuit protection N unprotected without auxiliary release without auxiliary/alarm switch | - | 0 | 0
3VL4731-2TE46-0AA0-Z | U01 | 3VL4731-2TE46-0AA0-ZU01 | 1 | UN | 1 | 5 | B | D | EAR99 | N | 85362090 | 1 |  | 7.6 | KG | 3656.4 | 3656.4 | LP20 | LP20 | circuit breaker VL400H high breaking capacity Icu=70kA, 415V AC 4-pole, line protection Electronic Trip Unit ETU20, LSI In=315A, rated current IR=128...315A, overload protection, ISD=1.5 to 10xIR, II=11xIN short-circuit protection N unprotected without auxiliary release without auxiliary/alarm switch with Safety Label for USA | - | 0 | 0
3VL4731-2TF46-0AA0 |  | 3VL4731-2TF46-0AA0 | 1 | UN | 1 | 5 | B | D | EAR99 | N | 85362090 | 1 | 4011209813168 | 7.9 | KG | 3828 | 3490.6 | LP20 | LP20 | circuit breaker VL400H high breaking capacity Icu=70kA, 415V AC 4-pole, line protection Electronic Trip Unit ETU20, LSI In=315A, rated current IR=128...315A, overload protection, ISD=1.5 to 10xIR, II=11xIN short-circuit protection N protected without auxiliary release without auxiliary/alarm switch | - | 0 | 0
3VL4731-2TF46-0AA0-Z | U01 | 3VL4731-2TF46-0AA0-ZU01 | 1 | UN | 1 | 5 | B | D | EAR99 | N | 85362090 | 1 |  | 7.6 | KG | 3876.4 | 3876.4 | LP20 | LP20 | circuit breaker VL400H high breaking capacity Icu=70kA, 415V AC 4-pole, line protection Electronic Trip Unit ETU20, LSI In=315A, rated current IR=128...315A, overload protection, ISD=1.5 to 10xIR, II=11xIN short-circuit protection N protected without auxiliary release without auxiliary/alarm switch with Safety Label for USA | - | 0 | 0
3VL4731-2TH46-0AA0 |  | 3VL4731-2TH46-0AA0 | 1 | UN | 1 | 5 | B | D | EAR99 | N | 85362090 | 1 | 4011209813182 | 7.9 | KG | 4499 | 4499 | LP20 | LP20 | circuit breaker VL400H high breaking capacity Icu=70kA, 415V AC 4-pole, line protection Electronic Trip Unit ETU22, LSIG In=315A, rated current IR=128...315A, overload protection, ISD=1.5 to 10xIR, II=11xIN short-circuit protection N protected without auxiliary release without auxiliary/alarm switch | - | 0 | 0
3VL4731-2TH46-0AA0-Z | U01 | 3VL4731-2TH46-0AA0-ZU01 | 1 | UN | 1 | 5 | B | D | EAR99 | N | 85362090 | 1 |  | 7.6 | KG | 4547.4 | 4547.4 | LP20 | LP20 | circuit breaker VL400H high breaking capacity Icu=70kA, 415V AC 4-pole, line protection Electronic Trip Unit ETU22, LSIG In=315A, rated current IR=128...315A, overload protection, ISD=1.5 to 10xIR, II=11xIN short-circuit protection N protected without auxiliary release without auxiliary/alarm switch with Safety Label for USA | - | 0 | 0
3VL4731-2TN46-0AA0 |  | 3VL4731-2TN46-0AA0 | 1 | UN | 1 | 5 | B | D | EAR99 | N | 85362090 | 1 | 4011209813205 | 7.9 | KG | 4400 | 4400 | LP20 | LP20 | circuit breaker VL400H high breaking capacity Icu=70kA, 415V AC 4-pole, line protection Electronic Trip Unit ETU12, LIG In=315A, rated current IR=128...315A, overload protection, II=1.25 to 11xIN, short-circuit protection N protected without auxiliary release without auxiliary/alarm switch | - | 0 | 0
3VL4731-2TN46-0AA0-Z | U01 | 3VL4731-2TN46-0AA0-ZU01 | 1 | UN | 1 | 5 | B | D | EAR99 | N | 85362090 | 1 |  | 7.6 | KG | 4448.4 | 4448.4 | LP20 | LP20 | circuit breaker VL400H high breaking capacity Icu=70kA, 415V AC 4-pole, line protection Electronic Trip Unit ETU12, LIG In=315A, rated current IR=128...315A, overload protection, II=1.25 to 11xIN, short-circuit protection N protected without auxiliary release without auxiliary/alarm switch with Safety Label for USA | - | 0 | 0
3VL4731-2UH36-0AA0 |  | 3VL4731-2UH36-0AA0 | 1 | UN | 1 | 5 | B | D | EAR99 | N | 85362090 | 1 | 4011209886872 | 6.36 | KG | 3828 | 3828 | LP20 | LP20 | circuit breaker VL400H high breaking capacity Icu=70kA, 415V AC 3-pole, line protection Electronic Trip Unit LCD ETU40, LI/LS/LSI In=315A, rated current IR=128...315A, overload protection, ISD=1.5 to 10xIR, II=11xIN short-circuit protection without auxiliary release without auxiliary/alarm switch | - | 0 | 0
3VL4731-2UH36-0AA0-Z | U01 | 3VL4731-2UH36-0AA0-ZU01 | 1 | UN | 1 | 5 | B | D | EAR99 | N | 85362090 | 1 |  | 5.9 | KG | 3876.4 | 3876.4 | LP20 | LP20 | circuit breaker VL400H high breaking capacity Icu=70kA, 415V AC 3-pole, line protection Electronic Trip Unit LCD ETU40, LI/LS/LSI In=315A, rated current IR=128...315A, overload protection, ISD=1.5 to 10xIR, II=11xIN short-circuit protection without auxiliary release without auxiliary/alarm switch with Safety Label for USA | - | 0 | 0
3VL4731-2UJ46-0AA0 |  | 3VL4731-2UJ46-0AA0 | 1 | UN | 1 | 5 | B | D | EAR99 | N | 85362090 | 1 | 4011209887237 | 7.9 | KG | 4917 | 4917 | LP20 | LP20 | circuit breaker VL400H high breaking capacity Icu=70kA, 415V AC 4-pole, line protection Electronic Trip Unit LCD ETU40, LI/LS/LSI In=315A, rated current IR=128...315A, overload protection, ISD=1.5 to 10xIR, II=11xIN short-circuit protection N protected without auxiliary release without auxiliary/alarm switch | - | 0 | 0
3VL4731-2UJ46-0AA0-Z | U01 | 3VL4731-2UJ46-0AA0-ZU01 | 1 | UN | 1 | 5 | B | D | EAR99 | N | 85362090 | 1 |  | 7.6 | KG | 4965.4 | 4965.4 | LP20 | LP20 | circuit breaker VL400H high breaking capacity Icu=70kA, 415V AC 4-pole, line protection Electronic Trip Unit LCD ETU40, LI/LS/LSI In=315A, rated current IR=128...315A, overload protection, ISD=1.5 to 10xIR, II=11xIN short-circuit protection N protected without auxiliary release without auxiliary/alarm switch with Safety Label for USA | - | 0 | 0
3VL4731-2UL36-0AA0 |  | 3VL4731-2UL36-0AA0 | 1 | UN | 1 | 5 | B | D | EAR99 | N | 85362090 | 1 | 4011209886995 | 6.36 | KG | 4213 | 4213 | LP20 | LP20 | circuit breaker VL400H high breaking capacity Icu=70kA, 415V AC 3-pole, line protection Electronic Trip Unit LCD ETU42, LSIG 3 phases/3 lines In=315A, rated current IR=128...315A, overload protection, ISD=1.5 to 10xIR, II=11xIN short-circuit protection without auxiliary release without auxiliary/alarm switch | - | 0 | 0
3VL4731-2UL36-0AA0-Z | U01 | 3VL4731-2UL36-0AA0-ZU01 | 1 | UN | 1 | 5 | B | D | EAR99 | N | 85362090 | 1 |  | 5.9 | KG | 4261.4 | 4261.4 | LP20 | LP20 | circuit breaker VL400H high breaking capacity Icu=70kA, 415V AC 3-pole, line protection Electronic Trip Unit LCD ETU42, LSIG 3 phases/3 lines In=315A, rated current IR=128...315A, overload protection, ISD=1.5 to 10xIR, II=11xIN short-circuit protection without auxiliary release without auxiliary/alarm switch with Safety Label for USA | - | 0 | 0
3VL4731-2UM36-0AA0 |  | 3VL4731-2UM36-0AA0 | 1 | UN | 1 | 5 | B | D | EAR99 | N | 85362090 | 1 | 4011209887114 | 6.36 | KG | 4213 | 4213 | LP20 | LP20 | circuit breaker VL400H high breaking capacity Icu=70kA, 415V AC 3-pole, line protection Electronic Trip Unit LCD ETU42, LSIG 3 phases/4 lines with connecting cable In=315A, rated current IR=128...315A, overload protection, ISD=1.5 to 10xIR, II=11xIN short-circuit protection without auxiliary release without auxiliary/alarm switch | - | 0 | 0
3VL4731-2UM36-0AA0-Z | U01 | 3VL4731-2UM36-0AA0-ZU01 | 1 | UN | 1 | 5 | B | D | EAR99 | N | 85362090 | 1 |  | 5.9 | KG | 4261.4 | 4261.4 | LP20 | LP20 | circuit breaker VL400H high breaking capacity Icu=70kA, 415V AC 3-pole, line protection Electronic Trip Unit LCD ETU42, LSIG 3 phases/4 lines with connecting cable In=315A, rated current IR=128...315A, overload protection, ISD=1.5 to 10xIR, II=11xIN short-circuit protection without auxiliary release without auxiliary/alarm switch with Safety Label for USA | - | 0 | 0
3VL4731-2UN46-0AA0 |  | 3VL4731-2UN46-0AA0 | 1 | UN | 1 | 5 | B | D | EAR99 | N | 85362090 | 1 | 4011209887350 | 7.9 | KG | 4917 | 4917 | LP20 | LP20 | circuit breaker VL400H high breaking capacity Icu=70kA, 415V AC 4-pole, line protection Electronic Trip Unit LCD ETU42, LSIG In=315A, rated current IR=128...315A, overload protection, ISD=1.5 to 10xIR, II=11xIN short-circuit protection N protected with ground-fault protection without auxiliary release without auxiliary/alarm switch | - | 0 | 0
3VL4731-2UN46-0AA0-Z | U01 | 3VL4731-2UN46-0AA0-ZU01 | 1 | UN | 1 | 5 | B | D | EAR99 | N | 85362090 | 1 |  | 7.6 | KG | 4965.4 | 4965.4 | LP20 | LP20 | circuit breaker VL400H high breaking capacity Icu=70kA, 415V AC 4-pole, line protection Electronic Trip Unit LCD ETU42, LSIG In=315A, rated current IR=128...315A, overload protection, ISD=1.5 to 10xIR, II=11xIN short-circuit protection N protected with ground-fault protection without auxiliary release without auxiliary/alarm switch with Safety Label for USA | - | 0 | 0
3VL4731-2UP36-0AA0 |  | 3VL4731-2UP36-0AA0 | 1 | UN | 1 | 5 | B | D | EAR99 | N | 85362090 | 1 | 4011209886759 | 6.36 | KG | 3828 | 3828 | LP20 | LP20 | circuit breaker VL400H high breaking capacity Icu=70kA, 415V AC 3-pole, motor/generator prot. Electronic Trip Unit LCD ETU40M, LI In=315A, rated current IR=128...315A, overload protection, II=1.25 to 11xIN, short-circuit protection without auxiliary release without auxiliary/alarm switch | - | 0 | 0
3VL4731-2UP36-0AA0-Z | U01 | 3VL4731-2UP36-0AA0-ZU01 | 1 | UN | 1 | 5 | B | D | EAR99 | N | 85362090 | 1 |  | 5.9 | KG | 3876.4 | 3876.4 | LP20 | LP20 | circuit breaker VL400H high breaking capacity Icu=70kA, 415V AC 3-pole, motor/generator prot. Electronic Trip Unit LCD ETU40M, LI In=315A, rated current IR=128...315A, overload protection, II=1.25 to 11xIN, short-circuit protection without auxiliary release without auxiliary/alarm switch with Safety Label for USA | - | 0 | 0
3VL4731-3CL36-0AA0-Z | U01 | 3VL4731-3CL36-0AA0-ZU01 | 1 | UN | 1 | 30 | D | D | EAR99 | N | 85362090 | 1 |  | 5.9 | KG | 7495.4 | 7495.4 | LP20 | LP20 | circuit breaker VL400L very high breaking capacity Icu=100kA, 415V AC 3-pole, line protection Electronic Trip Unit LCD ETU42, LSIG 3 phases/3 lines In=315A, rated current IR=128...315A, overload protection, ISD=1.5 to 10xIR, II=11xIN short-circuit protection without auxiliary release without auxiliary/alarm switch with Safety Label for USA | - | 0 | 0
3VL4731-3CM36-0AA0-Z | U01 | 3VL4731-3CM36-0AA0-ZU01 | 1 | UN | 1 | 30 | D | D | EAR99 | N | 85362090 | 1 |  | 5.9 | KG | 7495.4 | 7495.4 | LP20 | LP20 | circuit breaker VL400L very high breaking capacity Icu=100kA, 415V AC 3-pole, line protection Electronic Trip Unit LCD ETU42, LSIG 3 phases/4 lines with connecting cable In=315A, rated current IR=128...315A, overload protection, ISD=1.5 to 10xIR, II=11xIN short-circuit protection without auxiliary release without auxiliary/alarm switch with Safety Label for USA | - | 0 | 0
3VL4731-3CN46-0AA0-Z | U01 | 3VL4731-3CN46-0AA0-ZU01 | 1 | UN | 1 | 30 | D | D | EAR99 | N | 85362090 | 1 |  | 7.6 | KG | 8771.4 | 8771.4 | LP20 | LP20 | circuit breaker VL400L very high breaking capacity Icu=100kA, 415V AC 4-pole, line protection Electronic Trip Unit LCD ETU42, LSIG In=315A, rated current IR=128...315A, overload protection, ISD=1.5 to 10xIR, II=11xIN short-circuit protection N protected with ground-fault protection without auxiliary release without auxiliary/alarm switch with Safety Label for USA | - | 0 | 0
3VL4731-3CP36-0AA0-Z | U01 | 3VL4731-3CP36-0AA0-ZU01 | 1 | UN | 1 | 30 | D | D | EAR99 | N | 85362090 | 1 |  | 5.9 | KG | 7011.4 | 7011.4 | LP20 | LP20 | circuit breaker VL400L very high breaking capacity Icu=100kA, 415V AC 3-pole, motor/generator prot. Electronic Trip Unit LCD ETU40M, LI In=315A, rated current IR=128...315A, overload protection, II=1.25 to 11xIN, short-circuit protection without auxiliary release without auxiliary/alarm switch with Safety Label for USA | - | 0 | 0
3VL4731-3DC36-0AA0 |  | 3VL4731-3DC36-0AA0 | 1 | UN | 1 | 5 | B | D | EAR99 | N | 85362090 | 1 | 4011209485884 | 6.12 | KG | 2497 | 2286.1 | LP20 | LP20 | circuit breaker VL400L very high breaking capacity Icu=100kA, 415V AC 3-pole, line protection Electronic Trip Unit TM, LI In=315A, rated current IR=250...315A, overload protection, II=1575...3150A, short-circuit protection without auxiliary release without auxiliary/alarm switch | - | 0 | 0
3VL4731-3DC36-0AA0-Z | U01 | 3VL4731-3DC36-0AA0-ZU01 | 1 | UN | 1 | 5 | B | D | EAR99 | N | 85362090 | 1 |  | 5.7 | KG | 2545.4 | 2545.4 | LP20 | LP20 | circuit breaker VL400L very high breaking capacity Icu=100kA, 415V AC 3-pole, line protection Electronic Trip Unit TM, LI In=315A, rated current IR=250...315A, overload protection, II=1575...3150A, short-circuit protection without auxiliary release without auxiliary/alarm switch with Safety Label for USA | - | 0 | 0
3VL4731-3DC36-0AB1 |  | 3VL4731-3DC36-0AB1 | 1 | UN | 1 | 5 | B | D | EAR99 | N | 85362090 | 1 | 4011209756687 | 6 | KG | 2572.68 | 2572.68 | LP20 | LP20 | circuit breaker VL400L very high breaking capacity Icu=100kA, 415V AC 3-pole, line protection Electronic Trip Unit TM, LI In=315A, rated current IR=250...315A, overload protection, II=1575...3150A, short-circuit protection without auxiliary release Auxiliary switch mounting kit 2 AUX (1 NO + 1 NC) | - | 0 | 0
3VL4731-3DK36-0AA0 |  | 3VL4731-3DK36-0AA0 | 1 | UN | 1 | 5 | B | D | EAR99 | N | 85362090 | 1 | 4011209756694 | 6.167 | KG | 2497 | 2286.1 | LP20 | LP20 | circuit breaker VL400L very high breaking capacity Icu=100kA, 415V AC 3-pole, starter combination Electronic Trip Unit magnetic In=315A, rated current II=2000...4000A, short-circuit protection without auxiliary release without auxiliary/alarm switch | - | 0 | 0
3VL4731-3DK36-0AA0-Z | U01 | 3VL4731-3DK36-0AA0-ZU01 | 1 | UN | 1 | 5 | B | D | EAR99 | N | 85362090 | 1 |  | 5.7 | KG | 2545.4 | 2545.4 | LP20 | LP20 | circuit breaker VL400L very high breaking capacity Icu=100kA, 415V AC 3-pole, starter combination Electronic Trip Unit magnetic In=315A, rated current II=2000...4000A, short-circuit protection without auxiliary release without auxiliary/alarm switch with Safety Label for USA | - | 0 | 0
3VL4731-3DK36-0AB1-Z | U01 | 3VL4731-3DK36-0AB1-ZU01 | 1 | UN | 1 | 5 | B | D | EAR99 | N | 85362090 | 1 |  | 5.7 | KG | 2621.08 | 2621.08 | LP20 | LP20 | circuit breaker VL400L very high breaking capacity Icu=100kA, 415V AC 3-pole, starter combination Electronic Trip Unit magnetic In=315A, rated current II=2000...4000A, short-circuit protection without auxiliary release Auxiliary switch mounting kit 2 AUX (1 NO + 1 NC) with Safety Label for USA | - | 0 | 0
3VL4731-3EC46-0AA0 |  | 3VL4731-3EC46-0AA0 | 1 | UN | 1 | 5 | B | D | EAR99 | N | 85362090 | 1 | 4011209485891 | 7.899 | KG | 3344 | 3060.1 | LP20 | LP20 | circuit breaker VL400L very high breaking capacity Icu=100kA, 415V AC 4-pole, line protection Electronic Trip Unit TM, LI In=315A, rated current IR=250...315A, overload protection, II=1575...3150A, short-circuit protection N protected without auxiliary release without auxiliary/alarm switch | - | 0 | 0
3VL4731-3EC46-0AA0-Z | U01 | 3VL4731-3EC46-0AA0-ZU01 | 1 | UN | 1 | 5 | B | D | EAR99 | N | 85362090 | 1 |  | 7.4 | KG | 3392.4 | 3392.4 | LP20 | LP20 | circuit breaker VL400L very high breaking capacity Icu=100kA, 415V AC 4-pole, line protection Electronic Trip Unit TM, LI In=315A, rated current IR=250...315A, overload protection, II=1575...3150A, short-circuit protection N protected without auxiliary release without auxiliary/alarm switch with Safety Label for USA | - | 0 | 0
3VL4731-3EJ46-0AA0 |  | 3VL4731-3EJ46-0AA0 | 1 | UN | 1 | 5 | B | D | EAR99 | N | 85362090 | 1 | 4011209485907 | 7.757 | KG | 3234 | 2960.5 | LP20 | LP20 | circuit breaker VL400L very high breaking capacity Icu=100kA, 415V AC 4-pole, line protection Electronic Trip Unit TM, LI In=315A, rated current IR=250...315A, overload protection, II=1575...3150A, short-circuit protection N unprotected without auxiliary release without auxiliary/alarm switch | - | 0 | 0
3VL4731-3EJ46-0AA0-Z | U01 | 3VL4731-3EJ46-0AA0-ZU01 | 1 | UN | 1 | 5 | B | D | EAR99 | N | 85362090 | 1 |  | 7.4 | KG | 3282.4 | 3282.4 | LP20 | LP20 | circuit breaker VL400L very high breaking capacity Icu=100kA, 415V AC 4-pole, line protection Electronic Trip Unit TM, LI In=315A, rated current IR=250...315A, overload protection, II=1575...3150A, short-circuit protection N unprotected without auxiliary release without auxiliary/alarm switch with Safety Label for USA | - | 0 | 0
3VL4731-3EM46-0AA0 |  | 3VL4731-3EM46-0AA0 | 1 | UN | 1 | 5 | B | D | EAR99 | N | 85362090 | 1 | 4011209949409 | 7.757 | KG | 3344 | 3060.1 | LP20 | LP20 | circuit breaker VL400L very high breaking capacity Icu=100kA, 415V AC 4-pole, line protection trip unit, TM, LI In=315A, rated current IR=250...315A, overload prot. II=1575...3150A, short-circuit protection N protected (100%) without auxiliary release without auxiliary/alarm switch | - | 0 | 0
3VL4731-3EM46-0AA0-Z | U01 | 3VL4731-3EM46-0AA0-ZU01 | 1 | UN | 1 | 5 | B | D | EAR99 | N | 85362090 | 1 |  | 7.4 | KG | 3392.4 | 3392.4 | LP20 | LP20 | circuit breaker VL400L very high breaking capacity Icu=100kA, 415V AC 4-pole, line protection trip unit, TM, LI In=315A, rated current IR=250...315A, overload prot. II=1575...3150A, short-circuit protection N protected (100%) without auxiliary release without auxiliary/alarm switch with Safety Label for USA | - | 0 | 0
3VL4731-3LA46-0AA0 |  | 3VL4731-3LA46-0AA0 | 1 | UN | 1 | 5 | B | D | EAR99 | N | 85362090 | 1 | 4011209873827 | 7.9 | KG | 4796 | 4796 | LP20 | LP20 | circuit breaker VL400L very high breaking capacity Icu=100kA, 415V AC 4-pole, line protection Electronic Trip Unit ETU10, LI In=315A, rated current IR=128...315A, overload protection, II=1.25 to 11xIN, short-circuit protection N protected shipbuilding certificate for LRS, DNV and gL without auxiliary release without auxiliary/alarm switch | - | 0 | 0
3VL4731-3LA46-0AA0-Z | U01 | 3VL4731-3LA46-0AA0-ZU01 | 1 | UN | 1 | 5 | B | D | EAR99 | N | 85362090 | 1 |  | 7.6 | KG | 4844.4 | 4844.4 | LP20 | LP20 | circuit breaker VL400L very high breaking capacity Icu=100kA, 415V AC 4-pole, line protection Electronic Trip Unit ETU10, LI In=315A, rated current IR=128...315A, overload protection, II=1.25 to 11xIN, short-circuit protection N protected shipbuilding certificate for LRS, DNV and gL without auxiliary release without auxiliary/alarm switch with Safety Label for USA | - | 0 | 0
3VL4731-3LB36-0AA0 |  | 3VL4731-3LB36-0AA0 | 1 | UN | 1 | 5 | B | D | EAR99 | N | 85362090 | 1 | 4011209873520 | 6.12 | KG | 3553 | 3553 | LP20 | LP20 | circuit breaker VL400L very high breaking capacity Icu=100kA, 415V AC 3-pole, line protection Electronic Trip Unit ETU10, LI In=315A, rated current IR=128...315A, overload protection, II=1.25 to 11xIN, short-circuit protection shipbuilding certificate for LRS, DNV and gL without auxiliary release without auxiliary/alarm switch | - | 0 | 0
3VL4731-3LB36-0AA0-Z | U01 | 3VL4731-3LB36-0AA0-ZU01 | 1 | UN | 1 | 5 | B | D | EAR99 | N | 85362090 | 1 |  | 5.9 | KG | 3601.4 | 3601.4 | LP20 | LP20 | circuit breaker VL400L very high breaking capacity Icu=100kA, 415V AC 3-pole, line protection Electronic Trip Unit ETU10, LI In=315A, rated current IR=128...315A, overload protection, II=1.25 to 11xIN, short-circuit protection shipbuilding certificate for LRS, DNV and gL without auxiliary release without auxiliary/alarm switch with Safety Label for USA | - | 0 | 0
3VL4731-3LE36-0AA0 |  | 3VL4731-3LE36-0AA0 | 1 | UN | 1 | 5 | B | D | EAR99 | N | 85362090 | 1 | 4011209873643 | 6.12 | KG | 3839 | 3839 | LP20 | LP20 | circuit breaker VL400L very high breaking capacity Icu=100kA, 415V AC 3-pole, line protection Electronic Trip Unit ETU20, LSI In=315A, rated current IR=128...315A, overload protection, ISD=1.5 to 10xIR, II=11xIN short-circuit protection shipbuilding certificate for LRS, DNV and gL without auxiliary release without auxiliary/alarm switch | - | 0 | 0
3VL4731-3LE36-0AA0-Z | U01 | 3VL4731-3LE36-0AA0-ZU01 | 1 | UN | 1 | 5 | B | D | EAR99 | N | 85362090 | 1 |  | 5.9 | KG | 3887.4 | 3887.4 | LP20 | LP20 | circuit breaker VL400L very high breaking capacity Icu=100kA, 415V AC 3-pole, line protection Electronic Trip Unit ETU20, LSI In=315A, rated current IR=128...315A, overload protection, ISD=1.5 to 10xIR, II=11xIN short-circuit protection shipbuilding certificate for LRS, DNV and gL without auxiliary release without auxiliary/alarm switch with Safety Label for USA | - | 0 | 0
3VL4731-3LF46-0AA0 |  | 3VL4731-3LF46-0AA0 | 1 | UN | 1 | 5 | B | D | EAR99 | N | 85362090 | 1 | 4011209873940 | 7.9 | KG | 5203 | 5203 | LP20 | LP20 | circuit breaker VL400L very high breaking capacity Icu=100kA, 415V AC 4-pole, line protection Electronic Trip Unit ETU20, LSI In=315A, rated current IR=128...315A, overload protection, ISD=1.5 to 10xIR, II=11xIN short-circuit protection N protected shipbuilding certificate for LRS, DNV and gL without auxiliary release without auxiliary/alarm switch | - | 0 | 0
3VL4731-3LF46-0AA0-Z | U01 | 3VL4731-3LF46-0AA0-ZU01 | 1 | UN | 1 | 5 | B | D | EAR99 | N | 85362090 | 1 |  | 7.6 | KG | 5251.4 | 5251.4 | LP20 | LP20 | circuit breaker VL400L very high breaking capacity Icu=100kA, 415V AC 4-pole, line protection Electronic Trip Unit ETU20, LSI In=315A, rated current IR=128...315A, overload protection, ISD=1.5 to 10xIR, II=11xIN short-circuit protection N protected shipbuilding certificate for LRS, DNV and gL without auxiliary release without auxiliary/alarm switch with Safety Label for USA | - | 0 | 0
3VL4731-3LS36-0AA0 |  | 3VL4731-3LS36-0AA0 | 1 | UN | 1 | 5 | B | D | EAR99 | N | 85362090 | 1 | 4011209873766 | 6.12 | KG | 4147 | 4147 | LP20 | LP20 | circuit breaker VL400L very high breaking capacity Icu=100kA, 415V AC 3-pole, motor protection Electronic Trip Unit ETU30M, LI IR=125...315A, overload prot., TC=10A...30, II=6/8/11 xIN, short-circuit protection shipbuilding certificate for LRS, DNV and gL shipbuilding certificate for LRS, DNV and gL without auxiliary release without auxiliary/alarm switch | - | 0 | 0
3VL4731-3LS36-0AA0-Z | U01 | 3VL4731-3LS36-0AA0-ZU01 | 1 | UN | 1 | 5 | B | D | EAR99 | N | 85362090 | 1 |  | 5.9 | KG | 4195.4 | 4195.4 | LP20 | LP20 | circuit breaker VL400L very high breaking capacity Icu=100kA, 415V AC 3-pole, motor protection Electronic Trip Unit ETU30M, LI IR=125...315A, overload prot., TC=10A...30, II=6/8/11 xIN, short-circuit protection shipbuilding certificate for LRS, DNV and gL shipbuilding certificate for LRS, DNV and gL without auxiliary release without auxiliary/alarm switch with Safety Label for USA | - | 0 | 0
3VL4731-3MB36-0AA0 |  | 3VL4731-3MB36-0AA0 | 1 | UN | 1 | 5 | B | D | EAR99 | N | 85362090 | 1 | 4011209813960 | 6.12 | KG | 3179 | 3179 | LP20 | LP20 | circuit breaker VL400L very high breaking capacity Icu=100kA, 415V AC 3-pole, line protection Electronic Trip Unit ETU10, LI In=315A, rated current IR=128...315A, overload protection, II=1.25 to 11xIN, short-circuit protection without auxiliary release ETU communication-capable without auxiliary/alarm switch | - | 0 | 0
3VL4731-3MB36-0AA0-Z | U01 | 3VL4731-3MB36-0AA0-ZU01 | 1 | UN | 1 | 5 | B | D | EAR99 | N | 85362090 | 1 |  | 5.9 | KG | 3227.4 | 3227.4 | LP20 | LP20 | circuit breaker VL400L very high breaking capacity Icu=100kA, 415V AC 3-pole, line protection Electronic Trip Unit ETU10, LI In=315A, rated current IR=128...315A, overload protection, II=1.25 to 11xIN, short-circuit protection without auxiliary release ETU communication-capable without auxiliary/alarm switch with Safety Label for USA | - | 0 | 0
3VL4731-3ME36-0AA0 |  | 3VL4731-3ME36-0AA0 | 1 | UN | 1 | 5 | B | D | EAR99 | N | 85362090 | 1 | 4011209813984 | 6.12 | KG | 3432 | 3432 | LP20 | LP20 | circuit breaker VL400L very high breaking capacity Icu=100kA, 415V AC 3-pole, line protection Electronic Trip Unit ETU20, LSI In=315A, rated current IR=128...315A, overload protection, ISD=1.5 to 10xIR, II=11xIN short-circuit protection without auxiliary release ETU communication-capable without auxiliary/alarm switch | - | 0 | 0
3VL4731-3ME36-0AA0-Z | U01 | 3VL4731-3ME36-0AA0-ZU01 | 1 | UN | 1 | 5 | B | D | EAR99 | N | 85362090 | 1 |  | 5.9 | KG | 3480.4 | 3480.4 | LP20 | LP20 | circuit breaker VL400L very high breaking capacity Icu=100kA, 415V AC 3-pole, line protection Electronic Trip Unit ETU20, LSI In=315A, rated current IR=128...315A, overload protection, ISD=1.5 to 10xIR, II=11xIN short-circuit protection without auxiliary release ETU communication-capable without auxiliary/alarm switch with Safety Label for USA | - | 0 | 0
3VL4731-3MF36-0AA0 |  | 3VL4731-3MF36-0AA0 | 1 | UN | 1 | 5 | B | D | EAR99 | N | 85362090 | 1 | 4011209814004 | 6.12 | KG | 4103 | 4103 | LP20 | LP20 | circuit breaker VL400L very high breaking capacity Icu=100kA, 415V AC 3-pole, line protection Electronic Trip Unit ETU12, LIGN 3 phases/4 lines In=315A, rated current IR=128...315A, overload protection, II=1.25 to 11xIN, short-circuit protection without auxiliary release ETU communication-capable without auxiliary/alarm switch | - | 0 | 0
3VL4731-3MF36-0AA0-Z | U01 | 3VL4731-3MF36-0AA0-ZU01 | 1 | UN | 1 | 5 | B | D | EAR99 | N | 85362090 | 1 |  | 5.9 | KG | 4151.4 | 4151.4 | LP20 | LP20 | circuit breaker VL400L very high breaking capacity Icu=100kA, 415V AC 3-pole, line protection Electronic Trip Unit ETU12, LIGN 3 phases/4 lines In=315A, rated current IR=128...315A, overload protection, II=1.25 to 11xIN, short-circuit protection without auxiliary release ETU communication-capable without auxiliary/alarm switch with Safety Label for USA | - | 0 | 0
3VL4731-3MG36-0AA0 |  | 3VL4731-3MG36-0AA0 | 1 | UN | 1 | 5 | B | D | EAR99 | N | 85362090 | 1 | 4011209814028 | 6.12 | KG | 3905 | 3905 | LP20 | LP20 | circuit breaker VL400L very high breaking capacity Icu=100kA, 415V AC 3-pole, line protection Electronic Trip Unit ETU22, LSIG 3 phases/3 lines In=315A, rated current IR=128...315A, overload protection, ISD=1.5 to 10xIR, II=11xIN short-circuit protection without auxiliary release ETU communication-capable without auxiliary/alarm switch | - | 0 | 0
3VL4731-3MG36-0AA0-Z | U01 | 3VL4731-3MG36-0AA0-ZU01 | 1 | UN | 1 | 5 | B | D | EAR99 | N | 85362090 | 1 |  | 5.9 | KG | 3953.4 | 3953.4 | LP20 | LP20 | circuit breaker VL400L very high breaking capacity Icu=100kA, 415V AC 3-pole, line protection Electronic Trip Unit ETU22, LSIG 3 phases/3 lines In=315A, rated current IR=128...315A, overload protection, ISD=1.5 to 10xIR, II=11xIN short-circuit protection without auxiliary release ETU communication-capable without auxiliary/alarm switch with Safety Label for USA | - | 0 | 0
3VL4731-3MH36-0AA0 |  | 3VL4731-3MH36-0AA0 | 1 | UN | 1 | 5 | B | D | EAR99 | N | 85362090 | 1 | 4011209814042 | 6.12 | KG | 3905 | 3905 | LP20 | LP20 | circuit breaker VL400L very high breaking capacity Icu=100kA, 415V AC 3-pole, line protection Electronic Trip Unit ETU22, LSIG 3 phases/4 lines with connecting cable In=315A, rated current IR=128...315A, overload protection, ISD=1.5 to 10xIR, II=11xIN short-circuit protection without auxiliary release ETU communication-capable without auxiliary/alarm switch | - | 0 | 0
3VL4731-3MH36-0AA0-Z | U01 | 3VL4731-3MH36-0AA0-ZU01 | 1 | UN | 1 | 5 | B | D | EAR99 | N | 85362090 | 1 |  | 5.9 | KG | 3953.4 | 3953.4 | LP20 | LP20 | circuit breaker VL400L very high breaking capacity Icu=100kA, 415V AC 3-pole, line protection Electronic Trip Unit ETU22, LSIG 3 phases/4 lines with connecting cable In=315A, rated current IR=128...315A, overload protection, ISD=1.5 to 10xIR, II=11xIN short-circuit protection without auxiliary release ETU communication-capable without auxiliary/alarm switch with Safety Label for USA | - | 0 | 0
3VL4731-3ML36-0AA0 |  | 3VL4731-3ML36-0AA0 | 1 | UN | 1 | 5 | B | D | EAR99 | N | 85362090 | 1 | 4011209814066 | 6.12 | KG | 3872 | 3872 | LP20 | LP20 | circuit breaker VL400L very high breaking capacity Icu=100kA, 415V AC 3-pole, line protection Electronic Trip Unit ETU12, LIG 3 phases/3 lines In=315A, rated current IR=128...315A, overload protection, II=1.25 to 11xIN, short-circuit protection without auxiliary release ETU communication-capable without auxiliary/alarm switch | - | 0 | 0
3VL4731-3ML36-0AA0-Z | U01 | 3VL4731-3ML36-0AA0-ZU01 | 1 | UN | 1 | 5 | B | D | EAR99 | N | 85362090 | 1 |  | 5.9 | KG | 3920.4 | 3920.4 | LP20 | LP20 | circuit breaker VL400L very high breaking capacity Icu=100kA, 415V AC 3-pole, line protection Electronic Trip Unit ETU12, LIG 3 phases/3 lines In=315A, rated current IR=128...315A, overload protection, II=1.25 to 11xIN, short-circuit protection without auxiliary release ETU communication-capable without auxiliary/alarm switch with Safety Label for USA | - | 0 | 0
3VL4731-3MP36-0AA0 |  | 3VL4731-3MP36-0AA0 | 1 | UN | 1 | 5 | B | D | EAR99 | N | 85362090 | 1 | 4011209814080 | 6.12 | KG | 3377 | 3377 | LP20 | LP20 | circuit breaker VL400L very high breaking capacity Icu=100kA, 415V AC 3-pole, motor/generator prot. Electronic Trip Unit ETU10M, LI In=315A, rated current IR=125...315A, overload protection, II=1.25 to 11xIN, short-circuit protection without auxiliary release ETU communication-capable without auxiliary/alarm switch | - | 0 | 0
3VL4731-3MP36-0AA0-Z | U01 | 3VL4731-3MP36-0AA0-ZU01 | 1 | UN | 1 | 5 | B | D | EAR99 | N | 85362090 | 1 |  | 5.9 | KG | 3425.4 | 3425.4 | LP20 | LP20 | circuit breaker VL400L very high breaking capacity Icu=100kA, 415V AC 3-pole, motor/generator prot. Electronic Trip Unit ETU10M, LI In=315A, rated current IR=125...315A, overload protection, II=1.25 to 11xIN, short-circuit protection without auxiliary release ETU communication-capable without auxiliary/alarm switch with Safety Label for USA | - | 0 | 0
3VL4731-3MS36-0AA0 |  | 3VL4731-3MS36-0AA0 | 1 | UN | 1 | 5 | B | D | EAR99 | N | 85362090 | 1 | 4011209814097 | 6.12 | KG | 3696 | 3696 | LP20 | LP20 | circuit breaker VL400L very high breaking capacity Icu=100kA, 415V AC 3-pole, motor protection Electronic Trip Unit ETU30M, LI IR=125...315A, overload prot., TC=10A...30, II=6/8/11 xIN, short-circuit protection without auxiliary release ETU communication-capable without auxiliary/alarm switch | - | 0 | 0
3VL4731-3MS36-0AA0-Z | U01 | 3VL4731-3MS36-0AA0-ZU01 | 1 | UN | 1 | 5 | B | D | EAR99 | N | 85362090 | 1 |  | 5.9 | KG | 3744.4 | 3744.4 | LP20 | LP20 | circuit breaker VL400L very high breaking capacity Icu=100kA, 415V AC 3-pole, motor protection Electronic Trip Unit ETU30M, LI IR=125...315A, overload prot., TC=10A...30, II=6/8/11 xIN, short-circuit protection without auxiliary release ETU communication-capable without auxiliary/alarm switch with Safety Label for USA | - | 0 | 0
3VL4731-3NA46-0AA0 |  | 3VL4731-3NA46-0AA0 | 1 | UN | 1 | 5 | B | D | EAR99 | N | 85362090 | 1 | 4011209814226 | 7.9 | KG | 4257 | 4257 | LP20 | LP20 | circuit breaker VL400L very high breaking capacity Icu=100kA, 415V AC 4-pole, line protection Electronic Trip Unit ETU10, LIN In=315A, rated current IR=128...315A, overload protection, II=1.25 to 11xIN, short-circuit protection N protected without auxiliary release ETU communication-capable without auxiliary/alarm switch | - | 0 | 0
3VL4731-3NA46-0AA0-Z | U01 | 3VL4731-3NA46-0AA0-ZU01 | 1 | UN | 1 | 5 | B | D | EAR99 | N | 85362090 | 1 |  | 7.6 | KG | 4305.4 | 4305.4 | LP20 | LP20 | circuit breaker VL400L very high breaking capacity Icu=100kA, 415V AC 4-pole, line protection Electronic Trip Unit ETU10, LIN In=315A, rated current IR=128...315A, overload protection, II=1.25 to 11xIN, short-circuit protection N protected without auxiliary release ETU communication-capable without auxiliary/alarm switch with Safety Label for USA | - | 0 | 0
3VL4731-3NB46-0AA0 |  | 3VL4731-3NB46-0AA0 | 1 | UN | 1 | 5 | B | D | EAR99 | N | 85362090 | 1 | 4011209814240 | 7.9 | KG | 4103 | 4103 | LP20 | LP20 | circuit breaker VL400L very high breaking capacity Icu=100kA, 415V AC 4-pole, line protection Electronic Trip Unit ETU10, LI In=315A, rated current IR=128...315A, overload protection, II=1.25 to 11xIN, short-circuit protection without auxiliary release ETU communication-capable without auxiliary/alarm switch | - | 0 | 0
3VL4731-3NB46-0AA0-Z | U01 | 3VL4731-3NB46-0AA0-ZU01 | 1 | UN | 1 | 5 | B | D | EAR99 | N | 85362090 | 1 |  | 7.6 | KG | 4151.4 | 4151.4 | LP20 | LP20 | circuit breaker VL400L very high breaking capacity Icu=100kA, 415V AC 4-pole, line protection Electronic Trip Unit ETU10, LI In=315A, rated current IR=128...315A, overload protection, II=1.25 to 11xIN, short-circuit protection without auxiliary release ETU communication-capable without auxiliary/alarm switch with Safety Label for USA | - | 0 | 0
3VL4731-3NE46-0AA0 |  | 3VL4731-3NE46-0AA0 | 1 | UN | 1 | 5 | B | D | EAR99 | N | 85362090 | 1 | 4011209814264 | 7.9 | KG | 4400 | 4400 | LP20 | LP20 | circuit breaker VL400L very high breaking capacity Icu=100kA, 415V AC 4-pole, line protection Electronic Trip Unit ETU20, LSI In=315A, rated current IR=128...315A, overload protection, ISD=1.5 to 10xIR, II=11xIN short-circuit protection without auxiliary release ETU communication-capable without auxiliary/alarm switch | - | 0 | 0
3VL4731-3NE46-0AA0-Z | U01 | 3VL4731-3NE46-0AA0-ZU01 | 1 | UN | 1 | 5 | B | D | EAR99 | N | 85362090 | 1 |  | 7.6 | KG | 4448.4 | 4448.4 | LP20 | LP20 | circuit breaker VL400L very high breaking capacity Icu=100kA, 415V AC 4-pole, line protection Electronic Trip Unit ETU20, LSI In=315A, rated current IR=128...315A, overload protection, ISD=1.5 to 10xIR, II=11xIN short-circuit protection without auxiliary release ETU communication-capable without auxiliary/alarm switch with Safety Label for USA | - | 0 | 0
3VL4731-3NF46-0AA0 |  | 3VL4731-3NF46-0AA0 | 1 | UN | 1 | 5 | B | D | EAR99 | N | 85362090 | 1 | 4011209814288 | 7.9 | KG | 4620 | 4620 | LP20 | LP20 | circuit breaker VL400L very high breaking capacity Icu=100kA, 415V AC 4-pole, line protection Electronic Trip Unit ETU20, LSI In=315A, rated current IR=128...315A, overload protection, ISD=1.5 to 10xIR, II=11xIN short-circuit protection N protected without auxiliary release ETU communication-capable without auxiliary/alarm switch | - | 0 | 0
3VL4731-3NF46-0AA0-Z | U01 | 3VL4731-3NF46-0AA0-ZU01 | 1 | UN | 1 | 5 | B | D | EAR99 | N | 85362090 | 1 |  | 7.6 | KG | 4668.4 | 4668.4 | LP20 | LP20 | circuit breaker VL400L very high breaking capacity Icu=100kA, 415V AC 4-pole, line protection Electronic Trip Unit ETU20, LSI In=315A, rated current IR=128...315A, overload protection, ISD=1.5 to 10xIR, II=11xIN short-circuit protection N protected without auxiliary release ETU communication-capable without auxiliary/alarm switch with Safety Label for USA | - | 0 | 0
3VL4731-3NH46-0AA0 |  | 3VL4731-3NH46-0AA0 | 1 | UN | 1 | 5 | B | D | EAR99 | N | 85362090 | 1 | 4011209814301 | 7.9 | KG | 5302 | 5302 | LP20 | LP20 | circuit breaker VL400L very high breaking capacity Icu=100kA, 415V AC 4-pole, line protection Electronic Trip Unit ETU22, LSIG In=315A, rated current IR=128...315A, overload protection, ISD=1.5 to 10xIR, II=11xIN short-circuit protection N protected without auxiliary release ETU communication-capable without auxiliary/alarm switch | - | 0 | 0
3VL4731-3NH46-0AA0-Z | U01 | 3VL4731-3NH46-0AA0-ZU01 | 1 | UN | 1 | 5 | B | D | EAR99 | N | 85362090 | 1 |  | 7.6 | KG | 5350.4 | 5350.4 | LP20 | LP20 | circuit breaker VL400L very high breaking capacity Icu=100kA, 415V AC 4-pole, line protection Electronic Trip Unit ETU22, LSIG In=315A, rated current IR=128...315A, overload protection, ISD=1.5 to 10xIR, II=11xIN short-circuit protection N protected without auxiliary release ETU communication-capable without auxiliary/alarm switch with Safety Label for USA | - | 0 | 0
3VL4731-3NN46-0AA0 |  | 3VL4731-3NN46-0AA0 | 1 | UN | 1 | 5 | B | D | EAR99 | N | 85362090 | 1 | 4011209814325 | 7.9 | KG | 5214 | 5214 | LP20 | LP20 | circuit breaker VL400L very high breaking capacity Icu=100kA, 415V AC 4-pole, line protection Electronic Trip Unit ETU12, LIG In=315A, rated current IR=128...315A, overload protection, II=1.25 to 11xIN, short-circuit protection N protected without auxiliary release ETU communication-capable without auxiliary/alarm switch | - | 0 | 0
3VL4731-3NN46-0AA0-Z | U01 | 3VL4731-3NN46-0AA0-ZU01 | 1 | UN | 1 | 5 | B | D | EAR99 | N | 85362090 | 1 |  | 7.6 | KG | 5262.4 | 5262.4 | LP20 | LP20 | circuit breaker VL400L very high breaking capacity Icu=100kA, 415V AC 4-pole, line protection Electronic Trip Unit ETU12, LIG In=315A, rated current IR=128...315A, overload protection, II=1.25 to 11xIN, short-circuit protection N protected without auxiliary release ETU communication-capable without auxiliary/alarm switch with Safety Label for USA | - | 0 | 0
3VL4731-3SB36-0AA0 |  | 3VL4731-3SB36-0AA0 | 1 | UN | 1 | 5 | B | D | EAR99 | N | 85362090 | 1 | 4011209813823 | 6.12 | KG | 3091 | 2814.9 | LP20 | LP20 | circuit breaker VL400L very high breaking capacity Icu=100kA, 415V AC 3-pole, line protection Electronic Trip Unit ETU10, LI In=315A, rated current IR=128...315A, overload protection, II=1.25 to 11xIN, short-circuit protection without auxiliary release without auxiliary/alarm switch | - | 0 | 0
3VL4731-3SB36-0AA0-Z | U01 | 3VL4731-3SB36-0AA0-ZU01 | 1 | UN | 1 | 5 | B | D | EAR99 | N | 85362090 | 1 |  | 5.9 | KG | 3139.4 | 3139.4 | LP20 | LP20 | circuit breaker VL400L very high breaking capacity Icu=100kA, 415V AC 3-pole, line protection Electronic Trip Unit ETU10, LI In=315A, rated current IR=128...315A, overload protection, II=1.25 to 11xIN, short-circuit protection without auxiliary release without auxiliary/alarm switch with Safety Label for USA | - | 0 | 0
3VL4731-3SB36-0AB1-Z | U01 | 3VL4731-3SB36-0AB1-ZU01 | 1 | UN | 1 | 5 | B | D | EAR99 | N | 85362090 | 1 |  | 5.9 | KG | 3215.08 | 3215.08 | LP20 | LP20 | circuit breaker VL400L very high breaking capacity Icu=100kA, 415V AC 3-pole, line protection Electronic Trip Unit ETU10, LI In=315A, rated current IR=128...315A, overload protection, II=1.25 to 11xIN, short-circuit protection without auxiliary release Auxiliary switch mounting kit 2 AUX (1 NO + 1 NC) with Safety Label for USA | - | 0 | 0
3VL4731-3SE36-0AA0 |  | 3VL4731-3SE36-0AA0 | 1 | UN | 1 | 5 | B | D | EAR99 | N | 85362090 | 1 | 4011209813847 | 6.12 | KG | 3355 | 3070.3 | LP20 | LP20 | circuit breaker VL400L very high breaking capacity Icu=100kA, 415V AC 3-pole, line protection Electronic Trip Unit ETU20, LSI In=315A, rated current IR=128...315A, overload protection, ISD=1.5 to 10xIR, II=11xIN short-circuit protection without auxiliary release without auxiliary/alarm switch | - | 0 | 0
3VL4731-3SE36-0AA0-Z | U01 | 3VL4731-3SE36-0AA0-ZU01 | 1 | UN | 1 | 5 | B | D | EAR99 | N | 85362090 | 1 |  | 5.9 | KG | 3403.4 | 3403.4 | LP20 | LP20 | circuit breaker VL400L very high breaking capacity Icu=100kA, 415V AC 3-pole, line protection Electronic Trip Unit ETU20, LSI In=315A, rated current IR=128...315A, overload protection, ISD=1.5 to 10xIR, II=11xIN short-circuit protection without auxiliary release without auxiliary/alarm switch with Safety Label for USA | - | 0 | 0
3VL4731-3SE36-2GD1-Z | U01 | 3VL4731-3SE36-2GD1-ZU01 | 1 | UN | 1 | 5 | B | D | EAR99 | N | 85362090 | 1 |  | 5.9 | KG | 3691.05 | 3691.05 | LP20 | LP20 | circuit breaker VL400L very high breaking capacity Icu=100kA, 415V AC 3-pole, line protection Electronic Trip Unit ETU20, LSI In=315A, rated current IR=128...315A, overload protection, ISD=1.5 to 10xIR, II=11xIN short-circuit protection Undervoltage release 110...127 V AC Auxiliary/alarm switch mounting kit 2 AUX (1 NO+1 NC)+1 AS (1 NO) with Safety Label for USA | - | 0 | 0
3VL4731-3SE36-8CD1-Z | U01 | 3VL4731-3SE36-8CD1-ZU01 | 1 | UN | 1 | 5 | B | D | EAR99 | N | 85362090 | 1 |  | 5.9 | KG | 3644.85 | 3644.85 | LP20 | LP20 | circuit breaker VL400L very high breaking capacity Icu=100kA, 415V AC 3-pole, line protection Electronic Trip Unit ETU20, LSI In=315A, rated current IR=128...315A, overload protection, ISD=1.5 to 10xIR, II=11xIN short-circuit protection Shunt release 24 V AC/DC Auxiliary/alarm switch mounting kit 2 AUX (1 NO+1 NC)+1 AS (1 NO) with Safety Label for USA | - | 0 | 0
3VL4731-3SF36-0AA0 |  | 3VL4731-3SF36-0AA0 | 1 | UN | 1 | 5 | B | D | EAR99 | N | 85362090 | 1 | 4011209813861 | 6.12 | KG | 4004 | 4004 | LP20 | LP20 | circuit breaker VL400L very high breaking capacity Icu=100kA, 415V AC 3-pole, line protection Electronic Trip Unit ETU12, LIG 3 phases/4 lines In=315A, rated current IR=128...315A, overload protection, II=1.25 to 11xIN, short-circuit protection without auxiliary release without auxiliary/alarm switch | - | 0 | 0
3VL4731-3SF36-0AA0-Z | U01 | 3VL4731-3SF36-0AA0-ZU01 | 1 | UN | 1 | 5 | B | D | EAR99 | N | 85362090 | 1 |  | 5.9 | KG | 4052.4 | 4052.4 | LP20 | LP20 | circuit breaker VL400L very high breaking capacity Icu=100kA, 415V AC 3-pole, line protection Electronic Trip Unit ETU12, LIG 3 phases/4 lines In=315A, rated current IR=128...315A, overload protection, II=1.25 to 11xIN, short-circuit protection without auxiliary release without auxiliary/alarm switch with Safety Label for USA | - | 0 | 0
3VL4731-3SG36-0AA0 |  | 3VL4731-3SG36-0AA0 | 1 | UN | 1 | 5 | B | D | EAR99 | N | 85362090 | 1 | 4011209813885 | 6.12 | KG | 3828 | 3828 | LP20 | LP20 | circuit breaker VL400L very high breaking capacity Icu=100kA, 415V AC 3-pole, line protection Electronic Trip Unit ETU22, LSIG 3 phases/3 lines In=315A, rated current IR=128...315A, overload protection, ISD=1.5 to 10xIR, II=11xIN short-circuit protection without auxiliary release without auxiliary/alarm switch | - | 0 | 0
3VL4731-3SG36-0AA0-Z | U01 | 3VL4731-3SG36-0AA0-ZU01 | 1 | UN | 1 | 5 | B | D | EAR99 | N | 85362090 | 1 |  | 5.9 | KG | 3876.4 | 3876.4 | LP20 | LP20 | circuit breaker VL400L very high breaking capacity Icu=100kA, 415V AC 3-pole, line protection Electronic Trip Unit ETU22, LSIG 3 phases/3 lines In=315A, rated current IR=128...315A, overload protection, ISD=1.5 to 10xIR, II=11xIN short-circuit protection without auxiliary release without auxiliary/alarm switch with Safety Label for USA | - | 0 | 0
3VL4731-3SH36-0AA0 |  | 3VL4731-3SH36-0AA0 | 1 | UN | 1 | 5 | B | D | EAR99 | N | 85362090 | 1 | 4011209813908 | 6.12 | KG | 3828 | 3828 | LP20 | LP20 | circuit breaker VL400L very high breaking capacity Icu=100kA, 415V AC 3-pole, line protection Electronic Trip Unit ETU22, LSIG 3 phases/4 lines with connecting cable In=315A, rated current IR=128...315A, overload protection, ISD=1.5 to 10xIR, II=11xIN short-circuit protection without auxiliary release without auxiliary/alarm switch | - | 0 | 0
3VL4731-3SH36-0AA0-Z | U01 | 3VL4731-3SH36-0AA0-ZU01 | 1 | UN | 1 | 5 | B | D | EAR99 | N | 85362090 | 1 |  | 5.9 | KG | 3876.4 | 3876.4 | LP20 | LP20 | circuit breaker VL400L very high breaking capacity Icu=100kA, 415V AC 3-pole, line protection Electronic Trip Unit ETU22, LSIG 3 phases/4 lines with connecting cable In=315A, rated current IR=128...315A, overload protection, ISD=1.5 to 10xIR, II=11xIN short-circuit protection without auxiliary release without auxiliary/alarm switch with Safety Label for USA | - | 0 | 0
3VL4731-3SL36-0AA0 |  | 3VL4731-3SL36-0AA0 | 1 | UN | 1 | 5 | B | D | EAR99 | N | 85362090 | 1 | 4011209813922 | 6.12 | KG | 3740 | 3740 | LP20 | LP20 | circuit breaker VL400L very high breaking capacity Icu=100kA, 415V AC 3-pole, line protection Electronic Trip Unit ETU12, LIG 3 phases/3 lines In=315A, rated current IR=128...315A, overload protection, II=1.25 to 11xIN, short-circuit protection without auxiliary release without auxiliary/alarm switch | - | 0 | 0
3VL4731-3SL36-0AA0-Z | U01 | 3VL4731-3SL36-0AA0-ZU01 | 1 | UN | 1 | 5 | B | D | EAR99 | N | 85362090 | 1 |  | 5.9 | KG | 3788.4 | 3788.4 | LP20 | LP20 | circuit breaker VL400L very high breaking capacity Icu=100kA, 415V AC 3-pole, line protection Electronic Trip Unit ETU12, LIG 3 phases/3 lines In=315A, rated current IR=128...315A, overload protection, II=1.25 to 11xIN, short-circuit protection without auxiliary release without auxiliary/alarm switch with Safety Label for USA | - | 0 | 0
3VL4731-3SP36-0AA0 |  | 3VL4731-3SP36-0AA0 | 1 | UN | 1 | 5 | B | D | EAR99 | N | 85362090 | 1 | 4011209813946 | 6.12 | KG | 3234 | 2955.7 | LP20 | LP20 | circuit breaker VL400L very high breaking capacity Icu=100kA, 415V AC 3-pole, motor/generator prot. Electronic Trip Unit ETU10M, LI In=315A, rated current IR=125...315A, overload protection, II=1.25 to 11xIN, short-circuit protection without auxiliary release without auxiliary/alarm switch | - | 0 | 0
3VL4731-3SP36-0AA0-Z | U01 | 3VL4731-3SP36-0AA0-ZU01 | 1 | UN | 1 | 5 | B | D | EAR99 | N | 85362090 | 1 |  | 5.9 | KG | 3282.4 | 3282.4 | LP20 | LP20 | circuit breaker VL400L very high breaking capacity Icu=100kA, 415V AC 3-pole, motor/generator prot. Electronic Trip Unit ETU10M, LI In=315A, rated current IR=125...315A, overload protection, II=1.25 to 11xIN, short-circuit protection without auxiliary release without auxiliary/alarm switch with Safety Label for USA | - | 0 | 0
3VL4731-3SS36-0AA0 |  | 3VL4731-3SS36-0AA0 | 1 | UN | 1 | 5 | B | D | EAR99 | N | 85362090 | 1 | 4011209813953 | 6.12 | KG | 3597 | 3286.8 | LP20 | LP20 | circuit breaker VL400L very high breaking capacity Icu=100kA, 415V AC 3-pole, motor protection Electronic Trip Unit ETU30M, LI IR=125...315A, overload prot., TC=10A...30, II=6/8/11 xIN, short-circuit protection without auxiliary release without auxiliary/alarm switch | - | 0 | 0
3VL4731-3SS36-0AA0-Z | U01 | 3VL4731-3SS36-0AA0-ZU01 | 1 | UN | 1 | 5 | B | D | EAR99 | N | 85362090 | 1 |  | 5.9 | KG | 3645.4 | 3645.4 | LP20 | LP20 | circuit breaker VL400L very high breaking capacity Icu=100kA, 415V AC 3-pole, motor protection Electronic Trip Unit ETU30M, LI IR=125...315A, overload prot., TC=10A...30, II=6/8/11 xIN, short-circuit protection without auxiliary release without auxiliary/alarm switch with Safety Label for USA | - | 0 | 0
3VL4731-3TA46-0AA0 |  | 3VL4731-3TA46-0AA0 | 1 | UN | 1 | 5 | B | D | EAR99 | N | 85362090 | 1 | 4011209814103 | 7.9 | KG | 4158 | 4158 | LP20 | LP20 | circuit breaker VL400L very high breaking capacity Icu=100kA, 415V AC 4-pole, line protection Electronic Trip Unit ETU10, LIN In=315A, rated current IR=128...315A, overload protection, II=1.25 to 11xIN, short-circuit protection N protected without auxiliary release without auxiliary/alarm switch | - | 0 | 0
3VL4731-3TA46-0AA0-Z | U01 | 3VL4731-3TA46-0AA0-ZU01 | 1 | UN | 1 | 5 | B | D | EAR99 | N | 85362090 | 1 |  | 7.6 | KG | 4206.4 | 4206.4 | LP20 | LP20 | circuit breaker VL400L very high breaking capacity Icu=100kA, 415V AC 4-pole, line protection Electronic Trip Unit ETU10, LIN In=315A, rated current IR=128...315A, overload protection, II=1.25 to 11xIN, short-circuit protection N protected without auxiliary release without auxiliary/alarm switch with Safety Label for USA | - | 0 | 0
3VL4731-3TB46-0AA0 |  | 3VL4731-3TB46-0AA0 | 1 | UN | 1 | 5 | B | D | EAR99 | N | 85362090 | 1 | 4011209814127 | 7.9 | KG | 4015 | 4015 | LP20 | LP20 | circuit breaker VL400L very high breaking capacity Icu=100kA, 415V AC 4-pole, line protection Electronic Trip Unit ETU10, LI In=315A, rated current IR=128...315A, overload protection, II=1.25 to 11xIN, short-circuit protection without auxiliary release without auxiliary/alarm switch | - | 0 | 0
3VL4731-3TB46-0AA0-Z | U01 | 3VL4731-3TB46-0AA0-ZU01 | 1 | UN | 1 | 5 | B | D | EAR99 | N | 85362090 | 1 |  | 7.6 | KG | 4063.4 | 4063.4 | LP20 | LP20 | circuit breaker VL400L very high breaking capacity Icu=100kA, 415V AC 4-pole, line protection Electronic Trip Unit ETU10, LI In=315A, rated current IR=128...315A, overload protection, II=1.25 to 11xIN, short-circuit protection without auxiliary release without auxiliary/alarm switch with Safety Label for USA | - | 0 | 0
3VL4731-3TE46-0AA0 |  | 3VL4731-3TE46-0AA0 | 1 | UN | 1 | 5 | B | D | EAR99 | N | 85362090 | 1 | 4011209814141 | 7.9 | KG | 4312 | 4312 | LP20 | LP20 | circuit breaker VL400L very high breaking capacity Icu=100kA, 415V AC 4-pole, line protection Electronic Trip Unit ETU20, LSI In=315A, rated current IR=128...315A, overload protection, ISD=1.5 to 10xIR, II=11xIN short-circuit protection N unprotected without auxiliary release without auxiliary/alarm switch | - | 0 | 0
3VL4731-3TE46-0AA0-Z | U01 | 3VL4731-3TE46-0AA0-ZU01 | 1 | UN | 1 | 5 | B | D | EAR99 | N | 85362090 | 1 |  | 7.6 | KG | 4360.4 | 4360.4 | LP20 | LP20 | circuit breaker VL400L very high breaking capacity Icu=100kA, 415V AC 4-pole, line protection Electronic Trip Unit ETU20, LSI In=315A, rated current IR=128...315A, overload protection, ISD=1.5 to 10xIR, II=11xIN short-circuit protection N unprotected without auxiliary release without auxiliary/alarm switch with Safety Label for USA | - | 0 | 0
3VL4731-3TF46-0AA0 |  | 3VL4731-3TF46-0AA0 | 1 | UN | 1 | 5 | B | D | EAR99 | N | 85362090 | 1 | 4011209814165 | 7.9 | KG | 4499 | 4114.8 | LP20 | LP20 | circuit breaker VL400L very high breaking capacity Icu=100kA, 415V AC 4-pole, line protection Electronic Trip Unit ETU20, LSI In=315A, rated current IR=128...315A, overload protection, ISD=1.5 to 10xIR, II=11xIN short-circuit protection N protected without auxiliary release without auxiliary/alarm switch | - | 0 | 0
3VL4731-3TF46-0AA0-Z | U01 | 3VL4731-3TF46-0AA0-ZU01 | 1 | UN | 1 | 5 | B | D | EAR99 | N | 85362090 | 1 |  | 7.6 | KG | 4547.4 | 4547.4 | LP20 | LP20 | circuit breaker VL400L very high breaking capacity Icu=100kA, 415V AC 4-pole, line protection Electronic Trip Unit ETU20, LSI In=315A, rated current IR=128...315A, overload protection, ISD=1.5 to 10xIR, II=11xIN short-circuit protection N protected without auxiliary release without auxiliary/alarm switch with Safety Label for USA | - | 0 | 0
3VL4731-3TH46-0AA0 |  | 3VL4731-3TH46-0AA0 | 1 | UN | 1 | 5 | B | D | EAR99 | N | 85362090 | 1 | 4011209814189 | 7.9 | KG | 5203 | 5203 | LP20 | LP20 | circuit breaker VL400L very high breaking capacity Icu=100kA, 415V AC 4-pole, line protection Electronic Trip Unit ETU22, LSIG In=315A, rated current IR=128...315A, overload protection, ISD=1.5 to 10xIR, II=11xIN short-circuit protection N protected without auxiliary release without auxiliary/alarm switch | - | 0 | 0
3VL4731-3TH46-0AA0-Z | U01 | 3VL4731-3TH46-0AA0-ZU01 | 1 | UN | 1 | 5 | B | D | EAR99 | N | 85362090 | 1 |  | 7.6 | KG | 5251.4 | 5251.4 | LP20 | LP20 | circuit breaker VL400L very high breaking capacity Icu=100kA, 415V AC 4-pole, line protection Electronic Trip Unit ETU22, LSIG In=315A, rated current IR=128...315A, overload protection, ISD=1.5 to 10xIR, II=11xIN short-circuit protection N protected without auxiliary release without auxiliary/alarm switch with Safety Label for USA | - | 0 | 0
3VL4731-3TN46-0AA0 |  | 3VL4731-3TN46-0AA0 | 1 | UN | 1 | 5 | B | D | EAR99 | N | 85362090 | 1 | 4011209814202 | 7.9 | KG | 5093 | 5093 | LP20 | LP20 | circuit breaker VL400L very high breaking capacity Icu=100kA, 415V AC 4-pole, line protection Electronic Trip Unit ETU12, LIG In=315A, rated current IR=128...315A, overload protection, II=1.25 to 11xIN, short-circuit protection N protected without auxiliary release without auxiliary/alarm switch | - | 0 | 0
3VL4731-3TN46-0AA0-Z | U01 | 3VL4731-3TN46-0AA0-ZU01 | 1 | UN | 1 | 5 | B | D | EAR99 | N | 85362090 | 1 |  | 7.6 | KG | 5141.4 | 5141.4 | LP20 | LP20 | circuit breaker VL400L very high breaking capacity Icu=100kA, 415V AC 4-pole, line protection Electronic Trip Unit ETU12, LIG In=315A, rated current IR=128...315A, overload protection, II=1.25 to 11xIN, short-circuit protection N protected without auxiliary release without auxiliary/alarm switch with Safety Label for USA | - | 0 | 0
3VL4731-3UH36-0AA0 |  | 3VL4731-3UH36-0AA0 | 1 | UN | 1 | 5 | B | D | EAR99 | N | 85362090 | 1 | 4011209886889 | 6.12 | KG | 4521 | 4521 | LP20 | LP20 | circuit breaker VL400L very high breaking capacity Icu=100kA, 415V AC 3-pole, line protection Electronic Trip Unit LCD ETU40, LI/LS/LSI In=315A, rated current IR=128...315A, overload protection, ISD=1.5 to 10xIR, II=11xIN short-circuit protection without auxiliary release without auxiliary/alarm switch | - | 0 | 0
3VL4731-3UH36-0AA0-Z | U01 | 3VL4731-3UH36-0AA0-ZU01 | 1 | UN | 1 | 5 | B | D | EAR99 | N | 85362090 | 1 |  | 5.9 | KG | 4569.4 | 4569.4 | LP20 | LP20 | circuit breaker VL400L very high breaking capacity Icu=100kA, 415V AC 3-pole, line protection Electronic Trip Unit LCD ETU40, LI/LS/LSI In=315A, rated current IR=128...315A, overload protection, ISD=1.5 to 10xIR, II=11xIN short-circuit protection without auxiliary release without auxiliary/alarm switch with Safety Label for USA | - | 0 | 0
3VL4731-3UJ46-0AA0 |  | 3VL4731-3UJ46-0AA0 | 1 | UN | 1 | 5 | B | D | EAR99 | N | 85362090 | 1 | 4011209887244 | 7.9 | KG | 5643 | 5643 | LP20 | LP20 | circuit breaker VL400L very high breaking capacity Icu=100kA, 415V AC 4-pole, line protection Electronic Trip Unit LCD ETU40, LI/LS/LSI In=315A, rated current IR=128...315A, overload protection, ISD=1.5 to 10xIR, II=11xIN short-circuit protection N protected without auxiliary release without auxiliary/alarm switch | - | 0 | 0
3VL4731-3UJ46-0AA0-Z | U01 | 3VL4731-3UJ46-0AA0-ZU01 | 1 | UN | 1 | 5 | B | D | EAR99 | N | 85362090 | 1 |  | 7.6 | KG | 5691.4 | 5691.4 | LP20 | LP20 | circuit breaker VL400L very high breaking capacity Icu=100kA, 415V AC 4-pole, line protection Electronic Trip Unit LCD ETU40, LI/LS/LSI In=315A, rated current IR=128...315A, overload protection, ISD=1.5 to 10xIR, II=11xIN short-circuit protection N protected without auxiliary release without auxiliary/alarm switch with Safety Label for USA | - | 0 | 0
3VL4731-3UL36-0AA0 |  | 3VL4731-3UL36-0AA0 | 1 | UN | 1 | 5 | B | D | EAR99 | N | 85362090 | 1 | 4011209887008 | 6.12 | KG | 4862 | 4862 | LP20 | LP20 | circuit breaker VL400L very high breaking capacity Icu=100kA, 415V AC 3-pole, line protection Electronic Trip Unit LCD ETU42, LSIG 3 phases/3 lines In=315A, rated current IR=128...315A, overload protection, ISD=1.5 to 10xIR, II=11xIN short-circuit protection without auxiliary release without auxiliary/alarm switch | - | 0 | 0
3VL4731-3UL36-0AA0-Z | U01 | 3VL4731-3UL36-0AA0-ZU01 | 1 | UN | 1 | 5 | B | D | EAR99 | N | 85362090 | 1 |  | 5.9 | KG | 4910.4 | 4910.4 | LP20 | LP20 | circuit breaker VL400L very high breaking capacity Icu=100kA, 415V AC 3-pole, line protection Electronic Trip Unit LCD ETU42, LSIG 3 phases/3 lines In=315A, rated current IR=128...315A, overload protection, ISD=1.5 to 10xIR, II=11xIN short-circuit protection without auxiliary release without auxiliary/alarm switch with Safety Label for USA | - | 0 | 0
3VL4731-3UM36-0AA0 |  | 3VL4731-3UM36-0AA0 | 1 | UN | 1 | 5 | B | D | EAR99 | N | 85362090 | 1 | 4011209887121 | 6.12 | KG | 4862 | 4862 | LP20 | LP20 | circuit breaker VL400L very high breaking capacity Icu=100kA, 415V AC 3-pole, line protection Electronic Trip Unit LCD ETU42, LSIG 3 phases/4 lines with connecting cable In=315A, rated current IR=128...315A, overload protection, ISD=1.5 to 10xIR, II=11xIN short-circuit protection without auxiliary release without auxiliary/alarm switch | - | 0 | 0
3VL4731-3UM36-0AA0-Z | U01 | 3VL4731-3UM36-0AA0-ZU01 | 1 | UN | 1 | 5 | B | D | EAR99 | N | 85362090 | 1 |  | 5.9 | KG | 4910.4 | 4910.4 | LP20 | LP20 | circuit breaker VL400L very high breaking capacity Icu=100kA, 415V AC 3-pole, line protection Electronic Trip Unit LCD ETU42, LSIG 3 phases/4 lines with connecting cable In=315A, rated current IR=128...315A, overload protection, ISD=1.5 to 10xIR, II=11xIN short-circuit protection without auxiliary release without auxiliary/alarm switch with Safety Label for USA | - | 0 | 0
3VL4731-3UN46-0AA0 |  | 3VL4731-3UN46-0AA0 | 1 | UN | 1 | 5 | B | D | EAR99 | N | 85362090 | 1 | 4011209887367 | 7.9 | KG | 5643 | 5643 | LP20 | LP20 | circuit breaker VL400L very high breaking capacity Icu=100kA, 415V AC 4-pole, line protection Electronic Trip Unit LCD ETU42, LSIG In=315A, rated current IR=128...315A, overload protection, ISD=1.5 to 10xIR, II=11xIN short-circuit protection N protected with ground-fault protection without auxiliary release without auxiliary/alarm switch | - | 0 | 0
3VL4731-3UN46-0AA0-Z | U01 | 3VL4731-3UN46-0AA0-ZU01 | 1 | UN | 1 | 5 | B | D | EAR99 | N | 85362090 | 1 |  | 7.6 | KG | 5691.4 | 5691.4 | LP20 | LP20 | circuit breaker VL400L very high breaking capacity Icu=100kA, 415V AC 4-pole, line protection Electronic Trip Unit LCD ETU42, LSIG In=315A, rated current IR=128...315A, overload protection, ISD=1.5 to 10xIR, II=11xIN short-circuit protection N protected with ground-fault protection without auxiliary release without auxiliary/alarm switch with Safety Label for USA | - | 0 | 0
3VL4731-3UP36-0AA0 |  | 3VL4731-3UP36-0AA0 | 1 | UN | 1 | 5 | B | D | EAR99 | N | 85362090 | 1 | 4011209886766 | 6.12 | KG | 4521 | 4521 | LP20 | LP20 | circuit breaker VL400L very high breaking capacity Icu=100kA, 415V AC 3-pole, motor/generator prot. Electronic Trip Unit LCD ETU40M, LI In=315A, rated current IR=128...315A, overload protection, II=1.25 to 11xIN, short-circuit protection without auxiliary release without auxiliary/alarm switch | - | 0 | 0
3VL4731-3UP36-0AA0-Z | U01 | 3VL4731-3UP36-0AA0-ZU01 | 1 | UN | 1 | 5 | B | D | EAR99 | N | 85362090 | 1 |  | 5.9 | KG | 4569.4 | 4569.4 | LP20 | LP20 | circuit breaker VL400L very high breaking capacity Icu=100kA, 415V AC 3-pole, motor/generator prot. Electronic Trip Unit LCD ETU40M, LI In=315A, rated current IR=128...315A, overload protection, II=1.25 to 11xIN, short-circuit protection without auxiliary release without auxiliary/alarm switch with Safety Label for USA | - | 0 | 0
3VL4740-1AA36-0AA0 |  | 3VL4740-1AA36-0AA0 | 1 | UN | 1 | 5 | B | D | N | N | 85362090 | 1 | 4011209655409 | 4.905 | KG | 1039.5 | 1039.5 | LP20 | LP20 | circuit breaker VL400N without Electronic Trip Unit standard breaking capacity Icu=55kA/415V AC, 3-pole In=< 400A, rated current without auxiliary release with screw terminal connections for switching unit and Electronic Trip Unit | - | 0 | 0
3VL4740-1AA46-0AA0 |  | 3VL4740-1AA46-0AA0 | 1 | UN | 1 | 5 | B | D | N | N | 85362090 | 1 | 4011209655423 | 6.313 | KG | 1353 | 1353 | LP20 | LP20 | circuit breaker VL400N without Electronic Trip Unit standard breaking capacity Icu=55kA/415V AC, 4-pole In=< 400A, rated current without auxiliary release with screw terminal connections for switching unit and Electronic Trip Unit | - | 0 | 0
3VL4740-1CH36-0AA0 |  | 3VL4740-1CH36-0AA0 | 1 | UN | 1 | 30 | D | D | EAR99 | N | 85362090 | 1 | 4011209486089 | 5.9 | KG | 5478 | 5478 | LP20 | LP20 | circuit breaker VL400N standard breaking capacity Icu=55kA, 415V AC 3-pole, line protection Electronic Trip Unit LCD ETU40, LI/LS/LSI In=400A, rated current IR=160...400A, overload protection, ISD=1.5 to 10xIR, II=11xIN short-circuit protection without auxiliary release without auxiliary/alarm switch | - | 0 | 0
3VL4740-1CH36-0AD1 |  | 3VL4740-1CH36-0AD1 | 1 | UN | 1 | 30 | D | D | EAR99 | N | 85362090 | 1 | 4011209756878 | 5.9 | KG | 5574.25 | 5574.25 | LP20 | LP20 | circuit breaker VL400N standard breaking capacity Icu=55kA, 415V AC 3-pole, line protection Electronic Trip Unit LCD ETU40, LI/LS/LSI In=400A, rated current IR=160...400A, overload protection, ISD=1.5 to 10xIR, II=11xIN short-circuit protection without auxiliary release Auxiliary/alarm switch mounting kit 2 AUX (1 NO+1 NC)+1 AS (1 NO) | - | 0 | 0
3VL4740-1CH36-0AD1-Z | M22U01 | 3VL4740-1CH36-0AD1-ZM22U01 | 1 | UN | 1 | 30 | D | D | EAR99 | N | 85362090 | 1 |  | 5.9 | KG | 7118.65 | 7118.65 | LP20 | LP20 | circuit breaker VL400N standard breaking capacity Icu=55kA, 415V AC 3-pole, line protection Electronic Trip Unit LCD ETU40, LI/LS/LSI In=400A, rated current IR=160...400A, overload protection, ISD=1.5 to 10xIR, II=11xIN short-circuit protection without auxiliary release Auxiliary/alarm switch mounting kit 2 AUX (1 NO+1 NC)+1 AS (1 NO) Motorized operating mechanism set up 220-250 V AC/DC with Safety Label for USA | - | 0 | 0
3VL4740-1CJ46-0AA0 |  | 3VL4740-1CJ46-0AA0 | 1 | UN | 1 | 30 | D | D | EAR99 | N | 85362090 | 1 | 4011209486096 | 7.6 | KG | 6963 | 6963 | LP20 | LP20 | circuit breaker VL400N standard breaking capacity Icu=55kA, 415V AC 4-pole, line protection Electronic Trip Unit LCD ETU40, LI/LS/LSI In=400A, rated current IR=160...400A, overload protection, ISD=1.5 to 10xIR, II=11xIN short-circuit protection N protected without auxiliary release without auxiliary/alarm switch | - | 0 | 0
3VL4740-1CJ46-0AA0-Z | U01 | 3VL4740-1CJ46-0AA0-ZU01 | 1 | UN | 1 | 30 | D | D | EAR99 | N | 85362090 | 1 |  | 7.6 | KG | 7011.4 | 7011.4 | LP20 | LP20 | circuit breaker VL400N standard breaking capacity Icu=55kA, 415V AC 4-pole, line protection Electronic Trip Unit LCD ETU40, LI/LS/LSI In=400A, rated current IR=160...400A, overload protection, ISD=1.5 to 10xIR, II=11xIN short-circuit protection N protected without auxiliary release without auxiliary/alarm switch with Safety Label for USA | - | 0 | 0
3VL4740-1CJ46-0AD1 |  | 3VL4740-1CJ46-0AD1 | 1 | UN | 1 | 30 | D | D | EAR99 | N | 85362090 | 1 | 4011209756885 | 7.6 | KG | 7059.25 | 7059.25 | LP20 | LP20 | circuit breaker VL400N standard breaking capacity Icu=55kA, 415V AC 4-pole, line protection Electronic Trip Unit LCD ETU40, LI/LS/LSI In=400A, rated current IR=160...400A, overload protection, ISD=1.5 to 10xIR, II=11xIN short-circuit protection N protected without auxiliary release Auxiliary/alarm switch mounting kit 2 AUX (1 NO+1 NC)+1 AS (1 NO) | - | 0 | 0
3VL4740-1CJ46-2PB1 |  | 3VL4740-1CJ46-2PB1 | 1 | UN | 1 | 30 | D | D | EAR99 | N | 85362090 | 1 | 4011209756892 | 7.6 | KG | 7230.08 | 7230.08 | LP20 | LP20 | circuit breaker VL400N standard breaking capacity Icu=55kA, 415V AC 4-pole, line protection Electronic Trip Unit LCD ETU40, LI/LS/LSI In=400A, rated current IR=160...400A, overload protection, ISD=1.5 to 10xIR, II=11xIN short-circuit protection N protected Undervoltage release 24 V DC Auxiliary switch mounting kit 2 AUX (1 NO + 1 NC) | - | 0 | 0
3VL4740-1CJ46-8CD1 |  | 3VL4740-1CJ46-8CD1 | 1 | UN | 1 | 30 | D | D | EAR99 | N | 85362090 | 1 | 4011209756908 | 7.6 | KG | 7204.45 | 7204.45 | LP20 | LP20 | circuit breaker VL400N standard breaking capacity Icu=55kA, 415V AC 4-pole, line protection Electronic Trip Unit LCD ETU40, LI/LS/LSI In=400A, rated current IR=160...400A, overload protection, ISD=1.5 to 10xIR, II=11xIN short-circuit protection N protected Shunt release 24 V AC/DC Auxiliary/alarm switch mounting kit 2 AUX (1 NO+1 NC)+1 AS (1 NO) | - | 0 | 0
3VL4740-1CJ46-8TB1 |  | 3VL4740-1CJ46-8TB1 | 1 | UN | 1 | 30 | D | D | EAR99 | N | 85362090 | 1 | 4011209756915 | 7.6 | KG | 7183.88 | 7183.88 | LP20 | LP20 | circuit breaker VL400N standard breaking capacity Icu=55kA, 415V AC 4-pole, line protection Electronic Trip Unit LCD ETU40, LI/LS/LSI In=400A, rated current IR=160...400A, overload protection, ISD=1.5 to 10xIR, II=11xIN short-circuit protection N protected Shunt release 208...277 V AC Auxiliary switch mounting kit 2 AUX (1 NO + 1 NC) | - | 0 | 0
3VL4740-1CL36-0AA0-Z | U01 | 3VL4740-1CL36-0AA0-ZU01 | 1 | UN | 1 | 30 | D | D | EAR99 | N | 85362090 | 1 |  | 5.9 | KG | 6175.4 | 6175.4 | LP20 | LP20 | circuit breaker VL400N standard breaking capacity Icu=55kA, 415V AC 3-pole, line protection Electronic Trip Unit LCD ETU42, LSIG 3 phases/3 lines In=400A, rated current IR=160...400A, overload protection, ISD=1.5 to 10xIR, II=11xIN short-circuit protection without auxiliary release without auxiliary/alarm switch with Safety Label for USA | - | 0 | 0
3VL4740-1CM36-0AD1 |  | 3VL4740-1CM36-0AD1 | 1 | UN | 1 | 30 | D | D | EAR99 | N | 85362090 | 1 | 4011209756922 | 5.9 | KG | 6223.25 | 6223.25 | LP20 | LP20 | circuit breaker VL400N standard breaking capacity Icu=55kA, 415V AC 3-pole, line protection Electronic Trip Unit LCD ETU42, LSIG 3 phases/4 lines with connecting cable In=400A, rated current IR=160...400A, overload protection, ISD=1.5 to 10xIR, II=11xIN short-circuit protection without auxiliary release Auxiliary/alarm switch mounting kit 2 AUX (1 NO+1 NC)+1 AS (1 NO) | - | 0 | 0
3VL4740-1CN46-0AA0 |  | 3VL4740-1CN46-0AA0 | 1 | UN | 1 | 30 | D | D | EAR99I | N | 85362090 | 1 | 4011209486126 | 7.6 | KG | 6963 | 6963 | LP20 | LP20 | circuit breaker VL400N standard breaking capacity Icu=55kA, 415V AC 4-pole, line protection Electronic Trip Unit LCD ETU42, LSIG In=400A, rated current IR=160...400A, overload protection, ISD=1.5 to 10xIR, II=11xIN short-circuit protection N protected with ground-fault protection without auxiliary release without auxiliary/alarm switch | - | 0 | 0
3VL4740-1CN46-0AA0-Z | U01 | 3VL4740-1CN46-0AA0-ZU01 | 1 | UN | 1 | 30 | D | D | EAR99I | N | 85362090 | 1 |  | 7.6 | KG | 7011.4 | 7011.4 | LP20 | LP20 | circuit breaker VL400N standard breaking capacity Icu=55kA, 415V AC 4-pole, line protection Electronic Trip Unit LCD ETU42, LSIG In=400A, rated current IR=160...400A, overload protection, ISD=1.5 to 10xIR, II=11xIN short-circuit protection N protected with ground-fault protection without auxiliary release without auxiliary/alarm switch with Safety Label for USA | - | 0 | 0
3VL4740-1CN46-0AB1 |  | 3VL4740-1CN46-0AB1 | 1 | UN | 1 | 30 | D | D | EAR99I | N | 85362090 | 1 | 4011209756939 | 7.6 | KG | 7038.68 | 7038.68 | LP20 | LP20 | circuit breaker VL400N standard breaking capacity Icu=55kA, 415V AC 4-pole, line protection Electronic Trip Unit LCD ETU42, LSIG In=400A, rated current IR=160...400A, overload protection, ISD=1.5 to 10xIR, II=11xIN short-circuit protection N protected with ground-fault protection without auxiliary release Auxiliary switch mounting kit 2 AUX (1 NO + 1 NC) | - | 0 | 0
3VL4740-1DC36-0AA0 |  | 3VL4740-1DC36-0AA0 | 1 | UN | 1 | 5 | B | D | EAR99 | N | 85362090 | 1 | 4011209486140 | 6.151 | KG | 1859 | 1711.7 | LP20 | LP20 | circuit breaker VL400N standard breaking capacity Icu=55kA, 415V AC 3-pole, line protection trip unit TM, LI In=400A, rated current IR=320...400A, overload protection, II=2000...4000A, short-circuit protection without auxiliary release without auxiliary/alarm switch | - | 0 | 0
3VL4740-1DC36-0AA0-Z | U01 | 3VL4740-1DC36-0AA0-ZU01 | 1 | UN | 1 | 5 | B | D | EAR99 | N | 85362090 | 1 |  | 5.7 | KG | 1907.4 | 1907.4 | LP20 | LP20 | circuit breaker VL400N standard breaking capacity Icu=55kA, 415V AC 3-pole, line protection trip unit TM, LI In=400A, rated current IR=320...400A, overload protection, II=2000...4000A, short-circuit protection without auxiliary release without auxiliary/alarm switch with Safety Label for USA | - | 0 | 0
3VL4740-1DC36-0AB1 |  | 3VL4740-1DC36-0AB1 | 1 | UN | 1 | 5 | B | D | EAR99 | N | 85362090 | 1 | 4011209756946 | 6.38 | KG | 1934.68 | 1934.68 | LP20 | LP20 | circuit breaker VL400N standard breaking capacity Icu=55kA, 415V AC 3-pole, line protection trip unit TM, LI In=400A, rated current IR=320...400A, overload protection, II=2000...4000A, short-circuit protection without auxiliary release Auxiliary switch mounting kit 2 AUX (1 NO + 1 NC) | - | 0 | 0
3VL4740-1DC36-0AB1-Z | U01 | 3VL4740-1DC36-0AB1-ZU01 | 1 | UN | 1 | 5 | B | D | EAR99 | N | 85362090 | 1 |  | 5.7 | KG | 1983.08 | 1983.08 | LP20 | LP20 | circuit breaker VL400N standard breaking capacity Icu=55kA, 415V AC 3-pole, line protection trip unit TM, LI In=400A, rated current IR=320...400A, overload protection, II=2000...4000A, short-circuit protection without auxiliary release Auxiliary switch mounting kit 2 AUX (1 NO + 1 NC) with Safety Label for USA | - | 0 | 0
3VL4740-1DC36-0AD1 |  | 3VL4740-1DC36-0AD1 | 1 | UN | 1 | 5 | B | D | EAR99 | N | 85362090 | 1 | 4011209756953 | 6.173 | KG | 1955.25 | 1955.25 | LP20 | LP20 | circuit breaker VL400N standard breaking capacity Icu=55kA, 415V AC 3-pole, line protection trip unit TM, LI In=400A, rated current IR=320...400A, overload protection, II=2000...4000A, short-circuit protection without auxiliary release Auxiliary/alarm switch mounting kit 2 AUX (1 NO+1 NC)+1 AS (1 NO) | - | 0 | 0
3VL4740-1DC36-0AD1-Z | U01 | 3VL4740-1DC36-0AD1-ZU01 | 1 | UN | 1 | 5 | B | D | EAR99 | N | 85362090 | 1 |  | 5.7 | KG | 2003.65 | 2003.65 | LP20 | LP20 | circuit breaker VL400N standard breaking capacity Icu=55kA, 415V AC 3-pole, line protection trip unit TM, LI In=400A, rated current IR=320...400A, overload protection, II=2000...4000A, short-circuit protection without auxiliary release Auxiliary/alarm switch mounting kit 2 AUX (1 NO+1 NC)+1 AS (1 NO) with Safety Label for USA | - | 0 | 0
3VL4740-1DC36-2GA0 |  | 3VL4740-1DC36-2GA0 | 1 | UN | 1 | 5 | B | D | EAR99 | N | 85362090 | 1 | 4011209756960 | 6.257 | KG | 2050.4 | 2050.4 | LP20 | LP20 | circuit breaker VL400N standard breaking capacity Icu=55kA, 415V AC 3-pole, line protection trip unit TM, LI In=400A, rated current IR=320...400A, overload protection, II=2000...4000A, short-circuit protection Undervoltage release 110...127 V AC without auxiliary/alarm switch | - | 0 | 0
3VL4740-1DC36-2HA0 |  | 3VL4740-1DC36-2HA0 | 1 | UN | 1 | 5 | B | D | EAR99 | N | 85362090 | 1 | 4011209756977 | 6.09 | KG | 2050.4 | 2050.4 | LP20 | LP20 | circuit breaker VL400N standard breaking capacity Icu=55kA, 415V AC 3-pole, line protection trip unit TM, LI In=400A, rated current IR=320...400A, overload protection, II=2000...4000A, short-circuit protection Undervoltage release 220...250 V AC without auxiliary/alarm switch | - | 0 | 0
3VL4740-1DC36-2HB1 |  | 3VL4740-1DC36-2HB1 | 1 | UN | 1 | 5 | B | D | EAR99 | N | 85362090 | 1 | 4011209756984 | 6.251 | KG | 2126.08 | 2126.08 | LP20 | LP20 | circuit breaker VL400N standard breaking capacity Icu=55kA, 415V AC 3-pole, line protection trip unit TM, LI In=400A, rated current IR=320...400A, overload protection, II=2000...4000A, short-circuit protection Undervoltage release 220...250 V AC Auxiliary switch mounting kit 2 AUX (1 NO + 1 NC) | - | 0 | 0
3VL4740-1DC36-2HD1 |  | 3VL4740-1DC36-2HD1 | 1 | UN | 1 | 5 | B | D | EAR99 | N | 85362090 | 1 | 4011209756991 | 6.446 | KG | 2146.65 | 2146.65 | LP20 | LP20 | circuit breaker VL400N standard breaking capacity Icu=55kA, 415V AC 3-pole, line protection trip unit TM, LI In=400A, rated current IR=320...400A, overload protection, II=2000...4000A, short-circuit protection Undervoltage release 220...250 V AC Auxiliary/alarm switch mounting kit 2 AUX (1 NO+1 NC)+1 AS (1 NO) | - | 0 | 0
3VL4740-1DC36-2JD1 |  | 3VL4740-1DC36-2JD1 | 1 | UN | 1 | 5 | B | D | EAR99 | N | 85362090 | 1 | 4011209757004 | 6.446 | KG | 2146.65 | 2146.65 | LP20 | LP20 | circuit breaker VL400N standard breaking capacity Icu=55kA, 415V AC 3-pole, line protection trip unit TM, LI In=400A, rated current IR=320...400A, overload protection, II=2000...4000A, short-circuit protection Undervoltage release 380...415 V AC Auxiliary/alarm switch mounting kit 2 AUX (1 NO+1 NC)+1 AS (1 NO) | - | 0 | 0
3VL4740-1DC36-2PA0-Z | U01 | 3VL4740-1DC36-2PA0-ZU01 | 1 | UN | 1 | 5 | B | D | EAR99 | N | 85362090 | 1 |  | 5.7 | KG | 2098.8 | 2098.8 | LP20 | LP20 | circuit breaker VL400N standard breaking capacity Icu=55kA, 415V AC 3-pole, line protection trip unit TM, LI In=400A, rated current IR=320...400A, overload protection, II=2000...4000A, short-circuit protection Undervoltage release 24 V DC without auxiliary/alarm switch with Safety Label for USA | - | 0 | 0
3VL4740-1DC36-2PB1 |  | 3VL4740-1DC36-2PB1 | 1 | UN | 1 | 5 | B | D | EAR99 | N | 85362090 | 1 | 4011209757011 | 6.446 | KG | 2126.08 | 2126.08 | LP20 | LP20 | circuit breaker VL400N standard breaking capacity Icu=55kA, 415V AC 3-pole, line protection trip unit TM, LI In=400A, rated current IR=320...400A, overload protection, II=2000...4000A, short-circuit protection Undervoltage release 24 V DC Auxiliary switch mounting kit 2 AUX (1 NO + 1 NC) | - | 0 | 0
3VL4740-1DC36-8CB1 |  | 3VL4740-1DC36-8CB1 | 1 | UN | 1 | 5 | B | D | EAR99 | N | 85362090 | 1 | 4011209757028 | 6.31 | KG | 2079.88 | 2079.88 | LP20 | LP20 | circuit breaker VL400N standard breaking capacity Icu=55kA, 415V AC 3-pole, line protection trip unit TM, LI In=400A, rated current IR=320...400A, overload protection, II=2000...4000A, short-circuit protection Shunt release 24 V AC/DC Auxiliary switch mounting kit 2 AUX (1 NO + 1 NC) | - | 0 | 0
3VL4740-1DC36-8TA0 |  | 3VL4740-1DC36-8TA0 | 1 | UN | 1 | 5 | B | D | EAR99 | N | 85362090 | 1 | 4011209757035 | 6.257 | KG | 2004.2 | 2004.2 | LP20 | LP20 | circuit breaker VL400N standard breaking capacity Icu=55kA, 415V AC 3-pole, line protection trip unit TM, LI In=400A, rated current IR=320...400A, overload protection, II=2000...4000A, short-circuit protection Shunt release 208...277 V AC without auxiliary/alarm switch | - | 0 | 0
3VL4740-1DC36-8TB1 |  | 3VL4740-1DC36-8TB1 | 1 | UN | 1 | 5 | B | D | EAR99 | N | 85362090 | 1 | 4011209757042 | 6.31 | KG | 2079.88 | 2079.88 | LP20 | LP20 | circuit breaker VL400N standard breaking capacity Icu=55kA, 415V AC 3-pole, line protection trip unit TM, LI In=400A, rated current IR=320...400A, overload protection, II=2000...4000A, short-circuit protection Shunt release 208...277 V AC Auxiliary switch mounting kit 2 AUX (1 NO + 1 NC) | - | 0 | 0
3VL4740-1DC36-8TD1 |  | 3VL4740-1DC36-8TD1 | 1 | UN | 1 | 5 | B | D | EAR99 | N | 85362090 | 1 | 4011209757059 | 6.262 | KG | 2100.45 | 2100.45 | LP20 | LP20 | circuit breaker VL400N standard breaking capacity Icu=55kA, 415V AC 3-pole, line protection trip unit TM, LI In=400A, rated current IR=320...400A, overload protection, II=2000...4000A, short-circuit protection Shunt release 208...277 V AC Auxiliary/alarm switch mounting kit 2 AUX (1 NO+1 NC)+1 AS (1 NO) | - | 0 | 0
3VL4740-1DE36-0AA0 |  | 3VL4740-1DE36-0AA0 | 1 | UN | 1 | 5 | B | D | EAR99 | N | 85362090 | 1 | 4011209486157 | 6.145 | KG | 1144 | 1043 | LP20 | LP20 | circuit breaker VL400N standard breaking capacity Icu=55kA, 415V AC 3-pole, non-auto. air circ. br. trip unit magnetic In=400A, rated current II=4000A, short-circuit protection without auxiliary release without auxiliary/alarm switch | - | 0 | 0
3VL4740-1DE36-0AA0-Z | U01 | 3VL4740-1DE36-0AA0-ZU01 | 1 | UN | 1 | 5 | B | D | EAR99 | N | 85362090 | 1 |  | 5.7 | KG | 1192.4 | 1192.4 | LP20 | LP20 | circuit breaker VL400N standard breaking capacity Icu=55kA, 415V AC 3-pole, non-auto. air circ. br. trip unit magnetic In=400A, rated current II=4000A, short-circuit protection without auxiliary release without auxiliary/alarm switch with Safety Label for USA | - | 0 | 0
3VL4740-1DE36-0AB1 |  | 3VL4740-1DE36-0AB1 | 1 | UN | 1 | 5 | B | D | EAR99 | N | 85362090 | 1 | 4011209757066 | 6.142 | KG | 1219.68 | 1219.68 | LP20 | LP20 | circuit breaker VL400N standard breaking capacity Icu=55kA, 415V AC 3-pole, non-auto. air circ. br. trip unit magnetic In=400A, rated current II=4000A, short-circuit protection without auxiliary release Auxiliary switch mounting kit 2 AUX (1 NO + 1 NC) | - | 0 | 0
3VL4740-1DE36-2HA0-Z | U01 | 3VL4740-1DE36-2HA0-ZU01 | 1 | UN | 1 | 5 | B | D | EAR99 | N | 85362090 | 1 |  | 5.7 | KG | 1383.8 | 1383.8 | LP20 | LP20 | circuit breaker VL400N standard breaking capacity Icu=55kA, 415V AC 3-pole, non-auto. air circ. br. trip unit magnetic In=400A, rated current II=4000A, short-circuit protection Undervoltage release 220...250 V AC without auxiliary/alarm switch with Safety Label for USA | - | 0 | 0
3VL4740-1DE36-2HD1-Z | M22U01 | 3VL4740-1DE36-2HD1-ZM22U01 | 1 | UN | 1 | 5 | B | D | EAR99 | N | 85362090 | 1 |  | 5.7 | KG | 2976.05 | 2976.05 | LP20 | LP20 | circuit breaker VL400N standard breaking capacity Icu=55kA, 415V AC 3-pole, non-auto. air circ. br. trip unit magnetic In=400A, rated current II=4000A, short-circuit protection Undervoltage release 220...250 V AC Auxiliary/alarm switch mounting kit 2 AUX (1 NO+1 NC)+1 AS (1 NO) Motorized operating mechanism set up 220-250 V AC/DC with Safety Label for USA | - | 0 | 0
3VL4740-1DE36-2PB1-Z | L02U01 | 3VL4740-1DE36-2PB1-ZL02U01 | 1 | UN | 1 | 5 | B | D | EAR99 | N | 85362090 | 1 |  | 5.7 | KG | 1550.56 | 1550.56 | LP20 | LP20 | circuit breaker VL400N standard breaking capacity Icu=55kA, 415V AC 3-pole, non-auto. air circ. br. trip unit magnetic In=400A, rated current II=4000A, short-circuit protection Undervoltage release 24 V DC Auxiliary switch mounting kit 2 AUX (1 NO + 1 NC) Internal accessories wired with Safety Label for USA | - | 0 | 0
3VL4740-1DE36-8RD1 |  | 3VL4740-1DE36-8RD1 | 1 | UN | 1 | 5 | B | D | EAR99 | N | 85362090 | 1 | 4011209757073 | 6.145 | KG | 1385.45 | 1385.45 | LP20 | LP20 | circuit breaker VL400N standard breaking capacity Icu=55kA, 415V AC 3-pole, non-auto. air circ. br. trip unit magnetic In=400A, rated current II=4000A, short-circuit protection Shunt release 110...127 V AC Auxiliary/alarm switch mounting kit 2 AUX (1 NO+1 NC)+1 AS (1 NO) | - | 0 | 0
3VL4740-1EC46-0AA0 |  | 3VL4740-1EC46-0AA0 | 1 | UN | 1 | 5 | B | D | EAR99 | N | 85362090 | 1 | 4011209486171 | 7.914 | KG | 2607 | 2372.6 | LP20 | LP20 | circuit breaker VL400N standard breaking capacity Icu=55kA, 415V AC 4-pole, line protection trip unit TM, LI In=400A, rated current IR=320...400A, overload protection, II=2000...4000A, short-circuit protection N protected without auxiliary release without auxiliary/alarm switch | - | 0 | 0
3VL4740-1EC46-0AA0-Z | U01 | 3VL4740-1EC46-0AA0-ZU01 | 1 | UN | 1 | 5 | B | D | EAR99 | N | 85362090 | 1 |  | 7.4 | KG | 2655.4 | 2655.4 | LP20 | LP20 | circuit breaker VL400N standard breaking capacity Icu=55kA, 415V AC 4-pole, line protection trip unit TM, LI In=400A, rated current IR=320...400A, overload protection, II=2000...4000A, short-circuit protection N protected without auxiliary release without auxiliary/alarm switch with Safety Label for USA | - | 0 | 0
3VL4740-1EC46-0AB1 |  | 3VL4740-1EC46-0AB1 | 1 | UN | 1 | 5 | B | D | EAR99 | N | 85362090 | 1 | 4011209757080 | 8.021 | KG | 2682.68 | 2682.68 | LP20 | LP20 | circuit breaker VL400N standard breaking capacity Icu=55kA, 415V AC 4-pole, line protection trip unit TM, LI In=400A, rated current IR=320...400A, overload protection, II=2000...4000A, short-circuit protection N protected without auxiliary release Auxiliary switch mounting kit 2 AUX (1 NO + 1 NC) | - | 0 | 0
3VL4740-1EC46-0AD1 |  | 3VL4740-1EC46-0AD1 | 1 | UN | 1 | 5 | B | D | EAR99 | N | 85362090 | 1 | 4011209757097 | 8.22 | KG | 2703.25 | 2703.25 | LP20 | LP20 | circuit breaker VL400N standard breaking capacity Icu=55kA, 415V AC 4-pole, line protection trip unit TM, LI In=400A, rated current IR=320...400A, overload protection, II=2000...4000A, short-circuit protection N protected without auxiliary release Auxiliary/alarm switch mounting kit 2 AUX (1 NO+1 NC)+1 AS (1 NO) | - | 0 | 0
3VL4740-1EC46-2HB1 |  | 3VL4740-1EC46-2HB1 | 1 | UN | 1 | 5 | B | D | EAR99 | N | 85362090 | 1 | 4011209757103 | 8.028 | KG | 2874.08 | 2874.08 | LP20 | LP20 | circuit breaker VL400N standard breaking capacity Icu=55kA, 415V AC 4-pole, line protection trip unit TM, LI In=400A, rated current IR=320...400A, overload protection, II=2000...4000A, short-circuit protection N protected Undervoltage release 220...250 V AC Auxiliary switch mounting kit 2 AUX (1 NO + 1 NC) | - | 0 | 0
3VL4740-1EC46-8CD1 |  | 3VL4740-1EC46-8CD1 | 1 | UN | 1 | 5 | B | D | EAR99 | N | 85362090 | 1 | 4011209757110 | 8.035 | KG | 2848.45 | 2848.45 | LP20 | LP20 | circuit breaker VL400N standard breaking capacity Icu=55kA, 415V AC 4-pole, line protection trip unit TM, LI In=400A, rated current IR=320...400A, overload protection, II=2000...4000A, short-circuit protection N protected Shunt release 24 V AC/DC Auxiliary/alarm switch mounting kit 2 AUX (1 NO+1 NC)+1 AS (1 NO) | - | 0 | 0
3VL4740-1EC46-8KB1 |  | 3VL4740-1EC46-8KB1 | 1 | UN | 1 | 5 | B | D | EAR99 | N | 85362090 | 1 | 4011209757127 | 8.035 | KG | 2827.88 | 2827.88 | LP20 | LP20 | circuit breaker VL400N standard breaking capacity Icu=55kA, 415V AC 4-pole, line protection trip unit TM, LI In=400A, rated current IR=320...400A, overload protection, II=2000...4000A, short-circuit protection N protected Shunt release 110...127 V DC Auxiliary switch mounting kit 2 AUX (1 NO + 1 NC) | - | 0 | 0
3VL4740-1EC46-8KD1 |  | 3VL4740-1EC46-8KD1 | 1 | UN | 1 | 5 | B | D | EAR99 | N | 85362090 | 1 | 4011209757134 | 7.997 | KG | 2848.45 | 2848.45 | LP20 | LP20 | circuit breaker VL400N standard breaking capacity Icu=55kA, 415V AC 4-pole, line protection trip unit TM, LI In=400A, rated current IR=320...400A, overload protection, II=2000...4000A, short-circuit protection N protected Shunt release 110...127 V DC Auxiliary/alarm switch mounting kit 2 AUX (1 NO+1 NC)+1 AS (1 NO) | - | 0 | 0
3VL4740-1EC46-8TA0 |  | 3VL4740-1EC46-8TA0 | 1 | UN | 1 | 5 | B | D | EAR99 | N | 85362090 | 1 | 4011209757141 | 7.938 | KG | 2752.2 | 2752.2 | LP20 | LP20 | circuit breaker VL400N standard breaking capacity Icu=55kA, 415V AC 4-pole, line protection trip unit TM, LI In=400A, rated current IR=320...400A, overload protection, II=2000...4000A, short-circuit protection N protected Shunt release 208...277 V AC without auxiliary/alarm switch | - | 0 | 0
3VL4740-1EC46-8TD1 |  | 3VL4740-1EC46-8TD1 | 1 | UN | 1 | 5 | B | D | EAR99 | N | 85362090 | 1 | 4011209757158 | 8.067 | KG | 2848.45 | 2848.45 | LP20 | LP20 | circuit breaker VL400N standard breaking capacity Icu=55kA, 415V AC 4-pole, line protection trip unit TM, LI In=400A, rated current IR=320...400A, overload protection, II=2000...4000A, short-circuit protection N protected Shunt release 208...277 V AC Auxiliary/alarm switch mounting kit 2 AUX (1 NO+1 NC)+1 AS (1 NO) | - | 0 | 0
3VL4740-1EE46-0AA0 |  | 3VL4740-1EE46-0AA0 | 1 | UN | 1 | 5 | B | D | EAR99 | N | 85362090 | 1 | 4011209486188 | 7.88 | KG | 1474 | 1348.5 | LP20 | LP20 | circuit breaker VL400N standard breaking capacity Icu=55kA, 415V AC 4-pole, non-auto. air circ. br. trip unit magnetic In=400A, rated current II=4000A, short-circuit protection without auxiliary release without auxiliary/alarm switch | - | 0 | 0
3VL4740-1EE46-0AA0-Z | U01 | 3VL4740-1EE46-0AA0-ZU01 | 1 | UN | 1 | 5 | B | D | EAR99 | N | 85362090 | 1 |  | 7.4 | KG | 1522.4 | 1522.4 | LP20 | LP20 | circuit breaker VL400N standard breaking capacity Icu=55kA, 415V AC 4-pole, non-auto. air circ. br. trip unit magnetic In=400A, rated current II=4000A, short-circuit protection without auxiliary release without auxiliary/alarm switch with Safety Label for USA | - | 0 | 0
3VL4740-1EE46-0AB1-Z | U01 | 3VL4740-1EE46-0AB1-ZU01 | 1 | UN | 1 | 5 | B | D | EAR99 | N | 85362090 | 1 |  | 7.4 | KG | 1598.08 | 1598.08 | LP20 | LP20 | circuit breaker VL400N standard breaking capacity Icu=55kA, 415V AC 4-pole, non-auto. air circ. br. trip unit magnetic In=400A, rated current II=4000A, short-circuit protection without auxiliary release Auxiliary switch mounting kit 2 AUX (1 NO + 1 NC) with Safety Label for USA | - | 0 | 0
3VL4740-1EJ46-0AA0 |  | 3VL4740-1EJ46-0AA0 | 1 | UN | 1 | 5 | B | D | EAR99 | N | 85362090 | 1 | 4011209486195 | 7.4 | KG | 2409 | 2211.3 | LP20 | LP20 | circuit breaker VL400N standard breaking capacity Icu=55kA, 415V AC 4-pole, line protection trip unit TM, LI In=400A, rated current IR=320...400A, overload protection, II=2000...4000A, short-circuit protection N unprotected without auxiliary release without auxiliary/alarm switch | - | 0 | 0
3VL4740-1EJ46-0AA0-Z | U01 | 3VL4740-1EJ46-0AA0-ZU01 | 1 | UN | 1 | 5 | B | D | EAR99 | N | 85362090 | 1 |  | 7.4 | KG | 2457.4 | 2457.4 | LP20 | LP20 | circuit breaker VL400N standard breaking capacity Icu=55kA, 415V AC 4-pole, line protection trip unit TM, LI In=400A, rated current IR=320...400A, overload protection, II=2000...4000A, short-circuit protection N unprotected without auxiliary release without auxiliary/alarm switch with Safety Label for USA | - | 0 | 0
3VL4740-1EJ46-8RB1-Z | U01 | 3VL4740-1EJ46-8RB1-ZU01 | 1 | UN | 1 | 5 | B | D | EAR99 | N | 85362090 | 1 |  | 7.4 | KG | 2678.28 | 2678.28 | LP20 | LP20 | circuit breaker VL400N standard breaking capacity Icu=55kA, 415V AC 4-pole, line protection trip unit TM, LI In=400A, rated current IR=320...400A, overload protection, II=2000...4000A, short-circuit protection N unprotected Shunt release 110...127 V AC Auxiliary switch mounting kit 2 AUX (1 NO + 1 NC) with Safety Label for USA | - | 0 | 0
3VL4740-1EJ46-8RD1-Z | U01 | 3VL4740-1EJ46-8RD1-ZU01 | 1 | UN | 1 | 5 | B | D | EAR99 | N | 85362090 | 1 |  | 7.4 | KG | 2698.85 | 2698.85 | LP20 | LP20 | circuit breaker VL400N standard breaking capacity Icu=55kA, 415V AC 4-pole, line protection trip unit TM, LI In=400A, rated current IR=320...400A, overload protection, II=2000...4000A, short-circuit protection N unprotected Shunt release 110...127 V AC Auxiliary/alarm switch mounting kit 2 AUX (1 NO+1 NC)+1 AS (1 NO) with Safety Label for USA | - | 0 | 0
3VL4740-1EJ46-8TB1 |  | 3VL4740-1EJ46-8TB1 | 1 | UN | 1 | 5 | B | D | EAR99 | N | 85362090 | 1 | 4011209757165 | 8.075 | KG | 2629.88 | 2629.88 | LP20 | LP20 | circuit breaker VL400N standard breaking capacity Icu=55kA, 415V AC 4-pole, line protection trip unit TM, LI In=400A, rated current IR=320...400A, overload protection, II=2000...4000A, short-circuit protection N unprotected Shunt release 208...277 V AC Auxiliary switch mounting kit 2 AUX (1 NO + 1 NC) | - | 0 | 0
3VL4740-1EM46-0AA0 |  | 3VL4740-1EM46-0AA0 | 1 | UN | 1 | 5 | B | D | EAR99 | N | 85362090 | 1 | 4011209700574 | 10.86 | KG | 2607 | 2372.6 | LP20 | LP20 | circuit breaker VL400N standard breaking capacity Icu=55kA, 415V AC 4-pole, line protection TU, TM, LI In=400A, rated current IR=320...400A, overload prot. II=2000...4000A, short-circuit protection N protected (100%) without auxiliary release without auxiliary/alarm switch | - | 0 | 0
3VL4740-1EM46-0AA0-Z | U01 | 3VL4740-1EM46-0AA0-ZU01 | 1 | UN | 1 | 5 | B | D | EAR99 | N | 85362090 | 1 |  | 7.4 | KG | 2655.4 | 2655.4 | LP20 | LP20 | circuit breaker VL400N standard breaking capacity Icu=55kA, 415V AC 4-pole, line protection TU, TM, LI In=400A, rated current IR=320...400A, overload prot. II=2000...4000A, short-circuit protection N protected (100%) without auxiliary release without auxiliary/alarm switch with Safety Label for USA | - | 0 | 0
3VL4740-1LA46-0AA0 |  | 3VL4740-1LA46-0AA0 | 1 | UN | 1 | 5 | B | D | EAR99 | N | 85362090 | 1 | 4011209873865 | 8.146 | KG | 3542 | 3542 | LP20 | LP20 | circuit breaker VL400N standard breaking capacity Icu=55kA, 415V AC 4-pole, line protection trip unit ETU10, LI In=400A, rated current IR=160...400A, overload protection, II=1.25 to 11xIN, short-circuit protection N protected shipbuilding certificate for LRS, DNV and gL without auxiliary release without auxiliary/alarm switch | - | 0 | 0
3VL4740-1LA46-0AA0-Z | U01 | 3VL4740-1LA46-0AA0-ZU01 | 1 | UN | 1 | 5 | B | D | EAR99 | N | 85362090 | 1 |  | 7.6 | KG | 3590.4 | 3590.4 | LP20 | LP20 | circuit breaker VL400N standard breaking capacity Icu=55kA, 415V AC 4-pole, line protection trip unit ETU10, LI In=400A, rated current IR=160...400A, overload protection, II=1.25 to 11xIN, short-circuit protection N protected shipbuilding certificate for LRS, DNV and gL without auxiliary release without auxiliary/alarm switch with Safety Label for USA | - | 0 | 0
3VL4740-1LB36-0AA0 |  | 3VL4740-1LB36-0AA0 | 1 | UN | 1 | 5 | B | D | EAR99 | N | 85362090 | 1 | 4011209873568 | 6.446 | KG | 2563 | 2563 | LP20 | LP20 | circuit breaker VL400N standard breaking capacity Icu=55kA, 415V AC 3-pole, line protection trip unit ETU10, LI In=400A, rated current IR=160...400A, overload protection, II=1.25 to 11xIN, short-circuit protection shipbuilding certificate for LRS, DNV and gL without auxiliary release without auxiliary/alarm switch | - | 0 | 0
3VL4740-1LB36-0AA0-Z | U01 | 3VL4740-1LB36-0AA0-ZU01 | 1 | UN | 1 | 5 | B | D | EAR99 | N | 85362090 | 1 |  | 5.9 | KG | 2611.4 | 2611.4 | LP20 | LP20 | circuit breaker VL400N standard breaking capacity Icu=55kA, 415V AC 3-pole, line protection trip unit ETU10, LI In=400A, rated current IR=160...400A, overload protection, II=1.25 to 11xIN, short-circuit protection shipbuilding certificate for LRS, DNV and gL without auxiliary release without auxiliary/alarm switch with Safety Label for USA | - | 0 | 0
3VL4740-1LE36-0AA0 |  | 3VL4740-1LE36-0AA0 | 1 | UN | 1 | 5 | B | D | EAR99 | N | 85362090 | 1 | 4011209873681 | 6.446 | KG | 2871 | 2871 | LP20 | LP20 | circuit breaker VL400N standard breaking capacity Icu=55kA, 415V AC 3-pole, line protection trip unit ETU20, LSI In=400A, rated current IR=160...400A, overload protection, ISD=1.5 to 10xIR, II=11 xIN short-circuit protection shipbuilding certificate for LRS, DNV and gL without auxiliary release without auxiliary/alarm switch | - | 0 | 0
3VL4740-1LE36-0AA0-Z | U01 | 3VL4740-1LE36-0AA0-ZU01 | 1 | UN | 1 | 5 | B | D | EAR99 | N | 85362090 | 1 |  | 5.9 | KG | 2919.4 | 2919.4 | LP20 | LP20 | circuit breaker VL400N standard breaking capacity Icu=55kA, 415V AC 3-pole, line protection trip unit ETU20, LSI In=400A, rated current IR=160...400A, overload protection, ISD=1.5 to 10xIR, II=11 xIN short-circuit protection shipbuilding certificate for LRS, DNV and gL without auxiliary release without auxiliary/alarm switch with Safety Label for USA | - | 0 | 0
3VL4740-1LF46-0AA0 |  | 3VL4740-1LF46-0AA0 | 1 | UN | 1 | 5 | B | D | EAR99 | N | 85362090 | 1 | 4011209873988 | 8.146 | KG | 3894 | 3894 | LP20 | LP20 | circuit breaker VL400N standard breaking capacity Icu=55kA, 415V AC 4-pole, line protection trip unit ETU20, LSI In=400A, rated current IR=160...400A, overload protection, ISD=1.5 to 10xIR, II=11 xIN short-circuit protection N protected shipbuilding certificate for LRS, DNV and gL without auxiliary release without auxiliary/alarm switch | - | 0 | 0
3VL4740-1LF46-0AA0-Z | U01 | 3VL4740-1LF46-0AA0-ZU01 | 1 | UN | 1 | 5 | B | D | EAR99 | N | 85362090 | 1 |  | 7.6 | KG | 3942.4 | 3942.4 | LP20 | LP20 | circuit breaker VL400N standard breaking capacity Icu=55kA, 415V AC 4-pole, line protection trip unit ETU20, LSI In=400A, rated current IR=160...400A, overload protection, ISD=1.5 to 10xIR, II=11 xIN short-circuit protection N protected shipbuilding certificate for LRS, DNV and gL without auxiliary release without auxiliary/alarm switch with Safety Label for USA | - | 0 | 0
3VL4740-1MB36-0AA0 |  | 3VL4740-1MB36-0AA0 | 1 | UN | 1 | 5 | B | D | EAR99 | N | 85362090 | 1 | 4011209811942 | 6.446 | KG | 2365 | 2365 | LP20 | LP20 | circuit breaker VL400N standard breaking capacity Icu=55kA, 415V AC 3-pole, line protection trip unit ETU10, LI In=400A, rated current IR=160...400A, overload protection, II=1.25 to 11xIN, short-circuit protection without auxiliary release ETU communication-capable without auxiliary/alarm switch | - | 0 | 0
3VL4740-1MB36-0AA0-Z | U01 | 3VL4740-1MB36-0AA0-ZU01 | 1 | UN | 1 | 5 | B | D | EAR99 | N | 85362090 | 1 |  | 5.9 | KG | 2413.4 | 2413.4 | LP20 | LP20 | circuit breaker VL400N standard breaking capacity Icu=55kA, 415V AC 3-pole, line protection trip unit ETU10, LI In=400A, rated current IR=160...400A, overload protection, II=1.25 to 11xIN, short-circuit protection without auxiliary release ETU communication-capable without auxiliary/alarm switch with Safety Label for USA | - | 0 | 0
3VL4740-1ME36-0AA0 |  | 3VL4740-1ME36-0AA0 | 1 | UN | 1 | 5 | B | D | EAR99 | N | 85362090 | 1 | 4011209811966 | 6.446 | KG | 2552 | 2552 | LP20 | LP20 | circuit breaker VL400N standard breaking capacity Icu=55kA, 415V AC 3-pole, line protection trip unit ETU20, LSI In=400A, rated current IR=160...400A, overload protection, ISD=1.5 to 10xIR, II=11 xIN short-circuit protection without auxiliary release ETU communication-capable without auxiliary/alarm switch | - | 0 | 0
3VL4740-1ME36-0AA0-Z | U01 | 3VL4740-1ME36-0AA0-ZU01 | 1 | UN | 1 | 5 | B | D | EAR99 | N | 85362090 | 1 |  | 5.9 | KG | 2600.4 | 2600.4 | LP20 | LP20 | circuit breaker VL400N standard breaking capacity Icu=55kA, 415V AC 3-pole, line protection trip unit ETU20, LSI In=400A, rated current IR=160...400A, overload protection, ISD=1.5 to 10xIR, II=11 xIN short-circuit protection without auxiliary release ETU communication-capable without auxiliary/alarm switch with Safety Label for USA | - | 0 | 0
3VL4740-1MF36-0AA0 |  | 3VL4740-1MF36-0AA0 | 1 | UN | 1 | 5 | B | D | EAR99 | N | 85362090 | 1 | 4011209811980 | 6.446 | KG | 3234 | 3234 | LP20 | LP20 | circuit breaker VL400N standard breaking capacity Icu=55kA, 415V AC 3-pole, line protection trip unit ETU12, LIGN 3 phases/4 lines In=400A, rated current IR=160...400A, overload protection, II=1.25 to 11xIN, short-circuit protection without auxiliary release ETU communication-capable without auxiliary/alarm switch | - | 0 | 0
3VL4740-1MF36-0AA0-Z | U01 | 3VL4740-1MF36-0AA0-ZU01 | 1 | UN | 1 | 5 | B | D | EAR99 | N | 85362090 | 1 |  | 5.9 | KG | 3282.4 | 3282.4 | LP20 | LP20 | circuit breaker VL400N standard breaking capacity Icu=55kA, 415V AC 3-pole, line protection trip unit ETU12, LIGN 3 phases/4 lines In=400A, rated current IR=160...400A, overload protection, II=1.25 to 11xIN, short-circuit protection without auxiliary release ETU communication-capable without auxiliary/alarm switch with Safety Label for USA | - | 0 | 0
3VL4740-1MG36-0AA0 |  | 3VL4740-1MG36-0AA0 | 1 | UN | 1 | 5 | B | D | EAR99 | N | 85362090 | 1 | 4011209812000 | 6.446 | KG | 3058 | 3058 | LP20 | LP20 | circuit breaker VL400N standard breaking capacity Icu=55kA, 415V AC 3-pole, line protection trip unit ETU22, LSIG 3 phases/3 lines In=400A, rated current IR=160...400A, overload protection, ISD=1.5 to 10xIR, II=11xIN short-circuit protection without auxiliary release ETU communication-capable without auxiliary/alarm switch | - | 0 | 0
3VL4740-1MG36-0AA0-Z | U01 | 3VL4740-1MG36-0AA0-ZU01 | 1 | UN | 1 | 5 | B | D | EAR99 | N | 85362090 | 1 |  | 5.9 | KG | 3106.4 | 3106.4 | LP20 | LP20 | circuit breaker VL400N standard breaking capacity Icu=55kA, 415V AC 3-pole, line protection trip unit ETU22, LSIG 3 phases/3 lines In=400A, rated current IR=160...400A, overload protection, ISD=1.5 to 10xIR, II=11xIN short-circuit protection without auxiliary release ETU communication-capable without auxiliary/alarm switch with Safety Label for USA | - | 0 | 0
3VL4740-1MH36-0AA0 |  | 3VL4740-1MH36-0AA0 | 1 | UN | 1 | 5 | B | D | EAR99 | N | 85362090 | 1 | 4011209812024 | 6.446 | KG | 3058 | 3058 | LP20 | LP20 | circuit breaker VL400N standard breaking capacity Icu=55kA, 415V AC 3-pole, line protection trip unit ETU22, LSIG 3 phases/4 lines with connecting cable In=400A, rated current IR=160...400A, overload protection, ISD=1.5 to 10xIR, II=11xIN short-circuit protection without auxiliary release ETU communication-capable without auxiliary/alarm switch | - | 0 | 0
3VL4740-1MH36-0AA0-Z | U01 | 3VL4740-1MH36-0AA0-ZU01 | 1 | UN | 1 | 5 | B | D | EAR99 | N | 85362090 | 1 |  | 5.9 | KG | 3106.4 | 3106.4 | LP20 | LP20 | circuit breaker VL400N standard breaking capacity Icu=55kA, 415V AC 3-pole, line protection trip unit ETU22, LSIG 3 phases/4 lines with connecting cable In=400A, rated current IR=160...400A, overload protection, ISD=1.5 to 10xIR, II=11xIN short-circuit protection without auxiliary release ETU communication-capable without auxiliary/alarm switch with Safety Label for USA | - | 0 | 0
3VL4740-1ML36-0AA0 |  | 3VL4740-1ML36-0AA0 | 1 | UN | 1 | 5 | B | D | EAR99 | N | 85362090 | 1 | 4011209812048 | 6.446 | KG | 3014 | 3014 | LP20 | LP20 | circuit breaker VL400N standard breaking capacity Icu=55kA, 415V AC 3-pole, line protection trip unit ETU12, LIG 3 phases/3 lines In=400A, rated current IR=160...400A, overload protection, II=1.25 to 11xIN, short-circuit protection without auxiliary release ETU communication-capable without auxiliary/alarm switch | - | 0 | 0
3VL4740-1ML36-0AA0-Z | U01 | 3VL4740-1ML36-0AA0-ZU01 | 1 | UN | 1 | 5 | B | D | EAR99 | N | 85362090 | 1 |  | 5.9 | KG | 3062.4 | 3062.4 | LP20 | LP20 | circuit breaker VL400N standard breaking capacity Icu=55kA, 415V AC 3-pole, line protection trip unit ETU12, LIG 3 phases/3 lines In=400A, rated current IR=160...400A, overload protection, II=1.25 to 11xIN, short-circuit protection without auxiliary release ETU communication-capable without auxiliary/alarm switch with Safety Label for USA | - | 0 | 0
3VL4740-1NA46-0AA0 |  | 3VL4740-1NA46-0AA0 | 1 | UN | 1 | 5 | B | D | EAR99 | N | 85362090 | 1 | 4011209812208 | 8.146 | KG | 3168 | 3168 | LP20 | LP20 | circuit breaker VL400N standard breaking capacity Icu=55kA, 415V AC 4-pole, line protection trip unit ETU10, LIN In=400A, rated current IR=160...400A, overload protection, II=1.25 to 11xIN, short-circuit protection N protected without auxiliary release ETU communication-capable without auxiliary/alarm switch | - | 0 | 0
3VL4740-1NA46-0AA0-Z | U01 | 3VL4740-1NA46-0AA0-ZU01 | 1 | UN | 1 | 5 | B | D | EAR99 | N | 85362090 | 1 |  | 7.6 | KG | 3216.4 | 3216.4 | LP20 | LP20 | circuit breaker VL400N standard breaking capacity Icu=55kA, 415V AC 4-pole, line protection trip unit ETU10, LIN In=400A, rated current IR=160...400A, overload protection, II=1.25 to 11xIN, short-circuit protection N protected without auxiliary release ETU communication-capable without auxiliary/alarm switch with Safety Label for USA | - | 0 | 0
3VL4740-1NB46-0AA0 |  | 3VL4740-1NB46-0AA0 | 1 | UN | 1 | 5 | B | D | EAR99 | N | 85362090 | 1 | 4011209812222 | 8.146 | KG | 3014 | 3014 | LP20 | LP20 | circuit breaker VL400N standard breaking capacity Icu=55kA, 415V AC 4-pole, line protection trip unit ETU10, LI In=400A, rated current IR=160...400A, overload protection, II=1.25 to 11xIN, short-circuit protection without auxiliary release ETU communication-capable without auxiliary/alarm switch | - | 0 | 0
3VL4740-1NB46-0AA0-Z | U01 | 3VL4740-1NB46-0AA0-ZU01 | 1 | UN | 1 | 5 | B | D | EAR99 | N | 85362090 | 1 |  | 7.6 | KG | 3062.4 | 3062.4 | LP20 | LP20 | circuit breaker VL400N standard breaking capacity Icu=55kA, 415V AC 4-pole, line protection trip unit ETU10, LI In=400A, rated current IR=160...400A, overload protection, II=1.25 to 11xIN, short-circuit protection without auxiliary release ETU communication-capable without auxiliary/alarm switch with Safety Label for USA | - | 0 | 0
3VL4740-1NE46-0AA0 |  | 3VL4740-1NE46-0AA0 | 1 | UN | 1 | 5 | B | D | EAR99 | N | 85362090 | 1 | 4011209812246 | 8.146 | KG | 3311 | 3311 | LP20 | LP20 | circuit breaker VL400N standard breaking capacity Icu=55kA, 415V AC 4-pole, line protection trip unit ETU20, LSI In=400A, rated current IR=160...400A, overload protection, ISD=1.5 to 10xIR, II=11 xIN short-circuit protection without auxiliary release ETU communication-capable without auxiliary/alarm switch | - | 0 | 0
3VL4740-1NE46-0AA0-Z | U01 | 3VL4740-1NE46-0AA0-ZU01 | 1 | UN | 1 | 5 | B | D | EAR99 | N | 85362090 | 1 |  | 7.6 | KG | 3359.4 | 3359.4 | LP20 | LP20 | circuit breaker VL400N standard breaking capacity Icu=55kA, 415V AC 4-pole, line protection trip unit ETU20, LSI In=400A, rated current IR=160...400A, overload protection, ISD=1.5 to 10xIR, II=11 xIN short-circuit protection without auxiliary release ETU communication-capable without auxiliary/alarm switch with Safety Label for USA | - | 0 | 0
3VL4740-1NF46-0AA0 |  | 3VL4740-1NF46-0AA0 | 1 | UN | 1 | 5 | B | D | EAR99 | N | 85362090 | 1 | 4011209812260 | 8.146 | KG | 3509 | 3509 | LP20 | LP20 | circuit breaker VL400N standard breaking capacity Icu=55kA, 415V AC 4-pole, line protection trip unit ETU20, LSI In=400A, rated current IR=160...400A, overload protection, ISD=1.5 to 10xIR, II=11 xIN short-circuit protection N protected without auxiliary release ETU communication-capable without auxiliary/alarm switch | - | 0 | 0
3VL4740-1NF46-0AA0-Z | U01 | 3VL4740-1NF46-0AA0-ZU01 | 1 | UN | 1 | 5 | B | D | EAR99 | N | 85362090 | 1 |  | 7.6 | KG | 3557.4 | 3557.4 | LP20 | LP20 | circuit breaker VL400N standard breaking capacity Icu=55kA, 415V AC 4-pole, line protection trip unit ETU20, LSI In=400A, rated current IR=160...400A, overload protection, ISD=1.5 to 10xIR, II=11 xIN short-circuit protection N protected without auxiliary release ETU communication-capable without auxiliary/alarm switch with Safety Label for USA | - | 0 | 0
3VL4740-1NH46-0AA0 |  | 3VL4740-1NH46-0AA0 | 1 | UN | 1 | 5 | B | D | EAR99 | N | 85362090 | 1 | 4011209812284 | 8.146 | KG | 4180 | 4180 | LP20 | LP20 | circuit breaker VL400N standard breaking capacity Icu=55kA, 415V AC 4-pole, line protection trip unit ETU22, LSIG In=400A, rated current IR=160...400A, overload protection, ISD=1.5 to 10xIR, II=11 xIN short-circuit protection N protected without auxiliary release ETU communication-capable without auxiliary/alarm switch | - | 0 | 0
3VL4740-1NH46-0AA0-Z | U01 | 3VL4740-1NH46-0AA0-ZU01 | 1 | UN | 1 | 5 | B | D | EAR99 | N | 85362090 | 1 |  | 7.6 | KG | 4228.4 | 4228.4 | LP20 | LP20 | circuit breaker VL400N standard breaking capacity Icu=55kA, 415V AC 4-pole, line protection trip unit ETU22, LSIG In=400A, rated current IR=160...400A, overload protection, ISD=1.5 to 10xIR, II=11 xIN short-circuit protection N protected without auxiliary release ETU communication-capable without auxiliary/alarm switch with Safety Label for USA | - | 0 | 0
3VL4740-1NN46-0AA0 |  | 3VL4740-1NN46-0AA0 | 1 | UN | 1 | 5 | B | D | EAR99 | N | 85362090 | 1 | 4011209812307 | 8.146 | KG | 4092 | 4092 | LP20 | LP20 | circuit breaker VL400N standard breaking capacity Icu=55kA, 415V AC 4-pole, line protection trip unit ETU12, LIG In=400A, rated current IR=160...400A, overload protection, II=1.25 to 11xIN, short-circuit protection N protected without auxiliary release ETU communication-capable without auxiliary/alarm switch | - | 0 | 0
3VL4740-1NN46-0AA0-Z | U01 | 3VL4740-1NN46-0AA0-ZU01 | 1 | UN | 1 | 5 | B | D | EAR99 | N | 85362090 | 1 |  | 7.6 | KG | 4140.4 | 4140.4 | LP20 | LP20 | circuit breaker VL400N standard breaking capacity Icu=55kA, 415V AC 4-pole, line protection trip unit ETU12, LIG In=400A, rated current IR=160...400A, overload protection, II=1.25 to 11xIN, short-circuit protection N protected without auxiliary release ETU communication-capable without auxiliary/alarm switch with Safety Label for USA | - | 0 | 0
3VL4740-1SB36-0AA0 |  | 3VL4740-1SB36-0AA0 | 1 | UN | 1 | 5 | B | D | EAR99 | N | 85362090 | 1 | 4011209811805 | 5.9 | KG | 2255 | 2050.6 | LP20 | LP20 | circuit breaker VL400N standard breaking capacity Icu=55kA, 415V AC 3-pole, line protection trip unit ETU10, LI In=400A, rated current IR=160...400A, overload protection, II=1.25 to 11xIN, short-circuit protection without auxiliary release without auxiliary/alarm switch | - | 0 | 0
3VL4740-1SB36-0AA0-Z | U01 | 3VL4740-1SB36-0AA0-ZU01 | 1 | UN | 1 | 5 | B | D | EAR99 | N | 85362090 | 1 |  | 5.9 | KG | 2303.4 | 2303.4 | LP20 | LP20 | circuit breaker VL400N standard breaking capacity Icu=55kA, 415V AC 3-pole, line protection trip unit ETU10, LI In=400A, rated current IR=160...400A, overload protection, II=1.25 to 11xIN, short-circuit protection without auxiliary release without auxiliary/alarm switch with Safety Label for USA | - | 0 | 0
3VL4740-1SE36-0AA0 |  | 3VL4740-1SE36-0AA0 | 1 | UN | 1 | 5 | B | D | EAR99 | N | 85362090 | 1 | 4011209811829 | 6.323 | KG | 2442 | 2242.4 | LP20 | LP20 | circuit breaker VL400N standard breaking capacity Icu=55kA, 415V AC 3-pole, line protection trip unit ETU20, LSI In=400A, rated current IR=160...400A, overload protection, ISD=1.5 to 10xIR, II=11 xIN short-circuit protection without auxiliary release without auxiliary/alarm switch | - | 0 | 0
3VL4740-1SE36-0AA0-Z | U01 | 3VL4740-1SE36-0AA0-ZU01 | 1 | UN | 1 | 5 | B | D | EAR99 | N | 85362090 | 1 |  | 5.9 | KG | 2490.4 | 2490.4 | LP20 | LP20 | circuit breaker VL400N standard breaking capacity Icu=55kA, 415V AC 3-pole, line protection trip unit ETU20, LSI In=400A, rated current IR=160...400A, overload protection, ISD=1.5 to 10xIR, II=11 xIN short-circuit protection without auxiliary release without auxiliary/alarm switch with Safety Label for USA | - | 0 | 0
3VL4740-1SE36-2KB1-Z | U01 | 3VL4740-1SE36-2KB1-ZU01 | 1 | UN | 1 | 5 | B | D | EAR99 | N | 85362090 | 1 |  | 5.9 | KG | 2757.48 | 2757.48 | LP20 | LP20 | circuit breaker VL400N standard breaking capacity Icu=55kA, 415V AC 3-pole, line protection trip unit ETU20, LSI In=400A, rated current IR=160...400A, overload protection, ISD=1.5 to 10xIR, II=11 xIN short-circuit protection Undervoltage release 440...480 V AC Auxiliary switch mounting kit 2 AUX (1 NO + 1 NC) with Safety Label for USA | - | 0 | 0
3VL4740-1SF36-0AA0-Z | U01 | 3VL4740-1SF36-0AA0-ZU01 | 1 | UN | 1 | 5 | B | D | EAR99 | N | 85362090 | 1 |  | 5.9 | KG | 3183.4 | 3183.4 | LP20 | LP20 | circuit breaker VL400N standard breaking capacity Icu=55kA, 415V AC 3-pole, line protection trip unit ETU12, LIG 3 phases/4 lines In=400A, rated current IR=160...400A, overload protection, II=1.25 to 11xIN, short-circuit protection without auxiliary release without auxiliary/alarm switch with Safety Label for USA | - | 0 | 0
3VL4740-1SG36-0AA0 |  | 3VL4740-1SG36-0AA0 | 1 | UN | 1 | 5 | B | D | EAR99 | N | 85362090 | 1 | 4011209811867 | 6.357 | KG | 2970 | 2970 | LP20 | LP20 | circuit breaker VL400N standard breaking capacity Icu=55kA, 415V AC 3-pole, line protection trip unit ETU22, LSIG 3 phases/3 lines In=400A, rated current IR=160...400A, overload protection, ISD=1.5 to 10xIR, II=11xIN short-circuit protection without auxiliary release without auxiliary/alarm switch | - | 0 | 0
3VL4740-1SG36-0AA0-Z | U01 | 3VL4740-1SG36-0AA0-ZU01 | 1 | UN | 1 | 5 | B | D | EAR99 | N | 85362090 | 1 |  | 5.9 | KG | 3018.4 | 3018.4 | LP20 | LP20 | circuit breaker VL400N standard breaking capacity Icu=55kA, 415V AC 3-pole, line protection trip unit ETU22, LSIG 3 phases/3 lines In=400A, rated current IR=160...400A, overload protection, ISD=1.5 to 10xIR, II=11xIN short-circuit protection without auxiliary release without auxiliary/alarm switch with Safety Label for USA | - | 0 | 0
3VL4740-1SG36-0AB1-Z | U01 | 3VL4740-1SG36-0AB1-ZU01 | 1 | UN | 1 | 5 | B | D | EAR99 | N | 85362090 | 1 |  | 5.9 | KG | 3094.08 | 3094.08 | LP20 | LP20 | circuit breaker VL400N standard breaking capacity Icu=55kA, 415V AC 3-pole, line protection trip unit ETU22, LSIG 3 phases/3 lines In=400A, rated current IR=160...400A, overload protection, ISD=1.5 to 10xIR, II=11xIN short-circuit protection without auxiliary release Auxiliary switch mounting kit 2 AUX (1 NO + 1 NC) with Safety Label for USA | - | 0 | 0
3VL4740-1SH36-0AA0 |  | 3VL4740-1SH36-0AA0 | 1 | UN | 1 | 5 | B | D | EAR99 | N | 85362090 | 1 | 4011209811881 | 6.357 | KG | 2970 | 2970 | LP20 | LP20 | circuit breaker VL400N standard breaking capacity Icu=55kA, 415V AC 3-pole, line protection trip unit ETU22, LSIG 3 phases/4 lines with connecting cable In=400A, rated current IR=160...400A, overload protection, ISD=1.5 to 10xIR, II=11xIN short-circuit protection without auxiliary release without auxiliary/alarm switch | - | 0 | 0
3VL4740-1SH36-0AA0-Z | U01 | 3VL4740-1SH36-0AA0-ZU01 | 1 | UN | 1 | 5 | B | D | EAR99 | N | 85362090 | 1 |  | 5.9 | KG | 3018.4 | 3018.4 | LP20 | LP20 | circuit breaker VL400N standard breaking capacity Icu=55kA, 415V AC 3-pole, line protection trip unit ETU22, LSIG 3 phases/4 lines with connecting cable In=400A, rated current IR=160...400A, overload protection, ISD=1.5 to 10xIR, II=11xIN short-circuit protection without auxiliary release without auxiliary/alarm switch with Safety Label for USA | - | 0 | 0
3VL4740-1SL36-0AA0 |  | 3VL4740-1SL36-0AA0 | 1 | UN | 1 | 5 | B | D | EAR99 | N | 85362090 | 1 | 4011209811904 | 6.357 | KG | 2915 | 2915 | LP20 | LP20 | circuit breaker VL400N standard breaking capacity Icu=55kA, 415V AC 3-pole, line protection trip unit ETU12, LIG 3 phases/3 lines In=400A, rated current IR=160...400A, overload protection, II=1.25 to 11xIN, short-circuit protection without auxiliary release without auxiliary/alarm switch | - | 0 | 0
3VL4740-1SL36-0AA0-Z | U01 | 3VL4740-1SL36-0AA0-ZU01 | 1 | UN | 1 | 5 | B | D | EAR99 | N | 85362090 | 1 |  | 5.9 | KG | 2963.4 | 2963.4 | LP20 | LP20 | circuit breaker VL400N standard breaking capacity Icu=55kA, 415V AC 3-pole, line protection trip unit ETU12, LIG 3 phases/3 lines In=400A, rated current IR=160...400A, overload protection, II=1.25 to 11xIN, short-circuit protection without auxiliary release without auxiliary/alarm switch with Safety Label for USA | - | 0 | 0
3VL4740-1TA46-0AA0 |  | 3VL4740-1TA46-0AA0 | 1 | UN | 1 | 5 | B | D | EAR99 | N | 85362090 | 1 | 4011209812086 | 8.146 | KG | 3058 | 3058 | LP20 | LP20 | circuit breaker VL400N standard breaking capacity Icu=55kA, 415V AC 4-pole, line protection trip unit ETU10, LIN In=400A, rated current IR=160...400A, overload protection, II=1.25 to 11xIN, short-circuit protection N protected without auxiliary release without auxiliary/alarm switch | - | 0 | 0
3VL4740-1TA46-0AA0-Z | U01 | 3VL4740-1TA46-0AA0-ZU01 | 1 | UN | 1 | 5 | B | D | EAR99 | N | 85362090 | 1 |  | 7.6 | KG | 3106.4 | 3106.4 | LP20 | LP20 | circuit breaker VL400N standard breaking capacity Icu=55kA, 415V AC 4-pole, line protection trip unit ETU10, LIN In=400A, rated current IR=160...400A, overload protection, II=1.25 to 11xIN, short-circuit protection N protected without auxiliary release without auxiliary/alarm switch with Safety Label for USA | - | 0 | 0
3VL4740-1TB46-0AA0 |  | 3VL4740-1TB46-0AA0 | 1 | UN | 1 | 5 | B | D | EAR99 | N | 85362090 | 1 | 4011209812109 | 8.05 | KG | 2915 | 2915 | LP20 | LP20 | circuit breaker VL400N standard breaking capacity Icu=55kA, 415V AC 4-pole, line protection trip unit ETU10, LI In=400A, rated current IR=160...400A, overload protection, II=1.25 to 11xIN, short-circuit protection without auxiliary release without auxiliary/alarm switch | - | 0 | 0
3VL4740-1TB46-0AA0-Z | U01 | 3VL4740-1TB46-0AA0-ZU01 | 1 | UN | 1 | 5 | B | D | EAR99 | N | 85362090 | 1 |  | 7.6 | KG | 2963.4 | 2963.4 | LP20 | LP20 | circuit breaker VL400N standard breaking capacity Icu=55kA, 415V AC 4-pole, line protection trip unit ETU10, LI In=400A, rated current IR=160...400A, overload protection, II=1.25 to 11xIN, short-circuit protection without auxiliary release without auxiliary/alarm switch with Safety Label for USA | - | 0 | 0
3VL4740-1TE46-0AA0 |  | 3VL4740-1TE46-0AA0 | 1 | UN | 1 | 5 | B | D | EAR99 | N | 85362090 | 1 | 4011209812123 | 8.05 | KG | 3179 | 3179 | LP20 | LP20 | circuit breaker VL400N standard breaking capacity Icu=55kA, 415V AC 4-pole, line protection trip unit ETU20, LSI In=400A, rated current IR=160...400A, overload protection, ISD=1.5 to 10xIR, II=11 xIN short-circuit protection N unprotected without auxiliary release without auxiliary/alarm switch | - | 0 | 0
3VL4740-1TE46-0AA0-Z | U01 | 3VL4740-1TE46-0AA0-ZU01 | 1 | UN | 1 | 5 | B | D | EAR99 | N | 85362090 | 1 |  | 7.6 | KG | 3227.4 | 3227.4 | LP20 | LP20 | circuit breaker VL400N standard breaking capacity Icu=55kA, 415V AC 4-pole, line protection trip unit ETU20, LSI In=400A, rated current IR=160...400A, overload protection, ISD=1.5 to 10xIR, II=11 xIN short-circuit protection N unprotected without auxiliary release without auxiliary/alarm switch with Safety Label for USA | - | 0 | 0
3VL4740-1TF46-0AA0 |  | 3VL4740-1TF46-0AA0 | 1 | UN | 1 | 5 | B | D | EAR99 | N | 85362090 | 1 | 4011209812147 | 8.05 | KG | 3410 | 3107.9 | LP20 | LP20 | circuit breaker VL400N standard breaking capacity Icu=55kA, 415V AC 4-pole, line protection trip unit ETU20, LSI In=400A, rated current IR=160...400A, overload protection, ISD=1.5 to 10xIR, II=11 xIN short-circuit protection N protected without auxiliary release without auxiliary/alarm switch | - | 0 | 0
3VL4740-1TF46-0AA0-Z | U01 | 3VL4740-1TF46-0AA0-ZU01 | 1 | UN | 1 | 5 | B | D | EAR99 | N | 85362090 | 1 |  | 7.6 | KG | 3458.4 | 3458.4 | LP20 | LP20 | circuit breaker VL400N standard breaking capacity Icu=55kA, 415V AC 4-pole, line protection trip unit ETU20, LSI In=400A, rated current IR=160...400A, overload protection, ISD=1.5 to 10xIR, II=11 xIN short-circuit protection N protected without auxiliary release without auxiliary/alarm switch with Safety Label for USA | - | 0 | 0
3VL4740-1TH46-0AA0 |  | 3VL4740-1TH46-0AA0 | 1 | UN | 1 | 5 | B | D | EAR99 | N | 85362090 | 1 | 4011209812161 | 8.05 | KG | 4081 | 4081 | LP20 | LP20 | circuit breaker VL400N standard breaking capacity Icu=55kA, 415V AC 4-pole, line protection trip unit ETU22, LSIG In=400A, rated current IR=160...400A, overload protection, ISD=1.5 to 10xIR, II=11 xIN short-circuit protection N protected without auxiliary release without auxiliary/alarm switch | - | 0 | 0
3VL4740-1TH46-0AA0-Z | U01 | 3VL4740-1TH46-0AA0-ZU01 | 1 | UN | 1 | 5 | B | D | EAR99 | N | 85362090 | 1 |  | 7.6 | KG | 4129.4 | 4129.4 | LP20 | LP20 | circuit breaker VL400N standard breaking capacity Icu=55kA, 415V AC 4-pole, line protection trip unit ETU22, LSIG In=400A, rated current IR=160...400A, overload protection, ISD=1.5 to 10xIR, II=11 xIN short-circuit protection N protected without auxiliary release without auxiliary/alarm switch with Safety Label for USA | - | 0 | 0
3VL4740-1TN46-0AA0 |  | 3VL4740-1TN46-0AA0 | 1 | UN | 1 | 5 | B | D | EAR99 | N | 85362090 | 1 | 4011209812185 | 8.05 | KG | 4004 | 4004 | LP20 | LP20 | circuit breaker VL400N standard breaking capacity Icu=55kA, 415V AC 4-pole, line protection trip unit ETU12, LIG In=400A, rated current IR=160...400A, overload protection, II=1.25 to 11xIN, short-circuit protection N protected without auxiliary release without auxiliary/alarm switch | - | 0 | 0
3VL4740-1TN46-0AA0-Z | U01 | 3VL4740-1TN46-0AA0-ZU01 | 1 | UN | 1 | 5 | B | D | EAR99 | N | 85362090 | 1 |  | 7.6 | KG | 4052.4 | 4052.4 | LP20 | LP20 | circuit breaker VL400N standard breaking capacity Icu=55kA, 415V AC 4-pole, line protection trip unit ETU12, LIG In=400A, rated current IR=160...400A, overload protection, II=1.25 to 11xIN, short-circuit protection N protected without auxiliary release without auxiliary/alarm switch with Safety Label for USA | - | 0 | 0
3VL4740-1UH36-0AA0 |  | 3VL4740-1UH36-0AA0 | 1 | UN | 1 | 5 | B | D | EAR99 | N | 85362090 | 1 | 4011209886926 | 6.357 | KG | 3575 | 3575 | LP20 | LP20 | circuit breaker VL400N standard breaking capacity Icu=55kA, 415V AC 3-pole, line protection trip unit LCD ETU40, LI/LS/LSI In=400A, rated current IR=160...400A, overload protection, ISD=1.5 to 10xIR, II=11 xIN short-circuit protection without auxiliary release without auxiliary/alarm switch | - | 0 | 0
3VL4740-1UH36-0AA0-Z | U01 | 3VL4740-1UH36-0AA0-ZU01 | 1 | UN | 1 | 5 | B | D | EAR99 | N | 85362090 | 1 |  | 5.9 | KG | 3623.4 | 3623.4 | LP20 | LP20 | circuit breaker VL400N standard breaking capacity Icu=55kA, 415V AC 3-pole, line protection trip unit LCD ETU40, LI/LS/LSI In=400A, rated current IR=160...400A, overload protection, ISD=1.5 to 10xIR, II=11 xIN short-circuit protection without auxiliary release without auxiliary/alarm switch with Safety Label for USA | - | 0 | 0
3VL4740-1UJ46-0AA0 |  | 3VL4740-1UJ46-0AA0 | 1 | UN | 1 | 5 | B | D | EAR99 | N | 85362090 | 1 | 4011209887282 | 8.05 | KG | 4521 | 4521 | LP20 | LP20 | circuit breaker VL400N standard breaking capacity Icu=55kA, 415V AC 4-pole, line protection trip unit LCD ETU40, LI/LS/LSI In=400A, rated current IR=160...400A, overload protection, ISD=1.5 to 10xIR, II=11 xIN short-circuit protection N protected without auxiliary release without auxiliary/alarm switch | - | 0 | 0
3VL4740-1UJ46-0AA0-Z | U01 | 3VL4740-1UJ46-0AA0-ZU01 | 1 | UN | 1 | 5 | B | D | EAR99 | N | 85362090 | 1 |  | 7.6 | KG | 4569.4 | 4569.4 | LP20 | LP20 | circuit breaker VL400N standard breaking capacity Icu=55kA, 415V AC 4-pole, line protection trip unit LCD ETU40, LI/LS/LSI In=400A, rated current IR=160...400A, overload protection, ISD=1.5 to 10xIR, II=11 xIN short-circuit protection N protected without auxiliary release without auxiliary/alarm switch with Safety Label for USA | - | 0 | 0
3VL4740-1UL36-0AA0 |  | 3VL4740-1UL36-0AA0 | 1 | UN | 1 | 5 | B | D | EAR99 | N | 85362090 | 1 | 4011209887046 | 6.357 | KG | 3960 | 3960 | LP20 | LP20 | circuit breaker VL400N standard breaking capacity Icu=55kA, 415V AC 3-pole, line protection trip unit LCD ETU42, LSIG 3 phases/3 lines In=400A, rated current IR=160...400A, overload protection, ISD=1.5 to 10xIR, II=11xIN short-circuit protection without auxiliary release without auxiliary/alarm switch | - | 0 | 0
3VL4740-1UL36-0AA0-Z | U01 | 3VL4740-1UL36-0AA0-ZU01 | 1 | UN | 1 | 5 | B | D | EAR99 | N | 85362090 | 1 |  | 5.9 | KG | 4008.4 | 4008.4 | LP20 | LP20 | circuit breaker VL400N standard breaking capacity Icu=55kA, 415V AC 3-pole, line protection trip unit LCD ETU42, LSIG 3 phases/3 lines In=400A, rated current IR=160...400A, overload protection, ISD=1.5 to 10xIR, II=11xIN short-circuit protection without auxiliary release without auxiliary/alarm switch with Safety Label for USA | - | 0 | 0
3VL4740-1UM36-0AA0 |  | 3VL4740-1UM36-0AA0 | 1 | UN | 1 | 5 | B | D | EAR99 | N | 85362090 | 1 | 4011209887169 | 6.357 | KG | 3960 | 3960 | LP20 | LP20 | circuit breaker VL400N standard breaking capacity Icu=55kA, 415V AC 3-pole, line protection trip unit LCD ETU42, LSIG 3 phases/4 lines with connecting cable In=400A, rated current IR=160...400A, overload protection, ISD=1.5 to 10xIR, II=11xIN short-circuit protection without auxiliary release without auxiliary/alarm switch | - | 0 | 0
3VL4740-1UM36-0AA0-Z | U01 | 3VL4740-1UM36-0AA0-ZU01 | 1 | UN | 1 | 5 | B | D | EAR99 | N | 85362090 | 1 |  | 5.9 | KG | 4008.4 | 4008.4 | LP20 | LP20 | circuit breaker VL400N standard breaking capacity Icu=55kA, 415V AC 3-pole, line protection trip unit LCD ETU42, LSIG 3 phases/4 lines with connecting cable In=400A, rated current IR=160...400A, overload protection, ISD=1.5 to 10xIR, II=11xIN short-circuit protection without auxiliary release without auxiliary/alarm switch with Safety Label for USA | - | 0 | 0
3VL4740-1UN46-0AA0 |  | 3VL4740-1UN46-0AA0 | 1 | UN | 1 | 5 | B | D | EAR99 | N | 85362090 | 1 | 4011209887404 | 8.05 | KG | 4521 | 4521 | LP20 | LP20 | circuit breaker VL400N standard breaking capacity Icu=55kA, 415V AC 4-pole, line protection trip unit LCD ETU42, LSIG In=400A, rated current IR=160...400A, overload protection, ISD=1.5 to 10xIR, II=11 xIN short-circuit protection N protected with ground-fault protection without auxiliary release without auxiliary/alarm switch | - | 0 | 0
3VL4740-1UN46-0AA0-Z | U01 | 3VL4740-1UN46-0AA0-ZU01 | 1 | UN | 1 | 5 | B | D | EAR99 | N | 85362090 | 1 |  | 7.6 | KG | 4569.4 | 4569.4 | LP20 | LP20 | circuit breaker VL400N standard breaking capacity Icu=55kA, 415V AC 4-pole, line protection trip unit LCD ETU42, LSIG In=400A, rated current IR=160...400A, overload protection, ISD=1.5 to 10xIR, II=11 xIN short-circuit protection N protected with ground-fault protection without auxiliary release without auxiliary/alarm switch with Safety Label for USA | - | 0 | 0
3VL4740-2AA36-0AA0 |  | 3VL4740-2AA36-0AA0 | 1 | UN | 1 | 5 | B | D | N | N | 85362090 | 1 | 4011209655454 | 4.886 | KG | 1221 | 1221 | LP20 | LP20 | circuit breaker VL400H w/o Electronic Trip Unit high breaking capacity Icu=70kA/415V AC, 3-pole In=< 400A, rated current without auxiliary release with screw terminal connections for switching unit and ETU | - | 0 | 0
3VL4740-2AA46-0AA0 |  | 3VL4740-2AA46-0AA0 | 1 | UN | 1 | 5 | B | D | N | N | 85362090 | 1 | 4011209655430 | 6.367 | KG | 1716 | 1716 | LP20 | LP20 | circuit breaker VL400H w/o Electronic Trip Unit high breaking capacity Icu=70kA/415V AC, 4-pole In=< 400A, rated current without auxiliary release with screw terminal connections for switching unit and ETU | - | 0 | 0
3VL4740-2CH36-0AD1 |  | 3VL4740-2CH36-0AD1 | 1 | UN | 1 | 30 | D | D | EAR99 | N | 85362090 | 1 | 4011209757172 | 6.495 | KG | 5981.25 | 5981.25 | LP20 | LP20 | circuit breaker VL400H high breaking capacity Icu=70kA, 415V AC 3-pole, line protection trip unit LCD ETU40, LI/LS/LSI In=400A, rated current IR=160...400A, overload protection, ISD=1.5 to 10xIR, II=11 xIN short-circuit protection without auxiliary release Auxiliary/alarm switch mounting kit 2 AUX (1 NO+1 NC)+1 AS (1 NO) | - | 0 | 0
3VL4740-2CJ46-0AA0-Z | U01 | 3VL4740-2CJ46-0AA0-ZU01 | 1 | UN | 1 | 30 | D | D | EAR99 | N | 85362090 | 1 |  | 7.6 | KG | 7616.4 | 7616.4 | LP20 | LP20 | circuit breaker VL400H high breaking capacity Icu=70kA, 415V AC 4-pole, line protection trip unit LCD ETU40, LI/LS/LSI In=400A, rated current IR=160...400A, overload protection, ISD=1.5 to 10xIR, II=11 xIN short-circuit protection N protected without auxiliary release without auxiliary/alarm switch with Safety Label for USA | - | 0 | 0
3VL4740-2CL36-0AA0-Z | U01 | 3VL4740-2CL36-0AA0-ZU01 | 1 | UN | 1 | 30 | D | D | EAR99 | N | 85362090 | 1 |  | 5.9 | KG | 6461.4 | 6461.4 | LP20 | LP20 | circuit breaker VL400H high breaking capacity Icu=70kA, 415V AC 3-pole, line protection trip unit LCD ETU42, LSIG 3 phases/3 lines In=400A, rated current IR=160...400A, overload protection, ISD=1.5 to 10xIR, II=11xIN short-circuit protection without auxiliary release without auxiliary/alarm switch with Safety Label for USA | - | 0 | 0
3VL4740-2CN46-0AA0 |  | 3VL4740-2CN46-0AA0 | 1 | UN | 1 | 30 | D | D | EAR99 | N | 85362090 | 1 | 4011209486416 | 7.6 | KG | 7568 | 7568 | LP20 | LP20 | circuit breaker VL400H high breaking capacity Icu=70kA, 415V AC 4-pole, line protection trip unit LCD ETU42, LSIG In=400A, rated current IR=160...400A, overload protection, ISD=1.5 to 10xIR, II=11 xIN short-circuit protection N protected with ground-fault protection without auxiliary release without auxiliary/alarm switch | - | 0 | 0
3VL4740-2CN46-0AA0-Z | U01 | 3VL4740-2CN46-0AA0-ZU01 | 1 | UN | 1 | 30 | D | D | EAR99 | N | 85362090 | 1 |  | 7.6 | KG | 7616.4 | 7616.4 | LP20 | LP20 | circuit breaker VL400H high breaking capacity Icu=70kA, 415V AC 4-pole, line protection trip unit LCD ETU42, LSIG In=400A, rated current IR=160...400A, overload protection, ISD=1.5 to 10xIR, II=11 xIN short-circuit protection N protected with ground-fault protection without auxiliary release without auxiliary/alarm switch with Safety Label for USA | - | 0 | 0
3VL4740-2CN46-0AB1 |  | 3VL4740-2CN46-0AB1 | 1 | UN | 1 | 30 | D | D | EAR99 | N | 85362090 | 1 | 4011209757189 | 7.6 | KG | 7643.68 | 7643.68 | LP20 | LP20 | circuit breaker VL400H high breaking capacity Icu=70kA, 415V AC 4-pole, line protection trip unit LCD ETU42, LSIG In=400A, rated current IR=160...400A, overload protection, ISD=1.5 to 10xIR, II=11 xIN short-circuit protection N protected with ground-fault protection without auxiliary release Auxiliary switch mounting kit 2 AUX (1 NO + 1 NC) | - | 0 | 0
3VL4740-2DC36-0AA0 |  | 3VL4740-2DC36-0AA0 | 1 | UN | 1 | 5 | B | D | EAR99 | N | 85362090 | 1 | 4011209486430 | 6.163 | KG | 2035 | 1860.5 | LP20 | LP20 | circuit breaker VL400H high breaking capacity Icu=70kA, 415V AC 3-pole, line protection trip unit TM, LI In=400A, rated current IR=320...400A, overload protection, II=2000...4000A, short-circuit protection without auxiliary release without auxiliary/alarm switch | - | 0 | 0
3VL4740-2DC36-0AA0-Z | U01 | 3VL4740-2DC36-0AA0-ZU01 | 1 | UN | 1 | 5 | B | D | EAR99 | N | 85362090 | 1 |  | 5.7 | KG | 2083.4 | 2083.4 | LP20 | LP20 | circuit breaker VL400H high breaking capacity Icu=70kA, 415V AC 3-pole, line protection trip unit TM, LI In=400A, rated current IR=320...400A, overload protection, II=2000...4000A, short-circuit protection without auxiliary release without auxiliary/alarm switch with Safety Label for USA | - | 0 | 0
3VL4740-2DC36-0AB1 |  | 3VL4740-2DC36-0AB1 | 1 | UN | 1 | 5 | B | D | EAR99 | N | 85362090 | 1 | 4011209757196 | 6.173 | KG | 2110.68 | 2110.68 | LP20 | LP20 | circuit breaker VL400H high breaking capacity Icu=70kA, 415V AC 3-pole, line protection trip unit TM, LI In=400A, rated current IR=320...400A, overload protection, II=2000...4000A, short-circuit protection without auxiliary release Auxiliary switch mounting kit 2 AUX (1 NO + 1 NC) | - | 0 | 0
3VL4740-2DC36-0AB1-Z | U01 | 3VL4740-2DC36-0AB1-ZU01 | 1 | UN | 1 | 5 | B | D | EAR99 | N | 85362090 | 1 |  | 5.7 | KG | 2159.08 | 2159.08 | LP20 | LP20 | circuit breaker VL400H high breaking capacity Icu=70kA, 415V AC 3-pole, line protection trip unit TM, LI In=400A, rated current IR=320...400A, overload protection, II=2000...4000A, short-circuit protection without auxiliary release Auxiliary switch mounting kit 2 AUX (1 NO + 1 NC) with Safety Label for USA | - | 0 | 0
3VL4740-2DC36-0AD1 |  | 3VL4740-2DC36-0AD1 | 1 | UN | 1 | 5 | B | D | EAR99 | N | 85362090 | 1 | 4011209757202 | 6.256 | KG | 2131.25 | 2131.25 | LP20 | LP20 | circuit breaker VL400H high breaking capacity Icu=70kA, 415V AC 3-pole, line protection trip unit TM, LI In=400A, rated current IR=320...400A, overload protection, II=2000...4000A, short-circuit protection without auxiliary release Auxiliary/alarm switch mounting kit 2 AUX (1 NO+1 NC)+1 AS (1 NO) | - | 0 | 0
3VL4740-2DC36-0AD1-Z | U01 | 3VL4740-2DC36-0AD1-ZU01 | 1 | UN | 1 | 5 | B | D | EAR99 | N | 85362090 | 1 |  | 5.7 | KG | 2179.65 | 2179.65 | LP20 | LP20 | circuit breaker VL400H high breaking capacity Icu=70kA, 415V AC 3-pole, line protection trip unit TM, LI In=400A, rated current IR=320...400A, overload protection, II=2000...4000A, short-circuit protection without auxiliary release Auxiliary/alarm switch mounting kit 2 AUX (1 NO+1 NC)+1 AS (1 NO) with Safety Label for USA | - | 0 | 0
3VL4740-2DC36-2PB1 |  | 3VL4740-2DC36-2PB1 | 1 | UN | 1 | 5 | B | D | EAR99 | N | 85362090 | 1 | 4011209757219 | 6.345 | KG | 2302.08 | 2302.08 | LP20 | LP20 | circuit breaker VL400H high breaking capacity Icu=70kA, 415V AC 3-pole, line protection trip unit TM, LI In=400A, rated current IR=320...400A, overload protection, II=2000...4000A, short-circuit protection Undervoltage release 24 V DC Auxiliary switch mounting kit 2 AUX (1 NO + 1 NC) | - | 0 | 0
3VL4740-2DC36-8CB1 |  | 3VL4740-2DC36-8CB1 | 1 | UN | 1 | 5 | B | D | EAR99 | N | 85362090 | 1 | 4011209757226 | 6.429 | KG | 2255.88 | 2255.88 | LP20 | LP20 | circuit breaker VL400H high breaking capacity Icu=70kA, 415V AC 3-pole, line protection trip unit TM, LI In=400A, rated current IR=320...400A, overload protection, II=2000...4000A, short-circuit protection Shunt release 24 V AC/DC Auxiliary switch mounting kit 2 AUX (1 NO + 1 NC) | - | 0 | 0
3VL4740-2DC36-8KB1-Z | M11U01 | 3VL4740-2DC36-8KB1-ZM11U01 | 1 | UN | 1 | 5 | B | D | EAR99 | N | 85362090 | 1 |  | 5.7 | KG | 3800.28 | 3800.28 | LP20 | LP20 | circuit breaker VL400H high breaking capacity Icu=70kA, 415V AC 3-pole, line protection trip unit TM, LI In=400A, rated current IR=320...400A, overload protection, II=2000...4000A, short-circuit protection Shunt release 110...127 V DC Auxiliary switch mounting kit 2 AUX (1 NO + 1 NC) Motorized operating mechanism set up 110-127 V AC/DC with Safety Label for USA | - | 0 | 0
3VL4740-2DC36-8TB1 |  | 3VL4740-2DC36-8TB1 | 1 | UN | 1 | 5 | B | D | EAR99 | N | 85362090 | 1 | 4011209757233 | 6.442 | KG | 2255.88 | 2255.88 | LP20 | LP20 | circuit breaker VL400H high breaking capacity Icu=70kA, 415V AC 3-pole, line protection trip unit TM, LI In=400A, rated current IR=320...400A, overload protection, II=2000...4000A, short-circuit protection Shunt release 208...277 V AC Auxiliary switch mounting kit 2 AUX (1 NO + 1 NC) | - | 0 | 0
3VL4740-2DC36-8TD1 |  | 3VL4740-2DC36-8TD1 | 1 | UN | 1 | 5 | B | D | EAR99 | N | 85362090 | 1 | 4011209757240 | 6.292 | KG | 2276.45 | 2276.45 | LP20 | LP20 | circuit breaker VL400H high breaking capacity Icu=70kA, 415V AC 3-pole, line protection trip unit TM, LI In=400A, rated current IR=320...400A, overload protection, II=2000...4000A, short-circuit protection Shunt release 208...277 V AC Auxiliary/alarm switch mounting kit 2 AUX (1 NO+1 NC)+1 AS (1 NO) | - | 0 | 0
3VL4740-2DE36-0AA0 |  | 3VL4740-2DE36-0AA0 | 1 | UN | 1 | 5 | B | D | EAR99 | N | 85362090 | 1 | 4011209486447 | 6.147 | KG | 1309 | 1201.6 | LP20 | LP20 | circuit breaker VL400H high breaking capacity Icu=70kA, 415V AC 3-pole, non-auto. air circ. br. trip unit magnetic In=400A, rated current II=4000A, short-circuit protection without auxiliary release without auxiliary/alarm switch | - | 0 | 0
3VL4740-2DE36-0AA0-Z | U01 | 3VL4740-2DE36-0AA0-ZU01 | 1 | UN | 1 | 5 | B | D | EAR99 | N | 85362090 | 1 |  | 5.7 | KG | 1357.4 | 1357.4 | LP20 | LP20 | circuit breaker VL400H high breaking capacity Icu=70kA, 415V AC 3-pole, non-auto. air circ. br. trip unit magnetic In=400A, rated current II=4000A, short-circuit protection without auxiliary release without auxiliary/alarm switch with Safety Label for USA | - | 0 | 0
3VL4740-2EC46-0AA0 |  | 3VL4740-2EC46-0AA0 | 1 | UN | 1 | 5 | B | D | EAR99 | N | 85362090 | 1 | 4011209486461 | 8.05 | KG | 2915 | 2783.1 | LP20 | LP20 | circuit breaker VL400H high breaking capacity Icu=70kA, 415V AC 4-pole, line protection trip unit TM, LI In=400A, rated current IR=320...400A, overload protection, II=2000...4000A, short-circuit protection N protected without auxiliary release without auxiliary/alarm switch | - | 0 | 0
3VL4740-2EC46-0AA0-Z | U01 | 3VL4740-2EC46-0AA0-ZU01 | 1 | UN | 1 | 5 | B | D | EAR99 | N | 85362090 | 1 |  | 7.4 | KG | 2963.4 | 2963.4 | LP20 | LP20 | circuit breaker VL400H high breaking capacity Icu=70kA, 415V AC 4-pole, line protection trip unit TM, LI In=400A, rated current IR=320...400A, overload protection, II=2000...4000A, short-circuit protection N protected without auxiliary release without auxiliary/alarm switch with Safety Label for USA | - | 0 | 0
3VL4740-2EC46-2PA0-Z | U01 | 3VL4740-2EC46-2PA0-ZU01 | 1 | UN | 1 | 5 | B | D | EAR99 | N | 85362090 | 1 |  | 7.4 | KG | 3154.8 | 3154.8 | LP20 | LP20 | circuit breaker VL400H high breaking capacity Icu=70kA, 415V AC 4-pole, line protection trip unit TM, LI In=400A, rated current IR=320...400A, overload protection, II=2000...4000A, short-circuit protection N protected Undervoltage release 24 V DC without auxiliary/alarm switch with Safety Label for USA | - | 0 | 0
3VL4740-2EE46-0AA0 |  | 3VL4740-2EE46-0AA0 | 1 | UN | 1 | 5 | B | D | EAR99 | N | 85362090 | 1 | 4011209486478 | 7.882 | KG | 1694 | 1548.8 | LP20 | LP20 | circuit breaker VL400H high breaking capacity Icu=70kA, 415V AC 4-pole, non-auto. air circ. br. trip unit magnetic In=400A, rated current II=4000A, short-circuit protection without auxiliary release without auxiliary/alarm switch | - | 0 | 0
3VL4740-2EE46-0AA0-Z | U01 | 3VL4740-2EE46-0AA0-ZU01 | 1 | UN | 1 | 5 | B | D | EAR99 | N | 85362090 | 1 |  | 7.4 | KG | 1742.4 | 1742.4 | LP20 | LP20 | circuit breaker VL400H high breaking capacity Icu=70kA, 415V AC 4-pole, non-auto. air circ. br. trip unit magnetic In=400A, rated current II=4000A, short-circuit protection without auxiliary release without auxiliary/alarm switch with Safety Label for USA | - | 0 | 0
3VL4740-2EJ46-0AA0 |  | 3VL4740-2EJ46-0AA0 | 1 | UN | 1 | 5 | B | D | EAR99 | N | 85362090 | 1 | 4011209486485 | 7.882 | KG | 2783 | 2548 | LP20 | LP20 | circuit breaker VL400H high breaking capacity Icu=70kA, 415V AC 4-pole, line protection trip unit TM, LI In=400A, rated current IR=320...400A, overload protection, II=2000...4000A, short-circuit protection N unprotected without auxiliary release without auxiliary/alarm switch | - | 0 | 0
3VL4740-2EJ46-0AA0-Z | U01 | 3VL4740-2EJ46-0AA0-ZU01 | 1 | UN | 1 | 5 | B | D | EAR99 | N | 85362090 | 1 |  | 7.4 | KG | 2831.4 | 2831.4 | LP20 | LP20 | circuit breaker VL400H high breaking capacity Icu=70kA, 415V AC 4-pole, line protection trip unit TM, LI In=400A, rated current IR=320...400A, overload protection, II=2000...4000A, short-circuit protection N unprotected without auxiliary release without auxiliary/alarm switch with Safety Label for USA | - | 0 | 0
3VL4740-2EJ46-0AD1 |  | 3VL4740-2EJ46-0AD1 | 1 | UN | 1 | 5 | B | D | EAR99 | N | 85362090 | 1 | 4011209757257 | 7.987 | KG | 2879.25 | 2879.25 | LP20 | LP20 | circuit breaker VL400H high breaking capacity Icu=70kA, 415V AC 4-pole, line protection trip unit TM, LI In=400A, rated current IR=320...400A, overload protection, II=2000...4000A, short-circuit protection N unprotected without auxiliary release Auxiliary/alarm switch mounting kit 2 AUX (1 NO+1 NC)+1 AS (1 NO) | - | 0 | 0
3VL4740-2EM46-0AA0 |  | 3VL4740-2EM46-0AA0 | 1 | UN | 1 | 5 | B | D | EAR99 | N | 85362090 | 1 | 4011209774636 | 7.83 | KG | 2915 | 2672.7 | LP20 | LP20 | circuit breaker VL400H high breaking capacity Icu=70kA, 415V AC 4-pole, line protection TU, TM, LI In=400A, rated current IR=320...400A, overload prot. II=2000...4000A, short-circuit protection N protected (100%) without auxiliary release without auxiliary/alarm switch | - | 0 | 0
3VL4740-2EM46-0AA0-Z | U01 | 3VL4740-2EM46-0AA0-ZU01 | 1 | UN | 1 | 5 | B | D | EAR99 | N | 85362090 | 1 |  | 7.4 | KG | 2963.4 | 2963.4 | LP20 | LP20 | circuit breaker VL400H high breaking capacity Icu=70kA, 415V AC 4-pole, line protection TU, TM, LI In=400A, rated current IR=320...400A, overload prot. II=2000...4000A, short-circuit protection N protected (100%) without auxiliary release without auxiliary/alarm switch with Safety Label for USA | - | 0 | 0
3VL4740-2LA46-0AA0 |  | 3VL4740-2LA46-0AA0 | 1 | UN | 1 | 5 | B | D | EAR99 | N | 85362090 | 1 | 4011209873872 | 7.83 | KG | 4015 | 4015 | LP20 | LP20 | circuit breaker VL400H high breaking capacity Icu=70kA, 415V AC 4-pole, line protection trip unit ETU10, LI In=400A, rated current IR=160...400A, overload protection, II=1.25 to 11xIN, short-circuit protection N protected shipbuilding certificate for LRS, DNV and gL without auxiliary release without auxiliary/alarm switch | - | 0 | 0
3VL4740-2LA46-0AA0-Z | U01 | 3VL4740-2LA46-0AA0-ZU01 | 1 | UN | 1 | 5 | B | D | EAR99 | N | 85362090 | 1 |  | 7.6 | KG | 4063.4 | 4063.4 | LP20 | LP20 | circuit breaker VL400H high breaking capacity Icu=70kA, 415V AC 4-pole, line protection trip unit ETU10, LI In=400A, rated current IR=160...400A, overload protection, II=1.25 to 11xIN, short-circuit protection N protected shipbuilding certificate for LRS, DNV and gL without auxiliary release without auxiliary/alarm switch with Safety Label for USA | - | 0 | 0
3VL4740-2LB36-0AA0 |  | 3VL4740-2LB36-0AA0 | 1 | UN | 1 | 5 | B | D | EAR99 | N | 85362090 | 1 | 4011209873575 | 6.147 | KG | 2849 | 2849 | LP20 | LP20 | circuit breaker VL400H high breaking capacity Icu=70kA, 415V AC 3-pole, line protection trip unit ETU10, LI In=400A, rated current IR=160...400A, overload protection, II=1.25 to 11xIN, short-circuit protection shipbuilding certificate for LRS, DNV and gL without auxiliary release without auxiliary/alarm switch | - | 0 | 0
3VL4740-2LB36-0AA0-Z | U01 | 3VL4740-2LB36-0AA0-ZU01 | 1 | UN | 1 | 5 | B | D | EAR99 | N | 85362090 | 1 |  | 5.9 | KG | 2897.4 | 2897.4 | LP20 | LP20 | circuit breaker VL400H high breaking capacity Icu=70kA, 415V AC 3-pole, line protection trip unit ETU10, LI In=400A, rated current IR=160...400A, overload protection, II=1.25 to 11xIN, short-circuit protection shipbuilding certificate for LRS, DNV and gL without auxiliary release without auxiliary/alarm switch with Safety Label for USA | - | 0 | 0
3VL4740-2LE36-0AA0 |  | 3VL4740-2LE36-0AA0 | 1 | UN | 1 | 5 | B | D | EAR99 | N | 85362090 | 1 | 4011209873698 | 6.147 | KG | 3102 | 3102 | LP20 | LP20 | circuit breaker VL400H high breaking capacity Icu=70kA, 415V AC 3-pole, line protection trip unit ETU20, LSI In=400A, rated current IR=160...400A, overload protection, ISD=1.5 to 10xIR, II=11 xIN short-circuit protection shipbuilding certificate for LRS, DNV and gL without auxiliary release without auxiliary/alarm switch | - | 0 | 0
3VL4740-2LE36-0AA0-Z | U01 | 3VL4740-2LE36-0AA0-ZU01 | 1 | UN | 1 | 5 | B | D | EAR99 | N | 85362090 | 1 |  | 5.9 | KG | 3150.4 | 3150.4 | LP20 | LP20 | circuit breaker VL400H high breaking capacity Icu=70kA, 415V AC 3-pole, line protection trip unit ETU20, LSI In=400A, rated current IR=160...400A, overload protection, ISD=1.5 to 10xIR, II=11 xIN short-circuit protection shipbuilding certificate for LRS, DNV and gL without auxiliary release without auxiliary/alarm switch with Safety Label for USA | - | 0 | 0
3VL4740-2LF46-0AA0 |  | 3VL4740-2LF46-0AA0 | 1 | UN | 1 | 5 | B | D | EAR99 | N | 85362090 | 1 | 4011209873995 | 7.83 | KG | 4389 | 4389 | LP20 | LP20 | circuit breaker VL400H high breaking capacity Icu=70kA, 415V AC 4-pole, line protection trip unit ETU20, LSI In=400A, rated current IR=160...400A, overload protection, ISD=1.5 to 10xIR, II=11 xIN short-circuit protection N protected shipbuilding certificate for LRS, DNV and gL without auxiliary release without auxiliary/alarm switch | - | 0 | 0
3VL4740-2LF46-0AA0-Z | U01 | 3VL4740-2LF46-0AA0-ZU01 | 1 | UN | 1 | 5 | B | D | EAR99 | N | 85362090 | 1 |  | 7.6 | KG | 4437.4 | 4437.4 | LP20 | LP20 | circuit breaker VL400H high breaking capacity Icu=70kA, 415V AC 4-pole, line protection trip unit ETU20, LSI In=400A, rated current IR=160...400A, overload protection, ISD=1.5 to 10xIR, II=11 xIN short-circuit protection N protected shipbuilding certificate for LRS, DNV and gL without auxiliary release without auxiliary/alarm switch with Safety Label for USA | - | 0 | 0
3VL4740-2MB36-0AA0 |  | 3VL4740-2MB36-0AA0 | 1 | UN | 1 | 5 | B | D | EAR99 | N | 85362090 | 1 | 4011209812970 | 5.9 | KG | 2541 | 2541 | LP20 | LP20 | circuit breaker VL400H high breaking capacity Icu=70kA, 415V AC 3-pole, line protection trip unit ETU10, LI In=400A, rated current IR=160...400A, overload protection, II=1.25 to 11xIN, short-circuit protection without auxiliary release ETU communication-capable without auxiliary/alarm switch | - | 0 | 0
3VL4740-2MB36-0AA0-Z | U01 | 3VL4740-2MB36-0AA0-ZU01 | 1 | UN | 1 | 5 | B | D | EAR99 | N | 85362090 | 1 |  | 5.9 | KG | 2589.4 | 2589.4 | LP20 | LP20 | circuit breaker VL400H high breaking capacity Icu=70kA, 415V AC 3-pole, line protection trip unit ETU10, LI In=400A, rated current IR=160...400A, overload protection, II=1.25 to 11xIN, short-circuit protection without auxiliary release ETU communication-capable without auxiliary/alarm switch with Safety Label for USA | - | 0 | 0
3VL4740-2ME36-0AA0 |  | 3VL4740-2ME36-0AA0 | 1 | UN | 1 | 5 | B | D | EAR99 | N | 85362090 | 1 | 4011209812994 | 6.147 | KG | 2827 | 2827 | LP20 | LP20 | circuit breaker VL400H high breaking capacity Icu=70kA, 415V AC 3-pole, line protection trip unit ETU20, LSI In=400A, rated current IR=160...400A, overload protection, ISD=1.5 to 10xIR, II=11 xIN short-circuit protection without auxiliary release ETU communication-capable without auxiliary/alarm switch | - | 0 | 0
3VL4740-2ME36-0AA0-Z | U01 | 3VL4740-2ME36-0AA0-ZU01 | 1 | UN | 1 | 5 | B | D | EAR99 | N | 85362090 | 1 |  | 5.9 | KG | 2875.4 | 2875.4 | LP20 | LP20 | circuit breaker VL400H high breaking capacity Icu=70kA, 415V AC 3-pole, line protection trip unit ETU20, LSI In=400A, rated current IR=160...400A, overload protection, ISD=1.5 to 10xIR, II=11 xIN short-circuit protection without auxiliary release ETU communication-capable without auxiliary/alarm switch with Safety Label for USA | - | 0 | 0
3VL4740-2MF36-0AA0 |  | 3VL4740-2MF36-0AA0 | 1 | UN | 1 | 5 | B | D | EAR99 | N | 85362090 | 1 | 4011209813014 | 6.147 | KG | 3454 | 3454 | LP20 | LP20 | circuit breaker VL400H high breaking capacity Icu=70kA, 415V AC 3-pole, line protection trip unit ETU12, LIGN 3 phases/4 lines In=400A, rated current IR=160...400A, overload protection, II=1.25 to 11xIN, short-circuit protection without auxiliary release ETU communication-capable without auxiliary/alarm switch | - | 0 | 0
3VL4740-2MF36-0AA0-Z | U01 | 3VL4740-2MF36-0AA0-ZU01 | 1 | UN | 1 | 5 | B | D | EAR99 | N | 85362090 | 1 |  | 5.9 | KG | 3502.4 | 3502.4 | LP20 | LP20 | circuit breaker VL400H high breaking capacity Icu=70kA, 415V AC 3-pole, line protection trip unit ETU12, LIGN 3 phases/4 lines In=400A, rated current IR=160...400A, overload protection, II=1.25 to 11xIN, short-circuit protection without auxiliary release ETU communication-capable without auxiliary/alarm switch with Safety Label for USA | - | 0 | 0
3VL4740-2MG36-0AA0 |  | 3VL4740-2MG36-0AA0 | 1 | UN | 1 | 5 | B | D | EAR99 | N | 85362090 | 1 | 4011209813038 | 6.147 | KG | 3179 | 3179 | LP20 | LP20 | circuit breaker VL400H high breaking capacity Icu=70kA, 415V AC 3-pole, line protection trip unit ETU22, LSIG 3 phases/3 lines In=400A, rated current IR=160...400A, overload protection, ISD=1.5 to 10xIR, II=11xIN short-circuit protection without auxiliary release ETU communication-capable without auxiliary/alarm switch | - | 0 | 0
3VL4740-2MG36-0AA0-Z | U01 | 3VL4740-2MG36-0AA0-ZU01 | 1 | UN | 1 | 5 | B | D | EAR99 | N | 85362090 | 1 |  | 5.9 | KG | 3227.4 | 3227.4 | LP20 | LP20 | circuit breaker VL400H high breaking capacity Icu=70kA, 415V AC 3-pole, line protection trip unit ETU22, LSIG 3 phases/3 lines In=400A, rated current IR=160...400A, overload protection, ISD=1.5 to 10xIR, II=11xIN short-circuit protection without auxiliary release ETU communication-capable without auxiliary/alarm switch with Safety Label for USA | - | 0 | 0
3VL4740-2MH36-0AA0 |  | 3VL4740-2MH36-0AA0 | 1 | UN | 1 | 5 | B | D | EAR99 | N | 85362090 | 1 | 4011209813052 | 6.147 | KG | 3179 | 3179 | LP20 | LP20 | circuit breaker VL400H high breaking capacity Icu=70kA, 415V AC 3-pole, line protection trip unit ETU22, LSIG 3 phases/4 lines with connecting cable In=400A, rated current IR=160...400A, overload protection, ISD=1.5 to 10xIR, II=11xIN short-circuit protection without auxiliary release ETU communication-capable without auxiliary/alarm switch | - | 0 | 0
3VL4740-2MH36-0AA0-Z | U01 | 3VL4740-2MH36-0AA0-ZU01 | 1 | UN | 1 | 5 | B | D | EAR99 | N | 85362090 | 1 |  | 5.9 | KG | 3227.4 | 3227.4 | LP20 | LP20 | circuit breaker VL400H high breaking capacity Icu=70kA, 415V AC 3-pole, line protection trip unit ETU22, LSIG 3 phases/4 lines with connecting cable In=400A, rated current IR=160...400A, overload protection, ISD=1.5 to 10xIR, II=11xIN short-circuit protection without auxiliary release ETU communication-capable without auxiliary/alarm switch with Safety Label for USA | - | 0 | 0
3VL4740-2ML36-0AA0 |  | 3VL4740-2ML36-0AA0 | 1 | UN | 1 | 5 | B | D | EAR99 | N | 85362090 | 1 | 4011209813076 | 6.147 | KG | 3179 | 3179 | LP20 | LP20 | circuit breaker VL400H high breaking capacity Icu=70kA, 415V AC 3-pole, line protection trip unit ETU12, LIG 3 phases/3 lines In=400A, rated current IR=160...400A, overload protection, II=1.25 to 11xIN, short-circuit protection without auxiliary release ETU communication-capable without auxiliary/alarm switch | - | 0 | 0
3VL4740-2ML36-0AA0-Z | U01 | 3VL4740-2ML36-0AA0-ZU01 | 1 | UN | 1 | 5 | B | D | EAR99 | N | 85362090 | 1 |  | 5.9 | KG | 3227.4 | 3227.4 | LP20 | LP20 | circuit breaker VL400H high breaking capacity Icu=70kA, 415V AC 3-pole, line protection trip unit ETU12, LIG 3 phases/3 lines In=400A, rated current IR=160...400A, overload protection, II=1.25 to 11xIN, short-circuit protection without auxiliary release ETU communication-capable without auxiliary/alarm switch with Safety Label for USA | - | 0 | 0
3VL4740-2NA46-0AA0 |  | 3VL4740-2NA46-0AA0 | 1 | UN | 1 | 5 | B | D | EAR99 | N | 85362090 | 1 | 4011209813236 | 7.83 | KG | 3575 | 3575 | LP20 | LP20 | circuit breaker VL400H high breaking capacity Icu=70kA, 415V AC 4-pole, line protection trip unit ETU10, LIN In=400A, rated current IR=160...400A, overload protection, II=1.25 to 11xIN, short-circuit protection N protected without auxiliary release ETU communication-capable without auxiliary/alarm switch | - | 0 | 0
3VL4740-2NA46-0AA0-Z | U01 | 3VL4740-2NA46-0AA0-ZU01 | 1 | UN | 1 | 5 | B | D | EAR99 | N | 85362090 | 1 |  | 7.6 | KG | 3623.4 | 3623.4 | LP20 | LP20 | circuit breaker VL400H high breaking capacity Icu=70kA, 415V AC 4-pole, line protection trip unit ETU10, LIN In=400A, rated current IR=160...400A, overload protection, II=1.25 to 11xIN, short-circuit protection N protected without auxiliary release ETU communication-capable without auxiliary/alarm switch with Safety Label for USA | - | 0 | 0
3VL4740-2NB46-0AA0 |  | 3VL4740-2NB46-0AA0 | 1 | UN | 1 | 5 | B | D | EAR99 | N | 85362090 | 1 | 4011209813250 | 7.83 | KG | 3432 | 3432 | LP20 | LP20 | circuit breaker VL400H high breaking capacity Icu=70kA, 415V AC 4-pole, line protection trip unit ETU10, LI In=400A, rated current IR=160...400A, overload protection, II=1.25 to 11xIN, short-circuit protection without auxiliary release ETU communication-capable without auxiliary/alarm switch | - | 0 | 0
3VL4740-2NB46-0AA0-Z | U01 | 3VL4740-2NB46-0AA0-ZU01 | 1 | UN | 1 | 5 | B | D | EAR99 | N | 85362090 | 1 |  | 7.6 | KG | 3480.4 | 3480.4 | LP20 | LP20 | circuit breaker VL400H high breaking capacity Icu=70kA, 415V AC 4-pole, line protection trip unit ETU10, LI In=400A, rated current IR=160...400A, overload protection, II=1.25 to 11xIN, short-circuit protection without auxiliary release ETU communication-capable without auxiliary/alarm switch with Safety Label for USA | - | 0 | 0
3VL4740-2NE46-0AA0 |  | 3VL4740-2NE46-0AA0 | 1 | UN | 1 | 5 | B | D | EAR99 | N | 85362090 | 1 | 4011209813274 | 7.83 | KG | 3707 | 3707 | LP20 | LP20 | circuit breaker VL400H high breaking capacity Icu=70kA, 415V AC 4-pole, line protection trip unit ETU20, LSI In=400A, rated current IR=160...400A, overload protection, ISD=1.5 to 10xIR, II=11 xIN short-circuit protection without auxiliary release ETU communication-capable without auxiliary/alarm switch | - | 0 | 0
3VL4740-2NE46-0AA0-Z | U01 | 3VL4740-2NE46-0AA0-ZU01 | 1 | UN | 1 | 5 | B | D | EAR99 | N | 85362090 | 1 |  | 7.6 | KG | 3755.4 | 3755.4 | LP20 | LP20 | circuit breaker VL400H high breaking capacity Icu=70kA, 415V AC 4-pole, line protection trip unit ETU20, LSI In=400A, rated current IR=160...400A, overload protection, ISD=1.5 to 10xIR, II=11 xIN short-circuit protection without auxiliary release ETU communication-capable without auxiliary/alarm switch with Safety Label for USA | - | 0 | 0
3VL4740-2NF46-0AA0 |  | 3VL4740-2NF46-0AA0 | 1 | UN | 1 | 5 | B | D | EAR99 | N | 85362090 | 1 | 4011209813298 | 7.83 | KG | 3905 | 3905 | LP20 | LP20 | circuit breaker VL400H high breaking capacity Icu=70kA, 415V AC 4-pole, line protection trip unit ETU20, LSI In=400A, rated current IR=160...400A, overload protection, ISD=1.5 to 10xIR, II=11 xIN short-circuit protection N protected without auxiliary release ETU communication-capable without auxiliary/alarm switch | - | 0 | 0
3VL4740-2NF46-0AA0-Z | U01 | 3VL4740-2NF46-0AA0-ZU01 | 1 | UN | 1 | 5 | B | D | EAR99 | N | 85362090 | 1 |  | 7.6 | KG | 3953.4 | 3953.4 | LP20 | LP20 | circuit breaker VL400H high breaking capacity Icu=70kA, 415V AC 4-pole, line protection trip unit ETU20, LSI In=400A, rated current IR=160...400A, overload protection, ISD=1.5 to 10xIR, II=11 xIN short-circuit protection N protected without auxiliary release ETU communication-capable without auxiliary/alarm switch with Safety Label for USA | - | 0 | 0
3VL4740-2NH46-0AA0 |  | 3VL4740-2NH46-0AA0 | 1 | UN | 1 | 5 | B | D | EAR99 | N | 85362090 | 1 | 4011209813311 | 7.83 | KG | 4620 | 4620 | LP20 | LP20 | circuit breaker VL400H high breaking capacity Icu=70kA, 415V AC 4-pole, line protection trip unit ETU22, LSIG In=400A, rated current IR=160...400A, overload protection, ISD=1.5 to 10xIR, II=11 xIN short-circuit protection N protected without auxiliary release ETU communication-capable without auxiliary/alarm switch | - | 0 | 0
3VL4740-2NH46-0AA0-Z | U01 | 3VL4740-2NH46-0AA0-ZU01 | 1 | UN | 1 | 5 | B | D | EAR99 | N | 85362090 | 1 |  | 7.6 | KG | 4668.4 | 4668.4 | LP20 | LP20 | circuit breaker VL400H high breaking capacity Icu=70kA, 415V AC 4-pole, line protection trip unit ETU22, LSIG In=400A, rated current IR=160...400A, overload protection, ISD=1.5 to 10xIR, II=11 xIN short-circuit protection N protected without auxiliary release ETU communication-capable without auxiliary/alarm switch with Safety Label for USA | - | 0 | 0
3VL4740-2NN46-0AA0 |  | 3VL4740-2NN46-0AA0 | 1 | UN | 1 | 5 | B | D | EAR99 | N | 85362090 | 1 | 4011209813335 | 7.83 | KG | 4499 | 4499 | LP20 | LP20 | circuit breaker VL400H high breaking capacity Icu=70kA, 415V AC 4-pole, line protection trip unit ETU12, LIG In=400A, rated current IR=160...400A, overload protection, II=1.25 to 11xIN, short-circuit protection N protected without auxiliary release ETU communication-capable without auxiliary/alarm switch | - | 0 | 0
3VL4740-2NN46-0AA0-Z | U01 | 3VL4740-2NN46-0AA0-ZU01 | 1 | UN | 1 | 5 | B | D | EAR99 | N | 85362090 | 1 |  | 7.6 | KG | 4547.4 | 4547.4 | LP20 | LP20 | circuit breaker VL400H high breaking capacity Icu=70kA, 415V AC 4-pole, line protection trip unit ETU12, LIG In=400A, rated current IR=160...400A, overload protection, II=1.25 to 11xIN, short-circuit protection N protected without auxiliary release ETU communication-capable without auxiliary/alarm switch with Safety Label for USA | - | 0 | 0
3VL4740-2SB36-0AA0 |  | 3VL4740-2SB36-0AA0 | 1 | UN | 1 | 5 | B | D | EAR99 | N | 85362090 | 1 | 4011209812840 | 5.9 | KG | 2431 | 2229.7 | LP20 | LP20 | circuit breaker VL400H high breaking capacity Icu=70kA, 415V AC 3-pole, line protection trip unit ETU10, LI In=400A, rated current IR=160...400A, overload protection, II=1.25 to 11xIN, short-circuit protection without auxiliary release without auxiliary/alarm switch | - | 0 | 0
3VL4740-2SB36-0AA0-Z | U01 | 3VL4740-2SB36-0AA0-ZU01 | 1 | UN | 1 | 5 | B | D | EAR99 | N | 85362090 | 1 |  | 5.9 | KG | 2479.4 | 2479.4 | LP20 | LP20 | circuit breaker VL400H high breaking capacity Icu=70kA, 415V AC 3-pole, line protection trip unit ETU10, LI In=400A, rated current IR=160...400A, overload protection, II=1.25 to 11xIN, short-circuit protection without auxiliary release without auxiliary/alarm switch with Safety Label for USA | - | 0 | 0
3VL4740-2SE36-0AA0 |  | 3VL4740-2SE36-0AA0 | 1 | UN | 1 | 5 | B | D | EAR99 | N | 85362090 | 1 | 4011209812864 | 6.326 | KG | 2695 | 2471.7 | LP20 | LP20 | circuit breaker VL400H high breaking capacity Icu=70kA, 415V AC 3-pole, line protection trip unit ETU20, LSI In=400A, rated current IR=160...400A, overload protection, ISD=1.5 to 10xIR, II=11 xIN short-circuit protection without auxiliary release without auxiliary/alarm switch | - | 0 | 0
3VL4740-2SE36-0AA0-Z | U01 | 3VL4740-2SE36-0AA0-ZU01 | 1 | UN | 1 | 5 | B | D | EAR99 | N | 85362090 | 1 |  | 5.9 | KG | 2743.4 | 2743.4 | LP20 | LP20 | circuit breaker VL400H high breaking capacity Icu=70kA, 415V AC 3-pole, line protection trip unit ETU20, LSI In=400A, rated current IR=160...400A, overload protection, ISD=1.5 to 10xIR, II=11 xIN short-circuit protection without auxiliary release without auxiliary/alarm switch with Safety Label for USA | - | 0 | 0
3VL4740-2SF36-0AA0 |  | 3VL4740-2SF36-0AA0 | 1 | UN | 1 | 5 | B | D | EAR99 | N | 85362090 | 1 | 4011209813342 | 6.147 | KG | 3355 | 3355 | LP20 | LP20 | circuit breaker VL400H high breaking capacity Icu=70kA, 415V AC 3-pole, line protection trip unit ETU12, LIG 3 phases/4 lines In=400A, rated current IR=160...400A, overload protection, II=1.25 to 11xIN, short-circuit protection without auxiliary release without auxiliary/alarm switch | - | 0 | 0
3VL4740-2SF36-0AA0-Z | U01 | 3VL4740-2SF36-0AA0-ZU01 | 1 | UN | 1 | 5 | B | D | EAR99 | N | 85362090 | 1 |  | 5.9 | KG | 3403.4 | 3403.4 | LP20 | LP20 | circuit breaker VL400H high breaking capacity Icu=70kA, 415V AC 3-pole, line protection trip unit ETU12, LIG 3 phases/4 lines In=400A, rated current IR=160...400A, overload protection, II=1.25 to 11xIN, short-circuit protection without auxiliary release without auxiliary/alarm switch with Safety Label for USA | - | 0 | 0
3VL4740-2SG36-0AA0 |  | 3VL4740-2SG36-0AA0 | 1 | UN | 1 | 5 | B | D | EAR99 | N | 85362090 | 1 | 4011209812895 | 6.356 | KG | 3091 | 3091 | LP20 | LP20 | circuit breaker VL400H high breaking capacity Icu=70kA, 415V AC 3-pole, line protection trip unit ETU22, LSIG 3 phases/3 lines In=400A, rated current IR=160...400A, overload protection, ISD=1.5 to 10xIR, II=11xIN short-circuit protection without auxiliary release without auxiliary/alarm switch | - | 0 | 0
3VL4740-2SG36-0AA0-Z | U01 | 3VL4740-2SG36-0AA0-ZU01 | 1 | UN | 1 | 5 | B | D | EAR99 | N | 85362090 | 1 |  | 5.9 | KG | 3139.4 | 3139.4 | LP20 | LP20 | circuit breaker VL400H high breaking capacity Icu=70kA, 415V AC 3-pole, line protection trip unit ETU22, LSIG 3 phases/3 lines In=400A, rated current IR=160...400A, overload protection, ISD=1.5 to 10xIR, II=11xIN short-circuit protection without auxiliary release without auxiliary/alarm switch with Safety Label for USA | - | 0 | 0
3VL4740-2SH36-0AA0 |  | 3VL4740-2SH36-0AA0 | 1 | UN | 1 | 5 | B | D | EAR99 | N | 85362090 | 1 | 4011209812918 | 6.356 | KG | 3091 | 3091 | LP20 | LP20 | circuit breaker VL400H high breaking capacity Icu=70kA, 415V AC 3-pole, line protection trip unit ETU22, LSIG 3 phases/4 lines with connecting cable In=400A, rated current IR=160...400A, overload protection, ISD=1.5 to 10xIR, II=11xIN short-circuit protection without auxiliary release without auxiliary/alarm switch | - | 0 | 0
3VL4740-2SH36-0AA0-Z | U01 | 3VL4740-2SH36-0AA0-ZU01 | 1 | UN | 1 | 5 | B | D | EAR99 | N | 85362090 | 1 |  | 5.9 | KG | 3139.4 | 3139.4 | LP20 | LP20 | circuit breaker VL400H high breaking capacity Icu=70kA, 415V AC 3-pole, line protection trip unit ETU22, LSIG 3 phases/4 lines with connecting cable In=400A, rated current IR=160...400A, overload protection, ISD=1.5 to 10xIR, II=11xIN short-circuit protection without auxiliary release without auxiliary/alarm switch with Safety Label for USA | - | 0 | 0
3VL4740-2SL36-0AA0 |  | 3VL4740-2SL36-0AA0 | 1 | UN | 1 | 5 | B | D | EAR99 | N | 85362090 | 1 | 4011209812932 | 6.356 | KG | 3091 | 3091 | LP20 | LP20 | circuit breaker VL400H high breaking capacity Icu=70kA, 415V AC 3-pole, line protection trip unit ETU12, LIG 3 phases/3 lines In=400A, rated current IR=160...400A, overload protection, II=1.25 to 11xIN, short-circuit protection without auxiliary release without auxiliary/alarm switch | - | 0 | 0
3VL4740-2SL36-0AA0-Z | U01 | 3VL4740-2SL36-0AA0-ZU01 | 1 | UN | 1 | 5 | B | D | EAR99 | N | 85362090 | 1 |  | 5.9 | KG | 3139.4 | 3139.4 | LP20 | LP20 | circuit breaker VL400H high breaking capacity Icu=70kA, 415V AC 3-pole, line protection trip unit ETU12, LIG 3 phases/3 lines In=400A, rated current IR=160...400A, overload protection, II=1.25 to 11xIN, short-circuit protection without auxiliary release without auxiliary/alarm switch with Safety Label for USA | - | 0 | 0
3VL4740-2TA46-0AA0 |  | 3VL4740-2TA46-0AA0 | 1 | UN | 1 | 5 | B | D | EAR99 | N | 85362090 | 1 | 4011209813113 | 7.83 | KG | 3498 | 3498 | LP20 | LP20 | circuit breaker VL400H high breaking capacity Icu=70kA, 415V AC 4-pole, line protection trip unit ETU10, LIN In=400A, rated current IR=160...400A, overload protection, II=1.25 to 11xIN, short-circuit protection N protected without auxiliary release without auxiliary/alarm switch | - | 0 | 0
3VL4740-2TA46-0AA0-Z | U01 | 3VL4740-2TA46-0AA0-ZU01 | 1 | UN | 1 | 5 | B | D | EAR99 | N | 85362090 | 1 |  | 7.6 | KG | 3546.4 | 3546.4 | LP20 | LP20 | circuit breaker VL400H high breaking capacity Icu=70kA, 415V AC 4-pole, line protection trip unit ETU10, LIN In=400A, rated current IR=160...400A, overload protection, II=1.25 to 11xIN, short-circuit protection N protected without auxiliary release without auxiliary/alarm switch with Safety Label for USA | - | 0 | 0
3VL4740-2TB46-0AA0 |  | 3VL4740-2TB46-0AA0 | 1 | UN | 1 | 5 | B | D | EAR99 | N | 85362090 | 1 | 4011209813137 | 7.83 | KG | 3311 | 3311 | LP20 | LP20 | circuit breaker VL400H high breaking capacity Icu=70kA, 415V AC 4-pole, line protection trip unit ETU10, LI In=400A, rated current IR=160...400A, overload protection, II=1.25 to 11xIN, short-circuit protection without auxiliary release without auxiliary/alarm switch | - | 0 | 0
3VL4740-2TB46-0AA0-Z | U01 | 3VL4740-2TB46-0AA0-ZU01 | 1 | UN | 1 | 5 | B | D | EAR99 | N | 85362090 | 1 |  | 7.6 | KG | 3359.4 | 3359.4 | LP20 | LP20 | circuit breaker VL400H high breaking capacity Icu=70kA, 415V AC 4-pole, line protection trip unit ETU10, LI In=400A, rated current IR=160...400A, overload protection, II=1.25 to 11xIN, short-circuit protection without auxiliary release without auxiliary/alarm switch with Safety Label for USA | - | 0 | 0
3VL4740-2TE46-0AA0 |  | 3VL4740-2TE46-0AA0 | 1 | UN | 1 | 5 | B | D | EAR99 | N | 85362090 | 1 | 4011209813151 | 7.83 | KG | 3608 | 3608 | LP20 | LP20 | circuit breaker VL400H high breaking capacity Icu=70kA, 415V AC 4-pole, line protection trip unit ETU20, LSI In=400A, rated current IR=160...400A, overload protection, ISD=1.5 to 10xIR, II=11 xIN short-circuit protection N unprotected without auxiliary release without auxiliary/alarm switch | - | 0 | 0
3VL4740-2TE46-0AA0-Z | U01 | 3VL4740-2TE46-0AA0-ZU01 | 1 | UN | 1 | 5 | B | D | EAR99 | N | 85362090 | 1 |  | 7.6 | KG | 3656.4 | 3656.4 | LP20 | LP20 | circuit breaker VL400H high breaking capacity Icu=70kA, 415V AC 4-pole, line protection trip unit ETU20, LSI In=400A, rated current IR=160...400A, overload protection, ISD=1.5 to 10xIR, II=11 xIN short-circuit protection N unprotected without auxiliary release without auxiliary/alarm switch with Safety Label for USA | - | 0 | 0
3VL4740-2TF46-0AA0 |  | 3VL4740-2TF46-0AA0 | 1 | UN | 1 | 5 | B | D | EAR99 | N | 85362090 | 1 | 4011209813175 | 7.83 | KG | 3828 | 3490.6 | LP20 | LP20 | circuit breaker VL400H high breaking capacity Icu=70kA, 415V AC 4-pole, line protection trip unit ETU20, LSI In=400A, rated current IR=160...400A, overload protection, ISD=1.5 to 10xIR, II=11 xIN short-circuit protection N protected without auxiliary release without auxiliary/alarm switch | - | 0 | 0
3VL4740-2TF46-0AA0-Z | U01 | 3VL4740-2TF46-0AA0-ZU01 | 1 | UN | 1 | 5 | B | D | EAR99 | N | 85362090 | 1 |  | 7.6 | KG | 3876.4 | 3876.4 | LP20 | LP20 | circuit breaker VL400H high breaking capacity Icu=70kA, 415V AC 4-pole, line protection trip unit ETU20, LSI In=400A, rated current IR=160...400A, overload protection, ISD=1.5 to 10xIR, II=11 xIN short-circuit protection N protected without auxiliary release without auxiliary/alarm switch with Safety Label for USA | - | 0 | 0
3VL4740-2TH46-0AA0 |  | 3VL4740-2TH46-0AA0 | 1 | UN | 1 | 5 | B | D | EAR99 | N | 85362090 | 1 | 4011209813199 | 7.83 | KG | 4499 | 4499 | LP20 | LP20 | circuit breaker VL400H high breaking capacity Icu=70kA, 415V AC 4-pole, line protection trip unit ETU22, LSIG In=400A, rated current IR=160...400A, overload protection, ISD=1.5 to 10xIR, II=11 xIN short-circuit protection N protected without auxiliary release without auxiliary/alarm switch | - | 0 | 0
3VL4740-2TH46-0AA0-Z | U01 | 3VL4740-2TH46-0AA0-ZU01 | 1 | UN | 1 | 5 | B | D | EAR99 | N | 85362090 | 1 |  | 7.6 | KG | 4547.4 | 4547.4 | LP20 | LP20 | circuit breaker VL400H high breaking capacity Icu=70kA, 415V AC 4-pole, line protection trip unit ETU22, LSIG In=400A, rated current IR=160...400A, overload protection, ISD=1.5 to 10xIR, II=11 xIN short-circuit protection N protected without auxiliary release without auxiliary/alarm switch with Safety Label for USA | - | 0 | 0
3VL4740-2TN46-0AA0 |  | 3VL4740-2TN46-0AA0 | 1 | UN | 1 | 5 | B | D | EAR99 | N | 85362090 | 1 | 4011209813212 | 7.83 | KG | 4400 | 4400 | LP20 | LP20 | circuit breaker VL400H high breaking capacity Icu=70kA, 415V AC 4-pole, line protection trip unit ETU12, LIG In=400A, rated current IR=160...400A, overload protection, II=1.25 to 11xIN, short-circuit protection N protected without auxiliary release without auxiliary/alarm switch | - | 0 | 0
3VL4740-2TN46-0AA0-Z | U01 | 3VL4740-2TN46-0AA0-ZU01 | 1 | UN | 1 | 5 | B | D | EAR99 | N | 85362090 | 1 |  | 7.6 | KG | 4448.4 | 4448.4 | LP20 | LP20 | circuit breaker VL400H high breaking capacity Icu=70kA, 415V AC 4-pole, line protection trip unit ETU12, LIG In=400A, rated current IR=160...400A, overload protection, II=1.25 to 11xIN, short-circuit protection N protected without auxiliary release without auxiliary/alarm switch with Safety Label for USA | - | 0 | 0
3VL4740-2UH36-0AA0 |  | 3VL4740-2UH36-0AA0 | 1 | UN | 1 | 5 | B | D | EAR99 | N | 85362090 | 1 | 4011209886933 | 6.356 | KG | 3828 | 3828 | LP20 | LP20 | circuit breaker VL400H high breaking capacity Icu=70kA, 415V AC 3-pole, line protection trip unit LCD ETU40, LI/LS/LSI In=400A, rated current IR=160...400A, overload protection, ISD=1.5 to 10xIR, II=11 xIN short-circuit protection without auxiliary release without auxiliary/alarm switch | - | 0 | 0
3VL4740-2UH36-0AA0-Z | U01 | 3VL4740-2UH36-0AA0-ZU01 | 1 | UN | 1 | 5 | B | D | EAR99 | N | 85362090 | 1 |  | 5.9 | KG | 3876.4 | 3876.4 | LP20 | LP20 | circuit breaker VL400H high breaking capacity Icu=70kA, 415V AC 3-pole, line protection trip unit LCD ETU40, LI/LS/LSI In=400A, rated current IR=160...400A, overload protection, ISD=1.5 to 10xIR, II=11 xIN short-circuit protection without auxiliary release without auxiliary/alarm switch with Safety Label for USA | - | 0 | 0
3VL4740-2UJ46-0AA0 |  | 3VL4740-2UJ46-0AA0 | 1 | UN | 1 | 5 | B | D | EAR99 | N | 85362090 | 1 | 4011209887299 | 7.83 | KG | 4917 | 4917 | LP20 | LP20 | circuit breaker VL400H high breaking capacity Icu=70kA, 415V AC 4-pole, line protection trip unit LCD ETU40, LI/LS/LSI In=400A, rated current IR=160...400A, overload protection, ISD=1.5 to 10xIR, II=11 xIN short-circuit protection N protected without auxiliary release without auxiliary/alarm switch | - | 0 | 0
3VL4740-2UJ46-0AA0-Z | U01 | 3VL4740-2UJ46-0AA0-ZU01 | 1 | UN | 1 | 5 | B | D | EAR99 | N | 85362090 | 1 |  | 7.6 | KG | 4965.4 | 4965.4 | LP20 | LP20 | circuit breaker VL400H high breaking capacity Icu=70kA, 415V AC 4-pole, line protection trip unit LCD ETU40, LI/LS/LSI In=400A, rated current IR=160...400A, overload protection, ISD=1.5 to 10xIR, II=11 xIN short-circuit protection N protected without auxiliary release without auxiliary/alarm switch with Safety Label for USA | - | 0 | 0
3VL4740-2UL36-0AA0 |  | 3VL4740-2UL36-0AA0 | 1 | UN | 1 | 5 | B | D | EAR99 | N | 85362090 | 1 | 4011209887053 | 6.356 | KG | 4213 | 4213 | LP20 | LP20 | circuit breaker VL400H high breaking capacity Icu=70kA, 415V AC 3-pole, line protection trip unit LCD ETU42, LSIG 3 phases/3 lines In=400A, rated current IR=160...400A, overload protection, ISD=1.5 to 10xIR, II=11xIN short-circuit protection without auxiliary release without auxiliary/alarm switch | - | 0 | 0
3VL4740-2UL36-0AA0-Z | U01 | 3VL4740-2UL36-0AA0-ZU01 | 1 | UN | 1 | 5 | B | D | EAR99 | N | 85362090 | 1 |  | 5.9 | KG | 4261.4 | 4261.4 | LP20 | LP20 | circuit breaker VL400H high breaking capacity Icu=70kA, 415V AC 3-pole, line protection trip unit LCD ETU42, LSIG 3 phases/3 lines In=400A, rated current IR=160...400A, overload protection, ISD=1.5 to 10xIR, II=11xIN short-circuit protection without auxiliary release without auxiliary/alarm switch with Safety Label for USA | - | 0 | 0
3VL4740-2UM36-0AA0 |  | 3VL4740-2UM36-0AA0 | 1 | UN | 1 | 5 | B | D | EAR99 | N | 85362090 | 1 | 4011209887176 | 6.356 | KG | 4213 | 4213 | LP20 | LP20 | circuit breaker VL400H high breaking capacity Icu=70kA, 415V AC 3-pole, line protection trip unit LCD ETU42, LSIG 3 phases/4 lines with connecting cable In=400A, rated current IR=160...400A, overload protection, ISD=1.5 to 10xIR, II=11xIN short-circuit protection without auxiliary release without auxiliary/alarm switch | - | 0 | 0
3VL4740-2UM36-0AA0-Z | U01 | 3VL4740-2UM36-0AA0-ZU01 | 1 | UN | 1 | 5 | B | D | EAR99 | N | 85362090 | 1 |  | 5.9 | KG | 4261.4 | 4261.4 | LP20 | LP20 | circuit breaker VL400H high breaking capacity Icu=70kA, 415V AC 3-pole, line protection trip unit LCD ETU42, LSIG 3 phases/4 lines with connecting cable In=400A, rated current IR=160...400A, overload protection, ISD=1.5 to 10xIR, II=11xIN short-circuit protection without auxiliary release without auxiliary/alarm switch with Safety Label for USA | - | 0 | 0
3VL4740-2UN46-0AA0 |  | 3VL4740-2UN46-0AA0 | 1 | UN | 1 | 5 | B | D | EAR99 | N | 85362090 | 1 | 4011209887411 | 7.83 | KG | 4917 | 4917 | LP20 | LP20 | circuit breaker VL400H high breaking capacity Icu=70kA, 415V AC 4-pole, line protection trip unit LCD ETU42, LSIG In=400A, rated current IR=160...400A, overload protection, ISD=1.5 to 10xIR, II=11 xIN short-circuit protection N protected with ground-fault protection without auxiliary release without auxiliary/alarm switch | - | 0 | 0
3VL4740-2UN46-0AA0-Z | U01 | 3VL4740-2UN46-0AA0-ZU01 | 1 | UN | 1 | 5 | B | D | EAR99 | N | 85362090 | 1 |  | 7.6 | KG | 4965.4 | 4965.4 | LP20 | LP20 | circuit breaker VL400H high breaking capacity Icu=70kA, 415V AC 4-pole, line protection trip unit LCD ETU42, LSIG In=400A, rated current IR=160...400A, overload protection, ISD=1.5 to 10xIR, II=11 xIN short-circuit protection N protected with ground-fault protection without auxiliary release without auxiliary/alarm switch with Safety Label for USA | - | 0 | 0
3VL4740-3AA36-0AA0 |  | 3VL4740-3AA36-0AA0 | 1 | UN | 1 | 5 | B | D | N | N | 85362090 | 1 | 4011209655461 | 7 | KG | 1826 | 1826 | LP20 | LP20 | circuit breaker VL400L w/o Electronic Trip Unit very high breaking capacity Icu=100kA/415V AC, 3-pole In=< 400A, rated current without auxiliary release with screw terminal connections for switching unit and ETU | - | 0 | 0
3VL4740-3AA46-0AA0 |  | 3VL4740-3AA46-0AA0 | 1 | UN | 1 | 5 | B | D | N | N | 85362090 | 1 | 4011209655447 | 7 | KG | 2310 | 2310 | LP20 | LP20 | circuit breaker VL400L w/o Electronic Trip Unit very high breaking capacity Icu=100kA/415V AC, 4-pole In=< 400A, rated current without auxiliary release with screw terminal connections for switching unit and ETU | - | 0 | 0
3VL4740-3CJ46-0AA0-Z | U01 | 3VL4740-3CJ46-0AA0-ZU01 | 1 | UN | 1 | 30 | D | D | EAR99 | N | 85362090 | 1 |  | 7.6 | KG | 8771.4 | 8771.4 | LP20 | LP20 | circuit breaker VL400L very high breaking capacity Icu=100kA, 415V AC 4-pole, line protection trip unit LCD ETU40, LI/LS/LSI In=400A, rated current IR=160...400A, overload protection, ISD=1.5 to 10xIR, II=11 xIN short-circuit protection N protected without auxiliary release without auxiliary/alarm switch with Safety Label for USA | - | 0 | 0
3VL4740-3CL36-0AA0-Z | U01 | 3VL4740-3CL36-0AA0-ZU01 | 1 | UN | 1 | 30 | D | D | EAR99 | N | 85362090 | 1 |  | 5.9 | KG | 7495.4 | 7495.4 | LP20 | LP20 | circuit breaker VL400L very high breaking capacity Icu=100kA, 415V AC 3-pole, line protection trip unit LCD ETU42, LSIG 3 phases/3 lines In=400A, rated current IR=160...400A, overload protection, ISD=1.5 to 10xIR, II=11xIN short-circuit protection without auxiliary release without auxiliary/alarm switch with Safety Label for USA | - | 0 | 0
3VL4740-3CN46-0AA0-Z | U01 | 3VL4740-3CN46-0AA0-ZU01 | 1 | UN | 1 | 30 | D | D | EAR99 | N | 85362090 | 1 |  | 7.6 | KG | 8771.4 | 8771.4 | LP20 | LP20 | circuit breaker VL400L very high breaking capacity Icu=100kA, 415V AC 4-pole, line protection trip unit LCD ETU42, LSIG In=400A, rated current IR=160...400A, overload protection, ISD=1.5 to 10xIR, II=11 xIN short-circuit protection N protected with ground-fault protection without auxiliary release without auxiliary/alarm switch with Safety Label for USA | - | 0 | 0
3VL4740-3DC36-0AA0 |  | 3VL4740-3DC36-0AA0 | 1 | UN | 1 | 5 | B | D | EAR99 | N | 85362090 | 1 | 4011209486720 | 6.195 | KG | 2673 | 2448.4 | LP20 | LP20 | circuit breaker VL400L very high breaking capacity Icu=100kA, 415V AC 3-pole, line protection trip unit TM, LI In=400A, rated current IR=320...400A, overload protection, II=2000...4000A, short-circuit protection without auxiliary release without auxiliary/alarm switch | - | 0 | 0
3VL4740-3DC36-0AA0-Z | U01 | 3VL4740-3DC36-0AA0-ZU01 | 1 | UN | 1 | 5 | B | D | EAR99 | N | 85362090 | 1 |  | 5.7 | KG | 2721.4 | 2721.4 | LP20 | LP20 | circuit breaker VL400L very high breaking capacity Icu=100kA, 415V AC 3-pole, line protection trip unit TM, LI In=400A, rated current IR=320...400A, overload protection, II=2000...4000A, short-circuit protection without auxiliary release without auxiliary/alarm switch with Safety Label for USA | - | 0 | 0
3VL4740-3DC36-0AB1-Z | U01 | 3VL4740-3DC36-0AB1-ZU01 | 1 | UN | 1 | 5 | B | D | EAR99 | N | 85362090 | 1 |  | 5.7 | KG | 2797.08 | 2797.08 | LP20 | LP20 | circuit breaker VL400L very high breaking capacity Icu=100kA, 415V AC 3-pole, line protection trip unit TM, LI In=400A, rated current IR=320...400A, overload protection, II=2000...4000A, short-circuit protection without auxiliary release Auxiliary switch mounting kit 2 AUX (1 NO + 1 NC) with Safety Label for USA | - | 0 | 0
3VL4740-3DC36-0AD1 |  | 3VL4740-3DC36-0AD1 | 1 | UN | 1 | 5 | B | D | EAR99 | N | 85362090 | 1 | 4011209757271 | 6.255 | KG | 2769.25 | 2769.25 | LP20 | LP20 | circuit breaker VL400L very high breaking capacity Icu=100kA, 415V AC 3-pole, line protection trip unit TM, LI In=400A, rated current IR=320...400A, overload protection, II=2000...4000A, short-circuit protection without auxiliary release Auxiliary/alarm switch mounting kit 2 AUX (1 NO+1 NC)+1 AS (1 NO) | - | 0 | 0
3VL4740-3DC36-2PA0-Z | U01 | 3VL4740-3DC36-2PA0-ZU01 | 1 | UN | 1 | 5 | B | D | EAR99 | N | 85362090 | 1 |  | 5.7 | KG | 2912.8 | 2912.8 | LP20 | LP20 | circuit breaker VL400L very high breaking capacity Icu=100kA, 415V AC 3-pole, line protection trip unit TM, LI In=400A, rated current IR=320...400A, overload protection, II=2000...4000A, short-circuit protection Undervoltage release 24 V DC without auxiliary/alarm switch with Safety Label for USA | - | 0 | 0
3VL4740-3DC36-8TB1-Z | U01 | 3VL4740-3DC36-8TB1-ZU01 | 1 | UN | 1 | 5 | B | D | EAR99 | N | 85362090 | 1 |  | 5.7 | KG | 2942.28 | 2942.28 | LP20 | LP20 | circuit breaker VL400L very high breaking capacity Icu=100kA, 415V AC 3-pole, line protection trip unit TM, LI In=400A, rated current IR=320...400A, overload protection, II=2000...4000A, short-circuit protection Shunt release 208...277 V AC Auxiliary switch mounting kit 2 AUX (1 NO + 1 NC) with Safety Label for USA | - | 0 | 0
3VL4740-3DE36-0AA0 |  | 3VL4740-3DE36-0AA0 | 1 | UN | 1 | 5 | B | D | EAR99 | N | 85362090 | 1 | 4011209486737 | 5.7 | KG | 1639 | 1499 | LP20 | LP20 | circuit breaker VL400L very high breaking capacity Icu=100kA, 415V AC 3-pole, non-auto. air circ. br. trip unit magnetic In=400A, rated current II=4000A, short-circuit protection without auxiliary release without auxiliary/alarm switch | - | 0 | 0
3VL4740-3DE36-0AA0-Z | U01 | 3VL4740-3DE36-0AA0-ZU01 | 1 | UN | 1 | 5 | B | D | EAR99 | N | 85362090 | 1 |  | 5.7 | KG | 1687.4 | 1687.4 | LP20 | LP20 | circuit breaker VL400L very high breaking capacity Icu=100kA, 415V AC 3-pole, non-auto. air circ. br. trip unit magnetic In=400A, rated current II=4000A, short-circuit protection without auxiliary release without auxiliary/alarm switch with Safety Label for USA | - | 0 | 0
3VL4740-3EC46-0AA0 |  | 3VL4740-3EC46-0AA0 | 1 | UN | 1 | 5 | B | D | EAR99 | N | 85362090 | 1 | 4011209486751 | 7.834 | KG | 3575 | 3272.9 | LP20 | LP20 | circuit breaker VL400L very high breaking capacity Icu=100kA, 415V AC 4-pole, line protection trip unit TM, LI In=400A, rated current IR=320...400A, overload protection, II=2000...4000A, short-circuit protection N protected without auxiliary release without auxiliary/alarm switch | - | 0 | 0
3VL4740-3EC46-0AA0-Z | U01 | 3VL4740-3EC46-0AA0-ZU01 | 1 | UN | 1 | 5 | B | D | EAR99 | N | 85362090 | 1 |  | 7.4 | KG | 3623.4 | 3623.4 | LP20 | LP20 | circuit breaker VL400L very high breaking capacity Icu=100kA, 415V AC 4-pole, line protection trip unit TM, LI In=400A, rated current IR=320...400A, overload protection, II=2000...4000A, short-circuit protection N protected without auxiliary release without auxiliary/alarm switch with Safety Label for USA | - | 0 | 0
3VL4740-3EE46-0AA0 |  | 3VL4740-3EE46-0AA0 | 1 | UN | 1 | 5 | B | D | EAR99 | N | 85362090 | 1 | 4011209486768 | 9 | KG | 2145 | 1961.2 | LP20 | LP20 | circuit breaker VL400L very high breaking capacity Icu=100kA, 415V AC 4-pole, non-auto. air circ. br. trip unit magnetic In=400A, rated current II=4000A, short-circuit protection without auxiliary release without auxiliary/alarm switch | - | 0 | 0
3VL4740-3EE46-0AA0-Z | U01 | 3VL4740-3EE46-0AA0-ZU01 | 1 | UN | 1 | 5 | B | D | EAR99 | N | 85362090 | 1 |  | 7.4 | KG | 2193.4 | 2193.4 | LP20 | LP20 | circuit breaker VL400L very high breaking capacity Icu=100kA, 415V AC 4-pole, non-auto. air circ. br. trip unit magnetic In=400A, rated current II=4000A, short-circuit protection without auxiliary release without auxiliary/alarm switch with Safety Label for USA | - | 0 | 0
3VL4740-3EJ46-0AA0 |  | 3VL4740-3EJ46-0AA0 | 1 | UN | 1 | 5 | B | D | EAR99 | N | 85362090 | 1 | 4011209486775 | 7.97 | KG | 3421 | 3134.9 | LP20 | LP20 | circuit breaker VL400L very high breaking capacity Icu=100kA, 415V AC 4-pole, line protection trip unit TM, LI In=400A, rated current IR=320...400A, overload protection, II=2000...4000A, short-circuit protection N unprotected without auxiliary release without auxiliary/alarm switch | - | 0 | 0
3VL4740-3EJ46-0AA0-Z | U01 | 3VL4740-3EJ46-0AA0-ZU01 | 1 | UN | 1 | 5 | B | D | EAR99 | N | 85362090 | 1 |  | 7.4 | KG | 3469.4 | 3469.4 | LP20 | LP20 | circuit breaker VL400L very high breaking capacity Icu=100kA, 415V AC 4-pole, line protection trip unit TM, LI In=400A, rated current IR=320...400A, overload protection, II=2000...4000A, short-circuit protection N unprotected without auxiliary release without auxiliary/alarm switch with Safety Label for USA | - | 0 | 0
3VL4740-3EM46-0AA0 |  | 3VL4740-3EM46-0AA0 | 1 | UN | 1 | 5 | B | D | EAR99 | N | 85362090 | 1 | 4011209786455 | 7.91 | KG | 3575 | 3272.9 | LP20 | LP20 | circuit breaker VL400L very high breaking capacity Icu=100kA, 415V AC 4-pole, line protection TU, TM, LI In=400A, rated current IR=320...400A, overload prot. II=2000...4000A, short-circuit protection N protected (100%) without auxiliary release without auxiliary/alarm switch | - | 0 | 0
3VL4740-3EM46-0AA0-Z | U01 | 3VL4740-3EM46-0AA0-ZU01 | 1 | UN | 1 | 5 | B | D | EAR99 | N | 85362090 | 1 |  | 7.4 | KG | 3623.4 | 3623.4 | LP20 | LP20 | circuit breaker VL400L very high breaking capacity Icu=100kA, 415V AC 4-pole, line protection TU, TM, LI In=400A, rated current IR=320...400A, overload prot. II=2000...4000A, short-circuit protection N protected (100%) without auxiliary release without auxiliary/alarm switch with Safety Label for USA | - | 0 | 0
3VL4740-3LA46-0AA0 |  | 3VL4740-3LA46-0AA0 | 1 | UN | 1 | 5 | B | D | EAR99 | N | 85362090 | 1 | 4011209873889 | 7.91 | KG | 4796 | 4796 | LP20 | LP20 | circuit breaker VL400L very high breaking capacity Icu=100kA, 415V AC 4-pole, line protection trip unit ETU10, LI In=400A, rated current IR=160...400A, overload protection, II=1.25 to 11xIN, short-circuit protection N protected shipbuilding certificate for LRS, DNV and gL without auxiliary release without auxiliary/alarm switch | - | 0 | 0
3VL4740-3LA46-0AA0-Z | U01 | 3VL4740-3LA46-0AA0-ZU01 | 1 | UN | 1 | 5 | B | D | EAR99 | N | 85362090 | 1 |  | 7.6 | KG | 4844.4 | 4844.4 | LP20 | LP20 | circuit breaker VL400L very high breaking capacity Icu=100kA, 415V AC 4-pole, line protection trip unit ETU10, LI In=400A, rated current IR=160...400A, overload protection, II=1.25 to 11xIN, short-circuit protection N protected shipbuilding certificate for LRS, DNV and gL without auxiliary release without auxiliary/alarm switch with Safety Label for USA | - | 0 | 0
3VL4740-3LB36-0AA0 |  | 3VL4740-3LB36-0AA0 | 1 | UN | 1 | 5 | B | D | EAR99 | N | 85362090 | 1 | 4011209873582 | 6.356 | KG | 3553 | 3553 | LP20 | LP20 | circuit breaker VL400L very high breaking capacity Icu=100kA, 415V AC 3-pole, line protection trip unit ETU10, LI In=400A, rated current IR=160...400A, overload protection, II=1.25 to 11xIN, short-circuit protection shipbuilding certificate for LRS, DNV and gL without auxiliary release without auxiliary/alarm switch | - | 0 | 0
3VL4740-3LB36-0AA0-Z | U01 | 3VL4740-3LB36-0AA0-ZU01 | 1 | UN | 1 | 5 | B | D | EAR99 | N | 85362090 | 1 |  | 5.9 | KG | 3601.4 | 3601.4 | LP20 | LP20 | circuit breaker VL400L very high breaking capacity Icu=100kA, 415V AC 3-pole, line protection trip unit ETU10, LI In=400A, rated current IR=160...400A, overload protection, II=1.25 to 11xIN, short-circuit protection shipbuilding certificate for LRS, DNV and gL without auxiliary release without auxiliary/alarm switch with Safety Label for USA | - | 0 | 0
3VL4740-3LE36-0AA0 |  | 3VL4740-3LE36-0AA0 | 1 | UN | 1 | 5 | B | D | EAR99 | N | 85362090 | 1 | 4011209873704 | 6.356 | KG | 3839 | 3839 | LP20 | LP20 | circuit breaker VL400L very high breaking capacity Icu=100kA, 415V AC 3-pole, line protection trip unit ETU20, LSI In=400A, rated current IR=160...400A, overload protection, ISD=1.5 to 10xIR, II=11 xIN short-circuit protection shipbuilding certificate for LRS, DNV and gL without auxiliary release without auxiliary/alarm switch | - | 0 | 0
3VL4740-3LE36-0AA0-Z | U01 | 3VL4740-3LE36-0AA0-ZU01 | 1 | UN | 1 | 5 | B | D | EAR99 | N | 85362090 | 1 |  | 5.9 | KG | 3887.4 | 3887.4 | LP20 | LP20 | circuit breaker VL400L very high breaking capacity Icu=100kA, 415V AC 3-pole, line protection trip unit ETU20, LSI In=400A, rated current IR=160...400A, overload protection, ISD=1.5 to 10xIR, II=11 xIN short-circuit protection shipbuilding certificate for LRS, DNV and gL without auxiliary release without auxiliary/alarm switch with Safety Label for USA | - | 0 | 0
3VL4740-3LF46-0AA0 |  | 3VL4740-3LF46-0AA0 | 1 | UN | 1 | 5 | B | D | EAR99 | N | 85362090 | 1 | 4011209874008 | 7.91 | KG | 5203 | 5203 | LP20 | LP20 | circuit breaker VL400L very high breaking capacity Icu=100kA, 415V AC 4-pole, line protection trip unit ETU20, LSI In=400A, rated current IR=160...400A, overload protection, ISD=1.5 to 10xIR, II=11 xIN short-circuit protection N protected shipbuilding certificate for LRS, DNV and gL without auxiliary release without auxiliary/alarm switch | - | 0 | 0
3VL4740-3LF46-0AA0-Z | U01 | 3VL4740-3LF46-0AA0-ZU01 | 1 | UN | 1 | 5 | B | D | EAR99 | N | 85362090 | 1 |  | 7.6 | KG | 5251.4 | 5251.4 | LP20 | LP20 | circuit breaker VL400L very high breaking capacity Icu=100kA, 415V AC 4-pole, line protection trip unit ETU20, LSI In=400A, rated current IR=160...400A, overload protection, ISD=1.5 to 10xIR, II=11 xIN short-circuit protection N protected shipbuilding certificate for LRS, DNV and gL without auxiliary release without auxiliary/alarm switch with Safety Label for USA | - | 0 | 0
3VL4740-3MB36-0AA0 |  | 3VL4740-3MB36-0AA0 | 1 | UN | 1 | 5 | B | D | EAR99 | N | 85362090 | 1 | 4011209813977 | 6.356 | KG | 3179 | 3179 | LP20 | LP20 | circuit breaker VL400L very high breaking capacity Icu=100kA, 415V AC 3-pole, line protection trip unit ETU10, LI In=400A, rated current IR=160...400A, overload protection, II=1.25 to 11xIN, short-circuit protection without auxiliary release ETU communication-capable without auxiliary/alarm switch | - | 0 | 0
3VL4740-3MB36-0AA0-Z | U01 | 3VL4740-3MB36-0AA0-ZU01 | 1 | UN | 1 | 5 | B | D | EAR99 | N | 85362090 | 1 |  | 5.9 | KG | 3227.4 | 3227.4 | LP20 | LP20 | circuit breaker VL400L very high breaking capacity Icu=100kA, 415V AC 3-pole, line protection trip unit ETU10, LI In=400A, rated current IR=160...400A, overload protection, II=1.25 to 11xIN, short-circuit protection without auxiliary release ETU communication-capable without auxiliary/alarm switch with Safety Label for USA | - | 0 | 0
3VL4740-3ME36-0AA0 |  | 3VL4740-3ME36-0AA0 | 1 | UN | 1 | 5 | B | D | EAR99 | N | 85362090 | 1 | 4011209813991 | 6.356 | KG | 3432 | 3432 | LP20 | LP20 | circuit breaker VL400L very high breaking capacity Icu=100kA, 415V AC 3-pole, line protection trip unit ETU20, LSI In=400A, rated current IR=160...400A, overload protection, ISD=1.5 to 10xIR, II=11 xIN short-circuit protection without auxiliary release ETU communication-capable without auxiliary/alarm switch | - | 0 | 0
3VL4740-3ME36-0AA0-Z | U01 | 3VL4740-3ME36-0AA0-ZU01 | 1 | UN | 1 | 5 | B | D | EAR99 | N | 85362090 | 1 |  | 5.9 | KG | 3480.4 | 3480.4 | LP20 | LP20 | circuit breaker VL400L very high breaking capacity Icu=100kA, 415V AC 3-pole, line protection trip unit ETU20, LSI In=400A, rated current IR=160...400A, overload protection, ISD=1.5 to 10xIR, II=11 xIN short-circuit protection without auxiliary release ETU communication-capable without auxiliary/alarm switch with Safety Label for USA | - | 0 | 0
3VL4740-3MF36-0AA0 |  | 3VL4740-3MF36-0AA0 | 1 | UN | 1 | 5 | B | D | EAR99 | N | 85362090 | 1 | 4011209814011 | 6.356 | KG | 4103 | 4103 | LP20 | LP20 | circuit breaker VL400L very high breaking capacity Icu=100kA, 415V AC 3-pole, line protection trip unit ETU12, LIGN 3 phases/4 lines In=400A, rated current IR=160...400A, overload protection, II=1.25 to 11xIN, short-circuit protection without auxiliary release ETU communication-capable without auxiliary/alarm switch | - | 0 | 0
3VL4740-3MF36-0AA0-Z | U01 | 3VL4740-3MF36-0AA0-ZU01 | 1 | UN | 1 | 5 | B | D | EAR99 | N | 85362090 | 1 |  | 5.9 | KG | 4151.4 | 4151.4 | LP20 | LP20 | circuit breaker VL400L very high breaking capacity Icu=100kA, 415V AC 3-pole, line protection trip unit ETU12, LIGN 3 phases/4 lines In=400A, rated current IR=160...400A, overload protection, II=1.25 to 11xIN, short-circuit protection without auxiliary release ETU communication-capable without auxiliary/alarm switch with Safety Label for USA | - | 0 | 0
3VL4740-3MG36-0AA0 |  | 3VL4740-3MG36-0AA0 | 1 | UN | 1 | 5 | B | D | EAR99 | N | 85362090 | 1 | 4011209814035 | 6.356 | KG | 3905 | 3905 | LP20 | LP20 | circuit breaker VL400L very high breaking capacity Icu=100kA, 415V AC 3-pole, line protection trip unit ETU22, LSIG 3 phases/3 lines In=400A, rated current IR=160...400A, overload protection, ISD=1.5 to 10xIR, II=11xIN short-circuit protection without auxiliary release ETU communication-capable without auxiliary/alarm switch | - | 0 | 0
3VL4740-3MG36-0AA0-Z | U01 | 3VL4740-3MG36-0AA0-ZU01 | 1 | UN | 1 | 5 | B | D | EAR99 | N | 85362090 | 1 |  | 5.9 | KG | 3953.4 | 3953.4 | LP20 | LP20 | circuit breaker VL400L very high breaking capacity Icu=100kA, 415V AC 3-pole, line protection trip unit ETU22, LSIG 3 phases/3 lines In=400A, rated current IR=160...400A, overload protection, ISD=1.5 to 10xIR, II=11xIN short-circuit protection without auxiliary release ETU communication-capable without auxiliary/alarm switch with Safety Label for USA | - | 0 | 0
3VL4740-3MH36-0AA0 |  | 3VL4740-3MH36-0AA0 | 1 | UN | 1 | 5 | B | D | EAR99 | N | 85362090 | 1 | 4011209814059 | 6.356 | KG | 3905 | 3905 | LP20 | LP20 | circuit breaker VL400L very high breaking capacity Icu=100kA, 415V AC 3-pole, line protection trip unit ETU22, LSIG 3 phases/4 lines with connecting cable In=400A, rated current IR=160...400A, overload protection, ISD=1.5 to 10xIR, II=11xIN short-circuit protection without auxiliary release ETU communication-capable without auxiliary/alarm switch | - | 0 | 0
3VL4740-3MH36-0AA0-Z | U01 | 3VL4740-3MH36-0AA0-ZU01 | 1 | UN | 1 | 5 | B | D | EAR99 | N | 85362090 | 1 |  | 5.9 | KG | 3953.4 | 3953.4 | LP20 | LP20 | circuit breaker VL400L very high breaking capacity Icu=100kA, 415V AC 3-pole, line protection trip unit ETU22, LSIG 3 phases/4 lines with connecting cable In=400A, rated current IR=160...400A, overload protection, ISD=1.5 to 10xIR, II=11xIN short-circuit protection without auxiliary release ETU communication-capable without auxiliary/alarm switch with Safety Label for USA | - | 0 | 0
3VL4740-3ML36-0AA0 |  | 3VL4740-3ML36-0AA0 | 1 | UN | 1 | 5 | B | D | EAR99 | N | 85362090 | 1 | 4011209814073 | 6.356 | KG | 3872 | 3872 | LP20 | LP20 | circuit breaker VL400L very high breaking capacity Icu=100kA, 415V AC 3-pole, line protection trip unit ETU12, LIG 3 phases/3 lines In=400A, rated current IR=160...400A, overload protection, II=1.25 to 11xIN, short-circuit protection without auxiliary release ETU communication-capable without auxiliary/alarm switch | - | 0 | 0
3VL4740-3ML36-0AA0-Z | U01 | 3VL4740-3ML36-0AA0-ZU01 | 1 | UN | 1 | 5 | B | D | EAR99 | N | 85362090 | 1 |  | 5.9 | KG | 3920.4 | 3920.4 | LP20 | LP20 | circuit breaker VL400L very high breaking capacity Icu=100kA, 415V AC 3-pole, line protection trip unit ETU12, LIG 3 phases/3 lines In=400A, rated current IR=160...400A, overload protection, II=1.25 to 11xIN, short-circuit protection without auxiliary release ETU communication-capable without auxiliary/alarm switch with Safety Label for USA | - | 0 | 0
3VL4740-3NA46-0AA0 |  | 3VL4740-3NA46-0AA0 | 1 | UN | 1 | 5 | B | D | EAR99 | N | 85362090 | 1 | 4011209814233 | 7.91 | KG | 4257 | 4257 | LP20 | LP20 | circuit breaker VL400L very high breaking capacity Icu=100kA, 415V AC 4-pole, line protection trip unit ETU10, LIN In=400A, rated current IR=160...400A, overload protection, II=1.25 to 11xIN, short-circuit protection N protected without auxiliary release ETU communication-capable without auxiliary/alarm switch | - | 0 | 0
3VL4740-3NA46-0AA0-Z | U01 | 3VL4740-3NA46-0AA0-ZU01 | 1 | UN | 1 | 5 | B | D | EAR99 | N | 85362090 | 1 |  | 7.6 | KG | 4305.4 | 4305.4 | LP20 | LP20 | circuit breaker VL400L very high breaking capacity Icu=100kA, 415V AC 4-pole, line protection trip unit ETU10, LIN In=400A, rated current IR=160...400A, overload protection, II=1.25 to 11xIN, short-circuit protection N protected without auxiliary release ETU communication-capable without auxiliary/alarm switch with Safety Label for USA | - | 0 | 0
3VL4740-3NB46-0AA0 |  | 3VL4740-3NB46-0AA0 | 1 | UN | 1 | 5 | B | D | EAR99 | N | 85362090 | 1 | 4011209814257 | 7.91 | KG | 4103 | 4103 | LP20 | LP20 | circuit breaker VL400L very high breaking capacity Icu=100kA, 415V AC 4-pole, line protection trip unit ETU10, LI In=400A, rated current IR=160...400A, overload protection, II=1.25 to 11xIN, short-circuit protection without auxiliary release ETU communication-capable without auxiliary/alarm switch | - | 0 | 0
3VL4740-3NB46-0AA0-Z | U01 | 3VL4740-3NB46-0AA0-ZU01 | 1 | UN | 1 | 5 | B | D | EAR99 | N | 85362090 | 1 |  | 7.6 | KG | 4151.4 | 4151.4 | LP20 | LP20 | circuit breaker VL400L very high breaking capacity Icu=100kA, 415V AC 4-pole, line protection trip unit ETU10, LI In=400A, rated current IR=160...400A, overload protection, II=1.25 to 11xIN, short-circuit protection without auxiliary release ETU communication-capable without auxiliary/alarm switch with Safety Label for USA | - | 0 | 0
3VL4740-3NE46-0AA0 |  | 3VL4740-3NE46-0AA0 | 1 | UN | 1 | 5 | B | D | EAR99 | N | 85362090 | 1 | 4011209814271 | 7.91 | KG | 4400 | 4400 | LP20 | LP20 | circuit breaker VL400L very high breaking capacity Icu=100kA, 415V AC 4-pole, line protection trip unit ETU20, LSI In=400A, rated current IR=160...400A, overload protection, ISD=1.5 to 10xIR, II=11 xIN short-circuit protection without auxiliary release ETU communication-capable without auxiliary/alarm switch | - | 0 | 0
3VL4740-3NE46-0AA0-Z | U01 | 3VL4740-3NE46-0AA0-ZU01 | 1 | UN | 1 | 5 | B | D | EAR99 | N | 85362090 | 1 |  | 7.6 | KG | 4448.4 | 4448.4 | LP20 | LP20 | circuit breaker VL400L very high breaking capacity Icu=100kA, 415V AC 4-pole, line protection trip unit ETU20, LSI In=400A, rated current IR=160...400A, overload protection, ISD=1.5 to 10xIR, II=11 xIN short-circuit protection without auxiliary release ETU communication-capable without auxiliary/alarm switch with Safety Label for USA | - | 0 | 0
3VL4740-3NF46-0AA0 |  | 3VL4740-3NF46-0AA0 | 1 | UN | 1 | 5 | B | D | EAR99 | N | 85362090 | 1 | 4011209814295 | 7.91 | KG | 4620 | 4620 | LP20 | LP20 | circuit breaker VL400L very high breaking capacity Icu=100kA, 415V AC 4-pole, line protection trip unit ETU20, LSI In=400A, rated current IR=160...400A, overload protection, ISD=1.5 to 10xIR, II=11 xIN short-circuit protection N protected without auxiliary release ETU communication-capable without auxiliary/alarm switch | - | 0 | 0
3VL4740-3NF46-0AA0-Z | U01 | 3VL4740-3NF46-0AA0-ZU01 | 1 | UN | 1 | 5 | B | D | EAR99 | N | 85362090 | 1 |  | 7.6 | KG | 4668.4 | 4668.4 | LP20 | LP20 | circuit breaker VL400L very high breaking capacity Icu=100kA, 415V AC 4-pole, line protection trip unit ETU20, LSI In=400A, rated current IR=160...400A, overload protection, ISD=1.5 to 10xIR, II=11 xIN short-circuit protection N protected without auxiliary release ETU communication-capable without auxiliary/alarm switch with Safety Label for USA | - | 0 | 0
3VL4740-3NH46-0AA0 |  | 3VL4740-3NH46-0AA0 | 1 | UN | 1 | 5 | B | D | EAR99 | N | 85362090 | 1 | 4011209814318 | 7.91 | KG | 5302 | 5302 | LP20 | LP20 | circuit breaker VL400L very high breaking capacity Icu=100kA, 415V AC 4-pole, line protection trip unit ETU22, LSIG In=400A, rated current IR=160...400A, overload protection, ISD=1.5 to 10xIR, II=11 xIN short-circuit protection N protected without auxiliary release ETU communication-capable without auxiliary/alarm switch | - | 0 | 0
3VL4740-3NH46-0AA0-Z | U01 | 3VL4740-3NH46-0AA0-ZU01 | 1 | UN | 1 | 5 | B | D | EAR99 | N | 85362090 | 1 |  | 7.6 | KG | 5350.4 | 5350.4 | LP20 | LP20 | circuit breaker VL400L very high breaking capacity Icu=100kA, 415V AC 4-pole, line protection trip unit ETU22, LSIG In=400A, rated current IR=160...400A, overload protection, ISD=1.5 to 10xIR, II=11 xIN short-circuit protection N protected without auxiliary release ETU communication-capable without auxiliary/alarm switch with Safety Label for USA | - | 0 | 0
3VL4740-3NN46-0AA0 |  | 3VL4740-3NN46-0AA0 | 1 | UN | 1 | 5 | B | D | EAR99 | N | 85362090 | 1 | 4011209814332 | 7.91 | KG | 5214 | 5214 | LP20 | LP20 | circuit breaker VL400L very high breaking capacity Icu=100kA, 415V AC 4-pole, line protection trip unit ETU12, LIG In=400A, rated current IR=160...400A, overload protection, II=1.25 to 11xIN, short-circuit protection N protected without auxiliary release ETU communication-capable without auxiliary/alarm switch | - | 0 | 0
3VL4740-3NN46-0AA0-Z | U01 | 3VL4740-3NN46-0AA0-ZU01 | 1 | UN | 1 | 5 | B | D | EAR99 | N | 85362090 | 1 |  | 7.6 | KG | 5262.4 | 5262.4 | LP20 | LP20 | circuit breaker VL400L very high breaking capacity Icu=100kA, 415V AC 4-pole, line protection trip unit ETU12, LIG In=400A, rated current IR=160...400A, overload protection, II=1.25 to 11xIN, short-circuit protection N protected without auxiliary release ETU communication-capable without auxiliary/alarm switch with Safety Label for USA | - | 0 | 0
3VL4740-3SB36-0AA0 |  | 3VL4740-3SB36-0AA0 | 1 | UN | 1 | 5 | B | D | EAR99 | N | 85362090 | 1 | 4011209813830 | 6.346 | KG | 3091 | 2814.9 | LP20 | LP20 | circuit breaker VL400L very high breaking capacity Icu=100kA, 415V AC 3-pole, line protection trip unit ETU10, LI In=400A, rated current IR=160...400A, overload protection, II=1.25 to 11xIN, short-circuit protection without auxiliary release without auxiliary/alarm switch | - | 0 | 0
3VL4740-3SB36-0AA0-Z | U01 | 3VL4740-3SB36-0AA0-ZU01 | 1 | UN | 1 | 5 | B | D | EAR99 | N | 85362090 | 1 |  | 5.9 | KG | 3139.4 | 3139.4 | LP20 | LP20 | circuit breaker VL400L very high breaking capacity Icu=100kA, 415V AC 3-pole, line protection trip unit ETU10, LI In=400A, rated current IR=160...400A, overload protection, II=1.25 to 11xIN, short-circuit protection without auxiliary release without auxiliary/alarm switch with Safety Label for USA | - | 0 | 0
3VL4740-3SE36-0AA0 |  | 3VL4740-3SE36-0AA0 | 1 | UN | 1 | 5 | B | D | EAR99 | N | 85362090 | 1 | 4011209813854 | 5.9 | KG | 3355 | 3070.3 | LP20 | LP20 | circuit breaker VL400L very high breaking capacity Icu=100kA, 415V AC 3-pole, line protection trip unit ETU20, LSI In=400A, rated current IR=160...400A, overload protection, ISD=1.5 to 10xIR, II=11 xIN short-circuit protection without auxiliary release without auxiliary/alarm switch | - | 0 | 0
3VL4740-3SE36-0AA0-Z | U01 | 3VL4740-3SE36-0AA0-ZU01 | 1 | UN | 1 | 5 | B | D | EAR99 | N | 85362090 | 1 |  | 5.9 | KG | 3403.4 | 3403.4 | LP20 | LP20 | circuit breaker VL400L very high breaking capacity Icu=100kA, 415V AC 3-pole, line protection trip unit ETU20, LSI In=400A, rated current IR=160...400A, overload protection, ISD=1.5 to 10xIR, II=11 xIN short-circuit protection without auxiliary release without auxiliary/alarm switch with Safety Label for USA | - | 0 | 0
3VL4740-3SE36-8RA0-Z | U01 | 3VL4740-3SE36-8RA0-ZU01 | 1 | UN | 1 | 5 | B | D | EAR99 | N | 85362090 | 1 |  | 5.9 | KG | 3548.6 | 3548.6 | LP20 | LP20 | circuit breaker VL400L very high breaking capacity Icu=100kA, 415V AC 3-pole, line protection trip unit ETU20, LSI In=400A, rated current IR=160...400A, overload protection, ISD=1.5 to 10xIR, II=11 xIN short-circuit protection Shunt release 110...127 V AC without auxiliary/alarm switch with Safety Label for USA | - | 0 | 0
3VL4740-3SF36-0AA0 |  | 3VL4740-3SF36-0AA0 | 1 | UN | 1 | 5 | B | D | EAR99 | N | 85362090 | 1 | 4011209813878 | 6.356 | KG | 4004 | 4004 | LP20 | LP20 | circuit breaker VL400L very high breaking capacity Icu=100kA, 415V AC 3-pole, line protection trip unit ETU12, LIG 3 phases/4 lines In=400A, rated current IR=160...400A, overload protection, II=1.25 to 11xIN, short-circuit protection without auxiliary release without auxiliary/alarm switch | - | 0 | 0
3VL4740-3SF36-0AA0-Z | U01 | 3VL4740-3SF36-0AA0-ZU01 | 1 | UN | 1 | 5 | B | D | EAR99 | N | 85362090 | 1 |  | 5.9 | KG | 4052.4 | 4052.4 | LP20 | LP20 | circuit breaker VL400L very high breaking capacity Icu=100kA, 415V AC 3-pole, line protection trip unit ETU12, LIG 3 phases/4 lines In=400A, rated current IR=160...400A, overload protection, II=1.25 to 11xIN, short-circuit protection without auxiliary release without auxiliary/alarm switch with Safety Label for USA | - | 0 | 0
3VL4740-3SG36-0AA0 |  | 3VL4740-3SG36-0AA0 | 1 | UN | 1 | 5 | B | D | EAR99 | N | 85362090 | 1 | 4011209813892 | 6.356 | KG | 3828 | 3828 | LP20 | LP20 | circuit breaker VL400L very high breaking capacity Icu=100kA, 415V AC 3-pole, line protection trip unit ETU22, LSIG 3 phases/3 lines In=400A, rated current IR=160...400A, overload protection, ISD=1.5 to 10xIR, II=11xIN short-circuit protection without auxiliary release without auxiliary/alarm switch | - | 0 | 0
3VL4740-3SG36-0AA0-Z | U01 | 3VL4740-3SG36-0AA0-ZU01 | 1 | UN | 1 | 5 | B | D | EAR99 | N | 85362090 | 1 |  | 5.9 | KG | 3876.4 | 3876.4 | LP20 | LP20 | circuit breaker VL400L very high breaking capacity Icu=100kA, 415V AC 3-pole, line protection trip unit ETU22, LSIG 3 phases/3 lines In=400A, rated current IR=160...400A, overload protection, ISD=1.5 to 10xIR, II=11xIN short-circuit protection without auxiliary release without auxiliary/alarm switch with Safety Label for USA | - | 0 | 0
3VL4740-3SH36-0AA0 |  | 3VL4740-3SH36-0AA0 | 1 | UN | 1 | 5 | B | D | EAR99 | N | 85362090 | 1 | 4011209813915 | 6.356 | KG | 3828 | 3828 | LP20 | LP20 | circuit breaker VL400L very high breaking capacity Icu=100kA, 415V AC 3-pole, line protection trip unit ETU22, LSIG 3 phases/4 lines with connecting cable In=400A, rated current IR=160...400A, overload protection, ISD=1.5 to 10xIR, II=11xIN short-circuit protection without auxiliary release without auxiliary/alarm switch | - | 0 | 0
3VL4740-3SH36-0AA0-Z | U01 | 3VL4740-3SH36-0AA0-ZU01 | 1 | UN | 1 | 5 | B | D | EAR99 | N | 85362090 | 1 |  | 5.9 | KG | 3876.4 | 3876.4 | LP20 | LP20 | circuit breaker VL400L very high breaking capacity Icu=100kA, 415V AC 3-pole, line protection trip unit ETU22, LSIG 3 phases/4 lines with connecting cable In=400A, rated current IR=160...400A, overload protection, ISD=1.5 to 10xIR, II=11xIN short-circuit protection without auxiliary release without auxiliary/alarm switch with Safety Label for USA | - | 0 | 0
3VL4740-3SL36-0AA0 |  | 3VL4740-3SL36-0AA0 | 1 | UN | 1 | 5 | B | D | EAR99 | N | 85362090 | 1 | 4011209813939 | 6.356 | KG | 3740 | 3740 | LP20 | LP20 | circuit breaker VL400L very high breaking capacity Icu=100kA, 415V AC 3-pole, line protection trip unit ETU12, LIG 3 phases/3 lines In=400A, rated current IR=160...400A, overload protection, II=1.25 to 11xIN, short-circuit protection without auxiliary release without auxiliary/alarm switch | - | 0 | 0
3VL4740-3SL36-0AA0-Z | U01 | 3VL4740-3SL36-0AA0-ZU01 | 1 | UN | 1 | 5 | B | D | EAR99 | N | 85362090 | 1 |  | 5.9 | KG | 3788.4 | 3788.4 | LP20 | LP20 | circuit breaker VL400L very high breaking capacity Icu=100kA, 415V AC 3-pole, line protection trip unit ETU12, LIG 3 phases/3 lines In=400A, rated current IR=160...400A, overload protection, II=1.25 to 11xIN, short-circuit protection without auxiliary release without auxiliary/alarm switch with Safety Label for USA | - | 0 | 0
3VL4740-3TA46-0AA0 |  | 3VL4740-3TA46-0AA0 | 1 | UN | 1 | 5 | B | D | EAR99 | N | 85362090 | 1 | 4011209814110 | 7.91 | KG | 4158 | 4158 | LP20 | LP20 | circuit breaker VL400L very high breaking capacity Icu=100kA, 415V AC 4-pole, line protection trip unit ETU10, LIN In=400A, rated current IR=160...400A, overload protection, II=1.25 to 11xIN, short-circuit protection N protected without auxiliary release without auxiliary/alarm switch | - | 0 | 0
3VL4740-3TA46-0AA0-Z | U01 | 3VL4740-3TA46-0AA0-ZU01 | 1 | UN | 1 | 5 | B | D | EAR99 | N | 85362090 | 1 |  | 7.6 | KG | 4206.4 | 4206.4 | LP20 | LP20 | circuit breaker VL400L very high breaking capacity Icu=100kA, 415V AC 4-pole, line protection trip unit ETU10, LIN In=400A, rated current IR=160...400A, overload protection, II=1.25 to 11xIN, short-circuit protection N protected without auxiliary release without auxiliary/alarm switch with Safety Label for USA | - | 0 | 0
3VL4740-3TB46-0AA0 |  | 3VL4740-3TB46-0AA0 | 1 | UN | 1 | 5 | B | D | EAR99 | N | 85362090 | 1 | 4011209814134 | 7.91 | KG | 4015 | 4015 | LP20 | LP20 | circuit breaker VL400L very high breaking capacity Icu=100kA, 415V AC 4-pole, line protection trip unit ETU10, LI In=400A, rated current IR=160...400A, overload protection, II=1.25 to 11xIN, short-circuit protection without auxiliary release without auxiliary/alarm switch | - | 0 | 0
3VL4740-3TB46-0AA0-Z | U01 | 3VL4740-3TB46-0AA0-ZU01 | 1 | UN | 1 | 5 | B | D | EAR99 | N | 85362090 | 1 |  | 7.6 | KG | 4063.4 | 4063.4 | LP20 | LP20 | circuit breaker VL400L very high breaking capacity Icu=100kA, 415V AC 4-pole, line protection trip unit ETU10, LI In=400A, rated current IR=160...400A, overload protection, II=1.25 to 11xIN, short-circuit protection without auxiliary release without auxiliary/alarm switch with Safety Label for USA | - | 0 | 0
3VL4740-3TB46-8CD1-Z | M11U01 | 3VL4740-3TB46-8CD1-ZM11U01 | 1 | UN | 1 | 5 | B | D | EAR99 | N | 85362090 | 1 |  | 7.6 | KG | 5800.85 | 5800.85 | LP20 | LP20 | circuit breaker VL400L very high breaking capacity Icu=100kA, 415V AC 4-pole, line protection trip unit ETU10, LI In=400A, rated current IR=160...400A, overload protection, II=1.25 to 11xIN, short-circuit protection Shunt release 24 V AC/DC Auxiliary/alarm switch mounting kit 2 AUX (1 NO+1 NC)+1 AS (1 NO) Motorized operating mechanism set up 110-127 V AC/DC with Safety Label for USA | - | 0 | 0
3VL4740-3TE46-0AA0 |  | 3VL4740-3TE46-0AA0 | 1 | UN | 1 | 5 | B | D | EAR99 | N | 85362090 | 1 | 4011209814158 | 7.91 | KG | 4312 | 4312 | LP20 | LP20 | circuit breaker VL400L very high breaking capacity Icu=100kA, 415V AC 4-pole, line protection trip unit ETU20, LSI In=400A, rated current IR=160...400A, overload protection, ISD=1.5 to 10xIR, II=11 xIN short-circuit protection N unprotected without auxiliary release without auxiliary/alarm switch | - | 0 | 0
3VL4740-3TE46-0AA0-Z | U01 | 3VL4740-3TE46-0AA0-ZU01 | 1 | UN | 1 | 5 | B | D | EAR99 | N | 85362090 | 1 |  | 7.6 | KG | 4360.4 | 4360.4 | LP20 | LP20 | circuit breaker VL400L very high breaking capacity Icu=100kA, 415V AC 4-pole, line protection trip unit ETU20, LSI In=400A, rated current IR=160...400A, overload protection, ISD=1.5 to 10xIR, II=11 xIN short-circuit protection N unprotected without auxiliary release without auxiliary/alarm switch with Safety Label for USA | - | 0 | 0
3VL4740-3TF46-0AA0 |  | 3VL4740-3TF46-0AA0 | 1 | UN | 1 | 5 | B | D | EAR99 | N | 85362090 | 1 | 4011209814172 | 7.91 | KG | 4499 | 4114.8 | LP20 | LP20 | circuit breaker VL400L very high breaking capacity Icu=100kA, 415V AC 4-pole, line protection trip unit ETU20, LSI In=400A, rated current IR=160...400A, overload protection, ISD=1.5 to 10xIR, II=11 xIN short-circuit protection N protected without auxiliary release without auxiliary/alarm switch | - | 0 | 0
3VL4740-3TF46-0AA0-Z | U01 | 3VL4740-3TF46-0AA0-ZU01 | 1 | UN | 1 | 5 | B | D | EAR99 | N | 85362090 | 1 |  | 7.6 | KG | 4547.4 | 4547.4 | LP20 | LP20 | circuit breaker VL400L very high breaking capacity Icu=100kA, 415V AC 4-pole, line protection trip unit ETU20, LSI In=400A, rated current IR=160...400A, overload protection, ISD=1.5 to 10xIR, II=11 xIN short-circuit protection N protected without auxiliary release without auxiliary/alarm switch with Safety Label for USA | - | 0 | 0
3VL4740-3TH46-0AA0 |  | 3VL4740-3TH46-0AA0 | 1 | UN | 1 | 5 | B | D | EAR99 | N | 85362090 | 1 | 4011209814196 | 7.91 | KG | 5203 | 5203 | LP20 | LP20 | circuit breaker VL400L very high breaking capacity Icu=100kA, 415V AC 4-pole, line protection trip unit ETU22, LSIG In=400A, rated current IR=160...400A, overload protection, ISD=1.5 to 10xIR, II=11 xIN short-circuit protection N protected without auxiliary release without auxiliary/alarm switch | - | 0 | 0
3VL4740-3TH46-0AA0-Z | U01 | 3VL4740-3TH46-0AA0-ZU01 | 1 | UN | 1 | 5 | B | D | EAR99 | N | 85362090 | 1 |  | 7.6 | KG | 5251.4 | 5251.4 | LP20 | LP20 | circuit breaker VL400L very high breaking capacity Icu=100kA, 415V AC 4-pole, line protection trip unit ETU22, LSIG In=400A, rated current IR=160...400A, overload protection, ISD=1.5 to 10xIR, II=11 xIN short-circuit protection N protected without auxiliary release without auxiliary/alarm switch with Safety Label for USA | - | 0 | 0
3VL4740-3TN46-0AA0 |  | 3VL4740-3TN46-0AA0 | 1 | UN | 1 | 5 | B | D | EAR99 | N | 85362090 | 1 | 4011209814219 | 7.91 | KG | 5093 | 5093 | LP20 | LP20 | circuit breaker VL400L very high breaking capacity Icu=100kA, 415V AC 4-pole, line protection trip unit ETU12, LIG In=400A, rated current IR=160...400A, overload protection, II=1.25 to 11xIN, short-circuit protection N protected without auxiliary release without auxiliary/alarm switch | - | 0 | 0
3VL4740-3TN46-0AA0-Z | U01 | 3VL4740-3TN46-0AA0-ZU01 | 1 | UN | 1 | 5 | B | D | EAR99 | N | 85362090 | 1 |  | 7.6 | KG | 5141.4 | 5141.4 | LP20 | LP20 | circuit breaker VL400L very high breaking capacity Icu=100kA, 415V AC 4-pole, line protection trip unit ETU12, LIG In=400A, rated current IR=160...400A, overload protection, II=1.25 to 11xIN, short-circuit protection N protected without auxiliary release without auxiliary/alarm switch with Safety Label for USA | - | 0 | 0
3VL4740-3UH36-0AA0 |  | 3VL4740-3UH36-0AA0 | 1 | UN | 1 | 5 | B | D | EAR99 | N | 85362090 | 1 | 4011209886940 | 6.356 | KG | 4521 | 4521 | LP20 | LP20 | circuit breaker VL400L very high breaking capacity Icu=100kA, 415V AC 3-pole, line protection trip unit LCD ETU40, LI/LS/LSI In=400A, rated current IR=160...400A, overload protection, ISD=1.5 to 10xIR, II=11 xIN short-circuit protection without auxiliary release without auxiliary/alarm switch | - | 0 | 0
3VL4740-3UH36-0AA0-Z | U01 | 3VL4740-3UH36-0AA0-ZU01 | 1 | UN | 1 | 5 | B | D | EAR99 | N | 85362090 | 1 |  | 5.9 | KG | 4569.4 | 4569.4 | LP20 | LP20 | circuit breaker VL400L very high breaking capacity Icu=100kA, 415V AC 3-pole, line protection trip unit LCD ETU40, LI/LS/LSI In=400A, rated current IR=160...400A, overload protection, ISD=1.5 to 10xIR, II=11 xIN short-circuit protection without auxiliary release without auxiliary/alarm switch with Safety Label for USA | - | 0 | 0
3VL4740-3UJ46-0AA0 |  | 3VL4740-3UJ46-0AA0 | 1 | UN | 1 | 5 | B | D | EAR99 | N | 85362090 | 1 | 4011209887305 | 7.91 | KG | 5643 | 5643 | LP20 | LP20 | circuit breaker VL400L very high breaking capacity Icu=100kA, 415V AC 4-pole, line protection trip unit LCD ETU40, LI/LS/LSI In=400A, rated current IR=160...400A, overload protection, ISD=1.5 to 10xIR, II=11 xIN short-circuit protection N protected without auxiliary release without auxiliary/alarm switch | - | 0 | 0
3VL4740-3UJ46-0AA0-Z | U01 | 3VL4740-3UJ46-0AA0-ZU01 | 1 | UN | 1 | 5 | B | D | EAR99 | N | 85362090 | 1 |  | 7.6 | KG | 5691.4 | 5691.4 | LP20 | LP20 | circuit breaker VL400L very high breaking capacity Icu=100kA, 415V AC 4-pole, line protection trip unit LCD ETU40, LI/LS/LSI In=400A, rated current IR=160...400A, overload protection, ISD=1.5 to 10xIR, II=11 xIN short-circuit protection N protected without auxiliary release without auxiliary/alarm switch with Safety Label for USA | - | 0 | 0
3VL4740-3UL36-0AA0 |  | 3VL4740-3UL36-0AA0 | 1 | UN | 1 | 5 | B | D | EAR99 | N | 85362090 | 1 | 4011209887060 | 6.356 | KG | 4862 | 4862 | LP20 | LP20 | circuit breaker VL400L very high breaking capacity Icu=100kA, 415V AC 3-pole, line protection trip unit LCD ETU42, LSIG 3 phases/3 lines In=400A, rated current IR=160...400A, overload protection, ISD=1.5 to 10xIR, II=11xIN short-circuit protection without auxiliary release without auxiliary/alarm switch | - | 0 | 0
3VL4740-3UL36-0AA0-Z | U01 | 3VL4740-3UL36-0AA0-ZU01 | 1 | UN | 1 | 5 | B | D | EAR99 | N | 85362090 | 1 |  | 5.9 | KG | 4910.4 | 4910.4 | LP20 | LP20 | circuit breaker VL400L very high breaking capacity Icu=100kA, 415V AC 3-pole, line protection trip unit LCD ETU42, LSIG 3 phases/3 lines In=400A, rated current IR=160...400A, overload protection, ISD=1.5 to 10xIR, II=11xIN short-circuit protection without auxiliary release without auxiliary/alarm switch with Safety Label for USA | - | 0 | 0
3VL4740-3UM36-0AA0 |  | 3VL4740-3UM36-0AA0 | 1 | UN | 1 | 5 | B | D | EAR99 | N | 85362090 | 1 | 4011209887183 | 6.356 | KG | 4862 | 4862 | LP20 | LP20 | circuit breaker VL400L very high breaking capacity Icu=100kA, 415V AC 3-pole, line protection trip unit LCD ETU42, LSIG 3 phases/4 lines with connecting cable In=400A, rated current IR=160...400A, overload protection, ISD=1.5 to 10xIR, II=11xIN short-circuit protection without auxiliary release without auxiliary/alarm switch | - | 0 | 0
3VL4740-3UM36-0AA0-Z | U01 | 3VL4740-3UM36-0AA0-ZU01 | 1 | UN | 1 | 5 | B | D | EAR99 | N | 85362090 | 1 |  | 5.9 | KG | 4910.4 | 4910.4 | LP20 | LP20 | circuit breaker VL400L very high breaking capacity Icu=100kA, 415V AC 3-pole, line protection trip unit LCD ETU42, LSIG 3 phases/4 lines with connecting cable In=400A, rated current IR=160...400A, overload protection, ISD=1.5 to 10xIR, II=11xIN short-circuit protection without auxiliary release without auxiliary/alarm switch with Safety Label for USA | - | 0 | 0
3VL4740-3UN46-0AA0 |  | 3VL4740-3UN46-0AA0 | 1 | UN | 1 | 5 | B | D | EAR99 | N | 85362090 | 1 | 4011209887428 | 7.91 | KG | 5643 | 5643 | LP20 | LP20 | circuit breaker VL400L very high breaking capacity Icu=100kA, 415V AC 4-pole, line protection trip unit LCD ETU42, LSIG In=400A, rated current IR=160...400A, overload protection, ISD=1.5 to 10xIR, II=11 xIN short-circuit protection N protected with ground-fault protection without auxiliary release without auxiliary/alarm switch | - | 0 | 0
3VL4740-3UN46-0AA0-Z | U01 | 3VL4740-3UN46-0AA0-ZU01 | 1 | UN | 1 | 5 | B | D | EAR99 | N | 85362090 | 1 |  | 7.6 | KG | 5691.4 | 5691.4 | LP20 | LP20 | circuit breaker VL400L very high breaking capacity Icu=100kA, 415V AC 4-pole, line protection trip unit LCD ETU42, LSIG In=400A, rated current IR=160...400A, overload protection, ISD=1.5 to 10xIR, II=11 xIN short-circuit protection N protected with ground-fault protection without auxiliary release without auxiliary/alarm switch with Safety Label for USA | - | 0 | 0
3VL4840-1KN30-0AA0 |  | 3VL4840-1KN30-0AA0 | 1 | UN | 1 | 5 | B | D | EAR99 | N | 85362010 | 1 | 4011209900943 | 5.7 | KG | 2871 | 2871 | LP20 | LP20 | circuit breaker VL400X UL; type LG (cat no. NLX3B400) non-interchangeable frame, with circuit breaker approval acc. to UL 489 standard breaking capacity 3-pole, NEMA rating 35kA/480V and 18kA/600V (molded case circuit breaker) trip unit TM, LI TA=40Â°C In=< 400A, rated current II=2000...4000A short-circuit protection IR=400A ETU for line protection without connection accessories without auxiliary release without auxiliary/alarm switch | - | 0 | 0
3VL4840-1PB30-0AA0 |  | 3VL4840-1PB30-0AA0 | 1 | UN | 1 | 5 | B | D | EAR99 | N | 85362010 | 1 | 4011209906907 | 5.9 | KG | 3135 | 3135 | LP20 | LP20 | circuit breaker VL400X UL; type LG (cat no. NLK3R400) non-interchangeable frame, with circuit breaker approval acc. to UL 489 standard breaking capacity 3-pole, NEMA rating 35kA/480V and 18kA/600V (molded case circuit breaker) trip unit ETU, LI TA=40Â°C In=400A, rated current II=1.25 to 11xIN, short-circuit protection IR=150-400A ETU for line protection without connection accessories without auxiliary release without auxiliary/alarm switch | - | 0 | 0
3VL4840-1PD30-0AA0 |  | 3VL4840-1PD30-0AA0 | 1 | UN | 1 | 5 | B | D | EAR99 | N | 85362010 | 1 | 4011209906914 | 5.9 | KG | 3729 | 3729 | LP20 | LP20 | circuit breaker VL400X UL; type LG (cat no. NLK3W400) non-interchangeable frame, with circuit breaker approval acc. to UL 489 standard breaking capacity 3-pole, NEMA rating 35kA/480V and 18kA/600V (molded case circuit breaker) trip unit ETU, LIG TA=40Â°C 3 phases/4 lines In=400A, rated current II=1.25 to 11xIN, short-circuit protection IR=150-400A ETU for line protection without connection accessories without auxiliary release without auxiliary/alarm switch | - | 0 | 0
3VL4840-1PE30-0AA0 |  | 3VL4840-1PE30-0AA0 | 1 | UN | 1 | 5 | B | D | EAR99 | N | 85362010 | 1 | 4011209906921 | 5.9 | KG | 3333 | 3333 | LP20 | LP20 | circuit breaker VL400X UL; type LG (cat no. NLK3T400) non-interchangeable frame, with circuit breaker approval acc. to UL 489 standard breaking capacity 3-pole, NEMA rating 35kA/480V and 18kA/600V (molded case circuit breaker) trip unit ETU, LSI TA=40Â°C In=400A, rated current ISD=1.5 to 10xIR, II=11 xIN short-circuit protection IR=200-400A ETU for line protection without connection accessories without auxiliary release without auxiliary/alarm switch | - | 0 | 0
3VL4840-1PH30-0AA0 |  | 3VL4840-1PH30-0AA0 | 1 | UN | 1 | 5 | B | D | EAR99 | N | 85362010 | 1 | 4011209906938 | 5.9 | KG | 3630 | 3630 | LP20 | LP20 | circuit breaker VL400X UL; type LG (cat no. NLK3V400) non-interchangeable frame, with circuit breaker approval acc. to UL 489 standard breaking capacity 3-pole, NEMA rating 35kA/480V and 18kA/600V (molded case circuit breaker) trip unit ETU, LSIG TA=40Â°C 3 phases/4 lines In=400A, rated current ISD=1.5 to 10xIR, II=11X in short-circuit protection IR=200-400A ETU for line protection without connection accessories without auxiliary release without auxiliary/alarm switch | - | 0 | 0
3VL4840-1VH30-0AA0 |  | 3VL4840-1VH30-0AA0 | 1 | UN | 1 | 5 | B | D | EAR99 | N | 85362010 | 1 | 4011209906945 | 5.9 | KG | 5577 | 5577 | LP20 | LP20 | circuit breaker VL400X UL type LG (cat no. NLK3A400) non-interchangeable frame, with circuit breaker approval acc. to UL 489 standard breaking capacity 3-pole; NEMA rating 35kA/480V and 18kA/600V (molded case circuit breaker) trip unit LCD ETU, LI/LS/LSI TA=40Â°C In=400A, rated current ISD=1.25-10xIR, II=11X in short-circuit protection IR=150-400A ETU for line protection without connection accessories without auxiliary release without auxiliary/alarm switch | - | 0 | 0
3VL4840-1VJ30-0AA0 |  | 3VL4840-1VJ30-0AA0 | 1 | UN | 1 | 5 | B | D | EAR99 | N | 85362010 | 1 | 4011209906952 | 5.9 | KG | 6138 | 6138 | LP20 | LP20 | circuit breaker VL400X UL type LG (cat no. NLK3K400) non-interchangeable frame, with circuit breaker approval acc. to UL 489 standard breaking capacity 3-pole; NEMA rating 35kA/480V and 18kA/600V (molded case circuit breaker) trip unit LCD ETU, LSIG-G with alarm TA=40Â°C 3 phases/4 lines In=400A, rated current ISD=1.25-10xIR, II=11X in short-circuit protection IR=150-400A ETU for line protection without connection accessories without auxiliary release without auxiliary/alarm switch | - | 0 | 0
3VL4840-1VM30-0AA0 |  | 3VL4840-1VM30-0AA0 | 1 | UN | 1 | 5 | B | D | EAR99 | N | 85362010 | 1 | 4011209906969 | 5.9 | KG | 6138 | 6138 | LP20 | LP20 | circuit breaker VL400X UL type LG (cat no. NLK3G400) non-interchangeable frame, with circuit breaker approval acc. to UL 489 standard breaking capacity 3-pole; NEMA rating 35kA/480V and 18kA/600V (molded case circuit breaker) trip unit LCD ETU, LSIG TA=40Â°C 3 phases/4 lines In=400A, rated current ISD=1.25-10xIR, II=11X in short-circuit protection IR=150-400A ETU for line protection without connection accessories without auxiliary release without auxiliary/alarm switch | - | 0 | 0
3VL4840-2KN30-0AA0 |  | 3VL4840-2KN30-0AA0 | 1 | UN | 1 | 5 | B | D | EAR99 | N | 85362010 | 1 | 4011209900950 | 5.7 | KG | 3333 | 3333 | LP20 | LP20 | circuit breaker VL400X UL; type LG (cat no. HLX3B400) non-interchangeable frame, with circuit breaker approval acc. to UL 489 high breaking capacity 3-pole, NEMA rating 65kA/480V and 18kA/600V (molded case circuit breaker) trip unit TM, LI TA=40Â°C In=< 400A, rated current II=2000...4000A short-circuit protection IR=400A ETU for line protection without connection accessories without auxiliary release without auxiliary/alarm switch | - | 0 | 0
3VL4840-2PB30-0AA0 |  | 3VL4840-2PB30-0AA0 | 1 | UN | 1 | 5 | B | D | EAR99 | N | 85362010 | 1 | 4011209906976 | 5.9 | KG | 3630 | 3630 | LP20 | LP20 | circuit breaker VL400X UL; type LG (cat no. HLK3R400) non-interchangeable frame, with circuit breaker approval acc. to UL 489 high breaking capacity 3-pole, NEMA rating 65kA/480V and 18kA/600V (molded case circuit breaker) trip unit ETU, LI TA=40Â°C In=400A, rated current II=1.25 to 11xIN, short-circuit protection IR=150-400A ETU for line protection without connection accessories without auxiliary release without auxiliary/alarm switch | - | 0 | 0
3VL4840-2PD30-0AA0 |  | 3VL4840-2PD30-0AA0 | 1 | UN | 1 | 5 | B | D | EAR99 | N | 85362010 | 1 | 4011209906983 | 5.9 | KG | 4257 | 4257 | LP20 | LP20 | circuit breaker VL400X UL; type LG (cat no. HLK3W400) non-interchangeable frame, with circuit breaker approval acc. to UL 489 high breaking capacity 3-pole, NEMA rating 65kA/480V and 18kA/600V (molded case circuit breaker) trip unit ETU, LIG TA=40Â°C 3 phases/4 lines In=400A, rated current II=1.25 to 11xIN, short-circuit protection IR=150-400A ETU for line protection without connection accessories without auxiliary release without auxiliary/alarm switch | - | 0 | 0
3VL4840-2PE30-0AA0 |  | 3VL4840-2PE30-0AA0 | 1 | UN | 1 | 5 | B | D | EAR99 | N | 85362010 | 1 | 4011209906990 | 5.9 | KG | 3839 | 3839 | LP20 | LP20 | circuit breaker VL400X UL; type LG (cat no. HLK3T400) non-interchangeable frame, with circuit breaker approval acc. to UL 489 high breaking capacity 3-pole, NEMA rating 65kA/480V and 18kA/600V (molded case circuit breaker) trip unit ETU, LSI TA=40Â°C In=400A, rated current ISD=1.5 to 10xIR, II=11 xIN short-circuit protection IR=200-400A ETU for line protection without connection accessories without auxiliary release without auxiliary/alarm switch | - | 0 | 0
3VL4840-2PH30-0AA0 |  | 3VL4840-2PH30-0AA0 | 1 | UN | 1 | 5 | B | D | EAR99 | N | 85362010 | 1 | 4011209907003 | 5.9 | KG | 4158 | 4158 | LP20 | LP20 | circuit breaker VL400X UL; type LG (cat no. HLK3V400) non-interchangeable frame, with circuit breaker approval acc. to UL 489 high breaking capacity 3-pole, NEMA rating 65kA/480V and 18kA/600V (molded case circuit breaker) trip unit ETU, LSIG TA=40Â°C 3 phases/4 lines In=400A, rated current ISD=1.5 to 10xIR, II=11X in short-circuit protection IR=200-400A ETU for line protection without connection accessories without auxiliary release without auxiliary/alarm switch | - | 0 | 0
3VL4840-2VH30-0AA0 |  | 3VL4840-2VH30-0AA0 | 1 | UN | 1 | 5 | B | D | EAR99 | N | 85362010 | 1 | 4011209907010 | 5.9 | KG | 6083 | 6083 | LP20 | LP20 | circuit breaker VL400X UL type LG (cat no. HLK3A400) non-interchangeable frame, with circuit breaker approval acc. to UL 489 high breaking capacity 3-pole; NEMA rating 65kA/480V and 18kA/600V (molded case circuit breaker) trip unit LCD ETU, LI/LS/LSI TA=40Â°C In=400A, rated current ISD=1.25-10xIR, II=11X in short-circuit protection IR=150-400A ETU for line protection without connection accessories without auxiliary release without auxiliary/alarm switch | - | 0 | 0
3VL4840-2VJ30-0AA0 |  | 3VL4840-2VJ30-0AA0 | 1 | UN | 1 | 5 | B | D | EAR99 | N | 85362010 | 1 | 4011209907027 | 5.9 | KG | 6600 | 6600 | LP20 | LP20 | circuit breaker VL400X UL type LG (cat no. HLK3K400) non-interchangeable frame, with circuit breaker approval acc. to UL 489 high breaking capacity 3-pole; NEMA rating 65kA/480V and 18kA/600V (molded case circuit breaker) trip unit LCD ETU, LSIG-G with alarm TA=40Â°C 3 phases/4 lines In=400A, rated current ISD=1.25-10xIR, II=11X in short-circuit protection IR=150-400A ETU for line protection without connection accessories without auxiliary release without auxiliary/alarm switch | - | 0 | 0
3VL4840-2VM30-0AA0 |  | 3VL4840-2VM30-0AA0 | 1 | UN | 1 | 5 | B | D | EAR99 | N | 85362010 | 1 | 4011209907034 | 5.9 | KG | 6600 | 6600 | LP20 | LP20 | circuit breaker VL400X UL type LG (cat no. HLK3G400) non-interchangeable frame, with circuit breaker approval acc. to UL 489 high breaking capacity 3-pole; NEMA rating 65kA/480V and 18kA/600V (molded case circuit breaker) trip unit LCD ETU, LSIG TA=40Â°C 3 phases/4 lines In=400A, rated current ISD=1.25-10xIR, II=11X in short-circuit protection IR=150-400A ETU for line protection without connection accessories without auxiliary release without auxiliary/alarm switch | - | 0 | 0
3VL4840-3KN30-0AA0 |  | 3VL4840-3KN30-0AA0 | 1 | UN | 1 | 5 | B | D | EAR99 | N | 85362010 | 1 | 4011209900967 | 5.7 | KG | 4147 | 4147 | LP20 | LP20 | circuit breaker VL400X UL; type LG (cat no. LLX3B400) non-interchangeable frame, with circuit breaker approval acc. to UL 489 very high breaking capacity 3-pole, NEMA rating 100kA/480V and 18kA/600V (molded case circuit breaker) trip unit TM, LI TA=40Â°C In=< 400A, rated current II=2000...4000A short-circuit protection IR=400A ETU for line protection without connection accessories without auxiliary release without auxiliary/alarm switch | - | 0 | 0
3VL4840-3KN30-0AB1 |  | 3VL4840-3KN30-0AB1 | 1 | UN | 1 | 5 | B | D | EAR99 | N | 85362010 | 1 |  | 5.7 | KG | 4235.33 | 4235.33 | LP20 | LP20 | circuit breaker VL400X UL; type LG (cat no. LLX3B400) non-interchangeable frame, with circuit breaker approval acc. to UL 489 very high breaking capacity 3-pole, NEMA rating 100kA/480V and 18kA/600V (molded case circuit breaker) trip unit TM, LI TA=40Â°C In=< 400A, rated current II=2000...4000A short-circuit protection IR=400A ETU for line protection without connection accessories without auxiliary release Auxiliary switch mounting kit 2 AUX (1 NO + 1 NC) | - | 0 | 0
3VL4840-3PB30-0AA0 |  | 3VL4840-3PB30-0AA0 | 1 | UN | 1 | 5 | B | D | EAR99 | N | 85362010 | 1 | 4011209907041 | 5.9 | KG | 4422 | 4422 | LP20 | LP20 | circuit breaker VL400X UL; type LG (cat no. LLK3R400) non-interchangeable frame, with circuit breaker approval acc. to UL 489 very high breaking capacity 3-pole, NEMA rating 100kA/480V and 18kA/600V (molded case circuit breaker) trip unit ETU, LI TA=40Â°C In=400A, rated current II=1.25 to 11xIN, short-circuit protection IR=150-400A ETU for line protection without connection accessories without auxiliary release without auxiliary/alarm switch | - | 0 | 0
3VL4840-3PD30-0AA0 |  | 3VL4840-3PD30-0AA0 | 1 | UN | 1 | 5 | B | D | EAR99 | N | 85362010 | 1 | 4011209907058 | 5.9 | KG | 5038 | 5038 | LP20 | LP20 | circuit breaker VL400X UL; type LG (cat no. LLK3W400) non-interchangeable frame, with circuit breaker approval acc. to UL 489 very high breaking capacity 3-pole, NEMA rating 100kA/480V and 18kA/600V (molded case circuit breaker) trip unit ETU, LIG TA=40Â°C 3 phases/4 lines In=400A, rated current II=1.25 to 11xIN, short-circuit protection IR=150-400A ETU for line protection without connection accessories without auxiliary release without auxiliary/alarm switch | - | 0 | 0
3VL4840-3PE30-0AA0 |  | 3VL4840-3PE30-0AA0 | 1 | UN | 1 | 5 | B | D | EAR99 | N | 85362010 | 1 | 4011209907065 | 5.9 | KG | 4631 | 4631 | LP20 | LP20 | circuit breaker VL400X UL; type LG (cat no. LLK3T400) non-interchangeable frame, with circuit breaker approval acc. to UL 489 very high breaking capacity 3-pole, NEMA rating 100kA/480V and 18kA/600V (molded case circuit breaker) trip unit ETU, LSI TA=40Â°C In=400A, rated current ISD=1.5 to 10xIR, II=11 xIN short-circuit protection IR=200-400A ETU for line protection without connection accessories without auxiliary release without auxiliary/alarm switch | - | 0 | 0
3VL4840-3PH30-0AA0 |  | 3VL4840-3PH30-0AA0 | 1 | UN | 1 | 5 | B | D | EAR99 | N | 85362010 | 1 | 4011209907072 | 5.9 | KG | 5038 | 5038 | LP20 | LP20 | circuit breaker VL400X UL; type LG (cat no. LLK3V400) non-interchangeable frame, with circuit breaker approval acc. to UL 489 very high breaking capacity 3-pole, NEMA rating 100kA/480V and 18kA/600V (molded case circuit breaker) trip unit ETU, LSIG TA=40Â°C 3 phases/4 lines In=400A, rated current ISD=1.5 to 10xIR, II=11X in short-circuit protection IR=200-400A ETU for line protection without connection accessories without auxiliary release without auxiliary/alarm switch | - | 0 | 0
3VL4840-3VH30-0AA0 |  | 3VL4840-3VH30-0AA0 | 1 | UN | 1 | 5 | B | D | EAR99 | N | 85362010 | 1 | 4011209907089 | 5.9 | KG | 6974 | 6974 | LP20 | LP20 | circuit breaker VL400X UL type LG (cat no. LLK3A400) non-interchangeable frame, with circuit breaker approval acc. to UL 489 very high breaking capacity 3-pole; NEMA rating 100kA/480V and 18kA/600V (molded case circuit breaker) trip unit LCD ETU, LI/LS/LSI TA=40Â°C In=400A, rated current ISD=1.25-10xIR, II=11X in short-circuit protection IR=150-400A ETU for line protection without connection accessories without auxiliary release without auxiliary/alarm switch | - | 0 | 0
3VL4840-3VJ30-0AA0 |  | 3VL4840-3VJ30-0AA0 | 1 | UN | 1 | 5 | B | D | EAR99 | N | 85362010 | 1 | 4011209907096 | 5.9 | KG | 7458 | 7458 | LP20 | LP20 | circuit breaker VL400X UL type LG (cat no. LLK3K400) non-interchangeable frame, with circuit breaker approval acc. to UL 489 very high breaking capacity 3-pole; NEMA rating 100kA/480V and 18kA/600V (molded case circuit breaker) trip unit LCD ETU, LSIG-G with alarm TA=40Â°C 3 phases/4 lines In=400A, rated current ISD=1.25-10xIR, II=11X in short-circuit protection IR=150-400A ETU for line protection without connection accessories without auxiliary release without auxiliary/alarm switch | - | 0 | 0
3VL4840-3VM30-0AA0 |  | 3VL4840-3VM30-0AA0 | 1 | UN | 1 | 5 | B | D | EAR99 | N | 85362010 | 1 | 4011209907102 | 5.9 | KG | 7458 | 7458 | LP20 | LP20 | circuit breaker VL400X UL type LG (cat no. LLK3G400) non-interchangeable frame, with circuit breaker approval acc. to UL 489 very high breaking capacity 3-pole; NEMA rating 100kA/480V and 18kA/600V (molded case circuit breaker) trip unit LCD ETU, LSIG TA=40Â°C 3 phases/4 lines In=400A, rated current ISD=1.25-10xIR, II=11X in short-circuit protection IR=150-400A ETU for line protection without connection accessories without auxiliary release without auxiliary/alarm switch | - | 0 | 0
3VL4850-1KN30-0AA0 |  | 3VL4850-1KN30-0AA0 | 1 | UN | 1 | 5 | B | D | EAR99 | N | 85362090 | 1 | 4011209900974 | 5.7 | KG | 2871 | 2871 | LP20 | LP20 | circuit breaker VL400X UL; type LG (cat no. NLX3B500) non-interchangeable frame, with circuit breaker approval acc. to UL 489 standard breaking capacity 3-pole, NEMA rating 35kA/480V and 18kA/600V (molded case circuit breaker) trip unit TM, LI TA=40Â°C In=< 500A, rated current II=2500...5000A short-circuit protection IR=500A ETU for line protection without connection accessories without auxiliary release without auxiliary/alarm switch | - | 0 | 0
3VL4850-2KN30-0AA0 |  | 3VL4850-2KN30-0AA0 | 1 | UN | 1 | 5 | B | D | EAR99 | N | 85362090 | 1 | 4011209900981 | 5.7 | KG | 3333 | 3333 | LP20 | LP20 | circuit breaker VL400X UL; type LG (cat no. HLX3B500) non-interchangeable frame, with circuit breaker approval acc. to UL 489 high breaking capacity 3-pole, NEMA rating 65kA/480V and 18kA/600V (molded case circuit breaker) trip unit TM, LI TA=40Â°C In=< 500A, rated current II=2500...5000A short-circuit protection IR=500A ETU for line protection without connection accessories without auxiliary release without auxiliary/alarm switch | - | 0 | 0
3VL4850-3KN30-0AA0 |  | 3VL4850-3KN30-0AA0 | 1 | UN | 1 | 5 | B | D | EAR99 | N | 85362010 | 1 | 4011209900998 | 5.7 | KG | 4147 | 4147 | LP20 | LP20 | circuit breaker VL400X UL; type LG (cat no. LLX3B500) non-interchangeable frame, with circuit breaker approval acc. to UL 489 very high breaking capacity 3-pole, NEMA rating 100kA/480V and 18kA/600V (molded case circuit breaker) trip unit TM, LI TA=40Â°C In=< 500A, rated current II=2500...5000A short-circuit protection IR=500A ETU for line protection without connection accessories without auxiliary release without auxiliary/alarm switch | - | 0 | 0
3VL4860-1KN30-0AA0 |  | 3VL4860-1KN30-0AA0 | 1 | UN | 1 | 5 | B | D | EAR99 | N | 85362090 | 1 | 4011209901001 | 5.7 | KG | 3025 | 3025 | LP20 | LP20 | circuit breaker VL400X UL; type LG (cat no. NLX3B600) non-interchangeable frame, with circuit breaker approval acc. to UL 489 standard breaking capacity 3-pole, NEMA rating 35kA/480V and 18kA/600V (molded case circuit breaker) trip unit TM, LI TA=40Â°C In=< 600A, rated current II=2750...5500A short-circuit protection IR=600A ETU for line protection without connection accessories without auxiliary release without auxiliary/alarm switch | - | 0 | 0
3VL4860-1PB30-0AA0 |  | 3VL4860-1PB30-0AA0 | 1 | UN | 1 | 5 | B | D | EAR99 | N | 85362010 | 1 | 4011209907119 | 5.9 | KG | 3630 | 3630 | LP20 | LP20 | circuit breaker VL400X UL; type LG (cat no. NLK3R600) non-interchangeable frame, with circuit breaker approval acc. to UL 489 standard breaking capacity 3-pole, NEMA rating 35kA/480V and 18kA/600V (molded case circuit breaker) trip unit ETU, LI TA=40Â°C In=600A, rated current II=1.25 to 10xIN, short-circuit protection IR=200-600A ETU for line protection without connection accessories without auxiliary release without auxiliary/alarm switch | - | 0 | 0
3VL4860-1PD30-0AA0 |  | 3VL4860-1PD30-0AA0 | 1 | UN | 1 | 5 | B | D | EAR99 | N | 85362010 | 1 | 4011209907126 | 5.9 | KG | 4378 | 4378 | LP20 | LP20 | circuit breaker VL400X UL; type LG (cat no. NLK3W600) non-interchangeable frame, with circuit breaker approval acc. to UL 489 standard breaking capacity 3-pole, NEMA rating 35kA/480V and 18kA/600V (molded case circuit breaker) trip unit ETU, LIG TA=40Â°C 3 phases/4 lines In=600A, rated current II=1.25 to 10xIN, short-circuit protection IR=200-600A ETU for line protection without connection accessories without auxiliary release without auxiliary/alarm switch | - | 0 | 0
3VL4860-1PE30-0AA0 |  | 3VL4860-1PE30-0AA0 | 1 | UN | 1 | 5 | B | D | EAR99 | N | 85362010 | 1 | 4011209907133 | 5.9 | KG | 3817 | 3817 | LP20 | LP20 | circuit breaker VL400X UL; type LG (cat no. NLK3T600) non-interchangeable frame, with circuit breaker approval acc. to UL 489 standard breaking capacity 3-pole, NEMA rating 35kA/480V and 18kA/600V (molded case circuit breaker) trip unit ETU, LSI TA=40Â°C In=600A, rated current ISD=1.5 to 9xIR, II=10xIN short-circuit protection IR=200-600A ETU for line protection without connection accessories without auxiliary release without auxiliary/alarm switch | - | 0 | 0
3VL4860-1PH30-0AA0 |  | 3VL4860-1PH30-0AA0 | 1 | UN | 1 | 5 | B | D | EAR99 | N | 85362010 | 1 | 4011209907140 | 5.9 | KG | 4444 | 4444 | LP20 | LP20 | circuit breaker VL400X UL; type LG (cat no. NLK3V600) non-interchangeable frame, with circuit breaker approval acc. to UL 489 standard breaking capacity 3-pole, NEMA rating 35kA/480V and 18kA/600V (molded case circuit breaker) trip unit ETU, LSIG TA=40Â°C 3 phases/4 lines In=600A, rated current ISD=1.5 to 9xIR, II=10xIN short-circuit protection IR=200-600A ETU for line protection without connection accessories without auxiliary release without auxiliary/alarm switch | - | 0 | 0
3VL4860-1VH30-0AA0 |  | 3VL4860-1VH30-0AA0 | 1 | UN | 1 | 5 | B | D | EAR99 | N | 85362010 | 1 | 4011209907157 | 5.9 | KG | 5577 | 5577 | LP20 | LP20 | circuit breaker VL400X UL type LG (cat no. NLK3A600) non-interchangeable frame, with circuit breaker approval acc. to UL 489 standard breaking capacity 3-pole; NEMA rating 35kA/480V and 18kA/600V (molded case circuit breaker) trip unit LCD ETU, LI/LS/LSI TA=40Â°C In=600A, rated current ISD=1.25-10xIR, II=10xIN short-circuit protection IR=200-600A ETU for line protection without connection accessories without auxiliary release without auxiliary/alarm switch | - | 0 | 0
3VL4860-1VJ30-0AA0 |  | 3VL4860-1VJ30-0AA0 | 1 | UN | 1 | 5 | B | D | EAR99 | N | 85362010 | 1 | 4011209907164 | 5.9 | KG | 6138 | 6138 | LP20 | LP20 | circuit breaker VL400X UL type LG (cat no. NLK3K600) non-interchangeable frame, with circuit breaker approval acc. to UL 489 standard breaking capacity 3-pole; NEMA rating 35kA/480V and 18kA/600V (molded case circuit breaker) trip unit LCD ETU, LSIG-G with alarm TA=40Â°C 3 phases/4 lines In=600A, rated current ISD=1.25-10xIR, II=10xIN short-circuit protection IR=200-600A ETU for line protection without connection accessories without auxiliary release without auxiliary/alarm switch | - | 0 | 0
3VL4860-1VM30-0AA0 |  | 3VL4860-1VM30-0AA0 | 1 | UN | 1 | 5 | B | D | EAR99 | N | 85362010 | 1 | 4011209907171 | 5.9 | KG | 6138 | 6138 | LP20 | LP20 | circuit breaker VL400X UL type LG (cat no. NLK3G600) non-interchangeable frame, with circuit breaker approval acc. to UL 489 standard breaking capacity 3-pole; NEMA rating 35kA/480V and 18kA/600V (molded case circuit breaker) trip unit LCD ETU, LSIG TA=40Â°C 3 phases/4 lines In=600A, rated current ISD=1.25-10xIR, II=10xIN short-circuit protection IR=200-600A ETU for line protection without connection accessories without auxiliary release without auxiliary/alarm switch | - | 0 | 0
3VL4860-2KE30-0AA0 |  | 3VL4860-2KE30-0AA0 | 1 | UN | 1 | 5 | B | D | EAR99 | N | 85362090 | 1 | 4011209907355 | 5.7 | KG | 2101 | 2101 | LP20 | LP20 | circuit breaker VL400X UL; type LG (cat no. HLR3S600) non-interchangeable frame, with circuit breaker approval acc. to UL 489 high breaking capacity 3-pole, NEMA rating 65kA/480V and 18kA/600V (molded case switch) trip unit magnetic TA=40Â°C In=< 600A, rated current II=5500A short-circuit protection non-auto. air circuit breaker without connection accessories without auxiliary release without auxiliary/alarm switch | - | 0 | 0
3VL4860-2KE30-2GD1-Z | L02L12M11 | 3VL4860-2KE30-2GD1-ZL02L12M11 | 1 | UN | 1 | 5 | B | D | EAR99 | N | 85362090 | 1 |  | 5.7 | KG | 4368.32 | 4368.32 | LP20 | LP20 | circuit breaker VL400X UL; type LG (cat no. HLR3S600) non-interchangeable frame, with circuit breaker approval acc. to UL 489 high breaking capacity 3-pole, NEMA rating 65kA/480V and 18kA/600V (molded case switch) trip unit magnetic TA=40Â°C In=< 600A, rated current II=5500A short-circuit protection non-auto. air circuit breaker without connection accessories Undervoltage release 110...127 V AC Auxiliary/alarm switch mounting kit 2 AUX (1 NO+1 NC)+1 AS (1 NO) Internal accessories wired Wiring of the motorized operating mechanism Motorized operating mechanism set up 110-127 V AC/DC | - | 0 | 0
3VL4860-2KJ30-0AA0 |  | 3VL4860-2KJ30-0AA0 | 1 | UN | 1 | 5 | B | D | EAR99 | N | 85362090 | 1 | 4011209907331 | 5.7 | KG | 2662 | 2662 | LP20 | LP20 | circuit breaker VL400X UL; type LG (cat no. HLM3J600) non-interchangeable frame, with circuit breaker approval acc. to UL 489 high breaking capacity 3-pole, NEMA rating 65kA/480V and 18kA/600V (motor starter protector) trip unit magnetic TA=40Â°C In=< 600A, rated current II=2000...4000A short-circuit protection starter combination without connection accessories without auxiliary release without auxiliary/alarm switch | - | 0 | 0
3VL4860-2KK30-0AA0 |  | 3VL4860-2KK30-0AA0 | 1 | UN | 1 | 5 | B | D | EAR99 | N | 85362090 | 1 | 4011209907348 | 5.7 | KG | 2662 | 2662 | LP20 | LP20 | circuit breaker VL400X UL; type LG (cat no. HLM3Y600) non-interchangeable frame, with circuit breaker approval acc. to UL 489 high breaking capacity 3-pole, NEMA rating 65kA/480V and 18kA/600V (motor starter protector) trip unit magnetic TA=40Â°C In=< 600A, rated current II=2750..5500A short-circuit protection starter combination without connection accessories without auxiliary release without auxiliary/alarm switch | - | 0 | 0
3VL4860-2KN30-0AA0 |  | 3VL4860-2KN30-0AA0 | 1 | UN | 1 | 5 | B | D | EAR99 | N | 85362090 | 1 | 4011209901018 | 5.7 | KG | 3432 | 3432 | LP20 | LP20 | circuit breaker VL400X UL; type LG (cat no. HLX3B600) non-interchangeable frame, with circuit breaker approval acc. to UL 489 high breaking capacity 3-pole, NEMA rating 65kA/480V and 18kA/600V (molded case circuit breaker) trip unit TM, LI TA=40Â°C In=< 600A, rated current II=2750...5500A short-circuit protection IR=600A ETU for line protection without connection accessories without auxiliary release without auxiliary/alarm switch | - | 0 | 0
3VL4860-2PB30-0AA0 |  | 3VL4860-2PB30-0AA0 | 1 | UN | 1 | 5 | B | D | EAR99 | N | 85362010 | 1 | 4011209907188 | 5.9 | KG | 4125 | 4125 | LP20 | LP20 | circuit breaker VL400X UL; type LG (cat no. HLK3R600) non-interchangeable frame, with circuit breaker approval acc. to UL 489 high breaking capacity 3-pole, NEMA rating 65kA/480V and 18kA/600V (molded case circuit breaker) trip unit ETU, LI TA=40Â°C In=600A, rated current II=1.25 to 10xIN, short-circuit protection IR=200-600A ETU for line protection without connection accessories without auxiliary release without auxiliary/alarm switch | - | 0 | 0
3VL4860-2PD30-0AA0 |  | 3VL4860-2PD30-0AA0 | 1 | UN | 1 | 5 | B | D | EAR99 | N | 85362010 | 1 | 4011209907195 | 5.9 | KG | 4796 | 4796 | LP20 | LP20 | circuit breaker VL400X UL; type LG (cat no. HLK3W600) non-interchangeable frame, with circuit breaker approval acc. to UL 489 high breaking capacity 3-pole, NEMA rating 65kA/480V and 18kA/600V (molded case circuit breaker) trip unit ETU, LIG TA=40Â°C 3 phases/4 lines In=600A, rated current II=1.25 to 10xIN, short-circuit protection IR=200-600A ETU for line protection without connection accessories without auxiliary release without auxiliary/alarm switch | - | 0 | 0
3VL4860-2PE30-0AA0 |  | 3VL4860-2PE30-0AA0 | 1 | UN | 1 | 5 | B | D | EAR99 | N | 85362090 | 1 | 4011209907201 | 5.9 | KG | 4268 | 4268 | LP20 | LP20 | circuit breaker VL400X UL; type LG (cat no. HLK3T600) non-interchangeable frame, with circuit breaker approval acc. to UL 489 high breaking capacity 3-pole, NEMA rating 65kA/480V and 18kA/600V (molded case circuit breaker) trip unit ETU, LSI TA=40Â°C In=600A, rated current ISD=1.5 to 9xIR, II=10xIN short-circuit protection IR=200-600A ETU for line protection without connection accessories without auxiliary release without auxiliary/alarm switch | - | 0 | 0
3VL4860-2PH30-0AA0 |  | 3VL4860-2PH30-0AA0 | 1 | UN | 1 | 5 | B | D | EAR99 | N | 85362010 | 1 | 4011209907218 | 5.9 | KG | 4939 | 4939 | LP20 | LP20 | circuit breaker VL400X UL; type LG (cat no. HLK3V600) non-interchangeable frame, with circuit breaker approval acc. to UL 489 high breaking capacity 3-pole, NEMA rating 65kA/480V and 18kA/600V (molded case circuit breaker) trip unit ETU, LSIG TA=40Â°C 3 phases/4 lines In=600A, rated current ISD=1.5 to 9xIR, II=10xIN short-circuit protection IR=200-600A ETU for line protection without connection accessories without auxiliary release without auxiliary/alarm switch | - | 0 | 0
3VL4860-2VH30-0AA0 |  | 3VL4860-2VH30-0AA0 | 1 | UN | 1 | 5 | B | D | EAR99 | N | 85362010 | 1 | 4011209907225 | 5.9 | KG | 6083 | 6083 | LP20 | LP20 | circuit breaker VL400X UL type LG (cat no. HLK3A600) non-interchangeable frame, with circuit breaker approval acc. to UL 489 high breaking capacity 3-pole; NEMA rating 65kA/480V and 18kA/600V (molded case circuit breaker) trip unit LCD ETU, LI/LS/LSI TA=40Â°C In=600A, rated current ISD=1.25-10xIR, II=10xIN short-circuit protection IR=200-600A ETU for line protection without connection accessories without auxiliary release without auxiliary/alarm switch | - | 0 | 0
3VL4860-2VJ30-0AA0 |  | 3VL4860-2VJ30-0AA0 | 1 | UN | 1 | 5 | B | D | EAR99 | N | 85362010 | 1 | 4011209907232 | 5.9 | KG | 6600 | 6600 | LP20 | LP20 | circuit breaker VL400X UL type LG (cat no. HLK3K600) non-interchangeable frame, with circuit breaker approval acc. to UL 489 high breaking capacity 3-pole; NEMA rating 65kA/480V and 18kA/600V (molded case circuit breaker) trip unit LCD ETU, LSIG-G with alarm TA=40Â°C 3 phases/4 lines In=600A, rated current ISD=1.25-10xIR, II=10xIN short-circuit protection IR=200-600A ETU for line protection without connection accessories without auxiliary release without auxiliary/alarm switch | - | 0 | 0
3VL4860-2VM30-0AA0 |  | 3VL4860-2VM30-0AA0 | 1 | UN | 1 | 5 | B | D | EAR99 | N | 85362010 | 1 | 4011209907249 | 5.9 | KG | 6600 | 6600 | LP20 | LP20 | circuit breaker VL400X UL type LG (cat no. HLK3G600) non-interchangeable frame, with circuit breaker approval acc. to UL 489 high breaking capacity 3-pole; NEMA rating 65kA/480V and 18kA/600V (molded case circuit breaker) trip unit LCD ETU, LSIG TA=40Â°C 3 phases/4 lines In=600A, rated current ISD=1.25-10xIR, II=10xIN short-circuit protection IR=200-600A ETU for line protection without connection accessories without auxiliary release without auxiliary/alarm switch | - | 0 | 0
3VL4860-3KE30-0AA0 |  | 3VL4860-3KE30-0AA0 | 1 | UN | 1 | 5 | B | D | EAR99 | N | 85362010 | 1 | 4011209907362 | 6.346 | KG | 2640 | 2640 | LP20 | LP20 | circuit breaker VL400X UL; type LG (cat no. LLR3S600) non-interchangeable frame, with circuit breaker approval acc. to UL 489 very high breaking capacity 3-pole, NEMA rating 100kA/480V and 18kA/600V (molded case switch) trip unit magnetic TA=40Â°C In=< 600A, rated current II=5500A short-circuit protection non-auto. air circuit breaker without connection accessories without auxiliary release without auxiliary/alarm switch | - | 0 | 0
3VL4860-3KN30-0AA0 |  | 3VL4860-3KN30-0AA0 | 1 | UN | 1 | 5 | B | D | EAR99 | N | 85362010 | 1 | 4011209901025 | 5.7 | KG | 4312 | 4312 | LP20 | LP20 | circuit breaker VL400X UL; type LG (cat no. LLX3B600) non-interchangeable frame, with circuit breaker approval acc. to UL 489 very high breaking capacity 3-pole, NEMA rating 100kA/480V and 18kA/600V (molded case circuit breaker) trip unit TM, LI TA=40Â°C In=< 600A, rated current II=2750...5500A short-circuit protection IR=600A ETU for line protection without connection accessories without auxiliary release without auxiliary/alarm switch | - | 0 | 0
3VL4860-3PB30-0AA0 |  | 3VL4860-3PB30-0AA0 | 1 | UN | 1 | 5 | B | D | EAR99 | N | 85362010 | 1 | 4011209907256 | 5.9 | KG | 4939 | 4939 | LP20 | LP20 | circuit breaker VL400X UL; type LG (cat no. LLK3R600) non-interchangeable frame, with circuit breaker approval acc. to UL 489 very high breaking capacity 3-pole, NEMA rating 100kA/480V and 18kA/600V (molded case circuit breaker) trip unit ETU, LI TA=40Â°C In=600A, rated current II=1.25 to 10xIN, short-circuit protection IR=200-600A ETU for line protection without connection accessories without auxiliary release without auxiliary/alarm switch | - | 0 | 0
3VL4860-3PD30-0AA0 |  | 3VL4860-3PD30-0AA0 | 1 | UN | 1 | 5 | B | D | EAR99 | N | 85362010 | 1 | 4011209907263 | 5.9 | KG | 5643 | 5643 | LP20 | LP20 | circuit breaker VL400X UL; type LG (cat no. LLK3W600) non-interchangeable frame, with circuit breaker approval acc. to UL 489 very high breaking capacity 3-pole, NEMA rating 100kA/480V and 18kA/600V (molded case circuit breaker) trip unit ETU, LIG TA=40Â°C 3 phases/4 lines In=600A, rated current II=1.25 to 10xIN, short-circuit protection IR=200-600A ETU for line protection without connection accessories without auxiliary release without auxiliary/alarm switch | - | 0 | 0
3VL4860-3PE30-0AA0 |  | 3VL4860-3PE30-0AA0 | 1 | UN | 1 | 5 | B | D | EAR99 | N | 85362010 | 1 | 4011209907270 | 5.9 | KG | 5093 | 5093 | LP20 | LP20 | circuit breaker VL400X UL; type LG (cat no. LLK3T600) non-interchangeable frame, with circuit breaker approval acc. to UL 489 very high breaking capacity 3-pole, NEMA rating 100kA/480V and 18kA/600V (molded case circuit breaker) trip unit ETU, LSI TA=40Â°C In=600A, rated current ISD=1.5 to 9xIR, II=10xIN short-circuit protection IR=200-600A ETU for line protection without connection accessories without auxiliary release without auxiliary/alarm switch | - | 0 | 0
3VL4860-3PH30-0AA0 |  | 3VL4860-3PH30-0AA0 | 1 | UN | 1 | 5 | B | D | EAR99 | N | 85362010 | 1 | 4011209907287 | 5.9 | KG | 5643 | 5643 | LP20 | LP20 | circuit breaker VL400X UL; type LG (cat no. LLK3V600) non-interchangeable frame, with circuit breaker approval acc. to UL 489 very high breaking capacity 3-pole, NEMA rating 100kA/480V and 18kA/600V (molded case circuit breaker) trip unit ETU, LSIG TA=40Â°C 3 phases/4 lines In=600A, rated current ISD=1.5 to 9xIR, II=10xIN short-circuit protection IR=200-600A ETU for line protection without connection accessories without auxiliary release without auxiliary/alarm switch | - | 0 | 0
3VL4860-3VH30-0AA0 |  | 3VL4860-3VH30-0AA0 | 1 | UN | 1 | 5 | B | D | EAR99 | N | 85362010 | 1 | 4011209907294 | 5.9 | KG | 6974 | 6974 | LP20 | LP20 | circuit breaker VL400X UL type LG (cat no. LLK3A600) non-interchangeable frame, with circuit breaker approval acc. to UL 489 very high breaking capacity 3-pole; NEMA rating 100kA/480V and 18kA/600V (molded case circuit breaker) trip unit LCD ETU, LI/LS/LSI TA=40Â°C In=600A, rated current ISD=1.25-10xIR, II=10xIN short-circuit protection IR=200-600A ETU for line protection without connection accessories without auxiliary release without auxiliary/alarm switch | - | 0 | 0
3VL4860-3VJ30-0AA0 |  | 3VL4860-3VJ30-0AA0 | 1 | UN | 1 | 5 | B | D | EAR99 | N | 85362010 | 1 | 4011209907300 | 5.9 | KG | 7458 | 7458 | LP20 | LP20 | circuit breaker VL400X UL type LG (cat no. LLK3K600) non-interchangeable frame, with circuit breaker approval acc. to UL 489 very high breaking capacity 3-pole; NEMA rating 100kA/480V and 18kA/600V (molded case circuit breaker) trip unit LCD ETU, LSIG-G with alarm TA=40Â°C 3 phases/4 lines In=600A, rated current ISD=1.25-10xIR, II=10xIN short-circuit protection IR=200-600A ETU for line protection without connection accessories without auxiliary release without auxiliary/alarm switch | - | 0 | 0
3VL4860-3VM30-0AA0 |  | 3VL4860-3VM30-0AA0 | 1 | UN | 1 | 5 | B | D | EAR99 | N | 85362010 | 1 | 4011209907317 | 5.9 | KG | 7458 | 7458 | LP20 | LP20 | circuit breaker VL400X UL type LG (cat no. LLK3G600) non-interchangeable frame, with circuit breaker approval acc. to UL 489 very high breaking capacity 3-pole; NEMA rating 100kA/480V and 18kA/600V (molded case circuit breaker) trip unit LCD ETU, LSIG TA=40Â°C 3 phases/4 lines In=600A, rated current ISD=1.25-10xIR, II=10xIN short-circuit protection IR=200-600A ETU for line protection without connection accessories without auxiliary release without auxiliary/alarm switch | - | 0 | 0
3VL5731-1DC36-0AA0 |  | 3VL5731-1DC36-0AA0 | 1 | UN | 1 | 5 | B | D | EAR99 | N | 85362090 | 1 | 4011209469013 | 9 | KG | 2398 | 2198.9 | LP20 | LP20 | circuit breaker VL630N standard breaking capacity Icu=55kA, 415V AC 3-pole, line protection trip unit TM, LI In=315A, rated current IR=250...315A, overload protection, II=1575...3150A, short-circuit protection without auxiliary release without auxiliary/alarm switch | - | 0 | 0
3VL5731-1DC36-0AA0-Z | U01 | 3VL5731-1DC36-0AA0-ZU01 | 1 | UN | 1 | 5 | B | D | EAR99 | N | 85362090 | 1 |  | 9 | KG | 2446.4 | 2446.4 | LP20 | LP20 | circuit breaker VL630N standard breaking capacity Icu=55kA, 415V AC 3-pole, line protection trip unit TM, LI In=315A, rated current IR=250...315A, overload protection, II=1575...3150A, short-circuit protection without auxiliary release without auxiliary/alarm switch with Safety Label for USA | - | 0 | 0
3VL5731-1DC36-0AC1 |  | 3VL5731-1DC36-0AC1 | 1 | UN | 1 | 5 | B | D | EAR99 | N | 85362090 | 1 | 4011209757288 | 9 | KG | 2531.1 | 2531.1 | LP20 | LP20 | circuit breaker VL630N standard breaking capacity Icu=55kA, 415V AC 3-pole, line protection trip unit TM, LI In=315A, rated current IR=250...315A, overload protection, II=1575...3150A, short-circuit protection without auxiliary release Auxiliary switch mounting kit 4 AUX (2 NO + 2 NC) | - | 0 | 0
3VL5731-1DC36-2GA0-Z | U01 | 3VL5731-1DC36-2GA0-ZU01 | 1 | UN | 1 | 5 | B | D | EAR99 | N | 85362090 | 1 |  | 9 | KG | 2684 | 2684 | LP20 | LP20 | circuit breaker VL630N standard breaking capacity Icu=55kA, 415V AC 3-pole, line protection trip unit TM, LI In=315A, rated current IR=250...315A, overload protection, II=1575...3150A, short-circuit protection Undervoltage release 110...127 V AC without auxiliary/alarm switch with Safety Label for USA | - | 0 | 0
3VL5731-1DK36-0AA0 |  | 3VL5731-1DK36-0AA0 | 1 | UN | 1 | 5 | B | D | EAR99 | N | 85362090 | 1 | 4011209486782 | 9 | KG | 2156 | 1973.6 | LP20 | LP20 | circuit breaker VL630N standard breaking capacity Icu=55kA, 415V AC 3-pole, starter combination trip unit magnetic In=315A, rated current II=2000...4000A, short-circuit protection without auxiliary release without auxiliary/alarm switch | - | 0 | 0
3VL5731-1DK36-0AA0-Z | U01 | 3VL5731-1DK36-0AA0-ZU01 | 1 | UN | 1 | 5 | B | D | EAR99 | N | 85362090 | 1 |  | 9 | KG | 2204.4 | 2204.4 | LP20 | LP20 | circuit breaker VL630N standard breaking capacity Icu=55kA, 415V AC 3-pole, starter combination trip unit magnetic In=315A, rated current II=2000...4000A, short-circuit protection without auxiliary release without auxiliary/alarm switch with Safety Label for USA | - | 0 | 0
3VL5731-1EC46-0AA0 |  | 3VL5731-1EC46-0AA0 | 1 | UN | 1 | 5 | B | D | EAR99 | N | 85362090 | 1 | 4011209486799 | 11.2 | KG | 3267 | 2895.9 | LP20 | LP20 | circuit breaker VL630N standard breaking capacity Icu=55kA, 415V AC 4-pole, line protection trip unit TM, LI In=315A, rated current IR=250...315A, overload protection, II=1575...3150A, short-circuit protection N protected without auxiliary release without auxiliary/alarm switch | - | 0 | 0
3VL5731-1EC46-0AA0-Z | U01 | 3VL5731-1EC46-0AA0-ZU01 | 1 | UN | 1 | 5 | B | D | EAR99 | N | 85362090 | 1 |  | 11.2 | KG | 3315.4 | 3315.4 | LP20 | LP20 | circuit breaker VL630N standard breaking capacity Icu=55kA, 415V AC 4-pole, line protection trip unit TM, LI In=315A, rated current IR=250...315A, overload protection, II=1575...3150A, short-circuit protection N protected without auxiliary release without auxiliary/alarm switch with Safety Label for USA | - | 0 | 0
3VL5731-1EJ46-0AA0 |  | 3VL5731-1EJ46-0AA0 | 1 | UN | 1 | 5 | B | D | EAR99 | N | 85362090 | 1 | 4011209486805 | 12.158 | KG | 3102 | 2848 | LP20 | LP20 | circuit breaker VL630N standard breaking capacity Icu=55kA, 415V AC 4-pole, line protection trip unit TM, LI In=315A, rated current IR=250...315A, overload protection, II=1575...3150A, short-circuit protection N unprotected without auxiliary release without auxiliary/alarm switch | - | 0 | 0
3VL5731-1EJ46-0AA0-Z | U01 | 3VL5731-1EJ46-0AA0-ZU01 | 1 | UN | 1 | 5 | B | D | EAR99 | N | 85362090 | 1 |  | 11.2 | KG | 3150.4 | 3150.4 | LP20 | LP20 | circuit breaker VL630N standard breaking capacity Icu=55kA, 415V AC 4-pole, line protection trip unit TM, LI In=315A, rated current IR=250...315A, overload protection, II=1575...3150A, short-circuit protection N unprotected without auxiliary release without auxiliary/alarm switch with Safety Label for USA | - | 0 | 0
3VL5731-1EM46-0AA0 |  | 3VL5731-1EM46-0AA0 | 1 | UN | 1 | 5 | B | D | EAR99 | N | 85362090 | 1 | 4011209718531 | 12.083 | KG | 3267 | 2985.4 | LP20 | LP20 | circuit breaker VL630N standard breaking capacity Icu=55kA, 415V AC 4-pole, line protection TU, TM, LI In=315A, rated current IR=250...315A, overload prot. II=1575...3150A, short-circuit protection N protected (100%) without auxiliary release without auxiliary/alarm switch | - | 0 | 0
3VL5731-1EM46-0AA0-Z | U01 | 3VL5731-1EM46-0AA0-ZU01 | 1 | UN | 1 | 5 | B | D | EAR99 | N | 85362090 | 1 |  | 11.2 | KG | 3315.4 | 3315.4 | LP20 | LP20 | circuit breaker VL630N standard breaking capacity Icu=55kA, 415V AC 4-pole, line protection TU, TM, LI In=315A, rated current IR=250...315A, overload prot. II=1575...3150A, short-circuit protection N protected (100%) without auxiliary release without auxiliary/alarm switch with Safety Label for USA | - | 0 | 0
3VL5731-2DC36-0AA0 |  | 3VL5731-2DC36-0AA0 | 1 | UN | 1 | 5 | B | D | EAR99 | N | 85362090 | 1 | 4011209486812 | 9.23 | KG | 2783 | 2548 | LP20 | LP20 | circuit breaker VL630H high breaking capacity Icu=70kA, 415V AC 3-pole, line protection trip unit TM, LI In=315A, rated current IR=250...315A, overload protection, II=1575...3150A, short-circuit protection without auxiliary release without auxiliary/alarm switch | - | 0 | 0
3VL5731-2DC36-0AA0-Z | U01 | 3VL5731-2DC36-0AA0-ZU01 | 1 | UN | 1 | 5 | B | D | EAR99 | N | 85362090 | 1 |  | 9 | KG | 2831.4 | 2831.4 | LP20 | LP20 | circuit breaker VL630H high breaking capacity Icu=70kA, 415V AC 3-pole, line protection trip unit TM, LI In=315A, rated current IR=250...315A, overload protection, II=1575...3150A, short-circuit protection without auxiliary release without auxiliary/alarm switch with Safety Label for USA | - | 0 | 0
3VL5731-2DK36-0AA0 |  | 3VL5731-2DK36-0AA0 | 1 | UN | 1 | 5 | B | D | EAR99 | N | 85362090 | 1 | 4011209486829 | 9.23 | KG | 2552 | 2348.4 | LP20 | LP20 | circuit breaker VL630H high breaking capacity Icu=70kA, 415V AC 3-pole, starter combination trip unit magnetic In=315A, rated current II=2000...4000A, short-circuit protection without auxiliary release without auxiliary/alarm switch | - | 0 | 0
3VL5731-2DK36-0AA0-Z | U01 | 3VL5731-2DK36-0AA0-ZU01 | 1 | UN | 1 | 5 | B | D | EAR99 | N | 85362090 | 1 |  | 9 | KG | 2600.4 | 2600.4 | LP20 | LP20 | circuit breaker VL630H high breaking capacity Icu=70kA, 415V AC 3-pole, starter combination trip unit magnetic In=315A, rated current II=2000...4000A, short-circuit protection without auxiliary release without auxiliary/alarm switch with Safety Label for USA | - | 0 | 0
3VL5731-2EC46-0AA0 |  | 3VL5731-2EC46-0AA0 | 1 | UN | 1 | 5 | B | D | EAR99 | N | 85362090 | 1 | 4011209486836 | 12.083 | KG | 3949 | 3609.7 | LP20 | LP20 | circuit breaker VL630H high breaking capacity Icu=70kA, 415V AC 4-pole, line protection trip unit TM, LI In=315A, rated current IR=250...315A, overload protection, II=1575...3150A, short-circuit protection N protected without auxiliary release without auxiliary/alarm switch | - | 0 | 0
3VL5731-2EC46-0AA0-Z | U01 | 3VL5731-2EC46-0AA0-ZU01 | 1 | UN | 1 | 5 | B | D | EAR99 | N | 85362090 | 1 |  | 11.2 | KG | 3997.4 | 3997.4 | LP20 | LP20 | circuit breaker VL630H high breaking capacity Icu=70kA, 415V AC 4-pole, line protection trip unit TM, LI In=315A, rated current IR=250...315A, overload protection, II=1575...3150A, short-circuit protection N protected without auxiliary release without auxiliary/alarm switch with Safety Label for USA | - | 0 | 0
3VL5731-2EJ46-0AA0 |  | 3VL5731-2EJ46-0AA0 | 1 | UN | 1 | 5 | B | D | EAR99 | N | 85362090 | 1 | 4011209486843 | 12.071 | KG | 3773 | 3460.2 | LP20 | LP20 | circuit breaker VL630H high breaking capacity Icu=70kA, 415V AC 4-pole, line protection trip unit TM, LI In=315A, rated current IR=250...315A, overload protection, II=1575...3150A, short-circuit protection N unprotected without auxiliary release without auxiliary/alarm switch | - | 0 | 0
3VL5731-2EJ46-0AA0-Z | U01 | 3VL5731-2EJ46-0AA0-ZU01 | 1 | UN | 1 | 5 | B | D | EAR99 | N | 85362090 | 1 |  | 11.2 | KG | 3821.4 | 3821.4 | LP20 | LP20 | circuit breaker VL630H high breaking capacity Icu=70kA, 415V AC 4-pole, line protection trip unit TM, LI In=315A, rated current IR=250...315A, overload protection, II=1575...3150A, short-circuit protection N unprotected without auxiliary release without auxiliary/alarm switch with Safety Label for USA | - | 0 | 0
3VL5731-2EM46-0AA0 |  | 3VL5731-2EM46-0AA0 | 1 | UN | 1 | 5 | B | D | EAR99 | N | 85362090 | 1 | 4011209893443 | 12.071 | KG | 3949 | 3609.7 | LP20 | LP20 | circuit breaker VL630H high breaking capacity Icu=70kA, 415V AC 4-pole, line protection TU, TM, LI In=315A, rated current IR=250...315A, overload prot. II=1575...3150A, short-circuit protection N protected (100%) without auxiliary release without auxiliary/alarm switch | - | 0 | 0
3VL5731-2EM46-0AA0-Z | U01 | 3VL5731-2EM46-0AA0-ZU01 | 1 | UN | 1 | 5 | B | D | EAR99 | N | 85362090 | 1 |  | 11.2 | KG | 3997.4 | 3997.4 | LP20 | LP20 | circuit breaker VL630H high breaking capacity Icu=70kA, 415V AC 4-pole, line protection TU, TM, LI In=315A, rated current IR=250...315A, overload prot. II=1575...3150A, short-circuit protection N protected (100%) without auxiliary release without auxiliary/alarm switch with Safety Label for USA | - | 0 | 0
3VL5731-3DC36-0AA0 |  | 3VL5731-3DC36-0AA0 | 1 | UN | 1 | 5 | B | D | EAR99 | N | 85362090 | 1 | 4011209486850 | 9.191 | KG | 3465 | 3172.3 | LP20 | LP20 | circuit breaker VL630L very high breaking capacity Icu=100kA, 415V AC 3-pole, line protection trip unit TM, LI In=315A, rated current IR=250...315A, overload protection, II=1575...3150A, short-circuit protection without auxiliary release without auxiliary/alarm switch | - | 0 | 0
3VL5731-3DC36-0AA0-Z | U01 | 3VL5731-3DC36-0AA0-ZU01 | 1 | UN | 1 | 5 | B | D | EAR99 | N | 85362090 | 1 |  | 9 | KG | 3513.4 | 3513.4 | LP20 | LP20 | circuit breaker VL630L very high breaking capacity Icu=100kA, 415V AC 3-pole, line protection trip unit TM, LI In=315A, rated current IR=250...315A, overload protection, II=1575...3150A, short-circuit protection without auxiliary release without auxiliary/alarm switch with Safety Label for USA | - | 0 | 0
3VL5731-3DK36-0AA0 |  | 3VL5731-3DK36-0AA0 | 1 | UN | 1 | 5 | B | D | EAR99 | N | 85362090 | 1 | 4011209486867 | 9.23 | KG | 3190 | 2922.2 | LP20 | LP20 | circuit breaker VL630L very high breaking capacity Icu=100kA, 415V AC 3-pole, starter combination trip unit magnetic In=315A, rated current II=2000...4000A, short-circuit protection without auxiliary release without auxiliary/alarm switch | - | 0 | 0
3VL5731-3DK36-0AA0-Z | U01 | 3VL5731-3DK36-0AA0-ZU01 | 1 | UN | 1 | 5 | B | D | EAR99 | N | 85362090 | 1 |  | 9 | KG | 3238.4 | 3238.4 | LP20 | LP20 | circuit breaker VL630L very high breaking capacity Icu=100kA, 415V AC 3-pole, starter combination trip unit magnetic In=315A, rated current II=2000...4000A, short-circuit protection without auxiliary release without auxiliary/alarm switch with Safety Label for USA | - | 0 | 0
3VL5731-3EC46-0AA0 |  | 3VL5731-3EC46-0AA0 | 1 | UN | 1 | 5 | B | D | EAR99 | N | 85362090 | 1 | 4011209486874 | 12.071 | KG | 4664 | 4272.2 | LP20 | LP20 | circuit breaker VL630L very high breaking capacity Icu=100kA, 415V AC 4-pole, line protection trip unit TM, LI In=315A, rated current IR=250...315A, overload protection, II=1575...3150A, short-circuit protection N protected without auxiliary release without auxiliary/alarm switch | - | 0 | 0
3VL5731-3EC46-0AA0-Z | U01 | 3VL5731-3EC46-0AA0-ZU01 | 1 | UN | 1 | 5 | B | D | EAR99 | N | 85362090 | 1 |  | 11.2 | KG | 4712.4 | 4712.4 | LP20 | LP20 | circuit breaker VL630L very high breaking capacity Icu=100kA, 415V AC 4-pole, line protection trip unit TM, LI In=315A, rated current IR=250...315A, overload protection, II=1575...3150A, short-circuit protection N protected without auxiliary release without auxiliary/alarm switch with Safety Label for USA | - | 0 | 0
3VL5731-3EJ46-0AA0 |  | 3VL5731-3EJ46-0AA0 | 1 | UN | 1 | 5 | B | D | EAR99 | N | 85362090 | 1 | 4011209486881 | 12.071 | KG | 4499 | 4121.7 | LP20 | LP20 | circuit breaker VL630L very high breaking capacity Icu=100kA, 415V AC 4-pole, line protection trip unit TM, LI In=315A, rated current IR=250...315A, overload protection, II=1575...3150A, short-circuit protection N unprotected without auxiliary release without auxiliary/alarm switch | - | 0 | 0
3VL5731-3EJ46-0AA0-Z | U01 | 3VL5731-3EJ46-0AA0-ZU01 | 1 | UN | 1 | 5 | B | D | EAR99 | N | 85362090 | 1 |  | 11.2 | KG | 4547.4 | 4547.4 | LP20 | LP20 | circuit breaker VL630L very high breaking capacity Icu=100kA, 415V AC 4-pole, line protection trip unit TM, LI In=315A, rated current IR=250...315A, overload protection, II=1575...3150A, short-circuit protection N unprotected without auxiliary release without auxiliary/alarm switch with Safety Label for USA | - | 0 | 0
3VL5731-3EM46-0AA0 |  | 3VL5731-3EM46-0AA0 | 1 | UN | 1 | 5 | B | D | EAR99 | N | 85362090 | 1 | 4011209951150 | 12.071 | KG | 4664 | 4272.2 | LP20 | LP20 | circuit breaker VL630L very high breaking capacity Icu=100kA, 415V AC 4-pole, line protection TU, TM, LI In=315A, rated current IR=250...315A, overload prot. II=1575...3150A, short-circuit protection N protected (100%) without auxiliary release without auxiliary/alarm switch | - | 0 | 0
3VL5731-3EM46-0AA0-Z | U01 | 3VL5731-3EM46-0AA0-ZU01 | 1 | UN | 1 | 5 | B | D | EAR99 | N | 85362090 | 1 |  | 11.2 | KG | 4712.4 | 4712.4 | LP20 | LP20 | circuit breaker VL630L very high breaking capacity Icu=100kA, 415V AC 4-pole, line protection TU, TM, LI In=315A, rated current IR=250...315A, overload prot. II=1575...3150A, short-circuit protection N protected (100%) without auxiliary release without auxiliary/alarm switch with Safety Label for USA | - | 0 | 0
3VL5740-1DC36-0AA0 |  | 3VL5740-1DC36-0AA0 | 1 | UN | 1 | 5 | B | D | EAR99 | N | 85362090 | 1 | 4011209486898 | 9.062 | KG | 2398 | 2198.9 | LP20 | LP20 | circuit breaker VL630N standard breaking capacity Icu=55kA, 415V AC 3-pole, line protection trip unit TM, LI In=400A, rated current IR=315...400A, overload protection, II=2000...4000A, short-circuit protection without auxiliary release without auxiliary/alarm switch | - | 0 | 0
3VL5740-1DC36-0AA0-Z | U01 | 3VL5740-1DC36-0AA0-ZU01 | 1 | UN | 1 | 5 | B | D | EAR99 | N | 85362090 | 1 |  | 9 | KG | 2446.4 | 2446.4 | LP20 | LP20 | circuit breaker VL630N standard breaking capacity Icu=55kA, 415V AC 3-pole, line protection trip unit TM, LI In=400A, rated current IR=315...400A, overload protection, II=2000...4000A, short-circuit protection without auxiliary release without auxiliary/alarm switch with Safety Label for USA | - | 0 | 0
3VL5740-1DC36-0AC1 |  | 3VL5740-1DC36-0AC1 | 1 | UN | 1 | 5 | B | D | EAR99 | N | 85362090 | 1 | 4011209757295 | 9 | KG | 2531.1 | 2531.1 | LP20 | LP20 | circuit breaker VL630N standard breaking capacity Icu=55kA, 415V AC 3-pole, line protection trip unit TM, LI In=400A, rated current IR=315...400A, overload protection, II=2000...4000A, short-circuit protection without auxiliary release Auxiliary switch mounting kit 4 AUX (2 NO + 2 NC) | - | 0 | 0
3VL5740-1DC36-0AE1 |  | 3VL5740-1DC36-0AE1 | 1 | UN | 1 | 5 | B | D | EAR99 | N | 85362090 | 1 | 4011209757301 | 9.28 | KG | 2512.4 | 2512.4 | LP20 | LP20 | circuit breaker VL630N standard breaking capacity Icu=55kA, 415V AC 3-pole, line protection trip unit TM, LI In=400A, rated current IR=315...400A, overload protection, II=2000...4000A, short-circuit protection without auxiliary release Auxiliary/alarm switch mounting kit 2 AUX (1 NO+1 NC)+1 AS (1 NO) | - | 0 | 0
3VL5740-1DC36-2HC1 |  | 3VL5740-1DC36-2HC1 | 1 | UN | 1 | 5 | B | D | EAR99 | N | 85362090 | 1 | 4011209757318 | 9.35 | KG | 2768.7 | 2768.7 | LP20 | LP20 | circuit breaker VL630N standard breaking capacity Icu=55kA, 415V AC 3-pole, line protection trip unit TM, LI In=400A, rated current IR=315...400A, overload protection, II=2000...4000A, short-circuit protection Undervoltage release 220...250 V AC Auxiliary switch mounting kit 4 AUX (2 NO + 2 NC) | - | 0 | 0
3VL5740-1DC36-2HE1 |  | 3VL5740-1DC36-2HE1 | 1 | UN | 1 | 5 | B | D | EAR99 | N | 85362090 | 1 | 4011209757325 | 9.368 | KG | 2750 | 2750 | LP20 | LP20 | circuit breaker VL630N standard breaking capacity Icu=55kA, 415V AC 3-pole, line protection trip unit TM, LI In=400A, rated current IR=315...400A, overload protection, II=2000...4000A, short-circuit protection Undervoltage release 220...250 V AC Auxiliary/alarm switch mounting kit 2 AUX (1 NO+1 NC)+1 AS (1 NO) | - | 0 | 0
3VL5740-1DC36-8QE1 |  | 3VL5740-1DC36-8QE1 | 1 | UN | 1 | 5 | B | D | EAR99 | N | 85362090 | 1 | 4011209757332 | 9.295 | KG | 2729.1 | 2729.1 | LP20 | LP20 | circuit breaker VL630N standard breaking capacity Icu=55kA, 415V AC 3-pole, line protection trip unit TM, LI In=400A, rated current IR=315...400A, overload protection, II=2000...4000A, short-circuit protection Shunt release 220...250 V DC Auxiliary/alarm switch mounting kit 2 AUX (1 NO+1 NC)+1 AS (1 NO) | - | 0 | 0
3VL5740-1DC36-8TC1 |  | 3VL5740-1DC36-8TC1 | 1 | UN | 1 | 5 | B | D | EAR99 | N | 85362090 | 1 | 4011209757349 | 9.288 | KG | 2747.8 | 2747.8 | LP20 | LP20 | circuit breaker VL630N standard breaking capacity Icu=55kA, 415V AC 3-pole, line protection trip unit TM, LI In=400A, rated current IR=315...400A, overload protection, II=2000...4000A, short-circuit protection Shunt release 208...277 V AC Auxiliary switch mounting kit 4 AUX (2 NO + 2 NC) | - | 0 | 0
3VL5740-1EC46-0AA0 |  | 3VL5740-1EC46-0AA0 | 1 | UN | 1 | 5 | B | D | EAR99 | N | 85362090 | 1 | 4011209486904 | 11.2 | KG | 3267 | 3125.4 | LP20 | LP20 | circuit breaker VL630N standard breaking capacity Icu=55kA, 415V AC 4-pole, line protection trip unit TM, LI In=400A, rated current IR=315...400A, overload protection, II=2000...4000A, short-circuit protection N protected without auxiliary release without auxiliary/alarm switch | - | 0 | 0
3VL5740-1EC46-0AA0-Z | U01 | 3VL5740-1EC46-0AA0-ZU01 | 1 | UN | 1 | 5 | B | D | EAR99 | N | 85362090 | 1 |  | 11.2 | KG | 3315.4 | 3315.4 | LP20 | LP20 | circuit breaker VL630N standard breaking capacity Icu=55kA, 415V AC 4-pole, line protection trip unit TM, LI In=400A, rated current IR=315...400A, overload protection, II=2000...4000A, short-circuit protection N protected without auxiliary release without auxiliary/alarm switch with Safety Label for USA | - | 0 | 0
3VL5740-1EC46-0AC1 |  | 3VL5740-1EC46-0AC1 | 1 | UN | 1 | 5 | B | D | EAR99 | N | 85362090 | 1 | 4011209757356 | 12.335 | KG | 3400.1 | 3400.1 | LP20 | LP20 | circuit breaker VL630N standard breaking capacity Icu=55kA, 415V AC 4-pole, line protection trip unit TM, LI In=400A, rated current IR=315...400A, overload protection, II=2000...4000A, short-circuit protection N protected without auxiliary release Auxiliary switch mounting kit 4 AUX (2 NO + 2 NC) | - | 0 | 0
3VL5740-1EJ46-0AA0 |  | 3VL5740-1EJ46-0AA0 | 1 | UN | 1 | 5 | B | D | EAR99 | N | 85362090 | 1 | 4011209486911 | 12.15 | KG | 3102 | 2848 | LP20 | LP20 | circuit breaker VL630N standard breaking capacity Icu=55kA, 415V AC 4-pole, line protection trip unit TM, LI In=400A, rated current IR=315...400A, overload protection, II=2000...4000A, short-circuit protection N unprotected without auxiliary release without auxiliary/alarm switch | - | 0 | 0
3VL5740-1EJ46-0AA0-Z | U01 | 3VL5740-1EJ46-0AA0-ZU01 | 1 | UN | 1 | 5 | B | D | EAR99 | N | 85362090 | 1 |  | 11.2 | KG | 3150.4 | 3150.4 | LP20 | LP20 | circuit breaker VL630N standard breaking capacity Icu=55kA, 415V AC 4-pole, line protection trip unit TM, LI In=400A, rated current IR=315...400A, overload protection, II=2000...4000A, short-circuit protection N unprotected without auxiliary release without auxiliary/alarm switch with Safety Label for USA | - | 0 | 0
3VL5740-1EM46-0AA0 |  | 3VL5740-1EM46-0AA0 | 1 | UN | 1 | 5 | B | D | EAR99 | N | 85362090 | 1 | 4011209723924 | 12.128 | KG | 3267 | 2985.4 | LP20 | LP20 | circuit breaker VL630N standard breaking capacity Icu=55kA, 415V AC 4-pole, line protection TU, TM, LI In=400A, rated current IR=320...400A, overload prot. II=2000...4000A, short-circuit protection N protected (100%) without auxiliary release without auxiliary/alarm switch | - | 0 | 0
3VL5740-1EM46-0AA0-Z | U01 | 3VL5740-1EM46-0AA0-ZU01 | 1 | UN | 1 | 5 | B | D | EAR99 | N | 85362090 | 1 |  | 11.2 | KG | 3315.4 | 3315.4 | LP20 | LP20 | circuit breaker VL630N standard breaking capacity Icu=55kA, 415V AC 4-pole, line protection TU, TM, LI In=400A, rated current IR=320...400A, overload prot. II=2000...4000A, short-circuit protection N protected (100%) without auxiliary release without auxiliary/alarm switch with Safety Label for USA | - | 0 | 0
3VL5740-2DC36-0AA0 |  | 3VL5740-2DC36-0AA0 | 1 | UN | 1 | 5 | B | D | EAR99 | N | 85362090 | 1 | 4011209486928 | 9.225 | KG | 2783 | 2548 | LP20 | LP20 | circuit breaker VL630H high breaking capacity Icu=70kA, 415V AC 3-pole, line protection trip unit TM, LI In=400A, rated current IR=315...400A, overload protection, II=2000...4000A, short-circuit protection without auxiliary release without auxiliary/alarm switch | - | 0 | 0
3VL5740-2DC36-0AA0-Z | U01 | 3VL5740-2DC36-0AA0-ZU01 | 1 | UN | 1 | 5 | B | D | EAR99 | N | 85362090 | 1 |  | 9 | KG | 2831.4 | 2831.4 | LP20 | LP20 | circuit breaker VL630H high breaking capacity Icu=70kA, 415V AC 3-pole, line protection trip unit TM, LI In=400A, rated current IR=315...400A, overload protection, II=2000...4000A, short-circuit protection without auxiliary release without auxiliary/alarm switch with Safety Label for USA | - | 0 | 0
3VL5740-2DC36-0AC1 |  | 3VL5740-2DC36-0AC1 | 1 | UN | 1 | 5 | B | D | EAR99 | N | 85362090 | 1 | 4011209757363 | 9.26 | KG | 2916.1 | 2916.1 | LP20 | LP20 | circuit breaker VL630H high breaking capacity Icu=70kA, 415V AC 3-pole, line protection trip unit TM, LI In=400A, rated current IR=315...400A, overload protection, II=2000...4000A, short-circuit protection without auxiliary release Auxiliary switch mounting kit 4 AUX (2 NO + 2 NC) | - | 0 | 0
3VL5740-2DC36-0AE1 |  | 3VL5740-2DC36-0AE1 | 1 | UN | 1 | 5 | B | D | EAR99 | N | 85362090 | 1 | 4011209757370 | 9 | KG | 2897.4 | 2897.4 | LP20 | LP20 | circuit breaker VL630H high breaking capacity Icu=70kA, 415V AC 3-pole, line protection trip unit TM, LI In=400A, rated current IR=315...400A, overload protection, II=2000...4000A, short-circuit protection without auxiliary release Auxiliary/alarm switch mounting kit 2 AUX (1 NO+1 NC)+1 AS (1 NO) | - | 0 | 0
3VL5740-2DC36-8TC1 |  | 3VL5740-2DC36-8TC1 | 1 | UN | 1 | 5 | B | D | EAR99 | N | 85362090 | 1 | 4011209757387 | 9.323 | KG | 3132.8 | 3132.8 | LP20 | LP20 | circuit breaker VL630H high breaking capacity Icu=70kA, 415V AC 3-pole, line protection trip unit TM, LI In=400A, rated current IR=315...400A, overload protection, II=2000...4000A, short-circuit protection Shunt release 208...277 V AC Auxiliary switch mounting kit 4 AUX (2 NO + 2 NC) | - | 0 | 0
3VL5740-2EC46-0AA0 |  | 3VL5740-2EC46-0AA0 | 1 | UN | 1 | 5 | B | D | EAR99 | N | 85362090 | 1 | 4011209486935 | 12.251 | KG | 3949 | 3609.7 | LP20 | LP20 | circuit breaker VL630H high breaking capacity Icu=70kA, 415V AC 4-pole, line protection trip unit TM, LI In=400A, rated current IR=315...400A, overload protection, II=2000...4000A, short-circuit protection N protected without auxiliary release without auxiliary/alarm switch | - | 0 | 0
3VL5740-2EC46-0AA0-Z | U01 | 3VL5740-2EC46-0AA0-ZU01 | 1 | UN | 1 | 5 | B | D | EAR99 | N | 85362090 | 1 |  | 11.2 | KG | 3997.4 | 3997.4 | LP20 | LP20 | circuit breaker VL630H high breaking capacity Icu=70kA, 415V AC 4-pole, line protection trip unit TM, LI In=400A, rated current IR=315...400A, overload protection, II=2000...4000A, short-circuit protection N protected without auxiliary release without auxiliary/alarm switch with Safety Label for USA | - | 0 | 0
3VL5740-2EJ46-0AA0 |  | 3VL5740-2EJ46-0AA0 | 1 | UN | 1 | 5 | B | D | EAR99 | N | 85362090 | 1 | 4011209486942 | 12.17 | KG | 3773 | 3460.2 | LP20 | LP20 | circuit breaker VL630H high breaking capacity Icu=70kA, 415V AC 4-pole, line protection trip unit TM, LI In=400A, rated current IR=315...400A, overload protection, II=2000...4000A, short-circuit protection N unprotected without auxiliary release without auxiliary/alarm switch | - | 0 | 0
3VL5740-2EJ46-0AA0-Z | U01 | 3VL5740-2EJ46-0AA0-ZU01 | 1 | UN | 1 | 5 | B | D | EAR99 | N | 85362090 | 1 |  | 11.2 | KG | 3821.4 | 3821.4 | LP20 | LP20 | circuit breaker VL630H high breaking capacity Icu=70kA, 415V AC 4-pole, line protection trip unit TM, LI In=400A, rated current IR=315...400A, overload protection, II=2000...4000A, short-circuit protection N unprotected without auxiliary release without auxiliary/alarm switch with Safety Label for USA | - | 0 | 0
3VL5740-2EM46-0AA0 |  | 3VL5740-2EM46-0AA0 | 1 | UN | 1 | 5 | B | D | EAR99 | N | 85362090 | 1 | 4011209894310 | 12.251 | KG | 3949 | 3609.7 | LP20 | LP20 | circuit breaker VL630H high breaking capacity Icu=70kA, 415V AC 4-pole, line protection TU, TM, LI In=400A, rated current IR=320...400A, overload prot. II=2000...4000A, short-circuit protection N protected (100%) without auxiliary release without auxiliary/alarm switch | - | 0 | 0
3VL5740-2EM46-0AA0-Z | U01 | 3VL5740-2EM46-0AA0-ZU01 | 1 | UN | 1 | 5 | B | D | EAR99 | N | 85362090 | 1 |  | 11.2 | KG | 3997.4 | 3997.4 | LP20 | LP20 | circuit breaker VL630H high breaking capacity Icu=70kA, 415V AC 4-pole, line protection TU, TM, LI In=400A, rated current IR=320...400A, overload prot. II=2000...4000A, short-circuit protection N protected (100%) without auxiliary release without auxiliary/alarm switch with Safety Label for USA | - | 0 | 0
3VL5740-3DC36-0AA0 |  | 3VL5740-3DC36-0AA0 | 1 | UN | 1 | 5 | B | D | EAR99 | N | 85362090 | 1 | 4011209486959 | 9.323 | KG | 3465 | 3172.3 | LP20 | LP20 | circuit breaker VL630L very high breaking capacity Icu=100kA, 415V AC 3-pole, line protection trip unit TM, LI In=400A, rated current IR=315...400A, overload protection, II=2000...4000A, short-circuit protection without auxiliary release without auxiliary/alarm switch | - | 0 | 0
3VL5740-3DC36-0AA0-Z | U01 | 3VL5740-3DC36-0AA0-ZU01 | 1 | UN | 1 | 5 | B | D | EAR99 | N | 85362090 | 1 |  | 9 | KG | 3513.4 | 3513.4 | LP20 | LP20 | circuit breaker VL630L very high breaking capacity Icu=100kA, 415V AC 3-pole, line protection trip unit TM, LI In=400A, rated current IR=315...400A, overload protection, II=2000...4000A, short-circuit protection without auxiliary release without auxiliary/alarm switch with Safety Label for USA | - | 0 | 0
3VL5740-3EC46-0AA0 |  | 3VL5740-3EC46-0AA0 | 1 | UN | 1 | 5 | B | D | EAR99 | N | 85362090 | 1 | 4011209486966 | 12.251 | KG | 4664 | 4272.2 | LP20 | LP20 | circuit breaker VL630L very high breaking capacity Icu=100kA, 415V AC 4-pole, line protection trip unit TM, LI In=400A, rated current IR=315...400A, overload protection, II=2000...4000A, short-circuit protection N protected without auxiliary release without auxiliary/alarm switch | - | 0 | 0
3VL5740-3EC46-0AA0-Z | U01 | 3VL5740-3EC46-0AA0-ZU01 | 1 | UN | 1 | 5 | B | D | EAR99 | N | 85362090 | 1 |  | 11.2 | KG | 4712.4 | 4712.4 | LP20 | LP20 | circuit breaker VL630L very high breaking capacity Icu=100kA, 415V AC 4-pole, line protection trip unit TM, LI In=400A, rated current IR=315...400A, overload protection, II=2000...4000A, short-circuit protection N protected without auxiliary release without auxiliary/alarm switch with Safety Label for USA | - | 0 | 0
3VL5740-3EJ46-0AA0 |  | 3VL5740-3EJ46-0AA0 | 1 | UN | 1 | 5 | B | D | EAR99 | N | 85362090 | 1 | 4011209486973 | 12.251 | KG | 4499 | 4121.7 | LP20 | LP20 | circuit breaker VL630L very high breaking capacity Icu=100kA, 415V AC 4-pole, line protection trip unit TM, LI In=400A, rated current IR=315...400A, overload protection, II=2000...4000A, short-circuit protection N unprotected without auxiliary release without auxiliary/alarm switch | - | 0 | 0
3VL5740-3EJ46-0AA0-Z | U01 | 3VL5740-3EJ46-0AA0-ZU01 | 1 | UN | 1 | 5 | B | D | EAR99 | N | 85362090 | 1 |  | 11.2 | KG | 4547.4 | 4547.4 | LP20 | LP20 | circuit breaker VL630L very high breaking capacity Icu=100kA, 415V AC 4-pole, line protection trip unit TM, LI In=400A, rated current IR=315...400A, overload protection, II=2000...4000A, short-circuit protection N unprotected without auxiliary release without auxiliary/alarm switch with Safety Label for USA | - | 0 | 0
3VL5740-3EM46-0AA0 |  | 3VL5740-3EM46-0AA0 | 1 | UN | 1 | 5 | B | D | EAR99 | N | 85362090 | 1 | 4011209951167 | 12.251 | KG | 4664 | 4272.2 | LP20 | LP20 | circuit breaker VL630L very high breaking capacity Icu=100kA, 415V AC 4-pole, line protection TU, TM, LI In=400A, rated current IR=320...400A, overload prot. II=2000...4000A, short-circuit protection N protected (100%) without auxiliary release without auxiliary/alarm switch | - | 0 | 0
3VL5740-3EM46-0AA0-Z | U01 | 3VL5740-3EM46-0AA0-ZU01 | 1 | UN | 1 | 5 | B | D | EAR99 | N | 85362090 | 1 |  | 11.2 | KG | 4712.4 | 4712.4 | LP20 | LP20 | circuit breaker VL630L very high breaking capacity Icu=100kA, 415V AC 4-pole, line protection TU, TM, LI In=400A, rated current IR=320...400A, overload prot. II=2000...4000A, short-circuit protection N protected (100%) without auxiliary release without auxiliary/alarm switch with Safety Label for USA | - | 0 | 0
3VL5750-1CP36-0AA0-Z | U01 | 3VL5750-1CP36-0AA0-ZU01 | 1 | UN | 1 | 30 | D | D | EAR99 | N | 85362090 | 1 |  | 9.3 | KG | 7539.4 | 7539.4 | LP20 | LP20 | circuit breaker VL630N standard breaking capacity Icu=55kA, 415V AC 3-pole, motor/generator prot. trip unit LCD ETU40M, LI In=500A, rated current IR=200...500A, overload protection, II=1.25 to 10xIN, short-circuit protection without auxiliary release without auxiliary/alarm switch with Safety Label for USA | - | 0 | 0
3VL5750-1DC36-0AA0 |  | 3VL5750-1DC36-0AA0 | 1 | UN | 1 | 5 | B | D | EAR99 | N | 85362090 | 1 | 4011209486980 | 9.132 | KG | 2398 | 2198.9 | LP20 | LP20 | circuit breaker VL630N standard breaking capacity Icu=55kA, 415V AC 3-pole, line protection trip unit TM, LI In=500A, rated current IR=400...500A, overload protection, II=2500...5000A, short-circuit protection without auxiliary release without auxiliary/alarm switch | - | 0 | 0
3VL5750-1DC36-0AA0-Z | U01 | 3VL5750-1DC36-0AA0-ZU01 | 1 | UN | 1 | 5 | B | D | EAR99 | N | 85362090 | 1 |  | 9 | KG | 2446.4 | 2446.4 | LP20 | LP20 | circuit breaker VL630N standard breaking capacity Icu=55kA, 415V AC 3-pole, line protection trip unit TM, LI In=500A, rated current IR=400...500A, overload protection, II=2500...5000A, short-circuit protection without auxiliary release without auxiliary/alarm switch with Safety Label for USA | - | 0 | 0
3VL5750-1DC36-0AC1 |  | 3VL5750-1DC36-0AC1 | 1 | UN | 1 | 5 | B | D | EAR99 | N | 85362090 | 1 | 4011209757400 | 9.288 | KG | 2531.1 | 2531.1 | LP20 | LP20 | circuit breaker VL630N standard breaking capacity Icu=55kA, 415V AC 3-pole, line protection trip unit TM, LI In=500A, rated current IR=400...500A, overload protection, II=2500...5000A, short-circuit protection without auxiliary release Auxiliary switch mounting kit 4 AUX (2 NO + 2 NC) | - | 0 | 0
3VL5750-1DC36-0AC1-Z | U01 | 3VL5750-1DC36-0AC1-ZU01 | 1 | UN | 1 | 5 | B | D | EAR99 | N | 85362090 | 1 |  | 9 | KG | 2579.5 | 2579.5 | LP20 | LP20 | circuit breaker VL630N standard breaking capacity Icu=55kA, 415V AC 3-pole, line protection trip unit TM, LI In=500A, rated current IR=400...500A, overload protection, II=2500...5000A, short-circuit protection without auxiliary release Auxiliary switch mounting kit 4 AUX (2 NO + 2 NC) with Safety Label for USA | - | 0 | 0
3VL5750-1DC36-0AE1 |  | 3VL5750-1DC36-0AE1 | 1 | UN | 1 | 5 | B | D | EAR99 | N | 85362090 | 1 | 4011209757417 | 9.364 | KG | 2512.4 | 2512.4 | LP20 | LP20 | circuit breaker VL630N standard breaking capacity Icu=55kA, 415V AC 3-pole, line protection trip unit TM, LI In=500A, rated current IR=400...500A, overload protection, II=2500...5000A, short-circuit protection without auxiliary release Auxiliary/alarm switch mounting kit 2 AUX (1 NO+1 NC)+1 AS (1 NO) | - | 0 | 0
3VL5750-1DC36-2HC1 |  | 3VL5750-1DC36-2HC1 | 1 | UN | 1 | 5 | B | D | EAR99 | N | 85362090 | 1 | 4011209757424 | 9.348 | KG | 2768.7 | 2768.7 | LP20 | LP20 | circuit breaker VL630N standard breaking capacity Icu=55kA, 415V AC 3-pole, line protection trip unit TM, LI In=500A, rated current IR=400...500A, overload protection, II=2500...5000A, short-circuit protection Undervoltage release 220...250 V AC Auxiliary switch mounting kit 4 AUX (2 NO + 2 NC) | - | 0 | 0
3VL5750-1DC36-8TE1 |  | 3VL5750-1DC36-8TE1 | 1 | UN | 1 | 5 | B | D | EAR99 | N | 85362090 | 1 | 4011209757431 | 9.395 | KG | 2729.1 | 2729.1 | LP20 | LP20 | circuit breaker VL630N standard breaking capacity Icu=55kA, 415V AC 3-pole, line protection trip unit TM, LI In=500A, rated current IR=400...500A, overload protection, II=2500...5000A, short-circuit protection Shunt release 208...277 V AC Auxiliary/alarm switch mounting kit 2 AUX (1 NO+1 NC)+1 AS (1 NO) | - | 0 | 0
3VL5750-1DK36-0AA0 |  | 3VL5750-1DK36-0AA0 | 1 | UN | 1 | 5 | B | D | N | N | 85362090 | 1 | 4011209593503 | 9.198 | KG | 2200 | 2011 | LP20 | LP20 | circuit breaker VL630N standard breaking capacity Icu=55kA, 415V AC 3-pole, starter combination trip unit magnetic In=500A, rated current II=3250...6300A, short-circuit protection without auxiliary release without auxiliary/alarm switch | - | 0 | 0
3VL5750-1DK36-0AA0-Z | U01 | 3VL5750-1DK36-0AA0-ZU01 | 1 | UN | 1 | 5 | B | D | N | N | 85362090 | 1 |  | 9 | KG | 2248.4 | 2248.4 | LP20 | LP20 | circuit breaker VL630N standard breaking capacity Icu=55kA, 415V AC 3-pole, starter combination trip unit magnetic In=500A, rated current II=3250...6300A, short-circuit protection without auxiliary release without auxiliary/alarm switch with Safety Label for USA | - | 0 | 0
3VL5750-1DK36-0AE1 |  | 3VL5750-1DK36-0AE1 | 1 | UN | 1 | 5 | B | D | N | N | 85362090 | 1 | 4011209757448 | 9.232 | KG | 2314.4 | 2314.4 | LP20 | LP20 | circuit breaker VL630N standard breaking capacity Icu=55kA, 415V AC 3-pole, starter combination trip unit magnetic In=500A, rated current II=3250...6300A, short-circuit protection without auxiliary release Auxiliary/alarm switch mounting kit 2 AUX (1 NO+1 NC)+1 AS (1 NO) | - | 0 | 0
3VL5750-1EC46-0AA0 |  | 3VL5750-1EC46-0AA0 | 1 | UN | 1 | 5 | B | D | EAR99 | N | 85362090 | 1 | 4011209486997 | 12.202 | KG | 3267 | 2985.4 | LP20 | LP20 | circuit breaker VL630N standard breaking capacity Icu=55kA, 415V AC 4-pole, line protection trip unit TM, LI In=500A, rated current IR=400...500A, overload protection, II=2500...5000A, short-circuit protection N protected without auxiliary release without auxiliary/alarm switch | - | 0 | 0
3VL5750-1EC46-0AA0-Z | U01 | 3VL5750-1EC46-0AA0-ZU01 | 1 | UN | 1 | 5 | B | D | EAR99 | N | 85362090 | 1 |  | 11.2 | KG | 3315.4 | 3315.4 | LP20 | LP20 | circuit breaker VL630N standard breaking capacity Icu=55kA, 415V AC 4-pole, line protection trip unit TM, LI In=500A, rated current IR=400...500A, overload protection, II=2500...5000A, short-circuit protection N protected without auxiliary release without auxiliary/alarm switch with Safety Label for USA | - | 0 | 0
3VL5750-1EC46-0AE1 |  | 3VL5750-1EC46-0AE1 | 1 | UN | 1 | 5 | B | D | EAR99 | N | 85362090 | 1 | 4011209757455 | 12.182 | KG | 3381.4 | 3381.4 | LP20 | LP20 | circuit breaker VL630N standard breaking capacity Icu=55kA, 415V AC 4-pole, line protection trip unit TM, LI In=500A, rated current IR=400...500A, overload protection, II=2500...5000A, short-circuit protection N protected without auxiliary release Auxiliary/alarm switch mounting kit 2 AUX (1 NO+1 NC)+1 AS (1 NO) | - | 0 | 0
3VL5750-1EJ46-0AA0 |  | 3VL5750-1EJ46-0AA0 | 1 | UN | 1 | 5 | B | D | EAR99 | N | 85362090 | 1 | 4011209487000 | 12.57 | KG | 3102 | 2848 | LP20 | LP20 | circuit breaker VL630N standard breaking capacity Icu=55kA, 415V AC 4-pole, line protection trip unit TM, LI In=500A, rated current IR=400...500A, overload protection, II=2500...5000A, short-circuit protection N unprotected without auxiliary release without auxiliary/alarm switch | - | 0 | 0
3VL5750-1EJ46-0AA0-Z | U01 | 3VL5750-1EJ46-0AA0-ZU01 | 1 | UN | 1 | 5 | B | D | EAR99 | N | 85362090 | 1 |  | 11.2 | KG | 3150.4 | 3150.4 | LP20 | LP20 | circuit breaker VL630N standard breaking capacity Icu=55kA, 415V AC 4-pole, line protection trip unit TM, LI In=500A, rated current IR=400...500A, overload protection, II=2500...5000A, short-circuit protection N unprotected without auxiliary release without auxiliary/alarm switch with Safety Label for USA | - | 0 | 0
3VL5750-1EM46-0AA0 |  | 3VL5750-1EM46-0AA0 | 1 | UN | 1 | 5 | B | D | EAR99 | N | 85362090 | 1 | 4011209700581 | 12.225 | KG | 3267 | 2895.9 | LP20 | LP20 | circuit breaker VL630N standard breaking capacity Icu=55kA, 415V AC 4-pole, line protection TU, TM, LI In=500A, rated current IR=400...500A, overload prot. II=2500...5000A, short-circuit protection N protected (100%) without auxiliary release without auxiliary/alarm switch | - | 0 | 0
3VL5750-1EM46-0AA0-Z | U01 | 3VL5750-1EM46-0AA0-ZU01 | 1 | UN | 1 | 5 | B | D | EAR99 | N | 85362090 | 1 |  | 11.2 | KG | 3315.4 | 3315.4 | LP20 | LP20 | circuit breaker VL630N standard breaking capacity Icu=55kA, 415V AC 4-pole, line protection TU, TM, LI In=500A, rated current IR=400...500A, overload prot. II=2500...5000A, short-circuit protection N protected (100%) without auxiliary release without auxiliary/alarm switch with Safety Label for USA | - | 0 | 0
3VL5750-1LS36-0AA0 |  | 3VL5750-1LS36-0AA0 | 1 | UN | 1 | 5 | B | D | EAR99 | N | 85362090 | 1 | 4011209875050 | 9.517 | KG | 4147 | 4147 | LP20 | LP20 | circuit breaker VL630N standard breaking capacity Icu=55kA, 415V AC 3-pole, motor protection Electronic Trip Unit ETU30M, LI IR=200...500A, overload prot., TC=10A...30, II=6/8/12.5xIN, short-circuit protection shipbuilding certificate for LRS, DNV and gL shipbuilding certificate for LRS, DNV and gL without auxiliary release without auxiliary/alarm switch | - | 0 | 0
3VL5750-1LS36-0AA0-Z | U01 | 3VL5750-1LS36-0AA0-ZU01 | 1 | UN | 1 | 5 | B | D | EAR99 | N | 85362090 | 1 |  | 9.3 | KG | 4195.4 | 4195.4 | LP20 | LP20 | circuit breaker VL630N standard breaking capacity Icu=55kA, 415V AC 3-pole, motor protection Electronic Trip Unit ETU30M, LI IR=200...500A, overload prot., TC=10A...30, II=6/8/12.5xIN, short-circuit protection shipbuilding certificate for LRS, DNV and gL shipbuilding certificate for LRS, DNV and gL without auxiliary release without auxiliary/alarm switch with Safety Label for USA | - | 0 | 0
3VL5750-1MP36-0AA0 |  | 3VL5750-1MP36-0AA0 | 1 | UN | 1 | 5 | B | D | EAR99 | N | 85362090 | 1 | 4011209814646 | 9.517 | KG | 3421 | 3421 | LP20 | LP20 | circuit breaker VL630N standard breaking capacity Icu=55kA, 415V AC 3-pole, motor/generator prot. trip unit ETU10M, LI In=500A, rated current IR=200...500A, overload protection, II=1.25 to 12.5xIN, short-circuit protection without auxiliary release ETU communication-capable without auxiliary/alarm switch | - | 0 | 0
3VL5750-1MP36-0AA0-Z | U01 | 3VL5750-1MP36-0AA0-ZU01 | 1 | UN | 1 | 5 | B | D | EAR99 | N | 85362090 | 1 |  | 9.3 | KG | 3469.4 | 3469.4 | LP20 | LP20 | circuit breaker VL630N standard breaking capacity Icu=55kA, 415V AC 3-pole, motor/generator prot. trip unit ETU10M, LI In=500A, rated current IR=200...500A, overload protection, II=1.25 to 12.5xIN, short-circuit protection without auxiliary release ETU communication-capable without auxiliary/alarm switch with Safety Label for USA | - | 0 | 0
3VL5750-1MS36-0AA0 |  | 3VL5750-1MS36-0AA0 | 1 | UN | 1 | 5 | B | D | EAR99 | N | 85362090 | 1 | 4011209814653 | 9.517 | KG | 3696 | 3696 | LP20 | LP20 | circuit breaker VL630N standard breaking capacity Icu=55kA, 415V AC 3-pole, motor protection Electronic Trip Unit ETU30M, LI IR=200...500A, overload prot., TC=10A...30, II=6/8/12.5xIN, short-circuit protection without auxiliary release ETU communication-capable without auxiliary/alarm switch | - | 0 | 0
3VL5750-1MS36-0AA0-Z | U01 | 3VL5750-1MS36-0AA0-ZU01 | 1 | UN | 1 | 5 | B | D | EAR99 | N | 85362090 | 1 |  | 9.3 | KG | 3744.4 | 3744.4 | LP20 | LP20 | circuit breaker VL630N standard breaking capacity Icu=55kA, 415V AC 3-pole, motor protection Electronic Trip Unit ETU30M, LI IR=200...500A, overload prot., TC=10A...30, II=6/8/12.5xIN, short-circuit protection without auxiliary release ETU communication-capable without auxiliary/alarm switch with Safety Label for USA | - | 0 | 0
3VL5750-1SP36-0AA0 |  | 3VL5750-1SP36-0AA0 | 1 | UN | 1 | 5 | B | D | EAR99 | N | 85362090 | 1 | 4011209814622 | 9.517 | KG | 3311 | 3032.2 | LP20 | LP20 | circuit breaker VL630N standard breaking capacity Icu=55kA, 415V AC 3-pole, motor/generator prot. trip unit ETU10M, LI In=500A, rated current IR=200...500A, overload protection, II=1.25 to 12.5xIN, short-circuit protection without auxiliary release without auxiliary/alarm switch | - | 0 | 0
3VL5750-1SP36-0AA0-Z | U01 | 3VL5750-1SP36-0AA0-ZU01 | 1 | UN | 1 | 5 | B | D | EAR99 | N | 85362090 | 1 |  | 9.3 | KG | 3359.4 | 3359.4 | LP20 | LP20 | circuit breaker VL630N standard breaking capacity Icu=55kA, 415V AC 3-pole, motor/generator prot. trip unit ETU10M, LI In=500A, rated current IR=200...500A, overload protection, II=1.25 to 12.5xIN, short-circuit protection without auxiliary release without auxiliary/alarm switch with Safety Label for USA | - | 0 | 0
3VL5750-1SS36-0AA0 |  | 3VL5750-1SS36-0AA0 | 1 | UN | 1 | 5 | B | D | EAR99 | N | 85362090 | 1 | 4011209814639 | 9.517 | KG | 3597 | 3286.8 | LP20 | LP20 | circuit breaker VL630N standard breaking capacity Icu=55kA, 415V AC 3-pole, motor protection Electronic Trip Unit ETU30M, LI IR=200...500A, overload prot., TC=10A...30, II=6/8/12.5xIN, short-circuit protection without auxiliary release without auxiliary/alarm switch | - | 0 | 0
3VL5750-1SS36-0AA0-Z | U01 | 3VL5750-1SS36-0AA0-ZU01 | 1 | UN | 1 | 5 | B | D | EAR99 | N | 85362090 | 1 |  | 9.3 | KG | 3645.4 | 3645.4 | LP20 | LP20 | circuit breaker VL630N standard breaking capacity Icu=55kA, 415V AC 3-pole, motor protection Electronic Trip Unit ETU30M, LI IR=200...500A, overload prot., TC=10A...30, II=6/8/12.5xIN, short-circuit protection without auxiliary release without auxiliary/alarm switch with Safety Label for USA | - | 0 | 0
3VL5750-1SS36-0AC1-Z | U01 | 3VL5750-1SS36-0AC1-ZU01 | 1 | UN | 1 | 5 | B | D | EAR99 | N | 85362090 | 1 |  | 9.3 | KG | 3778.5 | 3778.5 | LP20 | LP20 | circuit breaker VL630N standard breaking capacity Icu=55kA, 415V AC 3-pole, motor protection Electronic Trip Unit ETU30M, LI IR=200...500A, overload prot., TC=10A...30, II=6/8/12.5xIN, short-circuit protection without auxiliary release Auxiliary switch mounting kit 4 AUX (2 NO + 2 NC) with Safety Label for USA | - | 0 | 0
3VL5750-1UP36-0AA0 |  | 3VL5750-1UP36-0AA0 | 1 | UN | 1 | 5 | B | D | EAR99 | N | 85362090 | 1 | 4011209887466 | 9.517 | KG | 4884 | 4884 | LP20 | LP20 | circuit breaker VL630N standard breaking capacity Icu=55kA, 415V AC 3-pole, motor/generator prot. trip unit LCD ETU40M, LI In=500A, rated current IR=200...500A, overload protection, II=1.25 to 10xIN, short-circuit protection without auxiliary release without auxiliary/alarm switch | - | 0 | 0
3VL5750-1UP36-0AA0-Z | U01 | 3VL5750-1UP36-0AA0-ZU01 | 1 | UN | 1 | 5 | B | D | EAR99 | N | 85362090 | 1 |  | 9.3 | KG | 4932.4 | 4932.4 | LP20 | LP20 | circuit breaker VL630N standard breaking capacity Icu=55kA, 415V AC 3-pole, motor/generator prot. trip unit LCD ETU40M, LI In=500A, rated current IR=200...500A, overload protection, II=1.25 to 10xIN, short-circuit protection without auxiliary release without auxiliary/alarm switch with Safety Label for USA | - | 0 | 0
3VL5750-2CP36-0AA0-Z | U01 | 3VL5750-2CP36-0AA0-ZU01 | 1 | UN | 1 | 30 | D | D | EAR99 | N | 85362090 | 1 |  | 9.3 | KG | 8287.4 | 8287.4 | LP20 | LP20 | circuit breaker VL630H high breaking capacity Icu=70kA, 415V AC 3-pole, motor/generator prot. trip unit LCD ETU40M, LI In=500A, rated current IR=200...500A, overload protection, II=1.25 to 10xIN, short-circuit protection without auxiliary release without auxiliary/alarm switch with Safety Label for USA | - | 0 | 0
3VL5750-2DC36-0AA0 |  | 3VL5750-2DC36-0AA0 | 1 | UN | 1 | 5 | B | D | EAR99 | N | 85362090 | 1 | 4011209468955 | 9.155 | KG | 2783 | 2548 | LP20 | LP20 | circuit breaker VL630H high breaking capacity Icu=70kA, 415V AC 3-pole, line protection trip unit TM, LI In=500A, rated current IR=400...500A, overload protection, II=2500...5000A, short-circuit protection without auxiliary release without auxiliary/alarm switch | - | 0 | 0
3VL5750-2DC36-0AA0-Z | U01 | 3VL5750-2DC36-0AA0-ZU01 | 1 | UN | 1 | 5 | B | D | EAR99 | N | 85362090 | 1 |  | 9.06 | KG | 2831.4 | 2831.4 | LP20 | LP20 | circuit breaker VL630H high breaking capacity Icu=70kA, 415V AC 3-pole, line protection trip unit TM, LI In=500A, rated current IR=400...500A, overload protection, II=2500...5000A, short-circuit protection without auxiliary release without auxiliary/alarm switch with Safety Label for USA | - | 0 | 0
3VL5750-2DC36-0AC1 |  | 3VL5750-2DC36-0AC1 | 1 | UN | 1 | 5 | B | D | EAR99 | N | 85362090 | 1 | 4011209757462 | 9.295 | KG | 2916.1 | 2916.1 | LP20 | LP20 | circuit breaker VL630H high breaking capacity Icu=70kA, 415V AC 3-pole, line protection trip unit TM, LI In=500A, rated current IR=400...500A, overload protection, II=2500...5000A, short-circuit protection without auxiliary release Auxiliary switch mounting kit 4 AUX (2 NO + 2 NC) | - | 0 | 0
3VL5750-2DC36-0AC1-Z | U01 | 3VL5750-2DC36-0AC1-ZU01 | 1 | UN | 1 | 5 | B | D | EAR99 | N | 85362090 | 1 |  | 9.06 | KG | 2964.5 | 2964.5 | LP20 | LP20 | circuit breaker VL630H high breaking capacity Icu=70kA, 415V AC 3-pole, line protection trip unit TM, LI In=500A, rated current IR=400...500A, overload protection, II=2500...5000A, short-circuit protection without auxiliary release Auxiliary switch mounting kit 4 AUX (2 NO + 2 NC) with Safety Label for USA | - | 0 | 0
3VL5750-2DC36-0AE1 |  | 3VL5750-2DC36-0AE1 | 1 | UN | 1 | 5 | B | D | EAR99 | N | 85362090 | 1 | 4011209757479 | 9.259 | KG | 2897.4 | 2897.4 | LP20 | LP20 | circuit breaker VL630H high breaking capacity Icu=70kA, 415V AC 3-pole, line protection trip unit TM, LI In=500A, rated current IR=400...500A, overload protection, II=2500...5000A, short-circuit protection without auxiliary release Auxiliary/alarm switch mounting kit 2 AUX (1 NO+1 NC)+1 AS (1 NO) | - | 0 | 0
3VL5750-2DC36-2PC1-Z | U01 | 3VL5750-2DC36-2PC1-ZU01 | 1 | UN | 1 | 5 | B | D | EAR99 | N | 85362090 | 1 |  | 9.06 | KG | 3202.1 | 3202.1 | LP20 | LP20 | circuit breaker VL630H high breaking capacity Icu=70kA, 415V AC 3-pole, line protection trip unit TM, LI In=500A, rated current IR=400...500A, overload protection, II=2500...5000A, short-circuit protection Undervoltage release 24 V DC Auxiliary switch mounting kit 4 AUX (2 NO + 2 NC) with Safety Label for USA | - | 0 | 0
3VL5750-2DK36-0AA0 |  | 3VL5750-2DK36-0AA0 | 1 | UN | 1 | 5 | B | D | N | N | 85362090 | 1 | 4011209606968 | 9 | KG | 2629 | 2397.6 | LP20 | LP20 | circuit breaker VL630H high breaking capacity Icu=70kA, 415V AC 3-pole, starter combination trip unit magnetic In=500A, rated current II=3250...6300A, short-circuit protection without auxiliary release without auxiliary/alarm switch | - | 0 | 0
3VL5750-2DK36-0AA0-Z | U01 | 3VL5750-2DK36-0AA0-ZU01 | 1 | UN | 1 | 5 | B | D | N | N | 85362090 | 1 |  | 9 | KG | 2677.4 | 2677.4 | LP20 | LP20 | circuit breaker VL630H high breaking capacity Icu=70kA, 415V AC 3-pole, starter combination trip unit magnetic In=500A, rated current II=3250...6300A, short-circuit protection without auxiliary release without auxiliary/alarm switch with Safety Label for USA | - | 0 | 0
3VL5750-2DK36-0AC1-Z | U01 | 3VL5750-2DK36-0AC1-ZU01 | 1 | UN | 1 | 5 | B | D | N | N | 85362090 | 1 |  | 9 | KG | 2810.5 | 2810.5 | LP20 | LP20 | circuit breaker VL630H high breaking capacity Icu=70kA, 415V AC 3-pole, starter combination trip unit magnetic In=500A, rated current II=3250...6300A, short-circuit protection without auxiliary release Auxiliary switch mounting kit 4 AUX (2 NO + 2 NC) with Safety Label for USA | - | 0 | 0
3VL5750-2EC46-0AA0 |  | 3VL5750-2EC46-0AA0 | 1 | UN | 1 | 5 | B | D | EAR99 | N | 85362090 | 1 | 4011209487017 | 12.265 | KG | 3949 | 3609.7 | LP20 | LP20 | circuit breaker VL630H high breaking capacity Icu=70kA, 415V AC 4-pole, line protection trip unit TM, LI In=500A, rated current IR=400...500A, overload protection, II=2500...5000A, short-circuit protection N protected without auxiliary release without auxiliary/alarm switch | - | 0 | 0
3VL5750-2EC46-0AA0-Z | U01 | 3VL5750-2EC46-0AA0-ZU01 | 1 | UN | 1 | 5 | B | D | EAR99 | N | 85362090 | 1 |  | 11.2 | KG | 3997.4 | 3997.4 | LP20 | LP20 | circuit breaker VL630H high breaking capacity Icu=70kA, 415V AC 4-pole, line protection trip unit TM, LI In=500A, rated current IR=400...500A, overload protection, II=2500...5000A, short-circuit protection N protected without auxiliary release without auxiliary/alarm switch with Safety Label for USA | - | 0 | 0
3VL5750-2EJ46-0AA0 |  | 3VL5750-2EJ46-0AA0 | 1 | UN | 1 | 5 | B | D | EAR99 | N | 85362090 | 1 | 4011209487024 | 12.216 | KG | 3773 | 3460.2 | LP20 | LP20 | circuit breaker VL630H high breaking capacity Icu=70kA, 415V AC 4-pole, line protection trip unit TM, LI In=500A, rated current IR=400...500A, overload protection, II=2500...5000A, short-circuit protection N unprotected without auxiliary release without auxiliary/alarm switch | - | 0 | 0
3VL5750-2EJ46-0AA0-Z | U01 | 3VL5750-2EJ46-0AA0-ZU01 | 1 | UN | 1 | 5 | B | D | EAR99 | N | 85362090 | 1 |  | 11.2 | KG | 3821.4 | 3821.4 | LP20 | LP20 | circuit breaker VL630H high breaking capacity Icu=70kA, 415V AC 4-pole, line protection trip unit TM, LI In=500A, rated current IR=400...500A, overload protection, II=2500...5000A, short-circuit protection N unprotected without auxiliary release without auxiliary/alarm switch with Safety Label for USA | - | 0 | 0
3VL5750-2EM46-0AA0 |  | 3VL5750-2EM46-0AA0 | 1 | UN | 1 | 5 | B | D | EAR99 | N | 85362090 | 1 | 4011209774643 | 12.163 | KG | 3949 | 3609.7 | LP20 | LP20 | circuit breaker VL630H high breaking capacity Icu=70kA, 415V AC 4-pole, line protection TU, TM, LI In=500A, rated current IR=400...500A, overload prot. II=2500...5000A, short-circuit protection N protected (100%) without auxiliary release without auxiliary/alarm switch | - | 0 | 0
3VL5750-2EM46-0AA0-Z | U01 | 3VL5750-2EM46-0AA0-ZU01 | 1 | UN | 1 | 5 | B | D | EAR99 | N | 85362090 | 1 |  | 11.2 | KG | 3997.4 | 3997.4 | LP20 | LP20 | circuit breaker VL630H high breaking capacity Icu=70kA, 415V AC 4-pole, line protection TU, TM, LI In=500A, rated current IR=400...500A, overload prot. II=2500...5000A, short-circuit protection N protected (100%) without auxiliary release without auxiliary/alarm switch with Safety Label for USA | - | 0 | 0
3VL5750-2LS36-0AA0 |  | 3VL5750-2LS36-0AA0 | 1 | UN | 1 | 5 | B | D | EAR99 | N | 85362090 | 1 | 4011209875067 | 9.517 | KG | 4620 | 4620 | LP20 | LP20 | circuit breaker VL630H high breaking capacity Icu=70kA, 415V AC 3-pole, motor protection Electronic Trip Unit ETU30M, LI IR=200...500A, overload prot., TC=10A...30, II=6/8/12.5xIN, short-circuit protection shipbuilding certificate for LRS, DNV and gL shipbuilding certificate for LRS, DNV and gL without auxiliary release without auxiliary/alarm switch | - | 0 | 0
3VL5750-2LS36-0AA0-Z | U01 | 3VL5750-2LS36-0AA0-ZU01 | 1 | UN | 1 | 5 | B | D | EAR99 | N | 85362090 | 1 |  | 9.3 | KG | 4668.4 | 4668.4 | LP20 | LP20 | circuit breaker VL630H high breaking capacity Icu=70kA, 415V AC 3-pole, motor protection Electronic Trip Unit ETU30M, LI IR=200...500A, overload prot., TC=10A...30, II=6/8/12.5xIN, short-circuit protection shipbuilding certificate for LRS, DNV and gL shipbuilding certificate for LRS, DNV and gL without auxiliary release without auxiliary/alarm switch with Safety Label for USA | - | 0 | 0
3VL5750-2MP36-0AA0 |  | 3VL5750-2MP36-0AA0 | 1 | UN | 1 | 5 | B | D | EAR99 | N | 85362090 | 1 | 4011209815681 | 9.517 | KG | 3872 | 3872 | LP20 | LP20 | circuit breaker VL630H high breaking capacity Icu=70kA, 415V AC 3-pole, motor/generator prot. trip unit ETU10M, LI In=500A, rated current IR=200...500A, overload protection, II=1.25 to 10xIN, short-circuit protection without auxiliary release ETU communication-capable without auxiliary/alarm switch | - | 0 | 0
3VL5750-2MP36-0AA0-Z | U01 | 3VL5750-2MP36-0AA0-ZU01 | 1 | UN | 1 | 5 | B | D | EAR99 | N | 85362090 | 1 |  | 9.3 | KG | 3920.4 | 3920.4 | LP20 | LP20 | circuit breaker VL630H high breaking capacity Icu=70kA, 415V AC 3-pole, motor/generator prot. trip unit ETU10M, LI In=500A, rated current IR=200...500A, overload protection, II=1.25 to 10xIN, short-circuit protection without auxiliary release ETU communication-capable without auxiliary/alarm switch with Safety Label for USA | - | 0 | 0
3VL5750-2MS36-0AA0 |  | 3VL5750-2MS36-0AA0 | 1 | UN | 1 | 5 | B | D | EAR99 | N | 85362090 | 1 | 4011209815698 | 9.517 | KG | 4092 | 4092 | LP20 | LP20 | circuit breaker VL630H high breaking capacity Icu=70kA, 415V AC 3-pole, motor protection Electronic Trip Unit ETU30M, LI IR=200...500A, overload prot., TC=10A...30, II=6/8/12.5xIN, short-circuit protection without auxiliary release ETU communication-capable without auxiliary/alarm switch | - | 0 | 0
3VL5750-2MS36-0AA0-Z | U01 | 3VL5750-2MS36-0AA0-ZU01 | 1 | UN | 1 | 5 | B | D | EAR99 | N | 85362090 | 1 |  | 9.3 | KG | 4140.4 | 4140.4 | LP20 | LP20 | circuit breaker VL630H high breaking capacity Icu=70kA, 415V AC 3-pole, motor protection Electronic Trip Unit ETU30M, LI IR=200...500A, overload prot., TC=10A...30, II=6/8/12.5xIN, short-circuit protection without auxiliary release ETU communication-capable without auxiliary/alarm switch with Safety Label for USA | - | 0 | 0
3VL5750-2SP36-0AA0 |  | 3VL5750-2SP36-0AA0 | 1 | UN | 1 | 5 | B | D | EAR99 | N | 85362090 | 1 | 4011209815667 | 9.517 | KG | 3740 | 3413.5 | LP20 | LP20 | circuit breaker VL630H high breaking capacity Icu=70kA, 415V AC 3-pole, motor/generator prot. trip unit ETU10M, LI In=500A, rated current IR=200...500A, overload protection, II=1.25 to 12.5xIN, short-circuit protection without auxiliary release without auxiliary/alarm switch | - | 0 | 0
3VL5750-2SP36-0AA0-Z | U01 | 3VL5750-2SP36-0AA0-ZU01 | 1 | UN | 1 | 5 | B | D | EAR99 | N | 85362090 | 1 |  | 9.3 | KG | 3788.4 | 3788.4 | LP20 | LP20 | circuit breaker VL630H high breaking capacity Icu=70kA, 415V AC 3-pole, motor/generator prot. trip unit ETU10M, LI In=500A, rated current IR=200...500A, overload protection, II=1.25 to 12.5xIN, short-circuit protection without auxiliary release without auxiliary/alarm switch with Safety Label for USA | - | 0 | 0
3VL5750-2SP36-0AC1-Z | U01 | 3VL5750-2SP36-0AC1-ZU01 | 1 | UN | 1 | 5 | B | D | EAR99 | N | 85362090 | 1 |  | 9.3 | KG | 3921.5 | 3921.5 | LP20 | LP20 | circuit breaker VL630H high breaking capacity Icu=70kA, 415V AC 3-pole, motor/generator prot. trip unit ETU10M, LI In=500A, rated current IR=200...500A, overload protection, II=1.25 to 12.5xIN, short-circuit protection without auxiliary release Auxiliary switch mounting kit 4 AUX (2 NO + 2 NC) with Safety Label for USA | - | 0 | 0
3VL5750-2SS36-0AA0 |  | 3VL5750-2SS36-0AA0 | 1 | UN | 1 | 5 | B | D | EAR99 | N | 85362090 | 1 | 4011209815674 | 9.517 | KG | 4004 | 3655.5 | LP20 | LP20 | circuit breaker VL630H high breaking capacity Icu=70kA, 415V AC 3-pole, motor protection Electronic Trip Unit ETU30M, LI IR=200...500A, overload prot., TC=10A...30, II=6/8/12.5xIN, short-circuit protection without auxiliary release without auxiliary/alarm switch | - | 0 | 0
3VL5750-2SS36-0AA0-Z | U01 | 3VL5750-2SS36-0AA0-ZU01 | 1 | UN | 1 | 5 | B | D | EAR99 | N | 85362090 | 1 |  | 9.3 | KG | 4052.4 | 4052.4 | LP20 | LP20 | circuit breaker VL630H high breaking capacity Icu=70kA, 415V AC 3-pole, motor protection Electronic Trip Unit ETU30M, LI IR=200...500A, overload prot., TC=10A...30, II=6/8/12.5xIN, short-circuit protection without auxiliary release without auxiliary/alarm switch with Safety Label for USA | - | 0 | 0
3VL5750-2UP36-0AA0 |  | 3VL5750-2UP36-0AA0 | 1 | UN | 1 | 5 | B | D | EAR99 | N | 85362090 | 1 | 4011209887473 | 9.517 | KG | 5346 | 5346 | LP20 | LP20 | circuit breaker VL630H high breaking capacity Icu=70kA, 415V AC 3-pole, motor/generator prot. trip unit LCD ETU40M, LI In=500A, rated current IR=200...500A, overload protection, II=1.25 to 10xIN, short-circuit protection without auxiliary release without auxiliary/alarm switch | - | 0 | 0
3VL5750-2UP36-0AA0-Z | U01 | 3VL5750-2UP36-0AA0-ZU01 | 1 | UN | 1 | 5 | B | D | EAR99 | N | 85362090 | 1 |  | 9.3 | KG | 5394.4 | 5394.4 | LP20 | LP20 | circuit breaker VL630H high breaking capacity Icu=70kA, 415V AC 3-pole, motor/generator prot. trip unit LCD ETU40M, LI In=500A, rated current IR=200...500A, overload protection, II=1.25 to 10xIN, short-circuit protection without auxiliary release without auxiliary/alarm switch with Safety Label for USA | - | 0 | 0
3VL5750-3CP36-0AA0-Z | U01 | 3VL5750-3CP36-0AA0-ZU01 | 1 | UN | 1 | 30 | D | D | EAR99 | N | 85362090 | 1 |  | 9.3 | KG | 9464.4 | 9464.4 | LP20 | LP20 | circuit breaker VL630L very high breaking capacity Icu=100kA, 415V AC 3-pole, motor/generator prot. trip unit LCD ETU40M, LI In=500A, rated current IR=200...500A, overload protection, II=1.25 to 10xIN, short-circuit protection without auxiliary release without auxiliary/alarm switch with Safety Label for USA | - | 0 | 0
3VL5750-3DC36-0AA0 |  | 3VL5750-3DC36-0AA0 | 1 | UN | 1 | 5 | B | D | EAR99 | N | 85362090 | 1 | 4011209487031 | 9.246 | KG | 3465 | 3172.3 | LP20 | LP20 | circuit breaker VL630L very high breaking capacity Icu=100kA, 415V AC 3-pole, line protection trip unit TM, LI In=500A, rated current IR=400...500A, overload protection, II=2500...5000A, short-circuit protection without auxiliary release without auxiliary/alarm switch | - | 0 | 0
3VL5750-3DC36-0AA0-Z | U01 | 3VL5750-3DC36-0AA0-ZU01 | 1 | UN | 1 | 5 | B | D | EAR99 | N | 85362090 | 1 |  | 9 | KG | 3513.4 | 3513.4 | LP20 | LP20 | circuit breaker VL630L very high breaking capacity Icu=100kA, 415V AC 3-pole, line protection trip unit TM, LI In=500A, rated current IR=400...500A, overload protection, II=2500...5000A, short-circuit protection without auxiliary release without auxiliary/alarm switch with Safety Label for USA | - | 0 | 0
3VL5750-3DK36-0AA0 |  | 3VL5750-3DK36-0AA0 | 1 | UN | 1 | 5 | B | D | N | N | 85362090 | 1 | 4011209786462 | 9.111 | KG | 3267 | 2985.4 | LP20 | LP20 | circuit breaker VL630L very high breaking capacity Icu=100kA, 415V AC 3-pole, starter combination trip unit magnetic In=500A, rated current II=3250...6300A, short-circuit protection without auxiliary release without auxiliary/alarm switch | - | 0 | 0
3VL5750-3DK36-0AA0-Z | U01 | 3VL5750-3DK36-0AA0-ZU01 | 1 | UN | 1 | 5 | B | D | N | N | 85362090 | 1 |  | 9 | KG | 3315.4 | 3315.4 | LP20 | LP20 | circuit breaker VL630L very high breaking capacity Icu=100kA, 415V AC 3-pole, starter combination trip unit magnetic In=500A, rated current II=3250...6300A, short-circuit protection without auxiliary release without auxiliary/alarm switch with Safety Label for USA | - | 0 | 0
3VL5750-3EC46-0AA0 |  | 3VL5750-3EC46-0AA0 | 1 | UN | 1 | 5 | B | D | EAR99 | N | 85362090 | 1 | 4011209487048 | 12.163 | KG | 4664 | 4272.2 | LP20 | LP20 | circuit breaker VL630L very high breaking capacity Icu=100kA, 415V AC 4-pole, line protection trip unit TM, LI In=500A, rated current IR=400...500A, overload protection, II=2500...5000A, short-circuit protection N protected without auxiliary release without auxiliary/alarm switch | - | 0 | 0
3VL5750-3EC46-0AA0-Z | U01 | 3VL5750-3EC46-0AA0-ZU01 | 1 | UN | 1 | 5 | B | D | EAR99 | N | 85362090 | 1 |  | 11.2 | KG | 4712.4 | 4712.4 | LP20 | LP20 | circuit breaker VL630L very high breaking capacity Icu=100kA, 415V AC 4-pole, line protection trip unit TM, LI In=500A, rated current IR=400...500A, overload protection, II=2500...5000A, short-circuit protection N protected without auxiliary release without auxiliary/alarm switch with Safety Label for USA | - | 0 | 0
3VL5750-3EJ46-0AA0 |  | 3VL5750-3EJ46-0AA0 | 1 | UN | 1 | 5 | B | D | EAR99 | N | 85362090 | 1 | 4011209487055 | 12.163 | KG | 4499 | 4121.7 | LP20 | LP20 | circuit breaker VL630L very high breaking capacity Icu=100kA, 415V AC 4-pole, line protection trip unit TM, LI In=500A, rated current IR=400...500A, overload protection, II=2500...5000A, short-circuit protection N unprotected without auxiliary release without auxiliary/alarm switch | - | 0 | 0
3VL5750-3EJ46-0AA0-Z | U01 | 3VL5750-3EJ46-0AA0-ZU01 | 1 | UN | 1 | 5 | B | D | EAR99 | N | 85362090 | 1 |  | 11.2 | KG | 4547.4 | 4547.4 | LP20 | LP20 | circuit breaker VL630L very high breaking capacity Icu=100kA, 415V AC 4-pole, line protection trip unit TM, LI In=500A, rated current IR=400...500A, overload protection, II=2500...5000A, short-circuit protection N unprotected without auxiliary release without auxiliary/alarm switch with Safety Label for USA | - | 0 | 0
3VL5750-3EM46-0AA0 |  | 3VL5750-3EM46-0AA0 | 1 | UN | 1 | 5 | B | D | EAR99 | N | 85362090 | 1 | 4011209894303 | 12.163 | KG | 4664 | 4272.2 | LP20 | LP20 | circuit breaker VL630L very high breaking capacity Icu=100kA, 415V AC 4-pole, line protection TU, TM, LI In=500A, rated current IR=400...500A, overload prot. II=2500...5000A, short-circuit protection N protected (100%) without auxiliary release without auxiliary/alarm switch | - | 0 | 0
3VL5750-3EM46-0AA0-Z | U01 | 3VL5750-3EM46-0AA0-ZU01 | 1 | UN | 1 | 5 | B | D | EAR99 | N | 85362090 | 1 |  | 11.2 | KG | 4712.4 | 4712.4 | LP20 | LP20 | circuit breaker VL630L very high breaking capacity Icu=100kA, 415V AC 4-pole, line protection TU, TM, LI In=500A, rated current IR=400...500A, overload prot. II=2500...5000A, short-circuit protection N protected (100%) without auxiliary release without auxiliary/alarm switch with Safety Label for USA | - | 0 | 0
3VL5750-3LS36-0AA0 |  | 3VL5750-3LS36-0AA0 | 1 | UN | 1 | 5 | B | D | EAR99 | N | 85362090 | 1 | 4011209875074 | 9.517 | KG | 5511 | 5511 | LP20 | LP20 | circuit breaker VL630L very high breaking capacity Icu=100kA, 415V AC 3-pole, motor protection Electronic Trip Unit ETU30M, LI IR=200...500A, overload prot., TC=10A...30, II=6/8/12.5xIN, short-circuit protection shipbuilding certificate for LRS, DNV and gL shipbuilding certificate for LRS, DNV and gL without auxiliary release without auxiliary/alarm switch | - | 0 | 0
3VL5750-3LS36-0AA0-Z | U01 | 3VL5750-3LS36-0AA0-ZU01 | 1 | UN | 1 | 5 | B | D | EAR99 | N | 85362090 | 1 |  | 9.3 | KG | 5559.4 | 5559.4 | LP20 | LP20 | circuit breaker VL630L very high breaking capacity Icu=100kA, 415V AC 3-pole, motor protection Electronic Trip Unit ETU30M, LI IR=200...500A, overload prot., TC=10A...30, II=6/8/12.5xIN, short-circuit protection shipbuilding certificate for LRS, DNV and gL shipbuilding certificate for LRS, DNV and gL without auxiliary release without auxiliary/alarm switch with Safety Label for USA | - | 0 | 0
3VL5750-3MP36-0AA0 |  | 3VL5750-3MP36-0AA0 | 1 | UN | 1 | 5 | B | D | EAR99 | N | 85362090 | 1 | 4011209816725 | 9.517 | KG | 4565 | 4565 | LP20 | LP20 | circuit breaker VL630L very high breaking capacity Icu=100kA, 415V AC 3-pole, motor/generator prot. trip unit ETU10M, LI In=500A, rated current IR=200...500A, overload protection, II=1.25 to 10xIN, short-circuit protection without auxiliary release ETU communication-capable without auxiliary/alarm switch | - | 0 | 0
3VL5750-3MP36-0AA0-Z | U01 | 3VL5750-3MP36-0AA0-ZU01 | 1 | UN | 1 | 5 | B | D | EAR99 | N | 85362090 | 1 |  | 9.3 | KG | 4613.4 | 4613.4 | LP20 | LP20 | circuit breaker VL630L very high breaking capacity Icu=100kA, 415V AC 3-pole, motor/generator prot. trip unit ETU10M, LI In=500A, rated current IR=200...500A, overload protection, II=1.25 to 10xIN, short-circuit protection without auxiliary release ETU communication-capable without auxiliary/alarm switch with Safety Label for USA | - | 0 | 0
3VL5750-3MS36-0AA0 |  | 3VL5750-3MS36-0AA0 | 1 | UN | 1 | 5 | B | D | EAR99 | N | 85362090 | 1 | 4011209816732 | 9.517 | KG | 4862 | 4862 | LP20 | LP20 | circuit breaker VL630L very high breaking capacity Icu=100kA, 415V AC 3-pole, motor protection Electronic Trip Unit ETU30M, LI IR=200...500A, overload prot., TC=10A...30, II=6/8/12.5xIN, short-circuit protection without auxiliary release ETU communication-capable without auxiliary/alarm switch | - | 0 | 0
3VL5750-3MS36-0AA0-Z | U01 | 3VL5750-3MS36-0AA0-ZU01 | 1 | UN | 1 | 5 | B | D | EAR99 | N | 85362090 | 1 |  | 9.3 | KG | 4910.4 | 4910.4 | LP20 | LP20 | circuit breaker VL630L very high breaking capacity Icu=100kA, 415V AC 3-pole, motor protection Electronic Trip Unit ETU30M, LI IR=200...500A, overload prot., TC=10A...30, II=6/8/12.5xIN, short-circuit protection without auxiliary release ETU communication-capable without auxiliary/alarm switch with Safety Label for USA | - | 0 | 0
3VL5750-3SP36-0AA0 |  | 3VL5750-3SP36-0AA0 | 1 | UN | 1 | 5 | B | D | EAR99 | N | 85362090 | 1 | 4011209816701 | 9.517 | KG | 4477 | 4089.3 | LP20 | LP20 | circuit breaker VL630L very high breaking capacity Icu=100kA, 415V AC 3-pole, motor/generator prot. trip unit ETU10M, LI In=500A, rated current IR=200...500A, overload protection, II=1.25 to 12.5xIN, short-circuit protection without auxiliary release without auxiliary/alarm switch | - | 0 | 0
3VL5750-3SP36-0AA0-Z | U01 | 3VL5750-3SP36-0AA0-ZU01 | 1 | UN | 1 | 5 | B | D | EAR99 | N | 85362090 | 1 |  | 9.3 | KG | 4525.4 | 4525.4 | LP20 | LP20 | circuit breaker VL630L very high breaking capacity Icu=100kA, 415V AC 3-pole, motor/generator prot. trip unit ETU10M, LI In=500A, rated current IR=200...500A, overload protection, II=1.25 to 12.5xIN, short-circuit protection without auxiliary release without auxiliary/alarm switch with Safety Label for USA | - | 0 | 0
3VL5750-3SS36-0AA0 |  | 3VL5750-3SS36-0AA0 | 1 | UN | 1 | 5 | B | D | EAR99 | N | 85362090 | 1 | 4011209816718 | 9.517 | KG | 4785 | 4369.5 | LP20 | LP20 | circuit breaker VL630L very high breaking capacity Icu=100kA, 415V AC 3-pole, motor protection Electronic Trip Unit ETU30M, LI IR=200...500A, overload prot., TC=10A...30, II=6/8/12.5xIN, short-circuit protection without auxiliary release without auxiliary/alarm switch | - | 0 | 0
3VL5750-3SS36-0AA0-Z | U01 | 3VL5750-3SS36-0AA0-ZU01 | 1 | UN | 1 | 5 | B | D | EAR99 | N | 85362090 | 1 |  | 9.3 | KG | 4833.4 | 4833.4 | LP20 | LP20 | circuit breaker VL630L very high breaking capacity Icu=100kA, 415V AC 3-pole, motor protection Electronic Trip Unit ETU30M, LI IR=200...500A, overload prot., TC=10A...30, II=6/8/12.5xIN, short-circuit protection without auxiliary release without auxiliary/alarm switch with Safety Label for USA | - | 0 | 0
3VL5750-3UP36-0AA0 |  | 3VL5750-3UP36-0AA0 | 1 | UN | 1 | 5 | B | D | EAR99 | N | 85362090 | 1 | 4011209887480 | 9.517 | KG | 6127 | 6127 | LP20 | LP20 | circuit breaker VL630L very high breaking capacity Icu=100kA, 415V AC 3-pole, motor/generator prot. trip unit LCD ETU40M, LI In=500A, rated current IR=200...500A, overload protection, II=1.25 to 10xIN, short-circuit protection without auxiliary release without auxiliary/alarm switch | - | 0 | 0
3VL5750-3UP36-0AA0-Z | U01 | 3VL5750-3UP36-0AA0-ZU01 | 1 | UN | 1 | 5 | B | D | EAR99 | N | 85362090 | 1 |  | 9.3 | KG | 6175.4 | 6175.4 | LP20 | LP20 | circuit breaker VL630L very high breaking capacity Icu=100kA, 415V AC 3-pole, motor/generator prot. trip unit LCD ETU40M, LI In=500A, rated current IR=200...500A, overload protection, II=1.25 to 10xIN, short-circuit protection without auxiliary release without auxiliary/alarm switch with Safety Label for USA | - | 0 | 0
3VL5763-1AA36-0AA0 |  | 3VL5763-1AA36-0AA0 | 1 | UN | 1 | 5 | B | D | EAR99 | N | 85362090 | 1 | 4011209476127 | 7.658 | KG | 1639 | 1639 | LP20 | LP20 | circuit breaker VL630N w/o Electronic Trip Unit standard breaking capacity Icu=55kA/415V AC, 3-pole In=< 630A, rated current without auxiliary release with screw terminal connections for switching unit and ETU | - | 0 | 0
3VL5763-1AA46-0AA0 |  | 3VL5763-1AA46-0AA0 | 1 | UN | 1 | 5 | B | D | EAR99 | N | 85362090 | 1 | 4011209476110 | 10.537 | KG | 2145 | 2145 | LP20 | LP20 | circuit breaker VL630N w/o Electronic Trip Unit standard breaking capacity Icu=55kA/415V AC, 4-pole In=< 630A, rated current without auxiliary release with screw terminal connections for switching unit and ETU | - | 0 | 0
3VL5763-1CH36-0AA0 |  | 3VL5763-1CH36-0AA0 | 1 | UN | 1 | 30 | D | D | EAR99 | N | 85362090 | 1 | 4011209487222 | 9.3 | KG | 7766 | 7766 | LP20 | LP20 | circuit breaker VL630N standard breaking capacity Icu=55kA, 415V AC 3-pole, line protection trip unit LCD ETU40, LI/LS/LSI In=630A, rated current IR=252...630A, overload protection, ISD=1.5 to 9xIR, II=10xIN short-circuit protection without auxiliary release without auxiliary/alarm switch | - | 0 | 0
3VL5763-1CH36-0AA0-Z | U01 | 3VL5763-1CH36-0AA0-ZU01 | 1 | UN | 1 | 30 | D | D | EAR99 | N | 85362090 | 1 |  | 9.3 | KG | 7814.4 | 7814.4 | LP20 | LP20 | circuit breaker VL630N standard breaking capacity Icu=55kA, 415V AC 3-pole, line protection trip unit LCD ETU40, LI/LS/LSI In=630A, rated current IR=252...630A, overload protection, ISD=1.5 to 9xIR, II=10xIN short-circuit protection without auxiliary release without auxiliary/alarm switch with Safety Label for USA | - | 0 | 0
3VL5763-1CH36-0AC1 |  | 3VL5763-1CH36-0AC1 | 1 | UN | 1 | 30 | D | D | EAR99 | N | 85362090 | 1 | 4011209757554 | 9.3 | KG | 7899.1 | 7899.1 | LP20 | LP20 | circuit breaker VL630N standard breaking capacity Icu=55kA, 415V AC 3-pole, line protection trip unit LCD ETU40, LI/LS/LSI In=630A, rated current IR=252...630A, overload protection, ISD=1.5 to 9xIR, II=10xIN short-circuit protection without auxiliary release Auxiliary switch mounting kit 4 AUX (2 NO + 2 NC) | - | 0 | 0
3VL5763-1CJ46-0AA0 |  | 3VL5763-1CJ46-0AA0 | 1 | UN | 1 | 30 | D | D | EAR99 | N | 85362090 | 1 | 4011209487239 | 11.7 | KG | 8393 | 8393 | LP20 | LP20 | circuit breaker VL630N standard breaking capacity Icu=55kA, 415V AC 4-pole, line protection trip unit LCD ETU40, LI/LS/LSI In=630A, rated current IR=252...630A, overload protection, ISD=1.5 to 9xIR, II=10xIN short-circuit protection N protected without auxiliary release without auxiliary/alarm switch | - | 0 | 0
3VL5763-1CJ46-0AA0-Z | U01 | 3VL5763-1CJ46-0AA0-ZU01 | 1 | UN | 1 | 30 | D | D | EAR99 | N | 85362090 | 1 |  | 11.7 | KG | 8441.4 | 8441.4 | LP20 | LP20 | circuit breaker VL630N standard breaking capacity Icu=55kA, 415V AC 4-pole, line protection trip unit LCD ETU40, LI/LS/LSI In=630A, rated current IR=252...630A, overload protection, ISD=1.5 to 9xIR, II=10xIN short-circuit protection N protected without auxiliary release without auxiliary/alarm switch with Safety Label for USA | - | 0 | 0
3VL5763-1CJ46-0AE1 |  | 3VL5763-1CJ46-0AE1 | 1 | UN | 1 | 30 | D | D | EAR99 | N | 85362090 | 1 | 4011209757561 | 11.7 | KG | 8507.4 | 8507.4 | LP20 | LP20 | circuit breaker VL630N standard breaking capacity Icu=55kA, 415V AC 4-pole, line protection trip unit LCD ETU40, LI/LS/LSI In=630A, rated current IR=252...630A, overload protection, ISD=1.5 to 9xIR, II=10xIN short-circuit protection N protected without auxiliary release Auxiliary/alarm switch mounting kit 2 AUX (1 NO+1 NC)+1 AS (1 NO) | - | 0 | 0
3VL5763-1CL36-0AA0-Z | U01 | 3VL5763-1CL36-0AA0-ZU01 | 1 | UN | 1 | 30 | D | D | EAR99 | N | 85362090 | 1 |  | 9.3 | KG | 8518.4 | 8518.4 | LP20 | LP20 | circuit breaker VL630N standard breaking capacity Icu=55kA, 415V AC 3-pole, line protection trip unit LCD ETU42, LSIG 3 phases/3 lines In=630A, rated current IR=252...630A, overload protection, ISD=1.5 to 9xIR, II=10xIN short-circuit protection without auxiliary release without auxiliary/alarm switch with Safety Label for USA | - | 0 | 0
3VL5763-1CM36-0AE1 |  | 3VL5763-1CM36-0AE1 | 1 | UN | 1 | 30 | D | D | EAR99 | N | 85362090 | 1 | 4011209757578 | 9.67 | KG | 8584.4 | 8584.4 | LP20 | LP20 | circuit breaker VL630N standard breaking capacity Icu=55kA, 415V AC 3-pole, line protection trip unit LCD ETU42, LSIG 3 phases/4 lines with connecting cable In=630A, rated current IR=252...630A, overload protection, ISD=1.5 to 9xIR, II=10xIN short-circuit protection without auxiliary release Auxiliary/alarm switch mounting kit 2 AUX (1 NO+1 NC)+1 AS (1 NO) | - | 0 | 0
3VL5763-1CN46-0AA0 |  | 3VL5763-1CN46-0AA0 | 1 | UN | 1 | 30 | D | D | EAR99 | N | 85362090 | 1 | 4011209487260 | 11.7 | KG | 8393 | 8393 | LP20 | LP20 | circuit breaker VL630N standard breaking capacity Icu=55kA, 415V AC 4-pole, line protection trip unit LCD ETU42, LSIG In=630A, rated current IR=252...630A, overload protection, ISD=1.5 to 9xIR, II=10xIN short-circuit protection N protected with ground-fault protection without auxiliary release without auxiliary/alarm switch | - | 0 | 0
3VL5763-1CN46-0AA0-Z | U01 | 3VL5763-1CN46-0AA0-ZU01 | 1 | UN | 1 | 30 | D | D | EAR99 | N | 85362090 | 1 |  | 11.7 | KG | 8441.4 | 8441.4 | LP20 | LP20 | circuit breaker VL630N standard breaking capacity Icu=55kA, 415V AC 4-pole, line protection trip unit LCD ETU42, LSIG In=630A, rated current IR=252...630A, overload protection, ISD=1.5 to 9xIR, II=10xIN short-circuit protection N protected with ground-fault protection without auxiliary release without auxiliary/alarm switch with Safety Label for USA | - | 0 | 0
3VL5763-1DC36-0AA0 |  | 3VL5763-1DC36-0AA0 | 1 | UN | 1 | 5 | B | D | EAR99 | N | 85362090 | 1 | 4011209477384 | 9.165 | KG | 2497 | 2286.1 | LP20 | LP20 | circuit breaker VL630N standard breaking capacity Icu=55kA, 415V AC 3-pole, line protection trip unit TM, LI In=630A, rated current IR=500...630A, overload protection, II=3250...6500A, short-circuit protection without auxiliary release without auxiliary/alarm switch | - | 0 | 0
3VL5763-1DC36-0AA0-Z | U01 | 3VL5763-1DC36-0AA0-ZU01 | 1 | UN | 1 | 5 | B | D | EAR99 | N | 85362090 | 1 |  | 9 | KG | 2545.4 | 2545.4 | LP20 | LP20 | circuit breaker VL630N standard breaking capacity Icu=55kA, 415V AC 3-pole, line protection trip unit TM, LI In=630A, rated current IR=500...630A, overload protection, II=3250...6500A, short-circuit protection without auxiliary release without auxiliary/alarm switch with Safety Label for USA | - | 0 | 0
3VL5763-1DC36-0AC1 |  | 3VL5763-1DC36-0AC1 | 1 | UN | 1 | 5 | B | D | EAR99 | N | 85362090 | 1 | 4011209757585 | 9.365 | KG | 2630.1 | 2630.1 | LP20 | LP20 | circuit breaker VL630N standard breaking capacity Icu=55kA, 415V AC 3-pole, line protection trip unit TM, LI In=630A, rated current IR=500...630A, overload protection, II=3250...6500A, short-circuit protection without auxiliary release Auxiliary switch mounting kit 4 AUX (2 NO + 2 NC) | - | 0 | 0
3VL5763-1DC36-0AE1 |  | 3VL5763-1DC36-0AE1 | 1 | UN | 1 | 5 | B | D | EAR99 | N | 85362090 | 1 | 4011209757592 | 9.363 | KG | 2611.4 | 2611.4 | LP20 | LP20 | circuit breaker VL630N standard breaking capacity Icu=55kA, 415V AC 3-pole, line protection trip unit TM, LI In=630A, rated current IR=500...630A, overload protection, II=3250...6500A, short-circuit protection without auxiliary release Auxiliary/alarm switch mounting kit 2 AUX (1 NO+1 NC)+1 AS (1 NO) | - | 0 | 0
3VL5763-1DC36-0AE1-Z | U01 | 3VL5763-1DC36-0AE1-ZU01 | 1 | UN | 1 | 5 | B | D | EAR99 | N | 85362090 | 1 |  | 9.177 | KG | 2659.8 | 2659.8 | LP20 | LP20 | circuit breaker VL630N standard breaking capacity Icu=55kA, 415V AC 3-pole, line protection trip unit TM, LI In=630A, rated current IR=500...630A, overload protection, II=3250...6500A, short-circuit protection without auxiliary release Auxiliary/alarm switch mounting kit 2 AUX (1 NO+1 NC)+1 AS (1 NO) with Safety Label for USA | - | 0 | 0
3VL5763-1DC36-2HA0 |  | 3VL5763-1DC36-2HA0 | 1 | UN | 1 | 5 | B | D | EAR99 | N | 85362090 | 1 | 4011209757608 | 9.223 | KG | 2734.6 | 2734.6 | LP20 | LP20 | circuit breaker VL630N standard breaking capacity Icu=55kA, 415V AC 3-pole, line protection trip unit TM, LI In=630A, rated current IR=500...630A, overload protection, II=3250...6500A, short-circuit protection Undervoltage release 220...250 V AC without auxiliary/alarm switch | - | 0 | 0
3VL5763-1DC36-2HC1 |  | 3VL5763-1DC36-2HC1 | 1 | UN | 1 | 5 | B | D | EAR99 | N | 85362090 | 1 | 4011209757615 | 9.363 | KG | 2867.7 | 2867.7 | LP20 | LP20 | circuit breaker VL630N standard breaking capacity Icu=55kA, 415V AC 3-pole, line protection trip unit TM, LI In=630A, rated current IR=500...630A, overload protection, II=3250...6500A, short-circuit protection Undervoltage release 220...250 V AC Auxiliary switch mounting kit 4 AUX (2 NO + 2 NC) | - | 0 | 0
3VL5763-1DC36-2HE1 |  | 3VL5763-1DC36-2HE1 | 1 | UN | 1 | 5 | B | D | EAR99 | N | 85362090 | 1 | 4011209757622 | 9.375 | KG | 2849 | 2849 | LP20 | LP20 | circuit breaker VL630N standard breaking capacity Icu=55kA, 415V AC 3-pole, line protection trip unit TM, LI In=630A, rated current IR=500...630A, overload protection, II=3250...6500A, short-circuit protection Undervoltage release 220...250 V AC Auxiliary/alarm switch mounting kit 2 AUX (1 NO+1 NC)+1 AS (1 NO) | - | 0 | 0
3VL5763-1DC36-2PA0 |  | 3VL5763-1DC36-2PA0 | 1 | UN | 1 | 5 | B | D | EAR99 | N | 85362090 | 1 | 4011209757639 | 9.2 | KG | 2734.6 | 2734.6 | LP20 | LP20 | circuit breaker VL630N standard breaking capacity Icu=55kA, 415V AC 3-pole, line protection trip unit TM, LI In=630A, rated current IR=500...630A, overload protection, II=3250...6500A, short-circuit protection Undervoltage release 24 V DC without auxiliary/alarm switch | - | 0 | 0
3VL5763-1DC36-2PC1 |  | 3VL5763-1DC36-2PC1 | 1 | UN | 1 | 5 | B | D | EAR99 | N | 85362090 | 1 | 4011209757646 | 9.363 | KG | 2867.7 | 2867.7 | LP20 | LP20 | circuit breaker VL630N standard breaking capacity Icu=55kA, 415V AC 3-pole, line protection trip unit TM, LI In=630A, rated current IR=500...630A, overload protection, II=3250...6500A, short-circuit protection Undervoltage release 24 V DC Auxiliary switch mounting kit 4 AUX (2 NO + 2 NC) | - | 0 | 0
3VL5763-1DC36-2PE1 |  | 3VL5763-1DC36-2PE1 | 1 | UN | 1 | 5 | B | D | EAR99 | N | 85362090 | 1 | 4011209757653 | 9.338 | KG | 2849 | 2849 | LP20 | LP20 | circuit breaker VL630N standard breaking capacity Icu=55kA, 415V AC 3-pole, line protection trip unit TM, LI In=630A, rated current IR=500...630A, overload protection, II=3250...6500A, short-circuit protection Undervoltage release 24 V DC Auxiliary/alarm switch mounting kit 2 AUX (1 NO+1 NC)+1 AS (1 NO) | - | 0 | 0
3VL5763-1DC36-8CE1 |  | 3VL5763-1DC36-8CE1 | 1 | UN | 1 | 5 | B | D | EAR99 | N | 85362090 | 1 | 4011209757660 | 9.33 | KG | 2828.1 | 2828.1 | LP20 | LP20 | circuit breaker VL630N standard breaking capacity Icu=55kA, 415V AC 3-pole, line protection trip unit TM, LI In=630A, rated current IR=500...630A, overload protection, II=3250...6500A, short-circuit protection Shunt release 24 V AC/DC Auxiliary/alarm switch mounting kit 2 AUX (1 NO+1 NC)+1 AS (1 NO) | - | 0 | 0
3VL5763-1DC36-8TA0 |  | 3VL5763-1DC36-8TA0 | 1 | UN | 1 | 5 | B | D | EAR99 | N | 85362090 | 1 | 4011209757677 | 9.335 | KG | 2713.7 | 2713.7 | LP20 | LP20 | circuit breaker VL630N standard breaking capacity Icu=55kA, 415V AC 3-pole, line protection trip unit TM, LI In=630A, rated current IR=500...630A, overload protection, II=3250...6500A, short-circuit protection Shunt release 208...277 V AC without auxiliary/alarm switch | - | 0 | 0
3VL5763-1DC36-8TC1 |  | 3VL5763-1DC36-8TC1 | 1 | UN | 1 | 5 | B | D | EAR99 | N | 85362090 | 1 | 4011209757684 | 9.427 | KG | 2846.8 | 2846.8 | LP20 | LP20 | circuit breaker VL630N standard breaking capacity Icu=55kA, 415V AC 3-pole, line protection trip unit TM, LI In=630A, rated current IR=500...630A, overload protection, II=3250...6500A, short-circuit protection Shunt release 208...277 V AC Auxiliary switch mounting kit 4 AUX (2 NO + 2 NC) | - | 0 | 0
3VL5763-1DC36-8TE1 |  | 3VL5763-1DC36-8TE1 | 1 | UN | 1 | 5 | B | D | EAR99 | N | 85362090 | 1 | 4011209757691 | 9.431 | KG | 2828.1 | 2828.1 | LP20 | LP20 | circuit breaker VL630N standard breaking capacity Icu=55kA, 415V AC 3-pole, line protection trip unit TM, LI In=630A, rated current IR=500...630A, overload protection, II=3250...6500A, short-circuit protection Shunt release 208...277 V AC Auxiliary/alarm switch mounting kit 2 AUX (1 NO+1 NC)+1 AS (1 NO) | - | 0 | 0
3VL5763-1DE36-0AA0 |  | 3VL5763-1DE36-0AA0 | 1 | UN | 1 | 5 | B | D | EAR99 | N | 85362090 | 1 | 4011209476103 | 9.115 | KG | 1518 | 1385.9 | LP20 | LP20 | circuit breaker VL630N standard breaking capacity Icu=55kA, 415V AC 3-pole, non-auto. air circ. br. trip unit magnetic In=630A, rated current II=6300A, short-circuit protection without auxiliary release without auxiliary/alarm switch | - | 0 | 0
3VL5763-1DE36-0AA0-Z | U01 | 3VL5763-1DE36-0AA0-ZU01 | 1 | UN | 1 | 5 | B | D | EAR99 | N | 85362090 | 1 |  | 9.093 | KG | 1566.4 | 1566.4 | LP20 | LP20 | circuit breaker VL630N standard breaking capacity Icu=55kA, 415V AC 3-pole, non-auto. air circ. br. trip unit magnetic In=630A, rated current II=6300A, short-circuit protection without auxiliary release without auxiliary/alarm switch with Safety Label for USA | - | 0 | 0
3VL5763-1DE36-0AC1 |  | 3VL5763-1DE36-0AC1 | 1 | UN | 1 | 5 | B | D | EAR99 | N | 85362090 | 1 | 4011209757707 | 9.297 | KG | 1651.1 | 1651.1 | LP20 | LP20 | circuit breaker VL630N standard breaking capacity Icu=55kA, 415V AC 3-pole, non-auto. air circ. br. trip unit magnetic In=630A, rated current II=6300A, short-circuit protection without auxiliary release Auxiliary switch mounting kit 4 AUX (2 NO + 2 NC) | - | 0 | 0
3VL5763-1DE36-0AC1-Z | U01 | 3VL5763-1DE36-0AC1-ZU01 | 1 | UN | 1 | 5 | B | D | EAR99 | N | 85362090 | 1 |  | 9.093 | KG | 1699.5 | 1699.5 | LP20 | LP20 | circuit breaker VL630N standard breaking capacity Icu=55kA, 415V AC 3-pole, non-auto. air circ. br. trip unit magnetic In=630A, rated current II=6300A, short-circuit protection without auxiliary release Auxiliary switch mounting kit 4 AUX (2 NO + 2 NC) with Safety Label for USA | - | 0 | 0
3VL5763-1DE36-2GA0 |  | 3VL5763-1DE36-2GA0 | 1 | UN | 1 | 5 | B | D | EAR99 | N | 85362090 | 1 | 4011209757714 | 9.215 | KG | 1755.6 | 1755.6 | LP20 | LP20 | circuit breaker VL630N standard breaking capacity Icu=55kA, 415V AC 3-pole, non-auto. air circ. br. trip unit magnetic In=630A, rated current II=6300A, short-circuit protection Undervoltage release 110...127 V AC without auxiliary/alarm switch | - | 0 | 0
3VL5763-1DE36-2HE1-Z | M22U01 | 3VL5763-1DE36-2HE1-ZM22U01 | 1 | UN | 1 | 5 | B | D | EAR99 | N | 85362090 | 1 |  | 9.27 | KG | 3997.4 | 3997.4 | LP20 | LP20 | circuit breaker VL630N standard breaking capacity Icu=55kA, 415V AC 3-pole, non-auto. air circ. br. trip unit magnetic In=630A, rated current II=6300A, short-circuit protection Undervoltage release 220...250 V AC Auxiliary/alarm switch mounting kit 2 AUX (1 NO+1 NC)+1 AS (1 NO) Motorized operating mechanism set up 220-250 V AC/DC with Safety Label for USA | - | 0 | 0
3VL5763-1EC46-0AA0 |  | 3VL5763-1EC46-0AA0 | 1 | UN | 1 | 5 | B | D | EAR99 | N | 85362090 | 1 | 4011209487291 | 12.339 | KG | 3454 | 3159.8 | LP20 | LP20 | circuit breaker VL630N standard breaking capacity Icu=55kA, 415V AC 4-pole, line protection trip unit TM, LI In=630A, rated current IR=500...630A, overload protection, II=3250...6500A, short-circuit protection N protected without auxiliary release without auxiliary/alarm switch | - | 0 | 0
3VL5763-1EC46-0AA0-Z | U01 | 3VL5763-1EC46-0AA0-ZU01 | 1 | UN | 1 | 5 | B | D | EAR99 | N | 85362090 | 1 |  | 11.2 | KG | 3502.4 | 3502.4 | LP20 | LP20 | circuit breaker VL630N standard breaking capacity Icu=55kA, 415V AC 4-pole, line protection trip unit TM, LI In=630A, rated current IR=500...630A, overload protection, II=3250...6500A, short-circuit protection N protected without auxiliary release without auxiliary/alarm switch with Safety Label for USA | - | 0 | 0
3VL5763-1EE46-0AA0 |  | 3VL5763-1EE46-0AA0 | 1 | UN | 1 | 5 | B | D | EAR99 | N | 85362090 | 1 | 4011209476097 | 12.2 | KG | 1980 | 1823.8 | LP20 | LP20 | circuit breaker VL630N standard breaking capacity Icu=55kA, 415V AC 4-pole, non-auto. air circ. br. trip unit magnetic In=630A, rated current II=6500A, short-circuit protection without auxiliary release without auxiliary/alarm switch | - | 0 | 0
3VL5763-1EE46-0AA0-Z | U01 | 3VL5763-1EE46-0AA0-ZU01 | 1 | UN | 1 | 5 | B | D | EAR99 | N | 85362090 | 1 |  | 12.281 | KG | 2028.4 | 2028.4 | LP20 | LP20 | circuit breaker VL630N standard breaking capacity Icu=55kA, 415V AC 4-pole, non-auto. air circ. br. trip unit magnetic In=630A, rated current II=6500A, short-circuit protection without auxiliary release without auxiliary/alarm switch with Safety Label for USA | - | 0 | 0
3VL5763-1EJ46-0AA0 |  | 3VL5763-1EJ46-0AA0 | 1 | UN | 1 | 5 | B | D | EAR99 | N | 85362090 | 1 | 4011209487307 | 11.2 | KG | 3267 | 2985.4 | LP20 | LP20 | circuit breaker VL630N standard breaking capacity Icu=55kA, 415V AC 4-pole, line protection trip unit TM, LI In=630A, rated current IR=500...630A, overload protection, II=3250...6500A, short-circuit protection N unprotected without auxiliary release without auxiliary/alarm switch | - | 0 | 0
3VL5763-1EJ46-0AA0-Z | U01 | 3VL5763-1EJ46-0AA0-ZU01 | 1 | UN | 1 | 5 | B | D | EAR99 | N | 85362090 | 1 |  | 11.2 | KG | 3315.4 | 3315.4 | LP20 | LP20 | circuit breaker VL630N standard breaking capacity Icu=55kA, 415V AC 4-pole, line protection trip unit TM, LI In=630A, rated current IR=500...630A, overload protection, II=3250...6500A, short-circuit protection N unprotected without auxiliary release without auxiliary/alarm switch with Safety Label for USA | - | 0 | 0
3VL5763-1EJ46-0AC1-Z | U01 | 3VL5763-1EJ46-0AC1-ZU01 | 1 | UN | 1 | 5 | B | D | EAR99 | N | 85362090 | 1 |  | 11.2 | KG | 3448.5 | 3448.5 | LP20 | LP20 | circuit breaker VL630N standard breaking capacity Icu=55kA, 415V AC 4-pole, line protection trip unit TM, LI In=630A, rated current IR=500...630A, overload protection, II=3250...6500A, short-circuit protection N unprotected without auxiliary release Auxiliary switch mounting kit 4 AUX (2 NO + 2 NC) with Safety Label for USA | - | 0 | 0
3VL5763-1EM46-0AA0 |  | 3VL5763-1EM46-0AA0 | 1 | UN | 1 | 5 | B | D | EAR99 | N | 85362090 | 1 | 4011209700598 | 12.237 | KG | 3454 | 3065 | LP20 | LP20 | circuit breaker VL630N standard breaking capacity Icu=55kA, 415V AC 4-pole, line protection TU, TM, LI In=630A, rated current IR=500...630A, overload prot. II=3150...6300A, short-circuit protection N protected (100%) without auxiliary release without auxiliary/alarm switch | - | 0 | 0
3VL5763-1EM46-0AA0-Z | U01 | 3VL5763-1EM46-0AA0-ZU01 | 1 | UN | 1 | 5 | B | D | EAR99 | N | 85362090 | 1 |  | 11.2 | KG | 3502.4 | 3502.4 | LP20 | LP20 | circuit breaker VL630N standard breaking capacity Icu=55kA, 415V AC 4-pole, line protection TU, TM, LI In=630A, rated current IR=500...630A, overload prot. II=3150...6300A, short-circuit protection N protected (100%) without auxiliary release without auxiliary/alarm switch with Safety Label for USA | - | 0 | 0
3VL5763-1LA46-0AA0 |  | 3VL5763-1LA46-0AA0 | 1 | UN | 1 | 5 | B | D | EAR99 | N | 85362090 | 1 | 4011209875234 | 12.237 | KG | 5093 | 5093 | LP20 | LP20 | circuit breaker VL630N standard breaking capacity Icu=55kA, 415V AC 4-pole, line protection trip unit ETU10, LI In=630A, rated current IR=252...630A, overload protection, II=1.25 to 10xIN, short-circuit protection N protected shipbuilding certificate for LRS, DNV and gL without auxiliary release without auxiliary/alarm switch | - | 0 | 0
3VL5763-1LA46-0AA0-Z | U01 | 3VL5763-1LA46-0AA0-ZU01 | 1 | UN | 1 | 5 | B | D | EAR99 | N | 85362090 | 1 |  | 11.7 | KG | 5141.4 | 5141.4 | LP20 | LP20 | circuit breaker VL630N standard breaking capacity Icu=55kA, 415V AC 4-pole, line protection trip unit ETU10, LI In=630A, rated current IR=252...630A, overload protection, II=1.25 to 10xIN, short-circuit protection N protected shipbuilding certificate for LRS, DNV and gL without auxiliary release without auxiliary/alarm switch with Safety Label for USA | - | 0 | 0
3VL5763-1LB36-0AA0 |  | 3VL5763-1LB36-0AA0 | 1 | UN | 1 | 5 | B | D | EAR99 | N | 85362090 | 1 | 4011209875111 | 9.59 | KG | 3740 | 3740 | LP20 | LP20 | circuit breaker VL630N standard breaking capacity Icu=55kA, 415V AC 3-pole, line protection trip unit ETU10, LI In=630A, rated current IR=252...630A, overload protection, II=1.25 to 10xIN, short-circuit protection shipbuilding certificate for LRS, DNV and gL without auxiliary release without auxiliary/alarm switch | - | 0 | 0
3VL5763-1LB36-0AA0-Z | U01 | 3VL5763-1LB36-0AA0-ZU01 | 1 | UN | 1 | 5 | B | D | EAR99 | N | 85362090 | 1 |  | 9.3 | KG | 3788.4 | 3788.4 | LP20 | LP20 | circuit breaker VL630N standard breaking capacity Icu=55kA, 415V AC 3-pole, line protection trip unit ETU10, LI In=630A, rated current IR=252...630A, overload protection, II=1.25 to 10xIN, short-circuit protection shipbuilding certificate for LRS, DNV and gL without auxiliary release without auxiliary/alarm switch with Safety Label for USA | - | 0 | 0
3VL5763-1LE36-0AA0 |  | 3VL5763-1LE36-0AA0 | 1 | UN | 1 | 5 | B | D | EAR99 | N | 85362090 | 1 | 4011209875173 | 9.59 | KG | 3905 | 3905 | LP20 | LP20 | circuit breaker VL630N standard breaking capacity Icu=55kA, 415V AC 3-pole, line protection trip unit ETU20, LSI In=630A, rated current IR=252...630A, overload protection, ISD=1.5 to 9xIR, II=10xIN short-circuit protection shipbuilding certificate for LRS, DNV and gL without auxiliary release without auxiliary/alarm switch | - | 0 | 0
3VL5763-1LE36-0AA0-Z | U01 | 3VL5763-1LE36-0AA0-ZU01 | 1 | UN | 1 | 5 | B | D | EAR99 | N | 85362090 | 1 |  | 9.3 | KG | 3953.4 | 3953.4 | LP20 | LP20 | circuit breaker VL630N standard breaking capacity Icu=55kA, 415V AC 3-pole, line protection trip unit ETU20, LSI In=630A, rated current IR=252...630A, overload protection, ISD=1.5 to 9xIR, II=10xIN short-circuit protection shipbuilding certificate for LRS, DNV and gL without auxiliary release without auxiliary/alarm switch with Safety Label for USA | - | 0 | 0
3VL5763-1LF46-0AA0 |  | 3VL5763-1LF46-0AA0 | 1 | UN | 1 | 5 | B | D | EAR99 | N | 85362090 | 1 | 4011209875296 | 12.237 | KG | 5357 | 5357 | LP20 | LP20 | circuit breaker VL630N standard breaking capacity Icu=55kA, 415V AC 4-pole, line protection trip unit ETU20, LSI In=630A, rated current IR=252...630A, overload protection, ISD=1.5 to 9xIR, II=10xIN short-circuit protection N protected shipbuilding certificate for LRS, DNV and gL without auxiliary release without auxiliary/alarm switch | - | 0 | 0
3VL5763-1LF46-0AA0-Z | U01 | 3VL5763-1LF46-0AA0-ZU01 | 1 | UN | 1 | 5 | B | D | EAR99 | N | 85362090 | 1 |  | 11.7 | KG | 5405.4 | 5405.4 | LP20 | LP20 | circuit breaker VL630N standard breaking capacity Icu=55kA, 415V AC 4-pole, line protection trip unit ETU20, LSI In=630A, rated current IR=252...630A, overload protection, ISD=1.5 to 9xIR, II=10xIN short-circuit protection N protected shipbuilding certificate for LRS, DNV and gL without auxiliary release without auxiliary/alarm switch with Safety Label for USA | - | 0 | 0
3VL5763-1MB36-0AA0 |  | 3VL5763-1MB36-0AA0 | 1 | UN | 1 | 5 | B | D | EAR99 | N | 85362090 | 1 | 4011209814721 | 9.59 | KG | 3399 | 3399 | LP20 | LP20 | circuit breaker VL630N standard breaking capacity Icu=55kA, 415V AC 3-pole, line protection trip unit ETU10, LI In=630A, rated current IR=252...630A, overload protection, II=1.25 to 10xIN, short-circuit protection without auxiliary release ETU communication-capable without auxiliary/alarm switch | - | 0 | 0
3VL5763-1MB36-0AA0-Z | U01 | 3VL5763-1MB36-0AA0-ZU01 | 1 | UN | 1 | 5 | B | D | EAR99 | N | 85362090 | 1 |  | 9.3 | KG | 3447.4 | 3447.4 | LP20 | LP20 | circuit breaker VL630N standard breaking capacity Icu=55kA, 415V AC 3-pole, line protection trip unit ETU10, LI In=630A, rated current IR=252...630A, overload protection, II=1.25 to 10xIN, short-circuit protection without auxiliary release ETU communication-capable without auxiliary/alarm switch with Safety Label for USA | - | 0 | 0
3VL5763-1ME36-0AA0 |  | 3VL5763-1ME36-0AA0 | 1 | UN | 1 | 5 | B | D | EAR99 | N | 85362090 | 1 | 4011209814738 | 9.59 | KG | 3531 | 3531 | LP20 | LP20 | circuit breaker VL630N standard breaking capacity Icu=55kA, 415V AC 3-pole, line protection trip unit ETU20, LSI In=630A, rated current IR=252...630A, overload protection, ISD=1.5 to 9xIR, II=10xIN short-circuit protection without auxiliary release ETU communication-capable without auxiliary/alarm switch | - | 0 | 0
3VL5763-1ME36-0AA0-Z | U01 | 3VL5763-1ME36-0AA0-ZU01 | 1 | UN | 1 | 5 | B | D | EAR99 | N | 85362090 | 1 |  | 9.3 | KG | 3579.4 | 3579.4 | LP20 | LP20 | circuit breaker VL630N standard breaking capacity Icu=55kA, 415V AC 3-pole, line protection trip unit ETU20, LSI In=630A, rated current IR=252...630A, overload protection, ISD=1.5 to 9xIR, II=10xIN short-circuit protection without auxiliary release ETU communication-capable without auxiliary/alarm switch with Safety Label for USA | - | 0 | 0
3VL5763-1MF36-0AA0 |  | 3VL5763-1MF36-0AA0 | 1 | UN | 1 | 5 | B | D | EAR99 | N | 85362090 | 1 | 4011209814745 | 9.59 | KG | 4279 | 4279 | LP20 | LP20 | circuit breaker VL630N standard breaking capacity Icu=55kA, 415V AC 3-pole, line protection trip unit ETU12, LIGN 3 phases/4 lines In=630A, rated current IR=252...630A, overload protection, II=1.25 to 10xIN, short-circuit protection without auxiliary release ETU communication-capable without auxiliary/alarm switch | - | 0 | 0
3VL5763-1MF36-0AA0-Z | U01 | 3VL5763-1MF36-0AA0-ZU01 | 1 | UN | 1 | 5 | B | D | EAR99 | N | 85362090 | 1 |  | 9.3 | KG | 4327.4 | 4327.4 | LP20 | LP20 | circuit breaker VL630N standard breaking capacity Icu=55kA, 415V AC 3-pole, line protection trip unit ETU12, LIGN 3 phases/4 lines In=630A, rated current IR=252...630A, overload protection, II=1.25 to 10xIN, short-circuit protection without auxiliary release ETU communication-capable without auxiliary/alarm switch with Safety Label for USA | - | 0 | 0
3VL5763-1MG36-0AA0 |  | 3VL5763-1MG36-0AA0 | 1 | UN | 1 | 5 | B | D | EAR99 | N | 85362090 | 1 | 4011209814752 | 9.59 | KG | 4092 | 4092 | LP20 | LP20 | circuit breaker VL630N standard breaking capacity Icu=55kA, 415V AC 3-pole, line protection trip unit ETU22, LSIG 3 phases/3 lines In=630A, rated current IR=252...630A, overload protection, ISD=1.5 to 9xIR, II=10xIN short-circuit protection without auxiliary release ETU communication-capable without auxiliary/alarm switch | - | 0 | 0
3VL5763-1MG36-0AA0-Z | U01 | 3VL5763-1MG36-0AA0-ZU01 | 1 | UN | 1 | 5 | B | D | EAR99 | N | 85362090 | 1 |  | 9.3 | KG | 4140.4 | 4140.4 | LP20 | LP20 | circuit breaker VL630N standard breaking capacity Icu=55kA, 415V AC 3-pole, line protection trip unit ETU22, LSIG 3 phases/3 lines In=630A, rated current IR=252...630A, overload protection, ISD=1.5 to 9xIR, II=10xIN short-circuit protection without auxiliary release ETU communication-capable without auxiliary/alarm switch with Safety Label for USA | - | 0 | 0
3VL5763-1MH36-0AA0 |  | 3VL5763-1MH36-0AA0 | 1 | UN | 1 | 5 | B | D | EAR99 | N | 85362090 | 1 | 4011209814769 | 9.59 | KG | 4092 | 4092 | LP20 | LP20 | circuit breaker VL630N standard breaking capacity Icu=55kA, 415V AC 3-pole, line protection trip unit ETU22, LSIG 3 phases/4 lines with connecting cable In=630A, rated current IR=252...630A, overload protection, ISD=1.5 to 9xIR, II=10xIN short-circuit protection without auxiliary release ETU communication-capable without auxiliary/alarm switch | - | 0 | 0
3VL5763-1MH36-0AA0-Z | U01 | 3VL5763-1MH36-0AA0-ZU01 | 1 | UN | 1 | 5 | B | D | EAR99 | N | 85362090 | 1 |  | 9.3 | KG | 4140.4 | 4140.4 | LP20 | LP20 | circuit breaker VL630N standard breaking capacity Icu=55kA, 415V AC 3-pole, line protection trip unit ETU22, LSIG 3 phases/4 lines with connecting cable In=630A, rated current IR=252...630A, overload protection, ISD=1.5 to 9xIR, II=10xIN short-circuit protection without auxiliary release ETU communication-capable without auxiliary/alarm switch with Safety Label for USA | - | 0 | 0
3VL5763-1ML36-0AA0 |  | 3VL5763-1ML36-0AA0 | 1 | UN | 1 | 5 | B | D | EAR99 | N | 85362090 | 1 | 4011209814776 | 9.59 | KG | 4004 | 4004 | LP20 | LP20 | circuit breaker VL630N standard breaking capacity Icu=55kA, 415V AC 3-pole, line protection trip unit ETU12, LIG 3 phases/3 lines In=630A, rated current IR=252...630A, overload protection, II=1.25 to 10xIN, short-circuit protection without auxiliary release ETU communication-capable without auxiliary/alarm switch | - | 0 | 0
3VL5763-1ML36-0AA0-Z | U01 | 3VL5763-1ML36-0AA0-ZU01 | 1 | UN | 1 | 5 | B | D | EAR99 | N | 85362090 | 1 |  | 9.3 | KG | 4052.4 | 4052.4 | LP20 | LP20 | circuit breaker VL630N standard breaking capacity Icu=55kA, 415V AC 3-pole, line protection trip unit ETU12, LIG 3 phases/3 lines In=630A, rated current IR=252...630A, overload protection, II=1.25 to 10xIN, short-circuit protection without auxiliary release ETU communication-capable without auxiliary/alarm switch with Safety Label for USA | - | 0 | 0
3VL5763-1NA46-0AA0 |  | 3VL5763-1NA46-0AA0 | 1 | UN | 1 | 5 | B | D | EAR99 | N | 85362090 | 1 | 4011209814844 | 12.237 | KG | 4521 | 4521 | LP20 | LP20 | circuit breaker VL630N standard breaking capacity Icu=55kA, 415V AC 4-pole, line protection trip unit ETU10, LIN In=630A, rated current IR=252...630A, overload protection, II=1.25 to 10xIN, short-circuit protection N protected without auxiliary release ETU communication-capable without auxiliary/alarm switch | - | 0 | 0
3VL5763-1NA46-0AA0-Z | U01 | 3VL5763-1NA46-0AA0-ZU01 | 1 | UN | 1 | 5 | B | D | EAR99 | N | 85362090 | 1 |  | 11.7 | KG | 4569.4 | 4569.4 | LP20 | LP20 | circuit breaker VL630N standard breaking capacity Icu=55kA, 415V AC 4-pole, line protection trip unit ETU10, LIN In=630A, rated current IR=252...630A, overload protection, II=1.25 to 10xIN, short-circuit protection N protected without auxiliary release ETU communication-capable without auxiliary/alarm switch with Safety Label for USA | - | 0 | 0
3VL5763-1NB46-0AA0 |  | 3VL5763-1NB46-0AA0 | 1 | UN | 1 | 5 | B | D | EAR99 | N | 85362090 | 1 | 4011209814851 | 12.237 | KG | 4345 | 4345 | LP20 | LP20 | circuit breaker VL630N standard breaking capacity Icu=55kA, 415V AC 4-pole, line protection trip unit ETU10, LI In=630A, rated current IR=252...630A, overload protection, II=1.25 to 10xIN, short-circuit protection without auxiliary release ETU communication-capable without auxiliary/alarm switch | - | 0 | 0
3VL5763-1NB46-0AA0-Z | U01 | 3VL5763-1NB46-0AA0-ZU01 | 1 | UN | 1 | 5 | B | D | EAR99 | N | 85362090 | 1 |  | 11.7 | KG | 4393.4 | 4393.4 | LP20 | LP20 | circuit breaker VL630N standard breaking capacity Icu=55kA, 415V AC 4-pole, line protection trip unit ETU10, LI In=630A, rated current IR=252...630A, overload protection, II=1.25 to 10xIN, short-circuit protection without auxiliary release ETU communication-capable without auxiliary/alarm switch with Safety Label for USA | - | 0 | 0
3VL5763-1NE46-0AA0 |  | 3VL5763-1NE46-0AA0 | 1 | UN | 1 | 5 | B | D | EAR99 | N | 85362090 | 1 | 4011209814868 | 12.237 | KG | 4521 | 4521 | LP20 | LP20 | circuit breaker VL630N standard breaking capacity Icu=55kA, 415V AC 4-pole, line protection trip unit ETU20, LSI In=630A, rated current IR=252...630A, overload protection, ISD=1.5 to 9xIR, II=10xIN short-circuit protection without auxiliary release ETU communication-capable without auxiliary/alarm switch | - | 0 | 0
3VL5763-1NE46-0AA0-Z | U01 | 3VL5763-1NE46-0AA0-ZU01 | 1 | UN | 1 | 5 | B | D | EAR99 | N | 85362090 | 1 |  | 11.7 | KG | 4569.4 | 4569.4 | LP20 | LP20 | circuit breaker VL630N standard breaking capacity Icu=55kA, 415V AC 4-pole, line protection trip unit ETU20, LSI In=630A, rated current IR=252...630A, overload protection, ISD=1.5 to 9xIR, II=10xIN short-circuit protection without auxiliary release ETU communication-capable without auxiliary/alarm switch with Safety Label for USA | - | 0 | 0
3VL5763-1NF46-0AA0 |  | 3VL5763-1NF46-0AA0 | 1 | UN | 1 | 5 | B | D | EAR99 | N | 85362090 | 1 | 4011209814875 | 12.237 | KG | 4796 | 4796 | LP20 | LP20 | circuit breaker VL630N standard breaking capacity Icu=55kA, 415V AC 4-pole, line protection trip unit ETU20, LSI In=630A, rated current IR=252...630A, overload protection, ISD=1.5 to 9xIR, II=10xIN short-circuit protection N protected without auxiliary release ETU communication-capable without auxiliary/alarm switch | - | 0 | 0
3VL5763-1NF46-0AA0-Z | U01 | 3VL5763-1NF46-0AA0-ZU01 | 1 | UN | 1 | 5 | B | D | EAR99 | N | 85362090 | 1 |  | 11.7 | KG | 4844.4 | 4844.4 | LP20 | LP20 | circuit breaker VL630N standard breaking capacity Icu=55kA, 415V AC 4-pole, line protection trip unit ETU20, LSI In=630A, rated current IR=252...630A, overload protection, ISD=1.5 to 9xIR, II=10xIN short-circuit protection N protected without auxiliary release ETU communication-capable without auxiliary/alarm switch with Safety Label for USA | - | 0 | 0
3VL5763-1NH46-0AA0 |  | 3VL5763-1NH46-0AA0 | 1 | UN | 1 | 5 | B | D | EAR99 | N | 85362090 | 1 | 4011209814882 | 12.237 | KG | 5588 | 5588 | LP20 | LP20 | circuit breaker VL630N standard breaking capacity Icu=55kA, 415V AC 4-pole, line protection trip unit ETU22, LSIG In=630A, rated current IR=252...630A, overload protection, ISD=1.5 to 9xIR, II=10xIN short-circuit protection N protected without auxiliary release ETU communication-capable without auxiliary/alarm switch | - | 0 | 0
3VL5763-1NH46-0AA0-Z | U01 | 3VL5763-1NH46-0AA0-ZU01 | 1 | UN | 1 | 5 | B | D | EAR99 | N | 85362090 | 1 |  | 11.7 | KG | 5636.4 | 5636.4 | LP20 | LP20 | circuit breaker VL630N standard breaking capacity Icu=55kA, 415V AC 4-pole, line protection trip unit ETU22, LSIG In=630A, rated current IR=252...630A, overload protection, ISD=1.5 to 9xIR, II=10xIN short-circuit protection N protected without auxiliary release ETU communication-capable without auxiliary/alarm switch with Safety Label for USA | - | 0 | 0
3VL5763-1NN46-0AA0 |  | 3VL5763-1NN46-0AA0 | 1 | UN | 1 | 5 | B | D | EAR99 | N | 85362090 | 1 | 4011209814899 | 12.237 | KG | 5511 | 5511 | LP20 | LP20 | circuit breaker VL630N standard breaking capacity Icu=55kA, 415V AC 4-pole, line protection trip unit ETU12, LIG In=630A, rated current IR=252...630A, overload protection, II=1.25 to 10xIN, short-circuit protection N protected without auxiliary release ETU communication-capable without auxiliary/alarm switch | - | 0 | 0
3VL5763-1NN46-0AA0-Z | U01 | 3VL5763-1NN46-0AA0-ZU01 | 1 | UN | 1 | 5 | B | D | EAR99 | N | 85362090 | 1 |  | 11.7 | KG | 5559.4 | 5559.4 | LP20 | LP20 | circuit breaker VL630N standard breaking capacity Icu=55kA, 415V AC 4-pole, line protection trip unit ETU12, LIG In=630A, rated current IR=252...630A, overload protection, II=1.25 to 10xIN, short-circuit protection N protected without auxiliary release ETU communication-capable without auxiliary/alarm switch with Safety Label for USA | - | 0 | 0
3VL5763-1SB36-0AA0 |  | 3VL5763-1SB36-0AA0 | 1 | UN | 1 | 5 | B | D | EAR99 | N | 85362090 | 1 | 4011209814660 | 9.3 | KG | 3278 | 2994 | LP20 | LP20 | circuit breaker VL630N standard breaking capacity Icu=55kA, 415V AC 3-pole, line protection trip unit ETU10, LI In=630A, rated current IR=252...630A, overload protection, II=1.25 to 10xIN, short-circuit protection without auxiliary release without auxiliary/alarm switch | - | 0 | 0
3VL5763-1SB36-0AA0-Z | U01 | 3VL5763-1SB36-0AA0-ZU01 | 1 | UN | 1 | 5 | B | D | EAR99 | N | 85362090 | 1 |  | 9.3 | KG | 3326.4 | 3326.4 | LP20 | LP20 | circuit breaker VL630N standard breaking capacity Icu=55kA, 415V AC 3-pole, line protection trip unit ETU10, LI In=630A, rated current IR=252...630A, overload protection, II=1.25 to 10xIN, short-circuit protection without auxiliary release without auxiliary/alarm switch with Safety Label for USA | - | 0 | 0
3VL5763-1SE36-0AA0 |  | 3VL5763-1SE36-0AA0 | 1 | UN | 1 | 5 | B | D | EAR99 | N | 85362090 | 1 | 4011209814677 | 9.571 | KG | 3421 | 3120.5 | LP20 | LP20 | circuit breaker VL630N standard breaking capacity Icu=55kA, 415V AC 3-pole, line protection trip unit ETU20, LSI In=630A, rated current IR=252...630A, overload protection, ISD=1.5 to 9xIR, II=10xIN short-circuit protection without auxiliary release without auxiliary/alarm switch | - | 0 | 0
3VL5763-1SE36-0AA0-Z | U01 | 3VL5763-1SE36-0AA0-ZU01 | 1 | UN | 1 | 5 | B | D | EAR99 | N | 85362090 | 1 |  | 9.3 | KG | 3469.4 | 3469.4 | LP20 | LP20 | circuit breaker VL630N standard breaking capacity Icu=55kA, 415V AC 3-pole, line protection trip unit ETU20, LSI In=630A, rated current IR=252...630A, overload protection, ISD=1.5 to 9xIR, II=10xIN short-circuit protection without auxiliary release without auxiliary/alarm switch with Safety Label for USA | - | 0 | 0
3VL5763-1SE36-2GC1-Z | U01 | 3VL5763-1SE36-2GC1-ZU01 | 1 | UN | 1 | 5 | B | D | EAR99 | N | 85362090 | 1 |  | 9.3 | KG | 3840.1 | 3840.1 | LP20 | LP20 | circuit breaker VL630N standard breaking capacity Icu=55kA, 415V AC 3-pole, line protection trip unit ETU20, LSI In=630A, rated current IR=252...630A, overload protection, ISD=1.5 to 9xIR, II=10xIN short-circuit protection Undervoltage release 110...127 V AC Auxiliary switch mounting kit 4 AUX (2 NO + 2 NC) with Safety Label for USA | - | 0 | 0
3VL5763-1SF36-0AA0 |  | 3VL5763-1SF36-0AA0 | 1 | UN | 1 | 5 | B | D | EAR99 | N | 85362090 | 1 | 4011209814684 | 9.59 | KG | 4180 | 4180 | LP20 | LP20 | circuit breaker VL630N standard breaking capacity Icu=55kA, 415V AC 3-pole, line protection trip unit ETU12, LIG 3 phases/4 lines In=630A, rated current IR=252...630A, overload protection, II=1.25 to 10xIN, short-circuit protection without auxiliary release without auxiliary/alarm switch | - | 0 | 0
3VL5763-1SF36-0AA0-Z | U01 | 3VL5763-1SF36-0AA0-ZU01 | 1 | UN | 1 | 5 | B | D | EAR99 | N | 85362090 | 1 |  | 9.3 | KG | 4228.4 | 4228.4 | LP20 | LP20 | circuit breaker VL630N standard breaking capacity Icu=55kA, 415V AC 3-pole, line protection trip unit ETU12, LIG 3 phases/4 lines In=630A, rated current IR=252...630A, overload protection, II=1.25 to 10xIN, short-circuit protection without auxiliary release without auxiliary/alarm switch with Safety Label for USA | - | 0 | 0
3VL5763-1SG36-0AA0 |  | 3VL5763-1SG36-0AA0 | 1 | UN | 1 | 5 | B | D | EAR99 | N | 85362090 | 1 | 4011209814691 | 9.59 | KG | 4004 | 4004 | LP20 | LP20 | circuit breaker VL630N standard breaking capacity Icu=55kA, 415V AC 3-pole, line protection trip unit ETU22, LSIG 3 phases/3 lines In=630A, rated current IR=252...630A, overload protection, ISD=1.5 to 9xIR, II=10xIN short-circuit protection without auxiliary release without auxiliary/alarm switch | - | 0 | 0
3VL5763-1SG36-0AA0-Z | U01 | 3VL5763-1SG36-0AA0-ZU01 | 1 | UN | 1 | 5 | B | D | EAR99 | N | 85362090 | 1 |  | 9.3 | KG | 4052.4 | 4052.4 | LP20 | LP20 | circuit breaker VL630N standard breaking capacity Icu=55kA, 415V AC 3-pole, line protection trip unit ETU22, LSIG 3 phases/3 lines In=630A, rated current IR=252...630A, overload protection, ISD=1.5 to 9xIR, II=10xIN short-circuit protection without auxiliary release without auxiliary/alarm switch with Safety Label for USA | - | 0 | 0
3VL5763-1SG36-8TE1-Z | U01 | 3VL5763-1SG36-8TE1-ZU01 | 1 | UN | 1 | 5 | B | D | EAR99 | N | 85362090 | 1 |  | 9.4 | KG | 4383.5 | 4383.5 | LP20 | LP20 | circuit breaker VL630N standard breaking capacity Icu=55kA, 415V AC 3-pole, line protection trip unit ETU22, LSIG 3 phases/3 lines In=630A, rated current IR=252...630A, overload protection, ISD=1.5 to 9xIR, II=10xIN short-circuit protection Shunt release 208...277 V AC Auxiliary/alarm switch mounting kit 2 AUX (1 NO+1 NC)+1 AS (1 NO) with Safety Label for USA | - | 0 | 0
3VL5763-1SH36-0AA0 |  | 3VL5763-1SH36-0AA0 | 1 | UN | 1 | 5 | B | D | EAR99 | N | 85362090 | 1 | 4011209814707 | 9.59 | KG | 4004 | 4004 | LP20 | LP20 | circuit breaker VL630N standard breaking capacity Icu=55kA, 415V AC 3-pole, line protection trip unit ETU22, LSIG 3 phases/4 lines with connecting cable In=630A, rated current IR=252...630A, overload protection, ISD=1.5 to 9xIR, II=10xIN short-circuit protection without auxiliary release without auxiliary/alarm switch | - | 0 | 0
3VL5763-1SH36-0AA0-Z | U01 | 3VL5763-1SH36-0AA0-ZU01 | 1 | UN | 1 | 5 | B | D | EAR99 | N | 85362090 | 1 |  | 9.3 | KG | 4052.4 | 4052.4 | LP20 | LP20 | circuit breaker VL630N standard breaking capacity Icu=55kA, 415V AC 3-pole, line protection trip unit ETU22, LSIG 3 phases/4 lines with connecting cable In=630A, rated current IR=252...630A, overload protection, ISD=1.5 to 9xIR, II=10xIN short-circuit protection without auxiliary release without auxiliary/alarm switch with Safety Label for USA | - | 0 | 0
3VL5763-1SL36-0AA0 |  | 3VL5763-1SL36-0AA0 | 1 | UN | 1 | 5 | B | D | EAR99 | N | 85362090 | 1 | 4011209814714 | 9.59 | KG | 3894 | 3894 | LP20 | LP20 | circuit breaker VL630N standard breaking capacity Icu=55kA, 415V AC 3-pole, line protection trip unit ETU12, LIG 3 phases/3 lines In=630A, rated current IR=252...630A, overload protection, II=1.25 to 10xIN, short-circuit protection without auxiliary release without auxiliary/alarm switch | - | 0 | 0
3VL5763-1SL36-0AA0-Z | U01 | 3VL5763-1SL36-0AA0-ZU01 | 1 | UN | 1 | 5 | B | D | EAR99 | N | 85362090 | 1 |  | 9.3 | KG | 3942.4 | 3942.4 | LP20 | LP20 | circuit breaker VL630N standard breaking capacity Icu=55kA, 415V AC 3-pole, line protection trip unit ETU12, LIG 3 phases/3 lines In=630A, rated current IR=252...630A, overload protection, II=1.25 to 10xIN, short-circuit protection without auxiliary release without auxiliary/alarm switch with Safety Label for USA | - | 0 | 0
3VL5763-1TA46-0AA0 |  | 3VL5763-1TA46-0AA0 | 1 | UN | 1 | 5 | B | D | EAR99 | N | 85362090 | 1 | 4011209814783 | 12.646 | KG | 4466 | 4466 | LP20 | LP20 | circuit breaker VL630N standard breaking capacity Icu=55kA, 415V AC 4-pole, line protection trip unit ETU10, LIN In=630A, rated current IR=252...630A, overload protection, II=1.25 to 10xIN, short-circuit protection N protected without auxiliary release without auxiliary/alarm switch | - | 0 | 0
3VL5763-1TA46-0AA0-Z | U01 | 3VL5763-1TA46-0AA0-ZU01 | 1 | UN | 1 | 5 | B | D | EAR99 | N | 85362090 | 1 |  | 11.7 | KG | 4514.4 | 4514.4 | LP20 | LP20 | circuit breaker VL630N standard breaking capacity Icu=55kA, 415V AC 4-pole, line protection trip unit ETU10, LIN In=630A, rated current IR=252...630A, overload protection, II=1.25 to 10xIN, short-circuit protection N protected without auxiliary release without auxiliary/alarm switch with Safety Label for USA | - | 0 | 0
3VL5763-1TB46-0AA0 |  | 3VL5763-1TB46-0AA0 | 1 | UN | 1 | 5 | B | D | EAR99 | N | 85362090 | 1 | 4011209814790 | 12.669 | KG | 4213 | 4213 | LP20 | LP20 | circuit breaker VL630N standard breaking capacity Icu=55kA, 415V AC 4-pole, line protection trip unit ETU10, LI In=630A, rated current IR=252...630A, overload protection, II=1.25 to 10xIN, short-circuit protection without auxiliary release without auxiliary/alarm switch | - | 0 | 0
3VL5763-1TB46-0AA0-Z | U01 | 3VL5763-1TB46-0AA0-ZU01 | 1 | UN | 1 | 5 | B | D | EAR99 | N | 85362090 | 1 |  | 11.7 | KG | 4261.4 | 4261.4 | LP20 | LP20 | circuit breaker VL630N standard breaking capacity Icu=55kA, 415V AC 4-pole, line protection trip unit ETU10, LI In=630A, rated current IR=252...630A, overload protection, II=1.25 to 10xIN, short-circuit protection without auxiliary release without auxiliary/alarm switch with Safety Label for USA | - | 0 | 0
3VL5763-1TE46-0AA0 |  | 3VL5763-1TE46-0AA0 | 1 | UN | 1 | 5 | B | D | EAR99 | N | 85362090 | 1 | 4011209814806 | 12.669 | KG | 4466 | 4466 | LP20 | LP20 | circuit breaker VL630N standard breaking capacity Icu=55kA, 415V AC 4-pole, line protection trip unit ETU20, LSI In=630A, rated current IR=252...630A, overload protection, ISD=1.5 to 9xIR, II=10xIN short-circuit protection N unprotected without auxiliary release without auxiliary/alarm switch | - | 0 | 0
3VL5763-1TE46-0AA0-Z | U01 | 3VL5763-1TE46-0AA0-ZU01 | 1 | UN | 1 | 5 | B | D | EAR99 | N | 85362090 | 1 |  | 11.7 | KG | 4514.4 | 4514.4 | LP20 | LP20 | circuit breaker VL630N standard breaking capacity Icu=55kA, 415V AC 4-pole, line protection trip unit ETU20, LSI In=630A, rated current IR=252...630A, overload protection, ISD=1.5 to 9xIR, II=10xIN short-circuit protection N unprotected without auxiliary release without auxiliary/alarm switch with Safety Label for USA | - | 0 | 0
3VL5763-1TF46-0AA0 |  | 3VL5763-1TF46-0AA0 | 1 | UN | 1 | 5 | B | D | EAR99 | N | 85362090 | 1 | 4011209814813 | 12.669 | KG | 4686 | 4280.3 | LP20 | LP20 | circuit breaker VL630N standard breaking capacity Icu=55kA, 415V AC 4-pole, line protection trip unit ETU20, LSI In=630A, rated current IR=252...630A, overload protection, ISD=1.5 to 9xIR, II=10xIN short-circuit protection N protected without auxiliary release without auxiliary/alarm switch | - | 0 | 0
3VL5763-1TF46-0AA0-Z | U01 | 3VL5763-1TF46-0AA0-ZU01 | 1 | UN | 1 | 5 | B | D | EAR99 | N | 85362090 | 1 |  | 11.7 | KG | 4734.4 | 4734.4 | LP20 | LP20 | circuit breaker VL630N standard breaking capacity Icu=55kA, 415V AC 4-pole, line protection trip unit ETU20, LSI In=630A, rated current IR=252...630A, overload protection, ISD=1.5 to 9xIR, II=10xIN short-circuit protection N protected without auxiliary release without auxiliary/alarm switch with Safety Label for USA | - | 0 | 0
3VL5763-1TH46-0AA0 |  | 3VL5763-1TH46-0AA0 | 1 | UN | 1 | 5 | B | D | EAR99 | N | 85362090 | 1 | 4011209814820 | 12.669 | KG | 5511 | 5511 | LP20 | LP20 | circuit breaker VL630N standard breaking capacity Icu=55kA, 415V AC 4-pole, line protection trip unit ETU22, LSIG In=630A, rated current IR=252...630A, overload protection, ISD=1.5 to 9xIR, II=10xIN short-circuit protection N protected without auxiliary release without auxiliary/alarm switch | - | 0 | 0
3VL5763-1TH46-0AA0-Z | U01 | 3VL5763-1TH46-0AA0-ZU01 | 1 | UN | 1 | 5 | B | D | EAR99 | N | 85362090 | 1 |  | 11.7 | KG | 5559.4 | 5559.4 | LP20 | LP20 | circuit breaker VL630N standard breaking capacity Icu=55kA, 415V AC 4-pole, line protection trip unit ETU22, LSIG In=630A, rated current IR=252...630A, overload protection, ISD=1.5 to 9xIR, II=10xIN short-circuit protection N protected without auxiliary release without auxiliary/alarm switch with Safety Label for USA | - | 0 | 0
3VL5763-1TH46-8TC1-Z | U01 | 3VL5763-1TH46-8TC1-ZU01 | 1 | UN | 1 | 5 | B | D | EAR99 | N | 85362090 | 1 |  | 11.8 | KG | 5909.2 | 5909.2 | LP20 | LP20 | circuit breaker VL630N standard breaking capacity Icu=55kA, 415V AC 4-pole, line protection trip unit ETU22, LSIG In=630A, rated current IR=252...630A, overload protection, ISD=1.5 to 9xIR, II=10xIN short-circuit protection N protected Shunt release 208...277 V AC Auxiliary switch mounting kit 4 AUX (2 NO + 2 NC) with Safety Label for USA | - | 0 | 0
3VL5763-1TN46-0AA0 |  | 3VL5763-1TN46-0AA0 | 1 | UN | 1 | 5 | B | D | EAR99 | N | 85362090 | 1 | 4011209814837 | 12.669 | KG | 5368 | 5368 | LP20 | LP20 | circuit breaker VL630N standard breaking capacity Icu=55kA, 415V AC 4-pole, line protection trip unit ETU12, LIG In=630A, rated current IR=252...630A, overload protection, II=1.25 to 10xIN, short-circuit protection N protected without auxiliary release without auxiliary/alarm switch | - | 0 | 0
3VL5763-1TN46-0AA0-Z | U01 | 3VL5763-1TN46-0AA0-ZU01 | 1 | UN | 1 | 5 | B | D | EAR99 | N | 85362090 | 1 |  | 11.7 | KG | 5416.4 | 5416.4 | LP20 | LP20 | circuit breaker VL630N standard breaking capacity Icu=55kA, 415V AC 4-pole, line protection trip unit ETU12, LIG In=630A, rated current IR=252...630A, overload protection, II=1.25 to 10xIN, short-circuit protection N protected without auxiliary release without auxiliary/alarm switch with Safety Label for USA | - | 0 | 0
3VL5763-1UH36-0AA0 |  | 3VL5763-1UH36-0AA0 | 1 | UN | 1 | 5 | B | D | EAR99 | N | 85362090 | 1 | 4011209887527 | 9.59 | KG | 5038 | 5038 | LP20 | LP20 | circuit breaker VL630N standard breaking capacity Icu=55kA, 415V AC 3-pole, line protection trip unit LCD ETU40, LI/LS/LSI In=630A, rated current IR=252...630A, overload protection, ISD=1.5 to 9xIR, II=10xIN short-circuit protection without auxiliary release without auxiliary/alarm switch | - | 0 | 0
3VL5763-1UH36-0AA0-Z | U01 | 3VL5763-1UH36-0AA0-ZU01 | 1 | UN | 1 | 5 | B | D | EAR99 | N | 85362090 | 1 |  | 9.3 | KG | 5086.4 | 5086.4 | LP20 | LP20 | circuit breaker VL630N standard breaking capacity Icu=55kA, 415V AC 3-pole, line protection trip unit LCD ETU40, LI/LS/LSI In=630A, rated current IR=252...630A, overload protection, ISD=1.5 to 9xIR, II=10xIN short-circuit protection without auxiliary release without auxiliary/alarm switch with Safety Label for USA | - | 0 | 0
3VL5763-1UJ46-0AA0 |  | 3VL5763-1UJ46-0AA0 | 1 | UN | 1 | 5 | B | D | EAR99 | N | 85362090 | 1 | 4011209887701 | 12.669 | KG | 5467 | 5467 | LP20 | LP20 | circuit breaker VL630N standard breaking capacity Icu=55kA, 415V AC 4-pole, line protection trip unit LCD ETU40, LI/LS/LSI In=630A, rated current IR=252...630A, overload protection, ISD=1.5 to 9xIR, II=10xIN short-circuit protection N protected without auxiliary release without auxiliary/alarm switch | - | 0 | 0
3VL5763-1UJ46-0AA0-Z | U01 | 3VL5763-1UJ46-0AA0-ZU01 | 1 | UN | 1 | 5 | B | D | EAR99 | N | 85362090 | 1 |  | 11.7 | KG | 5515.4 | 5515.4 | LP20 | LP20 | circuit breaker VL630N standard breaking capacity Icu=55kA, 415V AC 4-pole, line protection trip unit LCD ETU40, LI/LS/LSI In=630A, rated current IR=252...630A, overload protection, ISD=1.5 to 9xIR, II=10xIN short-circuit protection N protected without auxiliary release without auxiliary/alarm switch with Safety Label for USA | - | 0 | 0
3VL5763-1UL36-0AA0 |  | 3VL5763-1UL36-0AA0 | 1 | UN | 1 | 5 | B | D | EAR99 | N | 85362090 | 1 | 4011209887589 | 9.59 | KG | 5533 | 5533 | LP20 | LP20 | circuit breaker VL630N standard breaking capacity Icu=55kA, 415V AC 3-pole, line protection trip unit LCD ETU42, LSIG 3 phases/3 lines In=630A, rated current IR=252...630A, overload protection, ISD=1.5 to 9xIR, II=10xIN short-circuit protection without auxiliary release without auxiliary/alarm switch | - | 0 | 0
3VL5763-1UL36-0AA0-Z | U01 | 3VL5763-1UL36-0AA0-ZU01 | 1 | UN | 1 | 5 | B | D | EAR99 | N | 85362090 | 1 |  | 9.3 | KG | 5581.4 | 5581.4 | LP20 | LP20 | circuit breaker VL630N standard breaking capacity Icu=55kA, 415V AC 3-pole, line protection trip unit LCD ETU42, LSIG 3 phases/3 lines In=630A, rated current IR=252...630A, overload protection, ISD=1.5 to 9xIR, II=10xIN short-circuit protection without auxiliary release without auxiliary/alarm switch with Safety Label for USA | - | 0 | 0
3VL5763-1UM36-0AA0 |  | 3VL5763-1UM36-0AA0 | 1 | UN | 1 | 5 | B | D | EAR99 | N | 85362090 | 1 | 4011209887640 | 9.59 | KG | 5533 | 5533 | LP20 | LP20 | circuit breaker VL630N standard breaking capacity Icu=55kA, 415V AC 3-pole, line protection trip unit LCD ETU42, LSIG 3 phases/4 lines with connecting cable In=630A, rated current IR=252...630A, overload protection, ISD=1.5 to 9xIR, II=10xIN short-circuit protection without auxiliary release without auxiliary/alarm switch | - | 0 | 0
3VL5763-1UM36-0AA0-Z | U01 | 3VL5763-1UM36-0AA0-ZU01 | 1 | UN | 1 | 5 | B | D | EAR99 | N | 85362090 | 1 |  | 9.3 | KG | 5581.4 | 5581.4 | LP20 | LP20 | circuit breaker VL630N standard breaking capacity Icu=55kA, 415V AC 3-pole, line protection trip unit LCD ETU42, LSIG 3 phases/4 lines with connecting cable In=630A, rated current IR=252...630A, overload protection, ISD=1.5 to 9xIR, II=10xIN short-circuit protection without auxiliary release without auxiliary/alarm switch with Safety Label for USA | - | 0 | 0
3VL5763-1UN46-0AA0 |  | 3VL5763-1UN46-0AA0 | 1 | UN | 1 | 5 | B | D | EAR99 | N | 85362090 | 1 | 4011209887763 | 12.669 | KG | 5467 | 5467 | LP20 | LP20 | circuit breaker VL630N standard breaking capacity Icu=55kA, 415V AC 4-pole, line protection trip unit LCD ETU42, LSIG In=630A, rated current IR=252...630A, overload protection, ISD=1.5 to 9xIR, II=10xIN short-circuit protection N protected with ground-fault protection without auxiliary release without auxiliary/alarm switch | - | 0 | 0
3VL5763-1UN46-0AA0-Z | U01 | 3VL5763-1UN46-0AA0-ZU01 | 1 | UN | 1 | 5 | B | D | EAR99 | N | 85362090 | 1 |  | 11.7 | KG | 5515.4 | 5515.4 | LP20 | LP20 | circuit breaker VL630N standard breaking capacity Icu=55kA, 415V AC 4-pole, line protection trip unit LCD ETU42, LSIG In=630A, rated current IR=252...630A, overload protection, ISD=1.5 to 9xIR, II=10xIN short-circuit protection N protected with ground-fault protection without auxiliary release without auxiliary/alarm switch with Safety Label for USA | - | 0 | 0
3VL5763-2AA36-0AA0 |  | 3VL5763-2AA36-0AA0 | 1 | UN | 1 | 5 | B | D | EAR99 | N | 85362090 | 1 | 4011209476080 | 7.806 | KG | 2024 | 2024 | LP20 | LP20 | circuit breaker VL630H w/o Electronic Trip Unit high breaking capacity Icu=70kA/415V AC, 3-pole In=< 630A, rated current without auxiliary release with screw terminal connections for switching unit and ETU | - | 0 | 0
3VL5763-2AA46-0AA0 |  | 3VL5763-2AA46-0AA0 | 1 | UN | 1 | 5 | B | D | EAR99 | N | 85362090 | 1 | 4011209476073 | 10.542 | KG | 2772 | 2772 | LP20 | LP20 | circuit breaker VL630H w/o Electronic Trip Unit high breaking capacity Icu=70kA/415V AC, 4-pole In=< 630A, rated current without auxiliary release with screw terminal connections for switching unit and ETU | - | 0 | 0
3VL5763-2CJ46-0AA0 |  | 3VL5763-2CJ46-0AA0 | 1 | UN | 1 | 30 | D | D | EAR99 | N | 85362090 | 1 | 4011209487499 | 12.679 | KG | 9559 | 9559 | LP20 | LP20 | circuit breaker VL630H high breaking capacity Icu=70kA, 415V AC 4-pole, line protection trip unit LCD ETU40, LI/LS/LSI In=630A, rated current IR=252...630A, overload protection, ISD=1.5 to 9xIR, II=10xIN short-circuit protection N protected without auxiliary release without auxiliary/alarm switch | - | 0 | 0
3VL5763-2CJ46-0AA0-Z | U01 | 3VL5763-2CJ46-0AA0-ZU01 | 1 | UN | 1 | 30 | D | D | EAR99 | N | 85362090 | 1 |  | 11.7 | KG | 9607.4 | 9607.4 | LP20 | LP20 | circuit breaker VL630H high breaking capacity Icu=70kA, 415V AC 4-pole, line protection trip unit LCD ETU40, LI/LS/LSI In=630A, rated current IR=252...630A, overload protection, ISD=1.5 to 9xIR, II=10xIN short-circuit protection N protected without auxiliary release without auxiliary/alarm switch with Safety Label for USA | - | 0 | 0
3VL5763-2CL36-0AA0 |  | 3VL5763-2CL36-0AA0 | 1 | UN | 1 | 30 | D | D | EAR99 | N | 85362090 | 1 | 4011209487505 | 9.3 | KG | 9119 | 9119 | LP20 | LP20 | circuit breaker VL630H high breaking capacity Icu=70kA, 415V AC 3-pole, line protection trip unit LCD ETU42, LSIG 3 phases/3 lines In=630A, rated current IR=252...630A, overload protection, ISD=1.5 to 9xIR, II=10xIN short-circuit protection without auxiliary release without auxiliary/alarm switch | - | 0 | 0
3VL5763-2CL36-0AA0-Z | U01 | 3VL5763-2CL36-0AA0-ZU01 | 1 | UN | 1 | 30 | D | D | EAR99 | N | 85362090 | 1 |  | 9.3 | KG | 9167.4 | 9167.4 | LP20 | LP20 | circuit breaker VL630H high breaking capacity Icu=70kA, 415V AC 3-pole, line protection trip unit LCD ETU42, LSIG 3 phases/3 lines In=630A, rated current IR=252...630A, overload protection, ISD=1.5 to 9xIR, II=10xIN short-circuit protection without auxiliary release without auxiliary/alarm switch with Safety Label for USA | - | 0 | 0
3VL5763-2CL36-0AE1 |  | 3VL5763-2CL36-0AE1 | 1 | UN | 1 | 30 | D | D | EAR99 | N | 85362090 | 1 | 4011209757776 | 9.3 | KG | 9233.4 | 9233.4 | LP20 | LP20 | circuit breaker VL630H high breaking capacity Icu=70kA, 415V AC 3-pole, line protection trip unit LCD ETU42, LSIG 3 phases/3 lines In=630A, rated current IR=252...630A, overload protection, ISD=1.5 to 9xIR, II=10xIN short-circuit protection without auxiliary release Auxiliary/alarm switch mounting kit 2 AUX (1 NO+1 NC)+1 AS (1 NO) | - | 0 | 0
3VL5763-2CN46-0AA0 |  | 3VL5763-2CN46-0AA0 | 1 | UN | 1 | 30 | D | D | EAR99 | N | 85362090 | 1 | 4011209487529 | 11.7 | KG | 9559 | 9559 | LP20 | LP20 | circuit breaker VL630H high breaking capacity Icu=70kA, 415V AC 4-pole, line protection trip unit LCD ETU42, LSIG In=630A, rated current IR=252...630A, overload protection, ISD=1.5 to 9xIR, II=10xIN short-circuit protection N protected with ground-fault protection without auxiliary release without auxiliary/alarm switch | - | 0 | 0
3VL5763-2CN46-0AA0-Z | U01 | 3VL5763-2CN46-0AA0-ZU01 | 1 | UN | 1 | 30 | D | D | EAR99 | N | 85362090 | 1 |  | 11.7 | KG | 9607.4 | 9607.4 | LP20 | LP20 | circuit breaker VL630H high breaking capacity Icu=70kA, 415V AC 4-pole, line protection trip unit LCD ETU42, LSIG In=630A, rated current IR=252...630A, overload protection, ISD=1.5 to 9xIR, II=10xIN short-circuit protection N protected with ground-fault protection without auxiliary release without auxiliary/alarm switch with Safety Label for USA | - | 0 | 0
3VL5763-2CN46-0AE1 |  | 3VL5763-2CN46-0AE1 | 1 | UN | 1 | 30 | D | D | EAR99 | N | 85362090 | 1 | 4011209757783 | 11.7 | KG | 9673.4 | 9673.4 | LP20 | LP20 | circuit breaker VL630H high breaking capacity Icu=70kA, 415V AC 4-pole, line protection trip unit LCD ETU42, LSIG In=630A, rated current IR=252...630A, overload protection, ISD=1.5 to 9xIR, II=10xIN short-circuit protection N protected with ground-fault protection without auxiliary release Auxiliary/alarm switch mounting kit 2 AUX (1 NO+1 NC)+1 AS (1 NO) | - | 0 | 0
3VL5763-2DC36-0AA0 |  | 3VL5763-2DC36-0AA0 | 1 | UN | 1 | 5 | B | D | EAR99 | N | 85362090 | 1 | 4011209487543 | 9.061 | KG | 2849 | 2610.3 | LP20 | LP20 | circuit breaker VL630H high breaking capacity Icu=70kA, 415V AC 3-pole, line protection trip unit TM, LI In=630A, rated current IR=500...630A, overload protection, II=3250...6500A, short-circuit protection without auxiliary release without auxiliary/alarm switch | - | 0 | 0
3VL5763-2DC36-0AA0-Z | U01 | 3VL5763-2DC36-0AA0-ZU01 | 1 | UN | 1 | 5 | B | D | EAR99 | N | 85362090 | 1 |  | 9 | KG | 2897.4 | 2897.4 | LP20 | LP20 | circuit breaker VL630H high breaking capacity Icu=70kA, 415V AC 3-pole, line protection trip unit TM, LI In=630A, rated current IR=500...630A, overload protection, II=3250...6500A, short-circuit protection without auxiliary release without auxiliary/alarm switch with Safety Label for USA | - | 0 | 0
3VL5763-2DC36-0AC1 |  | 3VL5763-2DC36-0AC1 | 1 | UN | 1 | 5 | B | D | EAR99 | N | 85362090 | 1 | 4011209757790 | 9.149 | KG | 2982.1 | 2982.1 | LP20 | LP20 | circuit breaker VL630H high breaking capacity Icu=70kA, 415V AC 3-pole, line protection trip unit TM, LI In=630A, rated current IR=500...630A, overload protection, II=3250...6500A, short-circuit protection without auxiliary release Auxiliary switch mounting kit 4 AUX (2 NO + 2 NC) | - | 0 | 0
3VL5763-2DC36-0AE1 |  | 3VL5763-2DC36-0AE1 | 1 | UN | 1 | 5 | B | D | EAR99 | N | 85362090 | 1 | 4011209757806 | 9.29 | KG | 2963.4 | 2963.4 | LP20 | LP20 | circuit breaker VL630H high breaking capacity Icu=70kA, 415V AC 3-pole, line protection trip unit TM, LI In=630A, rated current IR=500...630A, overload protection, II=3250...6500A, short-circuit protection without auxiliary release Auxiliary/alarm switch mounting kit 2 AUX (1 NO+1 NC)+1 AS (1 NO) | - | 0 | 0
3VL5763-2DC36-0AE1-Z | U01 | 3VL5763-2DC36-0AE1-ZU01 | 1 | UN | 1 | 5 | B | D | EAR99 | N | 85362090 | 1 |  | 9.177 | KG | 3011.8 | 3011.8 | LP20 | LP20 | circuit breaker VL630H high breaking capacity Icu=70kA, 415V AC 3-pole, line protection trip unit TM, LI In=630A, rated current IR=500...630A, overload protection, II=3250...6500A, short-circuit protection without auxiliary release Auxiliary/alarm switch mounting kit 2 AUX (1 NO+1 NC)+1 AS (1 NO) with Safety Label for USA | - | 0 | 0
3VL5763-2DC36-2JC1-Z | U01 | 3VL5763-2DC36-2JC1-ZU01 | 1 | UN | 1 | 5 | B | D | EAR99 | N | 85362090 | 1 |  | 9 | KG | 3268.1 | 3268.1 | LP20 | LP20 | circuit breaker VL630H high breaking capacity Icu=70kA, 415V AC 3-pole, line protection trip unit TM, LI In=630A, rated current IR=500...630A, overload protection, II=3250...6500A, short-circuit protection Undervoltage release 380...415 V AC Auxiliary switch mounting kit 4 AUX (2 NO + 2 NC) with Safety Label for USA | - | 0 | 0
3VL5763-2DC36-2PC1-Z | U01 | 3VL5763-2DC36-2PC1-ZU01 | 1 | UN | 1 | 5 | B | D | EAR99 | N | 85362090 | 1 |  | 9 | KG | 3268.1 | 3268.1 | LP20 | LP20 | circuit breaker VL630H high breaking capacity Icu=70kA, 415V AC 3-pole, line protection trip unit TM, LI In=630A, rated current IR=500...630A, overload protection, II=3250...6500A, short-circuit protection Undervoltage release 24 V DC Auxiliary switch mounting kit 4 AUX (2 NO + 2 NC) with Safety Label for USA | - | 0 | 0
3VL5763-2DC36-2RE1 |  | 3VL5763-2DC36-2RE1 | 1 | UN | 1 | 5 | B | D | EAR99 | N | 85362090 | 1 | 4011209757813 | 9.363 | KG | 3201 | 3201 | LP20 | LP20 | circuit breaker VL630H high breaking capacity Icu=70kA, 415V AC 3-pole, line protection trip unit TM, LI In=630A, rated current IR=500...630A, overload protection, II=3250...6500A, short-circuit protection Undervoltage release 110...127 V DC Auxiliary/alarm switch mounting kit 2 AUX (1 NO+1 NC)+1 AS (1 NO) | - | 0 | 0
3VL5763-2DC36-2UC1-Z | U01 | 3VL5763-2DC36-2UC1-ZU01 | 1 | UN | 1 | 5 | B | D | EAR99 | N | 85362090 | 1 |  | 9 | KG | 3268.1 | 3268.1 | LP20 | LP20 | circuit breaker VL630H high breaking capacity Icu=70kA, 415V AC 3-pole, line protection trip unit TM, LI In=630A, rated current IR=500...630A, overload protection, II=3250...6500A, short-circuit protection Undervoltage release 48V DC Auxiliary switch mounting kit 4 AUX (2 NO + 2 NC) with Safety Label for USA | - | 0 | 0
3VL5763-2DC36-8TC1 |  | 3VL5763-2DC36-8TC1 | 1 | UN | 1 | 5 | B | D | EAR99 | N | 85362090 | 1 | 4011209757820 | 9.384 | KG | 3198.8 | 3198.8 | LP20 | LP20 | circuit breaker VL630H high breaking capacity Icu=70kA, 415V AC 3-pole, line protection trip unit TM, LI In=630A, rated current IR=500...630A, overload protection, II=3250...6500A, short-circuit protection Shunt release 208...277 V AC Auxiliary switch mounting kit 4 AUX (2 NO + 2 NC) | - | 0 | 0
3VL5763-2DC36-8TE1 |  | 3VL5763-2DC36-8TE1 | 1 | UN | 1 | 5 | B | D | EAR99 | N | 85362090 | 1 | 4011209757837 | 9.319 | KG | 3180.1 | 3180.1 | LP20 | LP20 | circuit breaker VL630H high breaking capacity Icu=70kA, 415V AC 3-pole, line protection trip unit TM, LI In=630A, rated current IR=500...630A, overload protection, II=3250...6500A, short-circuit protection Shunt release 208...277 V AC Auxiliary/alarm switch mounting kit 2 AUX (1 NO+1 NC)+1 AS (1 NO) | - | 0 | 0
3VL5763-2DE36-0AA0 |  | 3VL5763-2DE36-0AA0 | 1 | UN | 1 | 5 | B | D | EAR99 | N | 85362090 | 1 | 4011209476066 | 9.086 | KG | 1727 | 1586.1 | LP20 | LP20 | circuit breaker VL630H high breaking capacity Icu=70kA, 415V AC 3-pole, non-auto. air circ. br. trip unit magnetic In=630A, rated current II=6300A, short-circuit protection without auxiliary release without auxiliary/alarm switch | - | 0 | 0
3VL5763-2DE36-0AA0-Z | U01 | 3VL5763-2DE36-0AA0-ZU01 | 1 | UN | 1 | 5 | B | D | EAR99 | N | 85362090 | 1 |  | 9 | KG | 1775.4 | 1775.4 | LP20 | LP20 | circuit breaker VL630H high breaking capacity Icu=70kA, 415V AC 3-pole, non-auto. air circ. br. trip unit magnetic In=630A, rated current II=6300A, short-circuit protection without auxiliary release without auxiliary/alarm switch with Safety Label for USA | - | 0 | 0
3VL5763-2DE36-0AC1 |  | 3VL5763-2DE36-0AC1 | 1 | UN | 1 | 5 | B | D | EAR99 | N | 85362090 | 1 | 4011209757844 | 9.268 | KG | 1860.1 | 1860.1 | LP20 | LP20 | circuit breaker VL630H high breaking capacity Icu=70kA, 415V AC 3-pole, non-auto. air circ. br. trip unit magnetic In=630A, rated current II=6300A, short-circuit protection without auxiliary release Auxiliary switch mounting kit 4 AUX (2 NO + 2 NC) | - | 0 | 0
3VL5763-2DE36-0AE1 |  | 3VL5763-2DE36-0AE1 | 1 | UN | 1 | 5 | B | D | EAR99 | N | 85362090 | 1 | 4011209757851 | 9 | KG | 1841.4 | 1841.4 | LP20 | LP20 | circuit breaker VL630H high breaking capacity Icu=70kA, 415V AC 3-pole, non-auto. air circ. br. trip unit magnetic In=630A, rated current II=6300A, short-circuit protection without auxiliary release Auxiliary/alarm switch mounting kit 2 AUX (1 NO+1 NC)+1 AS (1 NO) | - | 0 | 0
3VL5763-2EC46-0AA0 |  | 3VL5763-2EC46-0AA0 | 1 | UN | 1 | 5 | B | D | EAR99 | N | 85362090 | 1 | 4011209487567 | 12.669 | KG | 4092 | 3747.7 | LP20 | LP20 | circuit breaker VL630H high breaking capacity Icu=70kA, 415V AC 4-pole, line protection trip unit TM, LI In=630A, rated current IR=500...630A, overload protection, II=3250...6500A, short-circuit protection N protected without auxiliary release without auxiliary/alarm switch | - | 0 | 0
3VL5763-2EC46-0AA0-Z | U01 | 3VL5763-2EC46-0AA0-ZU01 | 1 | UN | 1 | 5 | B | D | EAR99 | N | 85362090 | 1 |  | 11.2 | KG | 4140.4 | 4140.4 | LP20 | LP20 | circuit breaker VL630H high breaking capacity Icu=70kA, 415V AC 4-pole, line protection trip unit TM, LI In=630A, rated current IR=500...630A, overload protection, II=3250...6500A, short-circuit protection N protected without auxiliary release without auxiliary/alarm switch with Safety Label for USA | - | 0 | 0
3VL5763-2EE46-0AA0 |  | 3VL5763-2EE46-0AA0 | 1 | UN | 1 | 5 | B | D | EAR99 | N | 85362090 | 1 | 4011209476059 | 11.99 | KG | 2255 | 2060.9 | LP20 | LP20 | circuit breaker VL630H high breaking capacity Icu=70kA, 415V AC 4-pole, non-auto. air circ. br. trip unit magnetic In=630A, rated current II=6500A, short-circuit protection without auxiliary release without auxiliary/alarm switch | - | 0 | 0
3VL5763-2EE46-0AA0-Z | U01 | 3VL5763-2EE46-0AA0-ZU01 | 1 | UN | 1 | 5 | B | D | EAR99 | N | 85362090 | 1 |  | 12.458 | KG | 2303.4 | 2303.4 | LP20 | LP20 | circuit breaker VL630H high breaking capacity Icu=70kA, 415V AC 4-pole, non-auto. air circ. br. trip unit magnetic In=630A, rated current II=6500A, short-circuit protection without auxiliary release without auxiliary/alarm switch with Safety Label for USA | - | 0 | 0
3VL5763-2EJ46-0AA0 |  | 3VL5763-2EJ46-0AA0 | 1 | UN | 1 | 5 | B | D | EAR99 | N | 85362090 | 1 | 4011209487574 | 12.187 | KG | 3949 | 3609.7 | LP20 | LP20 | circuit breaker VL630H high breaking capacity Icu=70kA, 415V AC 4-pole, line protection trip unit TM, LI In=630A, rated current IR=500...630A, overload protection, II=3250...6500A, short-circuit protection N unprotected without auxiliary release without auxiliary/alarm switch | - | 0 | 0
3VL5763-2EJ46-0AA0-Z | U01 | 3VL5763-2EJ46-0AA0-ZU01 | 1 | UN | 1 | 5 | B | D | EAR99 | N | 85362090 | 1 |  | 11.2 | KG | 3997.4 | 3997.4 | LP20 | LP20 | circuit breaker VL630H high breaking capacity Icu=70kA, 415V AC 4-pole, line protection trip unit TM, LI In=630A, rated current IR=500...630A, overload protection, II=3250...6500A, short-circuit protection N unprotected without auxiliary release without auxiliary/alarm switch with Safety Label for USA | - | 0 | 0
3VL5763-2EM46-0AA0 |  | 3VL5763-2EM46-0AA0 | 1 | UN | 1 | 5 | B | D | EAR99 | N | 85362090 | 1 | 4011209645936 | 12.276 | KG | 4092 | 3747.7 | LP20 | LP20 | circuit breaker VL630H high breaking capacity Icu=70kA, 415V AC 4-pole, line protection TU, TM, LI In=630A, rated current IR=500...630A, overload prot. II=3150...6300A, short-circuit protection N protected (100%) without auxiliary release without auxiliary/alarm switch | - | 0 | 0
3VL5763-2EM46-0AA0-Z | U01 | 3VL5763-2EM46-0AA0-ZU01 | 1 | UN | 1 | 5 | B | D | EAR99 | N | 85362090 | 1 |  | 11.2 | KG | 4140.4 | 4140.4 | LP20 | LP20 | circuit breaker VL630H high breaking capacity Icu=70kA, 415V AC 4-pole, line protection TU, TM, LI In=630A, rated current IR=500...630A, overload prot. II=3150...6300A, short-circuit protection N protected (100%) without auxiliary release without auxiliary/alarm switch with Safety Label for USA | - | 0 | 0
3VL5763-2LA46-0AA0 |  | 3VL5763-2LA46-0AA0 | 1 | UN | 1 | 5 | B | D | EAR99 | N | 85362090 | 1 | 4011209875241 | 12.276 | KG | 5940 | 5940 | LP20 | LP20 | circuit breaker VL630H high breaking capacity Icu=70kA, 415V AC 4-pole, line protection trip unit ETU10, LI In=630A, rated current IR=252...630A, overload protection, II=1.25 to 10xIN, short-circuit protection N protected shipbuilding certificate for LRS, DNV and gL without auxiliary release without auxiliary/alarm switch | - | 0 | 0
3VL5763-2LA46-0AA0-Z | U01 | 3VL5763-2LA46-0AA0-ZU01 | 1 | UN | 1 | 5 | B | D | EAR99 | N | 85362090 | 1 |  | 11.7 | KG | 5988.4 | 5988.4 | LP20 | LP20 | circuit breaker VL630H high breaking capacity Icu=70kA, 415V AC 4-pole, line protection trip unit ETU10, LI In=630A, rated current IR=252...630A, overload protection, II=1.25 to 10xIN, short-circuit protection N protected shipbuilding certificate for LRS, DNV and gL without auxiliary release without auxiliary/alarm switch with Safety Label for USA | - | 0 | 0
3VL5763-2LB36-0AA0 |  | 3VL5763-2LB36-0AA0 | 1 | UN | 1 | 5 | B | D | EAR99 | N | 85362090 | 1 | 4011209875128 | 9.59 | KG | 4279 | 4279 | LP20 | LP20 | circuit breaker VL630H high breaking capacity Icu=70kA, 415V AC 3-pole, line protection trip unit ETU10, LI In=630A, rated current IR=252...630A, overload protection, II=1.25 to 10xIN, short-circuit protection shipbuilding certificate for LRS, DNV and gL without auxiliary release without auxiliary/alarm switch | - | 0 | 0
3VL5763-2LB36-0AA0-Z | U01 | 3VL5763-2LB36-0AA0-ZU01 | 1 | UN | 1 | 5 | B | D | EAR99 | N | 85362090 | 1 |  | 9.3 | KG | 4327.4 | 4327.4 | LP20 | LP20 | circuit breaker VL630H high breaking capacity Icu=70kA, 415V AC 3-pole, line protection trip unit ETU10, LI In=630A, rated current IR=252...630A, overload protection, II=1.25 to 10xIN, short-circuit protection shipbuilding certificate for LRS, DNV and gL without auxiliary release without auxiliary/alarm switch with Safety Label for USA | - | 0 | 0
3VL5763-2LE36-0AA0 |  | 3VL5763-2LE36-0AA0 | 1 | UN | 1 | 5 | B | D | EAR99 | N | 85362090 | 1 | 4011209875180 | 9.59 | KG | 4466 | 4466 | LP20 | LP20 | circuit breaker VL630H high breaking capacity Icu=70kA, 415V AC 3-pole, line protection trip unit ETU20, LSI In=630A, rated current IR=252...630A, overload protection, ISD=1.5 to 9xIR, II=10xIN short-circuit protection shipbuilding certificate for LRS, DNV and gL without auxiliary release without auxiliary/alarm switch | - | 0 | 0
3VL5763-2LE36-0AA0-Z | U01 | 3VL5763-2LE36-0AA0-ZU01 | 1 | UN | 1 | 5 | B | D | EAR99 | N | 85362090 | 1 |  | 9.3 | KG | 4514.4 | 4514.4 | LP20 | LP20 | circuit breaker VL630H high breaking capacity Icu=70kA, 415V AC 3-pole, line protection trip unit ETU20, LSI In=630A, rated current IR=252...630A, overload protection, ISD=1.5 to 9xIR, II=10xIN short-circuit protection shipbuilding certificate for LRS, DNV and gL without auxiliary release without auxiliary/alarm switch with Safety Label for USA | - | 0 | 0
3VL5763-2LF46-0AA0 |  | 3VL5763-2LF46-0AA0 | 1 | UN | 1 | 5 | B | D | EAR99 | N | 85362090 | 1 | 4011209875302 | 12.276 | KG | 6248 | 6248 | LP20 | LP20 | circuit breaker VL630H high breaking capacity Icu=70kA, 415V AC 4-pole, line protection trip unit ETU20, LSI In=630A, rated current IR=252...630A, overload protection, ISD=1.5 to 9xIR, II=10xIN short-circuit protection N protected shipbuilding certificate for LRS, DNV and gL without auxiliary release without auxiliary/alarm switch | - | 0 | 0
3VL5763-2LF46-0AA0-Z | U01 | 3VL5763-2LF46-0AA0-ZU01 | 1 | UN | 1 | 5 | B | D | EAR99 | N | 85362090 | 1 |  | 11.7 | KG | 6296.4 | 6296.4 | LP20 | LP20 | circuit breaker VL630H high breaking capacity Icu=70kA, 415V AC 4-pole, line protection trip unit ETU20, LSI In=630A, rated current IR=252...630A, overload protection, ISD=1.5 to 9xIR, II=10xIN short-circuit protection N protected shipbuilding certificate for LRS, DNV and gL without auxiliary release without auxiliary/alarm switch with Safety Label for USA | - | 0 | 0
3VL5763-2MB36-0AA0 |  | 3VL5763-2MB36-0AA0 | 1 | UN | 1 | 5 | B | D | EAR99 | N | 85362090 | 1 | 4011209815766 | 9.3 | KG | 3828 | 3828 | LP20 | LP20 | circuit breaker VL630H high breaking capacity Icu=70kA, 415V AC 3-pole, line protection trip unit ETU10, LI In=630A, rated current IR=252...630A, overload protection, II=1.25 to 10xIN, short-circuit protection without auxiliary release ETU communication-capable without auxiliary/alarm switch | - | 0 | 0
3VL5763-2MB36-0AA0-Z | U01 | 3VL5763-2MB36-0AA0-ZU01 | 1 | UN | 1 | 5 | B | D | EAR99 | N | 85362090 | 1 |  | 9.3 | KG | 3876.4 | 3876.4 | LP20 | LP20 | circuit breaker VL630H high breaking capacity Icu=70kA, 415V AC 3-pole, line protection trip unit ETU10, LI In=630A, rated current IR=252...630A, overload protection, II=1.25 to 10xIN, short-circuit protection without auxiliary release ETU communication-capable without auxiliary/alarm switch with Safety Label for USA | - | 0 | 0
3VL5763-2ME36-0AA0 |  | 3VL5763-2ME36-0AA0 | 1 | UN | 1 | 5 | B | D | EAR99 | N | 85362090 | 1 | 4011209815773 | 9.59 | KG | 3982 | 3982 | LP20 | LP20 | circuit breaker VL630H high breaking capacity Icu=70kA, 415V AC 3-pole, line protection trip unit ETU20, LSI In=630A, rated current IR=252...630A, overload protection, ISD=1.5 to 9xIR, II=10xIN short-circuit protection without auxiliary release ETU communication-capable without auxiliary/alarm switch | - | 0 | 0
3VL5763-2ME36-0AA0-Z | U01 | 3VL5763-2ME36-0AA0-ZU01 | 1 | UN | 1 | 5 | B | D | EAR99 | N | 85362090 | 1 |  | 9.3 | KG | 4030.4 | 4030.4 | LP20 | LP20 | circuit breaker VL630H high breaking capacity Icu=70kA, 415V AC 3-pole, line protection trip unit ETU20, LSI In=630A, rated current IR=252...630A, overload protection, ISD=1.5 to 9xIR, II=10xIN short-circuit protection without auxiliary release ETU communication-capable without auxiliary/alarm switch with Safety Label for USA | - | 0 | 0
3VL5763-2MF36-0AA0 |  | 3VL5763-2MF36-0AA0 | 1 | UN | 1 | 5 | B | D | EAR99 | N | 85362090 | 1 | 4011209815780 | 9.59 | KG | 4708 | 4708 | LP20 | LP20 | circuit breaker VL630H high breaking capacity Icu=70kA, 415V AC 3-pole, line protection trip unit ETU12, LIGN 3 phases/4 lines In=630A, rated current IR=252...630A, overload protection, II=1.25 to 10xIN, short-circuit protection without auxiliary release ETU communication-capable without auxiliary/alarm switch | - | 0 | 0
3VL5763-2MF36-0AA0-Z | U01 | 3VL5763-2MF36-0AA0-ZU01 | 1 | UN | 1 | 5 | B | D | EAR99 | N | 85362090 | 1 |  | 9.3 | KG | 4756.4 | 4756.4 | LP20 | LP20 | circuit breaker VL630H high breaking capacity Icu=70kA, 415V AC 3-pole, line protection trip unit ETU12, LIGN 3 phases/4 lines In=630A, rated current IR=252...630A, overload protection, II=1.25 to 10xIN, short-circuit protection without auxiliary release ETU communication-capable without auxiliary/alarm switch with Safety Label for USA | - | 0 | 0
3VL5763-2MG36-0AA0 |  | 3VL5763-2MG36-0AA0 | 1 | UN | 1 | 5 | B | D | EAR99 | N | 85362090 | 1 | 4011209815797 | 9.59 | KG | 4510 | 4510 | LP20 | LP20 | circuit breaker VL630H high breaking capacity Icu=70kA, 415V AC 3-pole, line protection trip unit ETU22, LSIG 3 phases/3 lines In=630A, rated current IR=252...630A, overload protection, ISD=1.5 to 9xIR, II=10xIN short-circuit protection without auxiliary release ETU communication-capable without auxiliary/alarm switch | - | 0 | 0
3VL5763-2MG36-0AA0-Z | U01 | 3VL5763-2MG36-0AA0-ZU01 | 1 | UN | 1 | 5 | B | D | EAR99 | N | 85362090 | 1 |  | 9.3 | KG | 4558.4 | 4558.4 | LP20 | LP20 | circuit breaker VL630H high breaking capacity Icu=70kA, 415V AC 3-pole, line protection trip unit ETU22, LSIG 3 phases/3 lines In=630A, rated current IR=252...630A, overload protection, ISD=1.5 to 9xIR, II=10xIN short-circuit protection without auxiliary release ETU communication-capable without auxiliary/alarm switch with Safety Label for USA | - | 0 | 0
3VL5763-2MH36-0AA0 |  | 3VL5763-2MH36-0AA0 | 1 | UN | 1 | 5 | B | D | EAR99 | N | 85362090 | 1 | 4011209815803 | 9.59 | KG | 4510 | 4510 | LP20 | LP20 | circuit breaker VL630H high breaking capacity Icu=70kA, 415V AC 3-pole, line protection trip unit ETU22, LSIG 3 phases/4 lines with connecting cable In=630A, rated current IR=252...630A, overload protection, ISD=1.5 to 9xIR, II=10xIN short-circuit protection without auxiliary release ETU communication-capable without auxiliary/alarm switch | - | 0 | 0
3VL5763-2MH36-0AA0-Z | U01 | 3VL5763-2MH36-0AA0-ZU01 | 1 | UN | 1 | 5 | B | D | EAR99 | N | 85362090 | 1 |  | 9.3 | KG | 4558.4 | 4558.4 | LP20 | LP20 | circuit breaker VL630H high breaking capacity Icu=70kA, 415V AC 3-pole, line protection trip unit ETU22, LSIG 3 phases/4 lines with connecting cable In=630A, rated current IR=252...630A, overload protection, ISD=1.5 to 9xIR, II=10xIN short-circuit protection without auxiliary release ETU communication-capable without auxiliary/alarm switch with Safety Label for USA | - | 0 | 0
3VL5763-2ML36-0AA0 |  | 3VL5763-2ML36-0AA0 | 1 | UN | 1 | 5 | B | D | EAR99 | N | 85362090 | 1 | 4011209815810 | 9.59 | KG | 4466 | 4466 | LP20 | LP20 | circuit breaker VL630H high breaking capacity Icu=70kA, 415V AC 3-pole, line protection trip unit ETU12, LIG 3 phases/3 lines In=630A, rated current IR=252...630A, overload protection, II=1.25 to 10xIN, short-circuit protection without auxiliary release ETU communication-capable without auxiliary/alarm switch | - | 0 | 0
3VL5763-2ML36-0AA0-Z | U01 | 3VL5763-2ML36-0AA0-ZU01 | 1 | UN | 1 | 5 | B | D | EAR99 | N | 85362090 | 1 |  | 9.3 | KG | 4514.4 | 4514.4 | LP20 | LP20 | circuit breaker VL630H high breaking capacity Icu=70kA, 415V AC 3-pole, line protection trip unit ETU12, LIG 3 phases/3 lines In=630A, rated current IR=252...630A, overload protection, II=1.25 to 10xIN, short-circuit protection without auxiliary release ETU communication-capable without auxiliary/alarm switch with Safety Label for USA | - | 0 | 0
3VL5763-2NA46-0AA0 |  | 3VL5763-2NA46-0AA0 | 1 | UN | 1 | 5 | B | D | EAR99 | N | 85362090 | 1 | 4011209815889 | 12.276 | KG | 5280 | 5280 | LP20 | LP20 | circuit breaker VL630H high breaking capacity Icu=70kA, 415V AC 4-pole, line protection trip unit ETU10, LIN In=630A, rated current IR=252...630A, overload protection, II=1.25 to 10xIN, short-circuit protection N protected without auxiliary release ETU communication-capable without auxiliary/alarm switch | - | 0 | 0
3VL5763-2NA46-0AA0-Z | U01 | 3VL5763-2NA46-0AA0-ZU01 | 1 | UN | 1 | 5 | B | D | EAR99 | N | 85362090 | 1 |  | 11.7 | KG | 5328.4 | 5328.4 | LP20 | LP20 | circuit breaker VL630H high breaking capacity Icu=70kA, 415V AC 4-pole, line protection trip unit ETU10, LIN In=630A, rated current IR=252...630A, overload protection, II=1.25 to 10xIN, short-circuit protection N protected without auxiliary release ETU communication-capable without auxiliary/alarm switch with Safety Label for USA | - | 0 | 0
3VL5763-2NB46-0AA0 |  | 3VL5763-2NB46-0AA0 | 1 | UN | 1 | 5 | B | D | EAR99 | N | 85362090 | 1 | 4011209815896 | 12.276 | KG | 5049 | 5049 | LP20 | LP20 | circuit breaker VL630H high breaking capacity Icu=70kA, 415V AC 4-pole, line protection trip unit ETU10, LI In=630A, rated current IR=252...630A, overload protection, II=1.25 to 10xIN, short-circuit protection without auxiliary release ETU communication-capable without auxiliary/alarm switch | - | 0 | 0
3VL5763-2NB46-0AA0-Z | U01 | 3VL5763-2NB46-0AA0-ZU01 | 1 | UN | 1 | 5 | B | D | EAR99 | N | 85362090 | 1 |  | 11.7 | KG | 5097.4 | 5097.4 | LP20 | LP20 | circuit breaker VL630H high breaking capacity Icu=70kA, 415V AC 4-pole, line protection trip unit ETU10, LI In=630A, rated current IR=252...630A, overload protection, II=1.25 to 10xIN, short-circuit protection without auxiliary release ETU communication-capable without auxiliary/alarm switch with Safety Label for USA | - | 0 | 0
3VL5763-2NE46-0AA0 |  | 3VL5763-2NE46-0AA0 | 1 | UN | 1 | 5 | B | D | EAR99 | N | 85362090 | 1 | 4011209815902 | 12.276 | KG | 5280 | 5280 | LP20 | LP20 | circuit breaker VL630H high breaking capacity Icu=70kA, 415V AC 4-pole, line protection trip unit ETU20, LSI In=630A, rated current IR=252...630A, overload protection, ISD=1.5 to 9xIR, II=10xIN short-circuit protection without auxiliary release ETU communication-capable without auxiliary/alarm switch | - | 0 | 0
3VL5763-2NE46-0AA0-Z | U01 | 3VL5763-2NE46-0AA0-ZU01 | 1 | UN | 1 | 5 | B | D | EAR99 | N | 85362090 | 1 |  | 11.7 | KG | 5328.4 | 5328.4 | LP20 | LP20 | circuit breaker VL630H high breaking capacity Icu=70kA, 415V AC 4-pole, line protection trip unit ETU20, LSI In=630A, rated current IR=252...630A, overload protection, ISD=1.5 to 9xIR, II=10xIN short-circuit protection without auxiliary release ETU communication-capable without auxiliary/alarm switch with Safety Label for USA | - | 0 | 0
3VL5763-2NF46-0AA0 |  | 3VL5763-2NF46-0AA0 | 1 | UN | 1 | 5 | B | D | EAR99 | N | 85362090 | 1 | 4011209815919 | 12.276 | KG | 5533 | 5533 | LP20 | LP20 | circuit breaker VL630H high breaking capacity Icu=70kA, 415V AC 4-pole, line protection trip unit ETU20, LSI In=630A, rated current IR=252...630A, overload protection, ISD=1.5 to 9xIR, II=10xIN short-circuit protection N protected without auxiliary release ETU communication-capable without auxiliary/alarm switch | - | 0 | 0
3VL5763-2NF46-0AA0-Z | U01 | 3VL5763-2NF46-0AA0-ZU01 | 1 | UN | 1 | 5 | B | D | EAR99 | N | 85362090 | 1 |  | 11.7 | KG | 5581.4 | 5581.4 | LP20 | LP20 | circuit breaker VL630H high breaking capacity Icu=70kA, 415V AC 4-pole, line protection trip unit ETU20, LSI In=630A, rated current IR=252...630A, overload protection, ISD=1.5 to 9xIR, II=10xIN short-circuit protection N protected without auxiliary release ETU communication-capable without auxiliary/alarm switch with Safety Label for USA | - | 0 | 0
3VL5763-2NH46-0AA0 |  | 3VL5763-2NH46-0AA0 | 1 | UN | 1 | 5 | B | D | EAR99 | N | 85362090 | 1 | 4011209815926 | 12.276 | KG | 6336 | 6336 | LP20 | LP20 | circuit breaker VL630H high breaking capacity Icu=70kA, 415V AC 4-pole, line protection trip unit ETU22, LSIG In=630A, rated current IR=252...630A, overload protection, ISD=1.5 to 9xIR, II=10xIN short-circuit protection N protected without auxiliary release ETU communication-capable without auxiliary/alarm switch | - | 0 | 0
3VL5763-2NH46-0AA0-Z | U01 | 3VL5763-2NH46-0AA0-ZU01 | 1 | UN | 1 | 5 | B | D | EAR99 | N | 85362090 | 1 |  | 11.7 | KG | 6384.4 | 6384.4 | LP20 | LP20 | circuit breaker VL630H high breaking capacity Icu=70kA, 415V AC 4-pole, line protection trip unit ETU22, LSIG In=630A, rated current IR=252...630A, overload protection, ISD=1.5 to 9xIR, II=10xIN short-circuit protection N protected without auxiliary release ETU communication-capable without auxiliary/alarm switch with Safety Label for USA | - | 0 | 0
3VL5763-2NN46-0AA0 |  | 3VL5763-2NN46-0AA0 | 1 | UN | 1 | 5 | B | D | EAR99 | N | 85362090 | 1 | 4011209815933 | 12.276 | KG | 6160 | 6160 | LP20 | LP20 | circuit breaker VL630H high breaking capacity Icu=70kA, 415V AC 4-pole, line protection trip unit ETU12, LIG In=630A, rated current IR=252...630A, overload protection, II=1.25 to 10xIN, short-circuit protection N protected without auxiliary release ETU communication-capable without auxiliary/alarm switch | - | 0 | 0
3VL5763-2NN46-0AA0-Z | U01 | 3VL5763-2NN46-0AA0-ZU01 | 1 | UN | 1 | 5 | B | D | EAR99 | N | 85362090 | 1 |  | 11.7 | KG | 6208.4 | 6208.4 | LP20 | LP20 | circuit breaker VL630H high breaking capacity Icu=70kA, 415V AC 4-pole, line protection trip unit ETU12, LIG In=630A, rated current IR=252...630A, overload protection, II=1.25 to 10xIN, short-circuit protection N protected without auxiliary release ETU communication-capable without auxiliary/alarm switch with Safety Label for USA | - | 0 | 0
3VL5763-2SB36-0AA0 |  | 3VL5763-2SB36-0AA0 | 1 | UN | 1 | 5 | B | D | EAR99 | N | 85362090 | 1 | 4011209815704 | 9.477 | KG | 3707 | 3375.2 | LP20 | LP20 | circuit breaker VL630H high breaking capacity Icu=70kA, 415V AC 3-pole, line protection trip unit ETU10, LI In=630A, rated current IR=252...630A, overload protection, II=1.25 to 10xIN, short-circuit protection without auxiliary release without auxiliary/alarm switch | - | 0 | 0
3VL5763-2SB36-0AA0-Z | U01 | 3VL5763-2SB36-0AA0-ZU01 | 1 | UN | 1 | 5 | B | D | EAR99 | N | 85362090 | 1 |  | 9.3 | KG | 3755.4 | 3755.4 | LP20 | LP20 | circuit breaker VL630H high breaking capacity Icu=70kA, 415V AC 3-pole, line protection trip unit ETU10, LI In=630A, rated current IR=252...630A, overload protection, II=1.25 to 10xIN, short-circuit protection without auxiliary release without auxiliary/alarm switch with Safety Label for USA | - | 0 | 0
3VL5763-2SB36-0AC1-Z | U01 | 3VL5763-2SB36-0AC1-ZU01 | 1 | UN | 1 | 5 | B | D | EAR99 | N | 85362090 | 1 |  | 9.3 | KG | 3888.5 | 3888.5 | LP20 | LP20 | circuit breaker VL630H high breaking capacity Icu=70kA, 415V AC 3-pole, line protection trip unit ETU10, LI In=630A, rated current IR=252...630A, overload protection, II=1.25 to 10xIN, short-circuit protection without auxiliary release Auxiliary switch mounting kit 4 AUX (2 NO + 2 NC) with Safety Label for USA | - | 0 | 0
3VL5763-2SB36-2HA0-Z | U01 | 3VL5763-2SB36-2HA0-ZU01 | 1 | UN | 1 | 5 | B | D | EAR99 | N | 85362090 | 1 |  | 9.3 | KG | 3993 | 3993 | LP20 | LP20 | circuit breaker VL630H high breaking capacity Icu=70kA, 415V AC 3-pole, line protection trip unit ETU10, LI In=630A, rated current IR=252...630A, overload protection, II=1.25 to 10xIN, short-circuit protection Undervoltage release 220...250 V AC without auxiliary/alarm switch with Safety Label for USA | - | 0 | 0
3VL5763-2SE36-0AA0 |  | 3VL5763-2SE36-0AA0 | 1 | UN | 1 | 5 | B | D | EAR99 | N | 85362090 | 1 | 4011209815711 | 9.455 | KG | 3872 | 3541.6 | LP20 | LP20 | circuit breaker VL630H high breaking capacity Icu=70kA, 415V AC 3-pole, line protection trip unit ETU20, LSI In=630A, rated current IR=252...630A, overload protection, ISD=1.5 to 9xIR, II=10xIN short-circuit protection without auxiliary release without auxiliary/alarm switch | - | 0 | 0
3VL5763-2SE36-0AA0-Z | U01 | 3VL5763-2SE36-0AA0-ZU01 | 1 | UN | 1 | 5 | B | D | EAR99 | N | 85362090 | 1 |  | 9.3 | KG | 3920.4 | 3920.4 | LP20 | LP20 | circuit breaker VL630H high breaking capacity Icu=70kA, 415V AC 3-pole, line protection trip unit ETU20, LSI In=630A, rated current IR=252...630A, overload protection, ISD=1.5 to 9xIR, II=10xIN short-circuit protection without auxiliary release without auxiliary/alarm switch with Safety Label for USA | - | 0 | 0
3VL5763-2SF36-0AA0 |  | 3VL5763-2SF36-0AA0 | 1 | UN | 1 | 5 | B | D | EAR99 | N | 85362090 | 1 | 4011209815728 | 9.59 | KG | 4631 | 4631 | LP20 | LP20 | circuit breaker VL630H high breaking capacity Icu=70kA, 415V AC 3-pole, line protection trip unit ETU12, LIG 3 phases/4 lines In=630A, rated current IR=252...630A, overload protection, II=1.25 to 10xIN, short-circuit protection without auxiliary release without auxiliary/alarm switch | - | 0 | 0
3VL5763-2SF36-0AA0-Z | U01 | 3VL5763-2SF36-0AA0-ZU01 | 1 | UN | 1 | 5 | B | D | EAR99 | N | 85362090 | 1 |  | 9.3 | KG | 4679.4 | 4679.4 | LP20 | LP20 | circuit breaker VL630H high breaking capacity Icu=70kA, 415V AC 3-pole, line protection trip unit ETU12, LIG 3 phases/4 lines In=630A, rated current IR=252...630A, overload protection, II=1.25 to 10xIN, short-circuit protection without auxiliary release without auxiliary/alarm switch with Safety Label for USA | - | 0 | 0
3VL5763-2SG36-0AA0 |  | 3VL5763-2SG36-0AA0 | 1 | UN | 1 | 5 | B | D | EAR99 | N | 85362090 | 1 | 4011209815735 | 9.406 | KG | 4444 | 4444 | LP20 | LP20 | circuit breaker VL630H high breaking capacity Icu=70kA, 415V AC 3-pole, line protection trip unit ETU22, LSIG 3 phases/3 lines In=630A, rated current IR=252...630A, overload protection, ISD=1.5 to 9xIR, II=10xIN short-circuit protection without auxiliary release without auxiliary/alarm switch | - | 0 | 0
3VL5763-2SG36-0AA0-Z | U01 | 3VL5763-2SG36-0AA0-ZU01 | 1 | UN | 1 | 5 | B | D | EAR99 | N | 85362090 | 1 |  | 9.3 | KG | 4492.4 | 4492.4 | LP20 | LP20 | circuit breaker VL630H high breaking capacity Icu=70kA, 415V AC 3-pole, line protection trip unit ETU22, LSIG 3 phases/3 lines In=630A, rated current IR=252...630A, overload protection, ISD=1.5 to 9xIR, II=10xIN short-circuit protection without auxiliary release without auxiliary/alarm switch with Safety Label for USA | - | 0 | 0
3VL5763-2SH36-0AA0 |  | 3VL5763-2SH36-0AA0 | 1 | UN | 1 | 5 | B | D | EAR99 | N | 85362090 | 1 | 4011209815742 | 9.59 | KG | 4444 | 4444 | LP20 | LP20 | circuit breaker VL630H high breaking capacity Icu=70kA, 415V AC 3-pole, line protection trip unit ETU22, LSIG 3 phases/4 lines with connecting cable In=630A, rated current IR=252...630A, overload protection, ISD=1.5 to 9xIR, II=10xIN short-circuit protection without auxiliary release without auxiliary/alarm switch | - | 0 | 0
3VL5763-2SH36-0AA0-Z | U01 | 3VL5763-2SH36-0AA0-ZU01 | 1 | UN | 1 | 5 | B | D | EAR99 | N | 85362090 | 1 |  | 9.3 | KG | 4492.4 | 4492.4 | LP20 | LP20 | circuit breaker VL630H high breaking capacity Icu=70kA, 415V AC 3-pole, line protection trip unit ETU22, LSIG 3 phases/4 lines with connecting cable In=630A, rated current IR=252...630A, overload protection, ISD=1.5 to 9xIR, II=10xIN short-circuit protection without auxiliary release without auxiliary/alarm switch with Safety Label for USA | - | 0 | 0
3VL5763-2SL36-0AA0 |  | 3VL5763-2SL36-0AA0 | 1 | UN | 1 | 5 | B | D | EAR99 | N | 85362090 | 1 | 4011209815759 | 9.59 | KG | 4356 | 4356 | LP20 | LP20 | circuit breaker VL630H high breaking capacity Icu=70kA, 415V AC 3-pole, line protection trip unit ETU12, LIG 3 phases/3 lines In=630A, rated current IR=252...630A, overload protection, II=1.25 to 10xIN, short-circuit protection without auxiliary release without auxiliary/alarm switch | - | 0 | 0
3VL5763-2SL36-0AA0-Z | U01 | 3VL5763-2SL36-0AA0-ZU01 | 1 | UN | 1 | 5 | B | D | EAR99 | N | 85362090 | 1 |  | 9.3 | KG | 4404.4 | 4404.4 | LP20 | LP20 | circuit breaker VL630H high breaking capacity Icu=70kA, 415V AC 3-pole, line protection trip unit ETU12, LIG 3 phases/3 lines In=630A, rated current IR=252...630A, overload protection, II=1.25 to 10xIN, short-circuit protection without auxiliary release without auxiliary/alarm switch with Safety Label for USA | - | 0 | 0
3VL5763-2TA46-0AA0 |  | 3VL5763-2TA46-0AA0 | 1 | UN | 1 | 5 | B | D | EAR99 | N | 85362090 | 1 | 4011209815827 | 12.276 | KG | 5159 | 5159 | LP20 | LP20 | circuit breaker VL630H high breaking capacity Icu=70kA, 415V AC 4-pole, line protection trip unit ETU10, LIN In=630A, rated current IR=252...630A, overload protection, II=1.25 to 10xIN, short-circuit protection N protected without auxiliary release without auxiliary/alarm switch | - | 0 | 0
3VL5763-2TA46-0AA0-Z | U01 | 3VL5763-2TA46-0AA0-ZU01 | 1 | UN | 1 | 5 | B | D | EAR99 | N | 85362090 | 1 |  | 11.7 | KG | 5207.4 | 5207.4 | LP20 | LP20 | circuit breaker VL630H high breaking capacity Icu=70kA, 415V AC 4-pole, line protection trip unit ETU10, LIN In=630A, rated current IR=252...630A, overload protection, II=1.25 to 10xIN, short-circuit protection N protected without auxiliary release without auxiliary/alarm switch with Safety Label for USA | - | 0 | 0
3VL5763-2TB46-0AA0 |  | 3VL5763-2TB46-0AA0 | 1 | UN | 1 | 5 | B | D | EAR99 | N | 85362090 | 1 | 4011209815834 | 12.276 | KG | 4961 | 4961 | LP20 | LP20 | circuit breaker VL630H high breaking capacity Icu=70kA, 415V AC 4-pole, line protection trip unit ETU10, LI In=630A, rated current IR=252...630A, overload protection, II=1.25 to 10xIN, short-circuit protection without auxiliary release without auxiliary/alarm switch | - | 0 | 0
3VL5763-2TB46-0AA0-Z | U01 | 3VL5763-2TB46-0AA0-ZU01 | 1 | UN | 1 | 5 | B | D | EAR99 | N | 85362090 | 1 |  | 11.7 | KG | 5009.4 | 5009.4 | LP20 | LP20 | circuit breaker VL630H high breaking capacity Icu=70kA, 415V AC 4-pole, line protection trip unit ETU10, LI In=630A, rated current IR=252...630A, overload protection, II=1.25 to 10xIN, short-circuit protection without auxiliary release without auxiliary/alarm switch with Safety Label for USA | - | 0 | 0
3VL5763-2TE46-0AA0 |  | 3VL5763-2TE46-0AA0 | 1 | UN | 1 | 5 | B | D | EAR99 | N | 85362090 | 1 | 4011209815841 | 12.276 | KG | 5159 | 5159 | LP20 | LP20 | circuit breaker VL630H high breaking capacity Icu=70kA, 415V AC 4-pole, line protection trip unit ETU20, LSI In=630A, rated current IR=252...630A, overload protection, ISD=1.5 to 9xIR, II=10xIN short-circuit protection N unprotected without auxiliary release without auxiliary/alarm switch | - | 0 | 0
3VL5763-2TE46-0AA0-Z | U01 | 3VL5763-2TE46-0AA0-ZU01 | 1 | UN | 1 | 5 | B | D | EAR99 | N | 85362090 | 1 |  | 11.7 | KG | 5207.4 | 5207.4 | LP20 | LP20 | circuit breaker VL630H high breaking capacity Icu=70kA, 415V AC 4-pole, line protection trip unit ETU20, LSI In=630A, rated current IR=252...630A, overload protection, ISD=1.5 to 9xIR, II=10xIN short-circuit protection N unprotected without auxiliary release without auxiliary/alarm switch with Safety Label for USA | - | 0 | 0
3VL5763-2TF46-0AA0 |  | 3VL5763-2TF46-0AA0 | 1 | UN | 1 | 5 | B | D | EAR99 | N | 85362090 | 1 | 4011209815858 | 12.276 | KG | 5412 | 4942.6 | LP20 | LP20 | circuit breaker VL630H high breaking capacity Icu=70kA, 415V AC 4-pole, line protection trip unit ETU20, LSI In=630A, rated current IR=252...630A, overload protection, ISD=1.5 to 9xIR, II=10xIN short-circuit protection N protected without auxiliary release without auxiliary/alarm switch | - | 0 | 0
3VL5763-2TF46-0AA0-Z | U01 | 3VL5763-2TF46-0AA0-ZU01 | 1 | UN | 1 | 5 | B | D | EAR99 | N | 85362090 | 1 |  | 11.7 | KG | 5460.4 | 5460.4 | LP20 | LP20 | circuit breaker VL630H high breaking capacity Icu=70kA, 415V AC 4-pole, line protection trip unit ETU20, LSI In=630A, rated current IR=252...630A, overload protection, ISD=1.5 to 9xIR, II=10xIN short-circuit protection N protected without auxiliary release without auxiliary/alarm switch with Safety Label for USA | - | 0 | 0
3VL5763-2TH46-0AA0 |  | 3VL5763-2TH46-0AA0 | 1 | UN | 1 | 5 | B | D | EAR99 | N | 85362090 | 1 | 4011209815865 | 12.276 | KG | 6215 | 6215 | LP20 | LP20 | circuit breaker VL630H high breaking capacity Icu=70kA, 415V AC 4-pole, line protection trip unit ETU22, LSIG In=630A, rated current IR=252...630A, overload protection, ISD=1.5 to 9xIR, II=10xIN short-circuit protection N protected without auxiliary release without auxiliary/alarm switch | - | 0 | 0
3VL5763-2TH46-0AA0-Z | U01 | 3VL5763-2TH46-0AA0-ZU01 | 1 | UN | 1 | 5 | B | D | EAR99 | N | 85362090 | 1 |  | 11.7 | KG | 6263.4 | 6263.4 | LP20 | LP20 | circuit breaker VL630H high breaking capacity Icu=70kA, 415V AC 4-pole, line protection trip unit ETU22, LSIG In=630A, rated current IR=252...630A, overload protection, ISD=1.5 to 9xIR, II=10xIN short-circuit protection N protected without auxiliary release without auxiliary/alarm switch with Safety Label for USA | - | 0 | 0
3VL5763-2TH46-8TC1-Z | U01 | 3VL5763-2TH46-8TC1-ZU01 | 1 | UN | 1 | 5 | B | D | EAR99 | N | 85362090 | 1 |  | 11.8 | KG | 6613.2 | 6613.2 | LP20 | LP20 | circuit breaker VL630H high breaking capacity Icu=70kA, 415V AC 4-pole, line protection trip unit ETU22, LSIG In=630A, rated current IR=252...630A, overload protection, ISD=1.5 to 9xIR, II=10xIN short-circuit protection N protected Shunt release 208...277 V AC Auxiliary switch mounting kit 4 AUX (2 NO + 2 NC) with Safety Label for USA | - | 0 | 0
3VL5763-2TN46-0AA0 |  | 3VL5763-2TN46-0AA0 | 1 | UN | 1 | 5 | B | D | EAR99 | N | 85362090 | 1 | 4011209815872 | 12.276 | KG | 6094 | 6094 | LP20 | LP20 | circuit breaker VL630H high breaking capacity Icu=70kA, 415V AC 4-pole, line protection trip unit ETU12, LIG In=630A, rated current IR=252...630A, overload protection, II=1.25 to 10xIN, short-circuit protection N protected without auxiliary release without auxiliary/alarm switch | - | 0 | 0
3VL5763-2TN46-0AA0-Z | U01 | 3VL5763-2TN46-0AA0-ZU01 | 1 | UN | 1 | 5 | B | D | EAR99 | N | 85362090 | 1 |  | 11.7 | KG | 6142.4 | 6142.4 | LP20 | LP20 | circuit breaker VL630H high breaking capacity Icu=70kA, 415V AC 4-pole, line protection trip unit ETU12, LIG In=630A, rated current IR=252...630A, overload protection, II=1.25 to 10xIN, short-circuit protection N protected without auxiliary release without auxiliary/alarm switch with Safety Label for USA | - | 0 | 0
3VL5763-2UH36-0AA0 |  | 3VL5763-2UH36-0AA0 | 1 | UN | 1 | 5 | B | D | EAR99 | N | 85362090 | 1 | 4011209887534 | 9.59 | KG | 5511 | 5511 | LP20 | LP20 | circuit breaker VL630H high breaking capacity Icu=70kA, 415V AC 3-pole, line protection trip unit LCD ETU40, LI/LS/LSI In=630A, rated current IR=252...630A, overload protection, ISD=1.5 to 9xIR, II=10xIN short-circuit protection without auxiliary release without auxiliary/alarm switch | - | 0 | 0
3VL5763-2UH36-0AA0-Z | U01 | 3VL5763-2UH36-0AA0-ZU01 | 1 | UN | 1 | 5 | B | D | EAR99 | N | 85362090 | 1 |  | 9.3 | KG | 5559.4 | 5559.4 | LP20 | LP20 | circuit breaker VL630H high breaking capacity Icu=70kA, 415V AC 3-pole, line protection trip unit LCD ETU40, LI/LS/LSI In=630A, rated current IR=252...630A, overload protection, ISD=1.5 to 9xIR, II=10xIN short-circuit protection without auxiliary release without auxiliary/alarm switch with Safety Label for USA | - | 0 | 0
3VL5763-2UJ46-0AA0 |  | 3VL5763-2UJ46-0AA0 | 1 | UN | 1 | 5 | B | D | EAR99 | N | 85362090 | 1 | 4011209887718 | 12.276 | KG | 6204 | 6204 | LP20 | LP20 | circuit breaker VL630H high breaking capacity Icu=70kA, 415V AC 4-pole, line protection trip unit LCD ETU40, LI/LS/LSI In=630A, rated current IR=252...630A, overload protection, ISD=1.5 to 9xIR, II=10xIN short-circuit protection N protected without auxiliary release without auxiliary/alarm switch | - | 0 | 0
3VL5763-2UJ46-0AA0-Z | U01 | 3VL5763-2UJ46-0AA0-ZU01 | 1 | UN | 1 | 5 | B | D | EAR99 | N | 85362090 | 1 |  | 11.7 | KG | 6252.4 | 6252.4 | LP20 | LP20 | circuit breaker VL630H high breaking capacity Icu=70kA, 415V AC 4-pole, line protection trip unit LCD ETU40, LI/LS/LSI In=630A, rated current IR=252...630A, overload protection, ISD=1.5 to 9xIR, II=10xIN short-circuit protection N protected without auxiliary release without auxiliary/alarm switch with Safety Label for USA | - | 0 | 0
3VL5763-2UL36-0AA0 |  | 3VL5763-2UL36-0AA0 | 1 | UN | 1 | 5 | B | D | EAR99 | N | 85362090 | 1 | 4011209887596 | 9.59 | KG | 5907 | 5907 | LP20 | LP20 | circuit breaker VL630H high breaking capacity Icu=70kA, 415V AC 3-pole, line protection trip unit LCD ETU42, LSIG 3 phases/3 lines In=630A, rated current IR=252...630A, overload protection, ISD=1.5 to 9xIR, II=10xIN short-circuit protection without auxiliary release without auxiliary/alarm switch | - | 0 | 0
3VL5763-2UL36-0AA0-Z | U01 | 3VL5763-2UL36-0AA0-ZU01 | 1 | UN | 1 | 5 | B | D | EAR99 | N | 85362090 | 1 |  | 9.3 | KG | 5955.4 | 5955.4 | LP20 | LP20 | circuit breaker VL630H high breaking capacity Icu=70kA, 415V AC 3-pole, line protection trip unit LCD ETU42, LSIG 3 phases/3 lines In=630A, rated current IR=252...630A, overload protection, ISD=1.5 to 9xIR, II=10xIN short-circuit protection without auxiliary release without auxiliary/alarm switch with Safety Label for USA | - | 0 | 0
3VL5763-2UM36-0AA0 |  | 3VL5763-2UM36-0AA0 | 1 | UN | 1 | 5 | B | D | EAR99 | N | 85362090 | 1 | 4011209887657 | 9.59 | KG | 5907 | 5907 | LP20 | LP20 | circuit breaker VL630H high breaking capacity Icu=70kA, 415V AC 3-pole, line protection trip unit LCD ETU42, LSIG 3 phases/4 lines with connecting cable In=630A, rated current IR=252...630A, overload protection, ISD=1.5 to 9xIR, II=10xIN short-circuit protection without auxiliary release without auxiliary/alarm switch | - | 0 | 0
3VL5763-2UM36-0AA0-Z | U01 | 3VL5763-2UM36-0AA0-ZU01 | 1 | UN | 1 | 5 | B | D | EAR99 | N | 85362090 | 1 |  | 9.3 | KG | 5955.4 | 5955.4 | LP20 | LP20 | circuit breaker VL630H high breaking capacity Icu=70kA, 415V AC 3-pole, line protection trip unit LCD ETU42, LSIG 3 phases/4 lines with connecting cable In=630A, rated current IR=252...630A, overload protection, ISD=1.5 to 9xIR, II=10xIN short-circuit protection without auxiliary release without auxiliary/alarm switch with Safety Label for USA | - | 0 | 0
3VL5763-2UN46-0AA0 |  | 3VL5763-2UN46-0AA0 | 1 | UN | 1 | 5 | B | D | EAR99 | N | 85362090 | 1 | 4011209887770 | 12.276 | KG | 6204 | 6204 | LP20 | LP20 | circuit breaker VL630H high breaking capacity Icu=70kA, 415V AC 4-pole, line protection trip unit LCD ETU42, LSIG In=630A, rated current IR=252...630A, overload protection, ISD=1.5 to 9xIR, II=10xIN short-circuit protection N protected with ground-fault protection without auxiliary release without auxiliary/alarm switch | - | 0 | 0
3VL5763-2UN46-0AA0-Z | U01 | 3VL5763-2UN46-0AA0-ZU01 | 1 | UN | 1 | 5 | B | D | EAR99 | N | 85362090 | 1 |  | 11.7 | KG | 6252.4 | 6252.4 | LP20 | LP20 | circuit breaker VL630H high breaking capacity Icu=70kA, 415V AC 4-pole, line protection trip unit LCD ETU42, LSIG In=630A, rated current IR=252...630A, overload protection, ISD=1.5 to 9xIR, II=10xIN short-circuit protection N protected with ground-fault protection without auxiliary release without auxiliary/alarm switch with Safety Label for USA | - | 0 | 0
3VL5763-3AA36-0AA0 |  | 3VL5763-3AA36-0AA0 | 1 | UN | 1 | 5 | B | D | EAR99 | N | 85362090 | 1 | 4011209476042 | 7.795 | KG | 2739 | 2739 | LP20 | LP20 | circuit breaker VL630L w/o Electronic Trip Unit very high breaking capacity Icu=100kA/415V AC, 3-pole In=< 630A, rated current without auxiliary release with screw terminal connections for switching unit and ETU | - | 0 | 0
3VL5763-3AA46-0AA0 |  | 3VL5763-3AA46-0AA0 | 1 | UN | 1 | 5 | B | D | EAR99 | N | 85362090 | 1 | 4011209476035 | 10.543 | KG | 3498 | 3498 | LP20 | LP20 | circuit breaker VL630L w/o Electronic Trip Unit very high breaking capacity Icu=100kA/415V AC, 4-pole In=< 630A, rated current without auxiliary release with screw terminal connections for switching unit and ETU | - | 0 | 0
3VL5763-3CJ46-0AA0-Z | U01 | 3VL5763-3CJ46-0AA0-ZU01 | 1 | UN | 1 | 30 | D | D | EAR99 | N | 85362090 | 1 |  | 11.7 | KG | 10883.4 | 10883.4 | LP20 | LP20 | circuit breaker VL630L very high breaking capacity Icu=100kA, 415V AC 4-pole, line protection trip unit LCD ETU40, LI/LS/LSI In=630A, rated current IR=252...630A, overload protection, ISD=1.5 to 9xIR, II=10xIN short-circuit protection N protected without auxiliary release without auxiliary/alarm switch with Safety Label for USA | - | 0 | 0
3VL5763-3CL36-0AA0-Z | U01 | 3VL5763-3CL36-0AA0-ZU01 | 1 | UN | 1 | 30 | D | D | EAR99 | N | 85362090 | 1 |  | 9.3 | KG | 10377.4 | 10377.4 | LP20 | LP20 | circuit breaker VL630L very high breaking capacity Icu=100kA, 415V AC 3-pole, line protection trip unit LCD ETU42, LSIG 3 phases/3 lines In=630A, rated current IR=252...630A, overload protection, ISD=1.5 to 9xIR, II=10xIN short-circuit protection without auxiliary release without auxiliary/alarm switch with Safety Label for USA | - | 0 | 0
3VL5763-3CN46-0AA0 |  | 3VL5763-3CN46-0AA0 | 1 | UN | 1 | 30 | D | D | EAR99 | N | 85362090 | 1 | 4011209487840 | 12.68 | KG | 10835 | 10835 | LP20 | LP20 | circuit breaker VL630L very high breaking capacity Icu=100kA, 415V AC 4-pole, line protection trip unit LCD ETU42, LSIG In=630A, rated current IR=252...630A, overload protection, ISD=1.5 to 9xIR, II=10xIN short-circuit protection N protected with ground-fault protection without auxiliary release without auxiliary/alarm switch | - | 0 | 0
3VL5763-3CN46-0AA0-Z | U01 | 3VL5763-3CN46-0AA0-ZU01 | 1 | UN | 1 | 30 | D | D | EAR99 | N | 85362090 | 1 |  | 11.7 | KG | 10883.4 | 10883.4 | LP20 | LP20 | circuit breaker VL630L very high breaking capacity Icu=100kA, 415V AC 4-pole, line protection trip unit LCD ETU42, LSIG In=630A, rated current IR=252...630A, overload protection, ISD=1.5 to 9xIR, II=10xIN short-circuit protection N protected with ground-fault protection without auxiliary release without auxiliary/alarm switch with Safety Label for USA | - | 0 | 0
3VL5763-3DC36-0AA0 |  | 3VL5763-3DC36-0AA0 | 1 | UN | 1 | 5 | B | D | EAR99 | N | 85362090 | 1 | 4011209487864 | 9.293 | KG | 3575 | 3272.9 | LP20 | LP20 | circuit breaker VL630L very high breaking capacity Icu=100kA, 415V AC 3-pole, line protection trip unit TM, LI In=630A, rated current IR=500...630A, overload protection, II=3250...6500A, short-circuit protection without auxiliary release without auxiliary/alarm switch | - | 0 | 0
3VL5763-3DC36-0AA0-Z | U01 | 3VL5763-3DC36-0AA0-ZU01 | 1 | UN | 1 | 5 | B | D | EAR99 | N | 85362090 | 1 |  | 9 | KG | 3623.4 | 3623.4 | LP20 | LP20 | circuit breaker VL630L very high breaking capacity Icu=100kA, 415V AC 3-pole, line protection trip unit TM, LI In=630A, rated current IR=500...630A, overload protection, II=3250...6500A, short-circuit protection without auxiliary release without auxiliary/alarm switch with Safety Label for USA | - | 0 | 0
3VL5763-3DC36-0AC1-Z | U01 | 3VL5763-3DC36-0AC1-ZU01 | 1 | UN | 1 | 5 | B | D | EAR99 | N | 85362090 | 1 |  | 9 | KG | 3756.5 | 3756.5 | LP20 | LP20 | circuit breaker VL630L very high breaking capacity Icu=100kA, 415V AC 3-pole, line protection trip unit TM, LI In=630A, rated current IR=500...630A, overload protection, II=3250...6500A, short-circuit protection without auxiliary release Auxiliary switch mounting kit 4 AUX (2 NO + 2 NC) with Safety Label for USA | - | 0 | 0
3VL5763-3DC36-0AE1 |  | 3VL5763-3DC36-0AE1 | 1 | UN | 1 | 5 | B | D | EAR99 | N | 85362090 | 1 | 4011209757882 | 9.273 | KG | 3689.4 | 3689.4 | LP20 | LP20 | circuit breaker VL630L very high breaking capacity Icu=100kA, 415V AC 3-pole, line protection trip unit TM, LI In=630A, rated current IR=500...630A, overload protection, II=3250...6500A, short-circuit protection without auxiliary release Auxiliary/alarm switch mounting kit 2 AUX (1 NO+1 NC)+1 AS (1 NO) | - | 0 | 0
3VL5763-3DC36-8TC1-Z | U01 | 3VL5763-3DC36-8TC1-ZU01 | 1 | UN | 1 | 5 | B | D | EAR99 | N | 85362090 | 1 |  | 9.1 | KG | 3973.2 | 3973.2 | LP20 | LP20 | circuit breaker VL630L very high breaking capacity Icu=100kA, 415V AC 3-pole, line protection trip unit TM, LI In=630A, rated current IR=500...630A, overload protection, II=3250...6500A, short-circuit protection Shunt release 208...277 V AC Auxiliary switch mounting kit 4 AUX (2 NO + 2 NC) with Safety Label for USA | - | 0 | 0
3VL5763-3DE36-0AA0 |  | 3VL5763-3DE36-0AA0 | 1 | UN | 1 | 5 | B | D | EAR99 | N | 85362090 | 1 | 4011209476028 | 9.089 | KG | 2178 | 1998.6 | LP20 | LP20 | circuit breaker VL630L very high breaking capacity Icu=100kA, 415V AC 3-pole, non-auto. air circ. br. trip unit magnetic In=630A, rated current II=6300A, short-circuit protection without auxiliary release without auxiliary/alarm switch | - | 0 | 0
3VL5763-3DE36-0AA0-Z | U01 | 3VL5763-3DE36-0AA0-ZU01 | 1 | UN | 1 | 5 | B | D | EAR99 | N | 85362090 | 1 |  | 9 | KG | 2226.4 | 2226.4 | LP20 | LP20 | circuit breaker VL630L very high breaking capacity Icu=100kA, 415V AC 3-pole, non-auto. air circ. br. trip unit magnetic In=630A, rated current II=6300A, short-circuit protection without auxiliary release without auxiliary/alarm switch with Safety Label for USA | - | 0 | 0
3VL5763-3EC46-0AA0 |  | 3VL5763-3EC46-0AA0 | 1 | UN | 1 | 5 | B | D | EAR99 | N | 85362090 | 1 | 4011209487888 | 12.3 | KG | 4796 | 4396.8 | LP20 | LP20 | circuit breaker VL630L very high breaking capacity Icu=100kA, 415V AC 4-pole, line protection trip unit TM, LI In=630A, rated current IR=500...630A, overload protection, II=3250...6500A, short-circuit protection N protected without auxiliary release without auxiliary/alarm switch | - | 0 | 0
3VL5763-3EC46-0AA0-Z | U01 | 3VL5763-3EC46-0AA0-ZU01 | 1 | UN | 1 | 5 | B | D | EAR99 | N | 85362090 | 1 |  | 11.2 | KG | 4844.4 | 4844.4 | LP20 | LP20 | circuit breaker VL630L very high breaking capacity Icu=100kA, 415V AC 4-pole, line protection trip unit TM, LI In=630A, rated current IR=500...630A, overload protection, II=3250...6500A, short-circuit protection N protected without auxiliary release without auxiliary/alarm switch with Safety Label for USA | - | 0 | 0
3VL5763-3EC46-0AE1-Z | U01 | 3VL5763-3EC46-0AE1-ZU01 | 1 | UN | 1 | 5 | B | D | EAR99 | N | 85362090 | 1 |  | 11.2 | KG | 4958.8 | 4958.8 | LP20 | LP20 | circuit breaker VL630L very high breaking capacity Icu=100kA, 415V AC 4-pole, line protection trip unit TM, LI In=630A, rated current IR=500...630A, overload protection, II=3250...6500A, short-circuit protection N protected without auxiliary release Auxiliary/alarm switch mounting kit 2 AUX (1 NO+1 NC)+1 AS (1 NO) with Safety Label for USA | - | 0 | 0
3VL5763-3EE46-0AA0 |  | 3VL5763-3EE46-0AA0 | 1 | UN | 1 | 5 | B | D | EAR99 | N | 85362090 | 1 | 4011209477377 | 12.395 | KG | 2849 | 2610.3 | LP20 | LP20 | circuit breaker VL630L very high breaking capacity Icu=100kA, 415V AC 4-pole, non-auto. air circ. br. trip unit magnetic In=630A, rated current II=6500A, short-circuit protection without auxiliary release without auxiliary/alarm switch | - | 0 | 0
3VL5763-3EE46-0AA0-Z | U01 | 3VL5763-3EE46-0AA0-ZU01 | 1 | UN | 1 | 5 | B | D | EAR99 | N | 85362090 | 1 |  | 11.2 | KG | 2897.4 | 2897.4 | LP20 | LP20 | circuit breaker VL630L very high breaking capacity Icu=100kA, 415V AC 4-pole, non-auto. air circ. br. trip unit magnetic In=630A, rated current II=6500A, short-circuit protection without auxiliary release without auxiliary/alarm switch with Safety Label for USA | - | 0 | 0
3VL5763-3EJ46-0AA0 |  | 3VL5763-3EJ46-0AA0 | 1 | UN | 1 | 5 | B | D | EAR99 | N | 85362090 | 1 | 4011209487895 | 12.18 | KG | 4664 | 4272.2 | LP20 | LP20 | circuit breaker VL630L very high breaking capacity Icu=100kA, 415V AC 4-pole, line protection trip unit TM, LI In=630A, rated current IR=500...630A, overload protection, II=3250...6500A, short-circuit protection N unprotected without auxiliary release without auxiliary/alarm switch | - | 0 | 0
3VL5763-3EJ46-0AA0-Z | U01 | 3VL5763-3EJ46-0AA0-ZU01 | 1 | UN | 1 | 5 | B | D | EAR99 | N | 85362090 | 1 |  | 11.2 | KG | 4712.4 | 4712.4 | LP20 | LP20 | circuit breaker VL630L very high breaking capacity Icu=100kA, 415V AC 4-pole, line protection trip unit TM, LI In=630A, rated current IR=500...630A, overload protection, II=3250...6500A, short-circuit protection N unprotected without auxiliary release without auxiliary/alarm switch with Safety Label for USA | - | 0 | 0
3VL5763-3EM46-0AA0 |  | 3VL5763-3EM46-0AA0 | 1 | UN | 1 | 5 | B | D | EAR99 | N | 85362090 | 1 | 4011209786479 | 12.18 | KG | 4796 | 4396.8 | LP20 | LP20 | circuit breaker VL630L very high breaking capacity Icu=100kA, 415V AC 4-pole, line protection TU, TM, LI In=630A, rated current IR=500...630A, overload prot. II=3150...6300A, short-circuit protection N protected (100%) without auxiliary release without auxiliary/alarm switch | - | 0 | 0
3VL5763-3EM46-0AA0-Z | U01 | 3VL5763-3EM46-0AA0-ZU01 | 1 | UN | 1 | 5 | B | D | EAR99 | N | 85362090 | 1 |  | 11.2 | KG | 4844.4 | 4844.4 | LP20 | LP20 | circuit breaker VL630L very high breaking capacity Icu=100kA, 415V AC 4-pole, line protection TU, TM, LI In=630A, rated current IR=500...630A, overload prot. II=3150...6300A, short-circuit protection N protected (100%) without auxiliary release without auxiliary/alarm switch with Safety Label for USA | - | 0 | 0
3VL5763-3LA46-0AA0 |  | 3VL5763-3LA46-0AA0 | 1 | UN | 1 | 5 | B | D | EAR99 | N | 85362090 | 1 | 4011209875258 | 12.18 | KG | 6886 | 6886 | LP20 | LP20 | circuit breaker VL630L very high breaking capacity Icu=100kA, 415V AC 4-pole, line protection trip unit ETU10, LI In=630A, rated current IR=252...630A, overload protection, II=1.25 to 10xIN, short-circuit protection N protected shipbuilding certificate for LRS, DNV and gL without auxiliary release without auxiliary/alarm switch | - | 0 | 0
3VL5763-3LA46-0AA0-Z | U01 | 3VL5763-3LA46-0AA0-ZU01 | 1 | UN | 1 | 5 | B | D | EAR99 | N | 85362090 | 1 |  | 11.7 | KG | 6934.4 | 6934.4 | LP20 | LP20 | circuit breaker VL630L very high breaking capacity Icu=100kA, 415V AC 4-pole, line protection trip unit ETU10, LI In=630A, rated current IR=252...630A, overload protection, II=1.25 to 10xIN, short-circuit protection N protected shipbuilding certificate for LRS, DNV and gL without auxiliary release without auxiliary/alarm switch with Safety Label for USA | - | 0 | 0
3VL5763-3LB36-0AA0 |  | 3VL5763-3LB36-0AA0 | 1 | UN | 1 | 5 | B | D | EAR99 | N | 85362090 | 1 | 4011209875135 | 9.3 | KG | 5082 | 5082 | LP20 | LP20 | circuit breaker VL630L very high breaking capacity Icu=100kA, 415V AC 3-pole, line protection trip unit ETU10, LI In=630A, rated current IR=252...630A, overload protection, II=1.25 to 10xIN, short-circuit protection shipbuilding certificate for LRS, DNV and gL without auxiliary release without auxiliary/alarm switch | - | 0 | 0
3VL5763-3LB36-0AA0-Z | U01 | 3VL5763-3LB36-0AA0-ZU01 | 1 | UN | 1 | 5 | B | D | EAR99 | N | 85362090 | 1 |  | 9.3 | KG | 5130.4 | 5130.4 | LP20 | LP20 | circuit breaker VL630L very high breaking capacity Icu=100kA, 415V AC 3-pole, line protection trip unit ETU10, LI In=630A, rated current IR=252...630A, overload protection, II=1.25 to 10xIN, short-circuit protection shipbuilding certificate for LRS, DNV and gL without auxiliary release without auxiliary/alarm switch with Safety Label for USA | - | 0 | 0
3VL5763-3LE36-0AA0 |  | 3VL5763-3LE36-0AA0 | 1 | UN | 1 | 5 | B | D | EAR99 | N | 85362090 | 1 | 4011209875197 | 9.3 | KG | 5280 | 5280 | LP20 | LP20 | circuit breaker VL630L very high breaking capacity Icu=100kA, 415V AC 3-pole, line protection trip unit ETU20, LSI In=630A, rated current IR=252...630A, overload protection, ISD=1.5 to 9xIR, II=10xIN short-circuit protection shipbuilding certificate for LRS, DNV and gL without auxiliary release without auxiliary/alarm switch | - | 0 | 0
3VL5763-3LE36-0AA0-Z | U01 | 3VL5763-3LE36-0AA0-ZU01 | 1 | UN | 1 | 5 | B | D | EAR99 | N | 85362090 | 1 |  | 9.3 | KG | 5328.4 | 5328.4 | LP20 | LP20 | circuit breaker VL630L very high breaking capacity Icu=100kA, 415V AC 3-pole, line protection trip unit ETU20, LSI In=630A, rated current IR=252...630A, overload protection, ISD=1.5 to 9xIR, II=10xIN short-circuit protection shipbuilding certificate for LRS, DNV and gL without auxiliary release without auxiliary/alarm switch with Safety Label for USA | - | 0 | 0
3VL5763-3LF46-0AA0 |  | 3VL5763-3LF46-0AA0 | 1 | UN | 1 | 5 | B | D | EAR99 | N | 85362090 | 1 | 4011209875319 | 12.18 | KG | 7150 | 7150 | LP20 | LP20 | circuit breaker VL630L very high breaking capacity Icu=100kA, 415V AC 4-pole, line protection trip unit ETU20, LSI In=630A, rated current IR=252...630A, overload protection, ISD=1.5 to 9xIR, II=10xIN short-circuit protection N protected shipbuilding certificate for LRS, DNV and gL without auxiliary release without auxiliary/alarm switch | - | 0 | 0
3VL5763-3LF46-0AA0-Z | U01 | 3VL5763-3LF46-0AA0-ZU01 | 1 | UN | 1 | 5 | B | D | EAR99 | N | 85362090 | 1 |  | 11.7 | KG | 7198.4 | 7198.4 | LP20 | LP20 | circuit breaker VL630L very high breaking capacity Icu=100kA, 415V AC 4-pole, line protection trip unit ETU20, LSI In=630A, rated current IR=252...630A, overload protection, ISD=1.5 to 9xIR, II=10xIN short-circuit protection N protected shipbuilding certificate for LRS, DNV and gL without auxiliary release without auxiliary/alarm switch with Safety Label for USA | - | 0 | 0
3VL5763-3MB36-0AA0 |  | 3VL5763-3MB36-0AA0 | 1 | UN | 1 | 5 | B | D | EAR99 | N | 85362090 | 1 | 4011209816800 | 9.3 | KG | 4510 | 4510 | LP20 | LP20 | circuit breaker VL630L very high breaking capacity Icu=100kA, 415V AC 3-pole, line protection trip unit ETU10, LI In=630A, rated current IR=252...630A, overload protection, II=1.25 to 10xIN, short-circuit protection without auxiliary release ETU communication-capable without auxiliary/alarm switch | - | 0 | 0
3VL5763-3MB36-0AA0-Z | U01 | 3VL5763-3MB36-0AA0-ZU01 | 1 | UN | 1 | 5 | B | D | EAR99 | N | 85362090 | 1 |  | 9.3 | KG | 4558.4 | 4558.4 | LP20 | LP20 | circuit breaker VL630L very high breaking capacity Icu=100kA, 415V AC 3-pole, line protection trip unit ETU10, LI In=630A, rated current IR=252...630A, overload protection, II=1.25 to 10xIN, short-circuit protection without auxiliary release ETU communication-capable without auxiliary/alarm switch with Safety Label for USA | - | 0 | 0
3VL5763-3ME36-0AA0 |  | 3VL5763-3ME36-0AA0 | 1 | UN | 1 | 5 | B | D | EAR99 | N | 85362090 | 1 | 4011209816817 | 9.3 | KG | 4686 | 4686 | LP20 | LP20 | circuit breaker VL630L very high breaking capacity Icu=100kA, 415V AC 3-pole, line protection trip unit ETU20, LSI In=630A, rated current IR=252...630A, overload protection, ISD=1.5 to 9xIR, II=10xIN short-circuit protection without auxiliary release ETU communication-capable without auxiliary/alarm switch | - | 0 | 0
3VL5763-3ME36-0AA0-Z | U01 | 3VL5763-3ME36-0AA0-ZU01 | 1 | UN | 1 | 5 | B | D | EAR99 | N | 85362090 | 1 |  | 9.3 | KG | 4734.4 | 4734.4 | LP20 | LP20 | circuit breaker VL630L very high breaking capacity Icu=100kA, 415V AC 3-pole, line protection trip unit ETU20, LSI In=630A, rated current IR=252...630A, overload protection, ISD=1.5 to 9xIR, II=10xIN short-circuit protection without auxiliary release ETU communication-capable without auxiliary/alarm switch with Safety Label for USA | - | 0 | 0
3VL5763-3MF36-0AA0 |  | 3VL5763-3MF36-0AA0 | 1 | UN | 1 | 5 | B | D | EAR99 | N | 85362090 | 1 | 4011209816824 | 9.3 | KG | 5489 | 5489 | LP20 | LP20 | circuit breaker VL630L very high breaking capacity Icu=100kA, 415V AC 3-pole, line protection trip unit ETU12, LIGN 3 phases/4 lines In=630A, rated current IR=252...630A, overload protection, II=1.25 to 10xIN, short-circuit protection without auxiliary release ETU communication-capable without auxiliary/alarm switch | - | 0 | 0
3VL5763-3MF36-0AA0-Z | U01 | 3VL5763-3MF36-0AA0-ZU01 | 1 | UN | 1 | 5 | B | D | EAR99 | N | 85362090 | 1 |  | 9.3 | KG | 5537.4 | 5537.4 | LP20 | LP20 | circuit breaker VL630L very high breaking capacity Icu=100kA, 415V AC 3-pole, line protection trip unit ETU12, LIGN 3 phases/4 lines In=630A, rated current IR=252...630A, overload protection, II=1.25 to 10xIN, short-circuit protection without auxiliary release ETU communication-capable without auxiliary/alarm switch with Safety Label for USA | - | 0 | 0
3VL5763-3MG36-0AA0 |  | 3VL5763-3MG36-0AA0 | 1 | UN | 1 | 5 | B | D | EAR99 | N | 85362090 | 1 | 4011209816831 | 9.3 | KG | 5203 | 5203 | LP20 | LP20 | circuit breaker VL630L very high breaking capacity Icu=100kA, 415V AC 3-pole, line protection trip unit ETU22, LSIG 3 phases/3 lines In=630A, rated current IR=252...630A, overload protection, ISD=1.5 to 9xIR, II=10xIN short-circuit protection without auxiliary release ETU communication-capable without auxiliary/alarm switch | - | 0 | 0
3VL5763-3MG36-0AA0-Z | U01 | 3VL5763-3MG36-0AA0-ZU01 | 1 | UN | 1 | 5 | B | D | EAR99 | N | 85362090 | 1 |  | 9.3 | KG | 5251.4 | 5251.4 | LP20 | LP20 | circuit breaker VL630L very high breaking capacity Icu=100kA, 415V AC 3-pole, line protection trip unit ETU22, LSIG 3 phases/3 lines In=630A, rated current IR=252...630A, overload protection, ISD=1.5 to 9xIR, II=10xIN short-circuit protection without auxiliary release ETU communication-capable without auxiliary/alarm switch with Safety Label for USA | - | 0 | 0
3VL5763-3MH36-0AA0 |  | 3VL5763-3MH36-0AA0 | 1 | UN | 1 | 5 | B | D | EAR99 | N | 85362090 | 1 | 4011209816848 | 9.3 | KG | 5203 | 5203 | LP20 | LP20 | circuit breaker VL630L very high breaking capacity Icu=100kA, 415V AC 3-pole, line protection trip unit ETU22, LSIG 3 phases/4 lines with connecting cable In=630A, rated current IR=252...630A, overload protection, ISD=1.5 to 9xIR, II=10xIN short-circuit protection without auxiliary release ETU communication-capable without auxiliary/alarm switch | - | 0 | 0
3VL5763-3MH36-0AA0-Z | U01 | 3VL5763-3MH36-0AA0-ZU01 | 1 | UN | 1 | 5 | B | D | EAR99 | N | 85362090 | 1 |  | 9.3 | KG | 5251.4 | 5251.4 | LP20 | LP20 | circuit breaker VL630L very high breaking capacity Icu=100kA, 415V AC 3-pole, line protection trip unit ETU22, LSIG 3 phases/4 lines with connecting cable In=630A, rated current IR=252...630A, overload protection, ISD=1.5 to 9xIR, II=10xIN short-circuit protection without auxiliary release ETU communication-capable without auxiliary/alarm switch with Safety Label for USA | - | 0 | 0
3VL5763-3ML36-0AA0 |  | 3VL5763-3ML36-0AA0 | 1 | UN | 1 | 5 | B | D | EAR99 | N | 85362090 | 1 | 4011209816855 | 9.3 | KG | 5203 | 5203 | LP20 | LP20 | circuit breaker VL630L very high breaking capacity Icu=100kA, 415V AC 3-pole, line protection trip unit ETU12, LIG 3 phases/3 lines In=630A, rated current IR=252...630A, overload protection, II=1.25 to 10xIN, short-circuit protection without auxiliary release ETU communication-capable without auxiliary/alarm switch | - | 0 | 0
3VL5763-3ML36-0AA0-Z | U01 | 3VL5763-3ML36-0AA0-ZU01 | 1 | UN | 1 | 5 | B | D | EAR99 | N | 85362090 | 1 |  | 9.3 | KG | 5251.4 | 5251.4 | LP20 | LP20 | circuit breaker VL630L very high breaking capacity Icu=100kA, 415V AC 3-pole, line protection trip unit ETU12, LIG 3 phases/3 lines In=630A, rated current IR=252...630A, overload protection, II=1.25 to 10xIN, short-circuit protection without auxiliary release ETU communication-capable without auxiliary/alarm switch with Safety Label for USA | - | 0 | 0
3VL5763-3NA46-0AA0 |  | 3VL5763-3NA46-0AA0 | 1 | UN | 1 | 5 | B | D | EAR99 | N | 85362090 | 1 | 4011209816923 | 12.18 | KG | 6094 | 6094 | LP20 | LP20 | circuit breaker VL630L very high breaking capacity Icu=100kA, 415V AC 4-pole, line protection trip unit ETU10, LIN In=630A, rated current IR=252...630A, overload protection, II=1.25 to 10xIN, short-circuit protection N protected without auxiliary release ETU communication-capable without auxiliary/alarm switch | - | 0 | 0
3VL5763-3NA46-0AA0-Z | U01 | 3VL5763-3NA46-0AA0-ZU01 | 1 | UN | 1 | 5 | B | D | EAR99 | N | 85362090 | 1 |  | 11.7 | KG | 6142.4 | 6142.4 | LP20 | LP20 | circuit breaker VL630L very high breaking capacity Icu=100kA, 415V AC 4-pole, line protection trip unit ETU10, LIN In=630A, rated current IR=252...630A, overload protection, II=1.25 to 10xIN, short-circuit protection N protected without auxiliary release ETU communication-capable without auxiliary/alarm switch with Safety Label for USA | - | 0 | 0
3VL5763-3NB46-0AA0 |  | 3VL5763-3NB46-0AA0 | 1 | UN | 1 | 5 | B | D | EAR99 | N | 85362090 | 1 | 4011209816930 | 12.18 | KG | 5852 | 5852 | LP20 | LP20 | circuit breaker VL630L very high breaking capacity Icu=100kA, 415V AC 4-pole, line protection trip unit ETU10, LI In=630A, rated current IR=252...630A, overload protection, II=1.25 to 10xIN, short-circuit protection without auxiliary release ETU communication-capable without auxiliary/alarm switch | - | 0 | 0
3VL5763-3NB46-0AA0-Z | U01 | 3VL5763-3NB46-0AA0-ZU01 | 1 | UN | 1 | 5 | B | D | EAR99 | N | 85362090 | 1 |  | 11.7 | KG | 5900.4 | 5900.4 | LP20 | LP20 | circuit breaker VL630L very high breaking capacity Icu=100kA, 415V AC 4-pole, line protection trip unit ETU10, LI In=630A, rated current IR=252...630A, overload protection, II=1.25 to 10xIN, short-circuit protection without auxiliary release ETU communication-capable without auxiliary/alarm switch with Safety Label for USA | - | 0 | 0
3VL5763-3NE46-0AA0 |  | 3VL5763-3NE46-0AA0 | 1 | UN | 1 | 5 | B | D | EAR99 | N | 85362090 | 1 | 4011209816947 | 12.18 | KG | 6094 | 6094 | LP20 | LP20 | circuit breaker VL630L very high breaking capacity Icu=100kA, 415V AC 4-pole, line protection trip unit ETU20, LSI In=630A, rated current IR=252...630A, overload protection, ISD=1.5 to 9xIR, II=10xIN short-circuit protection without auxiliary release ETU communication-capable without auxiliary/alarm switch | - | 0 | 0
3VL5763-3NE46-0AA0-Z | U01 | 3VL5763-3NE46-0AA0-ZU01 | 1 | UN | 1 | 5 | B | D | EAR99 | N | 85362090 | 1 |  | 11.7 | KG | 6142.4 | 6142.4 | LP20 | LP20 | circuit breaker VL630L very high breaking capacity Icu=100kA, 415V AC 4-pole, line protection trip unit ETU20, LSI In=630A, rated current IR=252...630A, overload protection, ISD=1.5 to 9xIR, II=10xIN short-circuit protection without auxiliary release ETU communication-capable without auxiliary/alarm switch with Safety Label for USA | - | 0 | 0
3VL5763-3NF46-0AA0 |  | 3VL5763-3NF46-0AA0 | 1 | UN | 1 | 5 | B | D | EAR99 | N | 85362090 | 1 | 4011209816954 | 12.18 | KG | 6336 | 6336 | LP20 | LP20 | circuit breaker VL630L very high breaking capacity Icu=100kA, 415V AC 4-pole, line protection trip unit ETU20, LSI In=630A, rated current IR=252...630A, overload protection, ISD=1.5 to 9xIR, II=10xIN short-circuit protection N protected without auxiliary release ETU communication-capable without auxiliary/alarm switch | - | 0 | 0
3VL5763-3NF46-0AA0-Z | U01 | 3VL5763-3NF46-0AA0-ZU01 | 1 | UN | 1 | 5 | B | D | EAR99 | N | 85362090 | 1 |  | 11.7 | KG | 6384.4 | 6384.4 | LP20 | LP20 | circuit breaker VL630L very high breaking capacity Icu=100kA, 415V AC 4-pole, line protection trip unit ETU20, LSI In=630A, rated current IR=252...630A, overload protection, ISD=1.5 to 9xIR, II=10xIN short-circuit protection N protected without auxiliary release ETU communication-capable without auxiliary/alarm switch with Safety Label for USA | - | 0 | 0
3VL5763-3NH46-0AA0 |  | 3VL5763-3NH46-0AA0 | 1 | UN | 1 | 5 | B | D | EAR99 | N | 85362090 | 1 | 4011209816961 | 12.18 | KG | 7106 | 7106 | LP20 | LP20 | circuit breaker VL630L very high breaking capacity Icu=100kA, 415V AC 4-pole, line protection trip unit ETU22, LSIG In=630A, rated current IR=252...630A, overload protection, ISD=1.5 to 9xIR, II=10xIN short-circuit protection N protected without auxiliary release ETU communication-capable without auxiliary/alarm switch | - | 0 | 0
3VL5763-3NH46-0AA0-Z | U01 | 3VL5763-3NH46-0AA0-ZU01 | 1 | UN | 1 | 5 | B | D | EAR99 | N | 85362090 | 1 |  | 11.7 | KG | 7154.4 | 7154.4 | LP20 | LP20 | circuit breaker VL630L very high breaking capacity Icu=100kA, 415V AC 4-pole, line protection trip unit ETU22, LSIG In=630A, rated current IR=252...630A, overload protection, ISD=1.5 to 9xIR, II=10xIN short-circuit protection N protected without auxiliary release ETU communication-capable without auxiliary/alarm switch with Safety Label for USA | - | 0 | 0
3VL5763-3NN46-0AA0 |  | 3VL5763-3NN46-0AA0 | 1 | UN | 1 | 5 | B | D | EAR99 | N | 85362090 | 1 | 4011209816978 | 12.18 | KG | 7007 | 7007 | LP20 | LP20 | circuit breaker VL630L very high breaking capacity Icu=100kA, 415V AC 4-pole, line protection trip unit ETU12, LIG In=630A, rated current IR=252...630A, overload protection, II=1.25 to 10xIN, short-circuit protection N protected without auxiliary release ETU communication-capable without auxiliary/alarm switch | - | 0 | 0
3VL5763-3NN46-0AA0-Z | U01 | 3VL5763-3NN46-0AA0-ZU01 | 1 | UN | 1 | 5 | B | D | EAR99 | N | 85362090 | 1 |  | 11.7 | KG | 7055.4 | 7055.4 | LP20 | LP20 | circuit breaker VL630L very high breaking capacity Icu=100kA, 415V AC 4-pole, line protection trip unit ETU12, LIG In=630A, rated current IR=252...630A, overload protection, II=1.25 to 10xIN, short-circuit protection N protected without auxiliary release ETU communication-capable without auxiliary/alarm switch with Safety Label for USA | - | 0 | 0
3VL5763-3SB36-0AA0 |  | 3VL5763-3SB36-0AA0 | 1 | UN | 1 | 5 | B | D | EAR99 | N | 85362090 | 1 | 4011209816749 | 9.3 | KG | 4444 | 4063.8 | LP20 | LP20 | circuit breaker VL630L very high breaking capacity Icu=100kA, 415V AC 3-pole, line protection trip unit ETU10, LI In=630A, rated current IR=252...630A, overload protection, II=1.25 to 10xIN, short-circuit protection without auxiliary release without auxiliary/alarm switch | - | 0 | 0
3VL5763-3SB36-0AA0-Z | U01 | 3VL5763-3SB36-0AA0-ZU01 | 1 | UN | 1 | 5 | B | D | EAR99 | N | 85362090 | 1 |  | 9.3 | KG | 4492.4 | 4492.4 | LP20 | LP20 | circuit breaker VL630L very high breaking capacity Icu=100kA, 415V AC 3-pole, line protection trip unit ETU10, LI In=630A, rated current IR=252...630A, overload protection, II=1.25 to 10xIN, short-circuit protection without auxiliary release without auxiliary/alarm switch with Safety Label for USA | - | 0 | 0
3VL5763-3SB36-0AC1-Z | U01 | 3VL5763-3SB36-0AC1-ZU01 | 1 | UN | 1 | 5 | B | D | EAR99 | N | 85362090 | 1 |  | 9.3 | KG | 4625.5 | 4625.5 | LP20 | LP20 | circuit breaker VL630L very high breaking capacity Icu=100kA, 415V AC 3-pole, line protection trip unit ETU10, LI In=630A, rated current IR=252...630A, overload protection, II=1.25 to 10xIN, short-circuit protection without auxiliary release Auxiliary switch mounting kit 4 AUX (2 NO + 2 NC) with Safety Label for USA | - | 0 | 0
3VL5763-3SE36-0AA0 |  | 3VL5763-3SE36-0AA0 | 1 | UN | 1 | 5 | B | D | EAR99 | N | 85362090 | 1 | 4011209816756 | 9.3 | KG | 4576 | 4177.8 | LP20 | LP20 | circuit breaker VL630L very high breaking capacity Icu=100kA, 415V AC 3-pole, line protection trip unit ETU20, LSI In=630A, rated current IR=252...630A, overload protection, ISD=1.5 to 9xIR, II=10xIN short-circuit protection without auxiliary release without auxiliary/alarm switch | - | 0 | 0
3VL5763-3SE36-0AA0-Z | U01 | 3VL5763-3SE36-0AA0-ZU01 | 1 | UN | 1 | 5 | B | D | EAR99 | N | 85362090 | 1 |  | 9.3 | KG | 4624.4 | 4624.4 | LP20 | LP20 | circuit breaker VL630L very high breaking capacity Icu=100kA, 415V AC 3-pole, line protection trip unit ETU20, LSI In=630A, rated current IR=252...630A, overload protection, ISD=1.5 to 9xIR, II=10xIN short-circuit protection without auxiliary release without auxiliary/alarm switch with Safety Label for USA | - | 0 | 0
3VL5763-3SF36-0AA0 |  | 3VL5763-3SF36-0AA0 | 1 | UN | 1 | 5 | B | D | EAR99 | N | 85362090 | 1 | 4011209816763 | 9.514 | KG | 5357 | 5357 | LP20 | LP20 | circuit breaker VL630L very high breaking capacity Icu=100kA, 415V AC 3-pole, line protection trip unit ETU12, LIG 3 phases/4 lines In=630A, rated current IR=252...630A, overload protection, II=1.25 to 10xIN, short-circuit protection without auxiliary release without auxiliary/alarm switch | - | 0 | 0
3VL5763-3SF36-0AA0-Z | U01 | 3VL5763-3SF36-0AA0-ZU01 | 1 | UN | 1 | 5 | B | D | EAR99 | N | 85362090 | 1 |  | 9.3 | KG | 5405.4 | 5405.4 | LP20 | LP20 | circuit breaker VL630L very high breaking capacity Icu=100kA, 415V AC 3-pole, line protection trip unit ETU12, LIG 3 phases/4 lines In=630A, rated current IR=252...630A, overload protection, II=1.25 to 10xIN, short-circuit protection without auxiliary release without auxiliary/alarm switch with Safety Label for USA | - | 0 | 0
3VL5763-3SG36-0AA0 |  | 3VL5763-3SG36-0AA0 | 1 | UN | 1 | 5 | B | D | EAR99 | N | 85362090 | 1 | 4011209816770 | 9.514 | KG | 5082 | 5082 | LP20 | LP20 | circuit breaker VL630L very high breaking capacity Icu=100kA, 415V AC 3-pole, line protection trip unit ETU22, LSIG 3 phases/3 lines In=630A, rated current IR=252...630A, overload protection, ISD=1.5 to 9xIR, II=10xIN short-circuit protection without auxiliary release without auxiliary/alarm switch | - | 0 | 0
3VL5763-3SG36-0AA0-Z | U01 | 3VL5763-3SG36-0AA0-ZU01 | 1 | UN | 1 | 5 | B | D | EAR99 | N | 85362090 | 1 |  | 9.3 | KG | 5130.4 | 5130.4 | LP20 | LP20 | circuit breaker VL630L very high breaking capacity Icu=100kA, 415V AC 3-pole, line protection trip unit ETU22, LSIG 3 phases/3 lines In=630A, rated current IR=252...630A, overload protection, ISD=1.5 to 9xIR, II=10xIN short-circuit protection without auxiliary release without auxiliary/alarm switch with Safety Label for USA | - | 0 | 0
3VL5763-3SH36-0AA0 |  | 3VL5763-3SH36-0AA0 | 1 | UN | 1 | 5 | B | D | EAR99 | N | 85362090 | 1 | 4011209816787 | 9.59 | KG | 5082 | 5082 | LP20 | LP20 | circuit breaker VL630L very high breaking capacity Icu=100kA, 415V AC 3-pole, line protection trip unit ETU22, LSIG 3 phases/4 lines with connecting cable In=630A, rated current IR=252...630A, overload protection, ISD=1.5 to 9xIR, II=10xIN short-circuit protection without auxiliary release without auxiliary/alarm switch | - | 0 | 0
3VL5763-3SH36-0AA0-Z | U01 | 3VL5763-3SH36-0AA0-ZU01 | 1 | UN | 1 | 5 | B | D | EAR99 | N | 85362090 | 1 |  | 9.3 | KG | 5130.4 | 5130.4 | LP20 | LP20 | circuit breaker VL630L very high breaking capacity Icu=100kA, 415V AC 3-pole, line protection trip unit ETU22, LSIG 3 phases/4 lines with connecting cable In=630A, rated current IR=252...630A, overload protection, ISD=1.5 to 9xIR, II=10xIN short-circuit protection without auxiliary release without auxiliary/alarm switch with Safety Label for USA | - | 0 | 0
3VL5763-3SL36-0AA0 |  | 3VL5763-3SL36-0AA0 | 1 | UN | 1 | 5 | B | D | EAR99 | N | 85362090 | 1 | 4011209816794 | 9.59 | KG | 5082 | 5082 | LP20 | LP20 | circuit breaker VL630L very high breaking capacity Icu=100kA, 415V AC 3-pole, line protection trip unit ETU12, LIG 3 phases/3 lines In=630A, rated current IR=252...630A, overload protection, II=1.25 to 10xIN, short-circuit protection without auxiliary release without auxiliary/alarm switch | - | 0 | 0
3VL5763-3SL36-0AA0-Z | U01 | 3VL5763-3SL36-0AA0-ZU01 | 1 | UN | 1 | 5 | B | D | EAR99 | N | 85362090 | 1 |  | 9.3 | KG | 5130.4 | 5130.4 | LP20 | LP20 | circuit breaker VL630L very high breaking capacity Icu=100kA, 415V AC 3-pole, line protection trip unit ETU12, LIG 3 phases/3 lines In=630A, rated current IR=252...630A, overload protection, II=1.25 to 10xIN, short-circuit protection without auxiliary release without auxiliary/alarm switch with Safety Label for USA | - | 0 | 0
3VL5763-3TA46-0AA0 |  | 3VL5763-3TA46-0AA0 | 1 | UN | 1 | 5 | B | D | EAR99 | N | 85362090 | 1 | 4011209816862 | 11.7 | KG | 5962 | 5962 | LP20 | LP20 | circuit breaker VL630L very high breaking capacity Icu=100kA, 415V AC 4-pole, line protection trip unit ETU10, LIN In=630A, rated current IR=252...630A, overload protection, II=1.25 to 10xIN, short-circuit protection N protected without auxiliary release without auxiliary/alarm switch | - | 0 | 0
3VL5763-3TA46-0AA0-Z | U01 | 3VL5763-3TA46-0AA0-ZU01 | 1 | UN | 1 | 5 | B | D | EAR99 | N | 85362090 | 1 |  | 11.7 | KG | 6010.4 | 6010.4 | LP20 | LP20 | circuit breaker VL630L very high breaking capacity Icu=100kA, 415V AC 4-pole, line protection trip unit ETU10, LIN In=630A, rated current IR=252...630A, overload protection, II=1.25 to 10xIN, short-circuit protection N protected without auxiliary release without auxiliary/alarm switch with Safety Label for USA | - | 0 | 0
3VL5763-3TB46-0AA0 |  | 3VL5763-3TB46-0AA0 | 1 | UN | 1 | 5 | B | D | EAR99 | N | 85362090 | 1 | 4011209816879 | 11.7 | KG | 5764 | 5764 | LP20 | LP20 | circuit breaker VL630L very high breaking capacity Icu=100kA, 415V AC 4-pole, line protection trip unit ETU10, LI In=630A, rated current IR=252...630A, overload protection, II=1.25 to 10xIN, short-circuit protection without auxiliary release without auxiliary/alarm switch | - | 0 | 0
3VL5763-3TB46-0AA0-Z | U01 | 3VL5763-3TB46-0AA0-ZU01 | 1 | UN | 1 | 5 | B | D | EAR99 | N | 85362090 | 1 |  | 11.7 | KG | 5812.4 | 5812.4 | LP20 | LP20 | circuit breaker VL630L very high breaking capacity Icu=100kA, 415V AC 4-pole, line protection trip unit ETU10, LI In=630A, rated current IR=252...630A, overload protection, II=1.25 to 10xIN, short-circuit protection without auxiliary release without auxiliary/alarm switch with Safety Label for USA | - | 0 | 0
3VL5763-3TE46-0AA0 |  | 3VL5763-3TE46-0AA0 | 1 | UN | 1 | 5 | B | D | EAR99 | N | 85362090 | 1 | 4011209816886 | 11.7 | KG | 5962 | 5962 | LP20 | LP20 | circuit breaker VL630L very high breaking capacity Icu=100kA, 415V AC 4-pole, line protection trip unit ETU20, LSI In=630A, rated current IR=252...630A, overload protection, ISD=1.5 to 9xIR, II=10xIN short-circuit protection N unprotected without auxiliary release without auxiliary/alarm switch | - | 0 | 0
3VL5763-3TE46-0AA0-Z | U01 | 3VL5763-3TE46-0AA0-ZU01 | 1 | UN | 1 | 5 | B | D | EAR99 | N | 85362090 | 1 |  | 11.7 | KG | 6010.4 | 6010.4 | LP20 | LP20 | circuit breaker VL630L very high breaking capacity Icu=100kA, 415V AC 4-pole, line protection trip unit ETU20, LSI In=630A, rated current IR=252...630A, overload protection, ISD=1.5 to 9xIR, II=10xIN short-circuit protection N unprotected without auxiliary release without auxiliary/alarm switch with Safety Label for USA | - | 0 | 0
3VL5763-3TF46-0AA0 |  | 3VL5763-3TF46-0AA0 | 1 | UN | 1 | 5 | B | D | EAR99 | N | 85362090 | 1 | 4011209816893 | 11.7 | KG | 6215 | 5681.3 | LP20 | LP20 | circuit breaker VL630L very high breaking capacity Icu=100kA, 415V AC 4-pole, line protection trip unit ETU20, LSI In=630A, rated current IR=252...630A, overload protection, ISD=1.5 to 9xIR, II=10xIN short-circuit protection N protected without auxiliary release without auxiliary/alarm switch | - | 0 | 0
3VL5763-3TF46-0AA0-Z | U01 | 3VL5763-3TF46-0AA0-ZU01 | 1 | UN | 1 | 5 | B | D | EAR99 | N | 85362090 | 1 |  | 11.7 | KG | 6263.4 | 6263.4 | LP20 | LP20 | circuit breaker VL630L very high breaking capacity Icu=100kA, 415V AC 4-pole, line protection trip unit ETU20, LSI In=630A, rated current IR=252...630A, overload protection, ISD=1.5 to 9xIR, II=10xIN short-circuit protection N protected without auxiliary release without auxiliary/alarm switch with Safety Label for USA | - | 0 | 0
3VL5763-3TH46-0AA0 |  | 3VL5763-3TH46-0AA0 | 1 | UN | 1 | 5 | B | D | EAR99 | N | 85362090 | 1 | 4011209816909 | 11.7 | KG | 7029 | 7029 | LP20 | LP20 | circuit breaker VL630L very high breaking capacity Icu=100kA, 415V AC 4-pole, line protection trip unit ETU22, LSIG In=630A, rated current IR=252...630A, overload protection, ISD=1.5 to 9xIR, II=10xIN short-circuit protection N protected without auxiliary release without auxiliary/alarm switch | - | 0 | 0
3VL5763-3TH46-0AA0-Z | U01 | 3VL5763-3TH46-0AA0-ZU01 | 1 | UN | 1 | 5 | B | D | EAR99 | N | 85362090 | 1 |  | 11.7 | KG | 7077.4 | 7077.4 | LP20 | LP20 | circuit breaker VL630L very high breaking capacity Icu=100kA, 415V AC 4-pole, line protection trip unit ETU22, LSIG In=630A, rated current IR=252...630A, overload protection, ISD=1.5 to 9xIR, II=10xIN short-circuit protection N protected without auxiliary release without auxiliary/alarm switch with Safety Label for USA | - | 0 | 0
3VL5763-3TN46-0AA0 |  | 3VL5763-3TN46-0AA0 | 1 | UN | 1 | 5 | B | D | EAR99 | N | 85362090 | 1 | 4011209816916 | 11.7 | KG | 6919 | 6919 | LP20 | LP20 | circuit breaker VL630L very high breaking capacity Icu=100kA, 415V AC 4-pole, line protection trip unit ETU12, LIG In=630A, rated current IR=252...630A, overload protection, II=1.25 to 10xIN, short-circuit protection N protected without auxiliary release without auxiliary/alarm switch | - | 0 | 0
3VL5763-3TN46-0AA0-Z | U01 | 3VL5763-3TN46-0AA0-ZU01 | 1 | UN | 1 | 5 | B | D | EAR99 | N | 85362090 | 1 |  | 11.7 | KG | 6967.4 | 6967.4 | LP20 | LP20 | circuit breaker VL630L very high breaking capacity Icu=100kA, 415V AC 4-pole, line protection trip unit ETU12, LIG In=630A, rated current IR=252...630A, overload protection, II=1.25 to 10xIN, short-circuit protection N protected without auxiliary release without auxiliary/alarm switch with Safety Label for USA | - | 0 | 0
3VL5763-3UH36-0AA0 |  | 3VL5763-3UH36-0AA0 | 1 | UN | 1 | 5 | B | D | EAR99 | N | 85362090 | 1 | 4011209887541 | 9.59 | KG | 6237 | 6237 | LP20 | LP20 | circuit breaker VL630L very high breaking capacity Icu=100kA, 415V AC 3-pole, line protection trip unit LCD ETU40, LI/LS/LSI In=630A, rated current IR=252...630A, overload protection, ISD=1.5 to 9xIR, II=10xIN short-circuit protection without auxiliary release without auxiliary/alarm switch | - | 0 | 0
3VL5763-3UH36-0AA0-Z | U01 | 3VL5763-3UH36-0AA0-ZU01 | 1 | UN | 1 | 5 | B | D | EAR99 | N | 85362090 | 1 |  | 9.3 | KG | 6285.4 | 6285.4 | LP20 | LP20 | circuit breaker VL630L very high breaking capacity Icu=100kA, 415V AC 3-pole, line protection trip unit LCD ETU40, LI/LS/LSI In=630A, rated current IR=252...630A, overload protection, ISD=1.5 to 9xIR, II=10xIN short-circuit protection without auxiliary release without auxiliary/alarm switch with Safety Label for USA | - | 0 | 0
3VL5763-3UJ46-0AA0 |  | 3VL5763-3UJ46-0AA0 | 1 | UN | 1 | 5 | B | D | EAR99 | N | 85362090 | 1 | 4011209887725 | 11.7 | KG | 7029 | 7029 | LP20 | LP20 | circuit breaker VL630L very high breaking capacity Icu=100kA, 415V AC 4-pole, line protection trip unit LCD ETU40, LI/LS/LSI In=630A, rated current IR=252...630A, overload protection, ISD=1.5 to 9xIR, II=10xIN short-circuit protection N protected without auxiliary release without auxiliary/alarm switch | - | 0 | 0
3VL5763-3UJ46-0AA0-Z | U01 | 3VL5763-3UJ46-0AA0-ZU01 | 1 | UN | 1 | 5 | B | D | EAR99 | N | 85362090 | 1 |  | 11.7 | KG | 7077.4 | 7077.4 | LP20 | LP20 | circuit breaker VL630L very high breaking capacity Icu=100kA, 415V AC 4-pole, line protection trip unit LCD ETU40, LI/LS/LSI In=630A, rated current IR=252...630A, overload protection, ISD=1.5 to 9xIR, II=10xIN short-circuit protection N protected without auxiliary release without auxiliary/alarm switch with Safety Label for USA | - | 0 | 0
3VL5763-3UL36-0AA0 |  | 3VL5763-3UL36-0AA0 | 1 | UN | 1 | 5 | B | D | EAR99 | N | 85362090 | 1 | 4011209887602 | 9.59 | KG | 6732 | 6732 | LP20 | LP20 | circuit breaker VL630L very high breaking capacity Icu=100kA, 415V AC 3-pole, line protection trip unit LCD ETU42, LSIG 3 phases/3 lines In=630A, rated current IR=252...630A, overload protection, ISD=1.5 to 9xIR, II=10xIN short-circuit protection without auxiliary release without auxiliary/alarm switch | - | 0 | 0
3VL5763-3UL36-0AA0-Z | U01 | 3VL5763-3UL36-0AA0-ZU01 | 1 | UN | 1 | 5 | B | D | EAR99 | N | 85362090 | 1 |  | 9.3 | KG | 6780.4 | 6780.4 | LP20 | LP20 | circuit breaker VL630L very high breaking capacity Icu=100kA, 415V AC 3-pole, line protection trip unit LCD ETU42, LSIG 3 phases/3 lines In=630A, rated current IR=252...630A, overload protection, ISD=1.5 to 9xIR, II=10xIN short-circuit protection without auxiliary release without auxiliary/alarm switch with Safety Label for USA | - | 0 | 0
3VL5763-3UM36-0AA0 |  | 3VL5763-3UM36-0AA0 | 1 | UN | 1 | 5 | B | D | EAR99 | N | 85362090 | 1 | 4011209887664 | 9.59 | KG | 6732 | 6732 | LP20 | LP20 | circuit breaker VL630L very high breaking capacity Icu=100kA, 415V AC 3-pole, line protection trip unit LCD ETU42, LSIG 3 phases/4 lines with connecting cable In=630A, rated current IR=252...630A, overload protection, ISD=1.5 to 9xIR, II=10xIN short-circuit protection without auxiliary release without auxiliary/alarm switch | - | 0 | 0
3VL5763-3UM36-0AA0-Z | U01 | 3VL5763-3UM36-0AA0-ZU01 | 1 | UN | 1 | 5 | B | D | EAR99 | N | 85362090 | 1 |  | 9.3 | KG | 6780.4 | 6780.4 | LP20 | LP20 | circuit breaker VL630L very high breaking capacity Icu=100kA, 415V AC 3-pole, line protection trip unit LCD ETU42, LSIG 3 phases/4 lines with connecting cable In=630A, rated current IR=252...630A, overload protection, ISD=1.5 to 9xIR, II=10xIN short-circuit protection without auxiliary release without auxiliary/alarm switch with Safety Label for USA | - | 0 | 0
3VL5763-3UN46-0AA0 |  | 3VL5763-3UN46-0AA0 | 1 | UN | 1 | 5 | B | D | EAR99 | N | 85362090 | 1 | 4011209887787 | 11.7 | KG | 7029 | 7029 | LP20 | LP20 | circuit breaker VL630L very high breaking capacity Icu=100kA, 415V AC 4-pole, line protection trip unit LCD ETU42, LSIG In=630A, rated current IR=252...630A, overload protection, ISD=1.5 to 9xIR, II=10xIN short-circuit protection N protected with ground-fault protection without auxiliary release without auxiliary/alarm switch | - | 0 | 0
3VL5763-3UN46-0AA0-Z | U01 | 3VL5763-3UN46-0AA0-ZU01 | 1 | UN | 1 | 5 | B | D | EAR99 | N | 85362090 | 1 |  | 11.7 | KG | 7077.4 | 7077.4 | LP20 | LP20 | circuit breaker VL630L very high breaking capacity Icu=100kA, 415V AC 4-pole, line protection trip unit LCD ETU42, LSIG In=630A, rated current IR=252...630A, overload protection, ISD=1.5 to 9xIR, II=10xIN short-circuit protection N protected with ground-fault protection without auxiliary release without auxiliary/alarm switch with Safety Label for USA | - | 0 | 0
3VL6080-1RA20-0AA0 |  | 3VL6080-1RA20-0AA0 | 1 | UN | 1 | 11 | C | D | EAR99 | N | 85389099 | 1 |  | 18.2 | KG | 2728 | 2728 | LP20 | LP20 | Breaker VL CAT NMB. NMG2F800 2P 800A 480V 35kA FR | - | 0 | 7
3VL6080-1RA30-0AA0 |  | 3VL6080-1RA30-0AA0 | 1 | UN | 1 | 11 | C | D | EAR99 | N | 85362090 | 1 |  | 18.2 | KG | 2728 | 2728 | LP20 | LP20 | Breaker VL3P 800A 480V 35 kA FR CAT NMB. NMG3F800 3P 800A 480V 35kA FR DISYUNTOR VL CAT NMB. NMG3F800 3P 800A 480V 35kA FR | - | 0 | 7
3VL6080-2RA20-0AA0 |  | 3VL6080-2RA20-0AA0 | 1 | UN | 1 | 11 | C | D | EAR99 | N | 85389099 | 1 |  | 18.2 | KG | 3179 | 3179 | LP20 | LP20 | Breaker VL CAT NMB. HMG2F800 2P 800A 480V 65kA FR | - | 0 | 7
3VL6080-2RA30-0AA0 |  | 3VL6080-2RA30-0AA0 | 1 | UN | 1 | 11 | C | D | EAR99 | N | 85362090 | 1 |  | 32.6 | KG | 3179 | 3179 | LP20 | LP20 | Breaker VL3P 800A 480V 65kA FR CAT NMB. HMG3F800 3P 800A 480V 65kA FR | - | 0 | 7
3VL6080-3RA20-0AA0 |  | 3VL6080-3RA20-0AA0 | 1 | UN | 1 | 11 | C | D | EAR99 | N | 85389099 | 1 |  | 18.2 | KG | 4026 | 4026 | LP20 | LP20 | Breaker VL CAT NMB. LMG2F800 FRAME 800A 2P 100kA | - | 0 | 7
3VL6080-3RA30-0AA0 |  | 3VL6080-3RA30-0AA0 | 1 | UN | 1 | 11 | C | D | EAR99 | N | 85362090 | 1 |  | 18.2 | KG | 4026 | 4026 | LP20 | LP20 | VL breaker frame 800A 3P 100kA cat no. LMG3F800 frame 800A 3P 100kA | - | 0 | 7
3VL6160-1KN30-0AA0 |  | 3VL6160-1KN30-0AA0 | 1 | UN | 1 | 5 | B | D | EAR99 | N | 85362010 | 1 | 4011209716933 | 14 | KG | 3245 | 3245 | LP20 | LP20 | circuit breaker VL800 UL; type MG (cat no. NMX3B600) non-interchangeable frame, with circuit breaker approval acc. to UL 489 standard breaking capacity 3-pole, NEMA rating 35kA/480V, (molded case circuit breaker) trip unit TM, LI TA=40Â°C In=< 600A, rated current II=3000...6000A short-circuit protection IR=600A ETU for line protection without connection accessories without auxiliary release without auxiliary/alarm switch | - | 0 | 0
3VL6160-1PB30-0AA0 |  | 3VL6160-1PB30-0AA0 | 1 | UN | 1 | 5 | B | D | EAR99 | N | 85362010 | 1 | 4011209910645 | 16 | KG | 4026 | 4026 | LP20 | LP20 | circuit breaker VL800 UL; type MG (cat no. NMX3R600) non-interchangeable frame, with circuit breaker approval acc. to UL 489 standard breaking capacity 3-pole, NEMA rating 35kA/480V, (molded case circuit breaker) trip unit ETU, LI TA=40Â°C In=600A, rated current II=1.25 to 10xIN, short-circuit protection IR=200-600A ETU for line protection without connection accessories without auxiliary release without auxiliary/alarm switch | - | 0 | 0
3VL6160-1PD30-0AA0 |  | 3VL6160-1PD30-0AA0 | 1 | UN | 1 | 5 | B | D | EAR99 | N | 85362010 | 1 | 4011209910652 | 16 | KG | 4730 | 4730 | LP20 | LP20 | circuit breaker VL800 UL; type MG (cat no. NMX3W600) non-interchangeable frame, with circuit breaker approval acc. to UL 489 standard breaking capacity 3-pole, NEMA rating 35kA/480V, (molded case circuit breaker) trip unit ETU, LIG TA=40Â°C 3 phases/4 lines In=600A, rated current II=1.25 to 10xIN, short-circuit protection IR=200-600A ETU for line protection without connection accessories without auxiliary release without auxiliary/alarm switch | - | 0 | 0
3VL6160-1PE30-0AA0 |  | 3VL6160-1PE30-0AA0 | 1 | UN | 1 | 5 | B | D | EAR99 | N | 85362010 | 1 | 4011209910669 | 16 | KG | 4224 | 4224 | LP20 | LP20 | circuit breaker VL800 UL; type MG (cat no. NMX3T600) non-interchangeable frame, with circuit breaker approval acc. to UL 489 standard breaking capacity 3-pole, NEMA rating 35kA/480V, (molded case circuit breaker) trip unit ETU, LSI TA=40Â°C In=600A, rated current ISD=1.5 to 9xIR, II=10xIN short-circuit protection IR=200-600A ETU for line protection without connection accessories without auxiliary release without auxiliary/alarm switch | - | 0 | 0
3VL6160-1PH30-0AA0 |  | 3VL6160-1PH30-0AA0 | 1 | UN | 1 | 5 | B | D | EAR99 | N | 85362010 | 1 | 4011209910676 | 16 | KG | 4906 | 4906 | LP20 | LP20 | circuit breaker VL800 UL; type MG (cat no. NMX3V600) non-interchangeable frame, with circuit breaker approval acc. to UL 489 standard breaking capacity 3-pole, NEMA rating 35kA/480V, (molded case circuit breaker) trip unit ETU, LSIG TA=40Â°C 3 phases/4 lines In=600A, rated current ISD=1.5 to 9xIR, II=10xIN short-circuit protection IR=200-600A ETU for line protection without connection accessories without auxiliary release without auxiliary/alarm switch | - | 0 | 0
3VL6160-1VH30-0AA0 |  | 3VL6160-1VH30-0AA0 | 1 | UN | 1 | 5 | B | D | EAR99 | N | 85362010 | 1 | 4011209910683 | 16 | KG | 7392 | 7392 | LP20 | LP20 | circuit breaker VL800 UL type MG (cat no. NMX3A600) non-interchangeable frame, with circuit breaker approval acc. to UL 489 standard breaking capacity 3-pole; NEMA rating 35kA/480V and 25kA/600V (molded case circuit breaker) trip unit LCD ETU, LI/LS/LSI TA=40Â°C In=600A, rated current ISD=1.25-10xIR, II=10xIN short-circuit protection IR=200-600A ETU for line protection without auxiliary release without auxiliary/alarm switch | - | 0 | 0
3VL6160-1VJ30-0AA0 |  | 3VL6160-1VJ30-0AA0 | 1 | UN | 1 | 5 | B | D | EAR99 | N | 85362010 | 1 | 4011209910690 | 16 | KG | 7392 | 7392 | LP20 | LP20 | circuit breaker VL800 UL type MG (cat no. NMX3K600) non-interchangeable frame, with circuit breaker approval acc. to UL 489 standard breaking capacity 3-pole; NEMA rating 35kA/480V and 25kA/600V (molded case circuit breaker) trip unit LCD ETU, LSIG-G with alarm TA=40Â°C 3 phases/4 lines In=600A, rated current ISD=1.25-10xIR, II=10xIN short-circuit protection IR=200-600A ETU for line protection without auxiliary release without auxiliary/alarm switch | - | 0 | 0
3VL6160-1VM30-0AA0 |  | 3VL6160-1VM30-0AA0 | 1 | UN | 1 | 5 | B | D | EAR99 | N | 85362010 | 1 | 4011209910706 | 16 | KG | 7392 | 7392 | LP20 | LP20 | circuit breaker VL800 UL type MG (cat no. NMX3G600) non-interchangeable frame, with circuit breaker approval acc. to UL 489 standard breaking capacity 3-pole; NEMA rating 35kA/480V and 25kA/600V (molded case circuit breaker) trip unit LCD ETU, LSIG TA=40Â°C 3 phases/4 lines In=600A, rated current ISD=1.25-10xIR, II=10xIN short-circuit protection IR=200-600A ETU for line protection without auxiliary release without auxiliary/alarm switch | - | 0 | 0
3VL6160-2KN30-0AA0 |  | 3VL6160-2KN30-0AA0 | 1 | UN | 1 | 5 | B | D | EAR99 | N | 85362010 | 1 | 4011209716940 | 14 | KG | 3597 | 3597 | LP20 | LP20 | circuit breaker VL800 UL; type MG (cat no. HMX3B600) non-interchangeable frame, with circuit breaker approval acc. to UL 489 high breaking capacity 3-pole, NEMA rating 65kA/480V, (molded case circuit breaker) trip unit TM, LI TA=40Â°C In=< 600A, rated current II=3000...6000A short-circuit protection IR=600A ETU for line protection without connection accessories without auxiliary release without auxiliary/alarm switch | - | 0 | 0
3VL6160-2PB30-0AA0 |  | 3VL6160-2PB30-0AA0 | 1 | UN | 1 | 5 | B | D | EAR99 | N | 85362010 | 1 | 4011209910713 | 16 | KG | 4389 | 4389 | LP20 | LP20 | circuit breaker VL800 UL; type MG (cat no. HMX3R600) non-interchangeable frame, with circuit breaker approval acc. to UL 489 high breaking capacity 3-pole, NEMA rating 65kA/480V, (molded case circuit breaker) trip unit ETU, LI TA=40Â°C In=600A, rated current II=1.25 to 10xIN, short-circuit protection IR=200-600A ETU for line protection without connection accessories without auxiliary release without auxiliary/alarm switch | - | 0 | 0
3VL6160-2PD30-0AA0 |  | 3VL6160-2PD30-0AA0 | 1 | UN | 1 | 5 | B | D | EAR99 | N | 85362010 | 1 | 4011209910720 | 16 | KG | 5126 | 5126 | LP20 | LP20 | circuit breaker VL800 UL; type MG (cat no. HMX3W600) non-interchangeable frame, with circuit breaker approval acc. to UL 489 high breaking capacity 3-pole, NEMA rating 65kA/480V, (molded case circuit breaker) trip unit ETU, LIG TA=40Â°C 3 phases/4 lines In=600A, rated current II=1.25 to 10xIN, short-circuit protection IR=200-600A ETU for line protection without connection accessories without auxiliary release without auxiliary/alarm switch | - | 0 | 0
3VL6160-2PE30-0AA0 |  | 3VL6160-2PE30-0AA0 | 1 | UN | 1 | 5 | B | D | EAR99 | N | 85362010 | 1 | 4011209910737 | 16 | KG | 4664 | 4664 | LP20 | LP20 | circuit breaker VL800 UL; type MG (cat no. HMX3T600) non-interchangeable frame, with circuit breaker approval acc. to UL 489 high breaking capacity 3-pole, NEMA rating 65kA/480V, (molded case circuit breaker) trip unit ETU, LSI TA=40Â°C In=600A, rated current ISD=1.5 to 9xIR, II=10xIN short-circuit protection IR=200-600A ETU for line protection without connection accessories without auxiliary release without auxiliary/alarm switch | - | 0 | 0
3VL6160-2PH30-0AA0 |  | 3VL6160-2PH30-0AA0 | 1 | UN | 1 | 5 | B | D | EAR99 | N | 85362010 | 1 | 4011209910744 | 16 | KG | 5236 | 5236 | LP20 | LP20 | circuit breaker VL800 UL; type MG (cat no. HMX3V600) non-interchangeable frame, with circuit breaker approval acc. to UL 489 high breaking capacity 3-pole, NEMA rating 65kA/480V, (molded case circuit breaker) trip unit ETU, LSIG TA=40Â°C 3 phases/4 lines In=600A, rated current ISD=1.5 to 9xIR, II=10xIN short-circuit protection IR=200-600A ETU for line protection without connection accessories without auxiliary release without auxiliary/alarm switch | - | 0 | 0
3VL6160-2VH30-0AA0 |  | 3VL6160-2VH30-0AA0 | 1 | UN | 1 | 5 | B | D | EAR99 | N | 85362010 | 1 | 4011209910751 | 16 | KG | 7821 | 7821 | LP20 | LP20 | circuit breaker VL800 UL type MG (cat no. HMX3A600) non-interchangeable frame, with circuit breaker approval acc. to UL 489 high breaking capacity 3-pole; NEMA rating 65kA/480V and 35kA/600V (molded case circuit breaker) trip unit LCD ETU, LI/LS/LSI TA=40Â°C In=600A, rated current ISD=1.25-10xIR, II=10xIN short-circuit protection IR=200-600A ETU for line protection without auxiliary release without auxiliary/alarm switch | - | 0 | 0
3VL6160-2VJ30-0AA0 |  | 3VL6160-2VJ30-0AA0 | 1 | UN | 1 | 5 | B | D | EAR99 | N | 85362010 | 1 | 4011209910768 | 16 | KG | 7821 | 7821 | LP20 | LP20 | circuit breaker VL800 UL type MG (cat no. HMX3K600) non-interchangeable frame, with circuit breaker approval acc. to UL 489 high breaking capacity 3-pole; NEMA rating 65kA/480V and 35kA/600V (molded case circuit breaker) trip unit LCD ETU, LSIG-G with alarm TA=40Â°C 3 phases/4 lines In=600A, rated current ISD=1.25-10xIR, II=10xIN short-circuit protection IR=200-600A ETU for line protection without auxiliary release without auxiliary/alarm switch | - | 0 | 0
3VL6160-2VM30-0AA0 |  | 3VL6160-2VM30-0AA0 | 1 | UN | 1 | 5 | B | D | EAR99 | N | 85362010 | 1 | 4011209910775 | 16 | KG | 7821 | 7821 | LP20 | LP20 | circuit breaker VL800 UL type MG (cat no. HMX3G600) non-interchangeable frame, with circuit breaker approval acc. to UL 489 high breaking capacity 3-pole; NEMA rating 65kA/480V and 35kA/600V (molded case circuit breaker) trip unit LCD ETU, LSIG TA=40Â°C 3 phases/4 lines In=600A, rated current ISD=1.25-10xIR, II=10xIN short-circuit protection IR=200-600A ETU for line protection without auxiliary release without auxiliary/alarm switch | - | 0 | 0
3VL6160-3KN30-0AA0 |  | 3VL6160-3KN30-0AA0 | 1 | UN | 1 | 5 | B | D | EAR99 | N | 85362090 | 1 | 4011209716957 | 14.25 | KG | 4224 | 4224 | LP20 | LP20 | circuit breaker VL800 UL; type MG (cat no. LMX3B600) non-interchangeable frame, with circuit breaker approval acc. to UL 489 very high breaking capacity 3-pole, NEMA rating 100kA/480V, (molded case circuit breaker) trip unit TM, LI TA=40Â°C In=< 600A, rated current II=3000...6000A short-circuit protection IR=600A ETU for line protection without connection accessories without auxiliary release without auxiliary/alarm switch | - | 0 | 0
3VL6160-3KN30-0AC1 |  | 3VL6160-3KN30-0AC1 | 1 | UN | 1 | 5 | B | D | EAR99 | N | 85362010 | 1 |  | 14 | KG | 4383.5 | 4383.5 | LP20 | LP20 | circuit breaker VL800 UL; type MG (cat no. LMX3B600) non-interchangeable frame, with circuit breaker approval acc. to UL 489 very high breaking capacity 3-pole, NEMA rating 100kA/480V, (molded case circuit breaker) trip unit TM, LI TA=40Â°C In=< 600A, rated current II=3000...6000A short-circuit protection IR=600A ETU for line protection without connection accessories without auxiliary release Auxiliary switch installation kit 4 AUX (2 NO + 2 NC) | - | 0 | 0
3VL6160-3PB30-0AA0 |  | 3VL6160-3PB30-0AA0 | 1 | UN | 1 | 5 | B | D | EAR99 | N | 85362010 | 1 | 4011209910782 | 16 | KG | 5203 | 5203 | LP20 | LP20 | circuit breaker VL800 UL; type MG (cat no. LMX3R600) non-interchangeable frame, with circuit breaker approval acc. to UL 489 very high breaking capacity 3-pole, NEMA rating 100kA/480V, (molded case circuit breaker) trip unit ETU, LI TA=40Â°C In=600A, rated current II=1.25 to 10xIn, short-circuit protection IR=200-600A ETU for line protection without connection accessories without auxiliary release without auxiliary/alarm switch | - | 0 | 0
3VL6160-3PD30-0AA0 |  | 3VL6160-3PD30-0AA0 | 1 | UN | 1 | 5 | B | D | EAR99 | N | 85362010 | 1 | 4011209910799 | 16 | KG | 5819 | 5819 | LP20 | LP20 | circuit breaker VL800 UL; type MG (cat no. LMX3W600) non-interchangeable frame, with circuit breaker approval acc. to UL 489 very high breaking capacity 3-pole, NEMA rating 100kA/480V, (molded case circuit breaker) trip unit ETU, LIG TA=40Â°C 3 phases/4 lines In=600A, rated current II=1.25 to 10xIn, short-circuit protection IR=200-600A ETU for line protection without connection accessories without auxiliary release without auxiliary/alarm switch | - | 0 | 0
3VL6160-3PE30-0AA0 |  | 3VL6160-3PE30-0AA0 | 1 | UN | 1 | 5 | B | D | EAR99 | N | 85362010 | 1 | 4011209910805 | 16 | KG | 5357 | 5357 | LP20 | LP20 | circuit breaker VL800 UL; type MG (cat no. LMX3T600) non-interchangeable frame, with circuit breaker approval acc. to UL 489 very high breaking capacity 3-pole, NEMA rating 100kA/480V, (molded case circuit breaker) trip unit ETU, LSI TA=40Â°C In=600A, rated current ISD=1.5 to 9xIR, II=10xIn short-circuit protection IR=200-600A ETU for line protection without connection accessories without auxiliary release without auxiliary/alarm switch | - | 0 | 0
3VL6160-3PH30-0AA0 |  | 3VL6160-3PH30-0AA0 | 1 | UN | 1 | 5 | B | D | EAR99 | N | 85362010 | 1 | 4011209910812 | 16 | KG | 5973 | 5973 | LP20 | LP20 | circuit breaker VL800 UL; type MG (cat no. LMX3V600) non-interchangeable frame, with circuit breaker approval acc. to UL 489 very high breaking capacity 3-pole, NEMA rating 100kA/480V, (molded case circuit breaker) trip unit ETU, LSIG TA=40Â°C 3 phases/4 lines In=600A, rated current ISD=1.5 to 9xIR, II=10xIn short-circuit protection IR=200-600A ETU for line protection without connection accessories without auxiliary release without auxiliary/alarm switch | - | 0 | 0
3VL6160-3VH30-0AA0 |  | 3VL6160-3VH30-0AA0 | 1 | UN | 1 | 5 | B | D | EAR99 | N | 85362010 | 1 | 4011209910829 | 16 | KG | 8591 | 8591 | LP20 | LP20 | circuit breaker VL800 UL type MG (cat no. LMX3A600) non-interchangeable frame, with circuit breaker approval acc. to UL 489 very high breaking capacity 3-pole; NEMA rating 100kA/480V and 50kA/600V (molded case circuit breaker) trip unit LCD ETU, LI/LS/LSI TA=40Â°C In=600A, rated current ISD=1.25-10xIR, II=10xIN short-circuit protection IR=200-600A ETU for line protection without auxiliary release without auxiliary/alarm switch | - | 0 | 0
3VL6160-3VJ30-0AA0 |  | 3VL6160-3VJ30-0AA0 | 1 | UN | 1 | 5 | B | D | EAR99 | N | 85362010 | 1 | 4011209910836 | 16 | KG | 8591 | 8591 | LP20 | LP20 | circuit breaker VL800 UL type MG (cat no. LMX3K600) non-interchangeable frame, with circuit breaker approval acc. to UL 489 very high breaking capacity 3-pole; NEMA rating 100kA/480V and 50kA/600V (molded case circuit breaker) trip unit LCD ETU, LSIG-G with alarm TA=40Â°C 3 phases/4 lines In=600A, rated current ISD=1.25-10xIR, II=10xIN short-circuit protection IR=200-600A ETU for line protection without auxiliary release without auxiliary/alarm switch | - | 0 | 0
3VL6160-3VM30-0AA0 |  | 3VL6160-3VM30-0AA0 | 1 | UN | 1 | 5 | B | D | EAR99 | N | 85362010 | 1 | 4011209910843 | 16 | KG | 8591 | 8591 | LP20 | LP20 | circuit breaker VL800 UL type MG (cat no. LMX3G600) non-interchangeable frame, with circuit breaker approval acc. to UL 489 very high breaking capacity 3-pole; NEMA rating 100kA/480V and 50kA/600V (molded case circuit breaker) trip unit LCD ETU, LSIG TA=40Â°C 3 phases/4 lines In=600A, rated current ISD=1.25-10xIR, II=10xIN short-circuit protection IR=200-600A ETU for line protection without auxiliary release without auxiliary/alarm switch | - | 0 | 0
3VL6170-1KN30-0AA0 |  | 3VL6170-1KN30-0AA0 | 1 | UN | 1 | 5 | B | D | EAR99 | N | 85362010 | 1 | 4011209716964 | 14 | KG | 3421 | 3421 | LP20 | LP20 | circuit breaker VL800 UL; type MG (cat no. NMX3B700) non-interchangeable frame, with circuit breaker approval acc. to UL 489 standard breaking capacity 3-pole, NEMA rating 35kA/480V, (molded case circuit breaker) trip unit TM, LI TA=40Â°C In=< 700A, rated current II=3250...6500A short-circuit protection IR=700A ETU for line protection without connection accessories without auxiliary release without auxiliary/alarm switch | - | 0 | 0
3VL6170-2KN30-0AA0 |  | 3VL6170-2KN30-0AA0 | 1 | UN | 1 | 5 | B | D | EAR99 | N | 85362010 | 1 | 4011209716971 | 14 | KG | 3960 | 3960 | LP20 | LP20 | circuit breaker VL800 UL; type MG (cat no. HMX3B700) non-interchangeable frame, with circuit breaker approval acc. to UL 489 high breaking capacity 3-pole, NEMA rating 65kA/480V, (molded case circuit breaker) trip unit TM, LI TA=40Â°C In=< 700A, rated current II=3250...6500A short-circuit protection IR=700A ETU for line protection without connection accessories without auxiliary release without auxiliary/alarm switch | - | 0 | 0
3VL6170-3KN30-0AA0 |  | 3VL6170-3KN30-0AA0 | 1 | UN | 1 | 5 | B | D | EAR99 | N | 85362010 | 1 | 4011209716988 | 14 | KG | 4686 | 4686 | LP20 | LP20 | circuit breaker VL800 UL; type MG (cat no. LMX3B700) non-interchangeable frame, with circuit breaker approval acc. to UL 489 very high breaking capacity 3-pole, NEMA rating 100kA/480V, (molded case circuit breaker) trip unit TM, LI TA=40Â°C In=< 700A, rated current II=3250...6500A short-circuit protection IR=700A ETU for line protection without connection accessories without auxiliary release without auxiliary/alarm switch | - | 0 | 0
3VL6180-1KN30-0AA0 |  | 3VL6180-1KN30-0AA0 | 1 | UN | 1 | 5 | B | D | EAR99 | N | 85362010 | 1 | 4011209716995 | 14 | KG | 3696 | 3696 | LP20 | LP20 | circuit breaker VL800 UL; type MG (cat no. NMX3B800) non-interchangeable frame, with circuit breaker approval acc. to UL 489 standard breaking capacity 3-pole, NEMA rating 35kA/480V, (molded case circuit breaker) trip unit TM, LI TA=40Â°C In=< 800A, rated current II=3250...6500A short-circuit protection IR=800A ETU for line protection without connection accessories without auxiliary release without auxiliary/alarm switch | - | 0 | 0
3VL6180-1PB30-0AA0 |  | 3VL6180-1PB30-0AA0 | 1 | UN | 1 | 5 | B | D | EAR99 | N | 85362010 | 1 | 4011209910850 | 16 | KG | 4499 | 4499 | LP20 | LP20 | circuit breaker VL800 UL; type MG (cat no. NMX3R800) non-interchangeable frame, with circuit breaker approval acc. to UL 489 standard breaking capacity 3-pole, NEMA rating 35kA/480V, (molded case circuit breaker) trip unit ETU, LI TA=40Â°C In=800A, rated current II=1.25 to 8 xIN, short-circuit protection IR=300-800A ETU for line protection without connection accessories without auxiliary release without auxiliary/alarm switch | - | 0 | 0
3VL6180-1PD30-0AA0 |  | 3VL6180-1PD30-0AA0 | 1 | UN | 1 | 5 | B | D | EAR99 | N | 85362010 | 1 | 4011209910867 | 16 | KG | 5357 | 5357 | LP20 | LP20 | circuit breaker VL800 UL; type MG (cat no. NMX3W800) non-interchangeable frame, with circuit breaker approval acc. to UL 489 standard breaking capacity 3-pole, NEMA rating 35kA/480V, (molded case circuit breaker) trip unit ETU, LIG TA=40Â°C 3 phases/4 lines In=800A, rated current II=1.25 to 8 xIN, short-circuit protection IR=300-800A ETU for line protection without connection accessories without auxiliary release without auxiliary/alarm switch | - | 0 | 0
3VL6180-1PE30-0AA0 |  | 3VL6180-1PE30-0AA0 | 1 | UN | 1 | 5 | B | D | EAR99 | N | 85362010 | 1 | 4011209910874 | 16 | KG | 4752 | 4752 | LP20 | LP20 | circuit breaker VL800 UL; type MG (cat no. NMX3T800) non-interchangeable frame, with circuit breaker approval acc. to UL 489 standard breaking capacity 3-pole, NEMA rating 35kA/480V, (molded case circuit breaker) trip unit ETU, LSI TA=40Â°C In=800A, rated current ISD=1.5 to 7 xIR, II=8 xIN short-circuit protection IR=300-800A ETU for line protection without connection accessories without auxiliary release without auxiliary/alarm switch | - | 0 | 0
3VL6180-1PH30-0AA0 |  | 3VL6180-1PH30-0AA0 | 1 | UN | 1 | 5 | B | D | EAR99 | N | 85362010 | 1 | 4011209910881 | 16 | KG | 5489 | 5489 | LP20 | LP20 | circuit breaker VL800 UL; type MG (cat no. NMX3V800) non-interchangeable frame, with circuit breaker approval acc. to UL 489 standard breaking capacity 3-pole, NEMA rating 35kA/480V, (molded case circuit breaker) trip unit ETU, LSIG TA=40Â°C 3 phases/4 lines In=800A, rated current ISD=1.5 to 7 xIR, II=8 xIN short-circuit protection IR=300-800A ETU for line protection without connection accessories without auxiliary release without auxiliary/alarm switch | - | 0 | 0
3VL6180-1VH30-0AA0 |  | 3VL6180-1VH30-0AA0 | 1 | UN | 1 | 5 | B | D | EAR99 | N | 85362010 | 1 | 4011209910898 | 16 | KG | 7392 | 7392 | LP20 | LP20 | circuit breaker VL800 UL type MG (cat no. NMX3A800) non-interchangeable frame, with circuit breaker approval acc. to UL 489 standard breaking capacity 3-pole; NEMA rating 35kA/480V and 25kA/600V (molded case circuit breaker) trip unit LCD ETU, LI/LS/LSI TA=40Â°C In=800A, rated current ISD=1.25-10xIR, II=8xIN short-circuit protection IR=300-800A ETU for line protection without auxiliary release without auxiliary/alarm switch | - | 0 | 0
3VL6180-1VJ30-0AA0 |  | 3VL6180-1VJ30-0AA0 | 1 | UN | 1 | 5 | B | D | EAR99 | N | 85362010 | 1 | 4011209910904 | 16 | KG | 7392 | 7392 | LP20 | LP20 | circuit breaker VL800 UL type MG (cat no. NMX3K800) non-interchangeable frame, with circuit breaker approval acc. to UL 489 standard breaking capacity 3-pole; NEMA rating 35kA/480V and 25kA/600V (molded case circuit breaker) trip unit LCD ETU, LSIG-G with alarm TA=40Â°C 3 phases/4 lines In=800A, rated current ISD=1.25-10xIR, II=8xIN short-circuit protection IR=300-800A ETU for line protection without auxiliary release without auxiliary/alarm switch | - | 0 | 0
3VL6180-1VM30-0AA0 |  | 3VL6180-1VM30-0AA0 | 1 | UN | 1 | 5 | B | D | EAR99 | N | 85362010 | 1 | 4011209910911 | 16 | KG | 7392 | 7392 | LP20 | LP20 | circuit breaker VL800 UL type MG (cat no. NMX3G800) non-interchangeable frame, with circuit breaker approval acc. to UL 489 standard breaking capacity 3-pole; NEMA rating 35kA/480V and 25kA/600V (molded case circuit breaker) trip unit LCD ETU, LSIG TA=40Â°C 3 phases/4 lines In=800A, rated current ISD=1.25-10xIR, II=8xIN short-circuit protection IR=300-800A ETU for line protection without auxiliary release without auxiliary/alarm switch | - | 0 | 0
3VL6180-2KE30-0AA0 |  | 3VL6180-2KE30-0AA0 | 1 | UN | 1 | 5 | B | D | EAR99 | N | 85362010 | 1 | 4011209686755 | 15.7 | KG | 4433 | 4433 | LP20 | LP20 | circuit breaker VL800 UL; type MG (cat no. HMS3S800) non-interchangeable frame, with circuit breaker approval acc. to UL 489 high breaking capacity 3-pole, NEMA rating 65kA/480V, (molded case switch) trip unit magnetic TA=40Â°C In=< 800A, rated current II=6500A short-circuit protection non-auto. air circuit breaker without connection accessories without auxiliary release without auxiliary/alarm switch | - | 0 | 0
3VL6180-2KE30-0AE1 |  | 3VL6180-2KE30-0AE1 | 1 | UN | 1 | 5 | B | D | EAR99 | N | 85362010 | 1 |  | 15.7 | KG | 4573.8 | 4573.8 | LP20 | LP20 | circuit breaker VL800 UL; type MG (cat no. HMS3S800) non-interchangeable frame, with circuit breaker approval acc. to UL 489 high breaking capacity 3-pole, NEMA rating 65kA/480V, (molded case switch) trip unit magnetic TA=40Â°C In=< 800A, rated current II=6500A short-circuit protection non-auto. air circuit breaker without connection accessories without auxiliary release Auxiliary/alarm switch mounting kit 2 AUX (1 NO+1 NC)+1 AS (1 NO) | - | 0 | 0
3VL6180-2KK30-0AA0 |  | 3VL6180-2KK30-0AA0 | 1 | UN | 1 | 5 | B | D | EAR99 | N | 85362010 | 1 |  | 14 | KG | 4488 | 4488 | LP20 | LP20 | circuit breaker VL800 UL; type MG (cat no. HMM3M800) non-interchangeable frame, with circuit breaker approval acc. to UL 489 high breaking capacity 3-pole, NEMA rating 65kA/480V, (motor starter protector) trip unit magnetic TA=40Â°C In=< 800A, rated current II=3250..6500A short-circuit protection starter combination without connection accessories without auxiliary release without auxiliary/alarm switch | - | 0 | 0
3VL6180-2KN30-0AA0 |  | 3VL6180-2KN30-0AA0 | 1 | UN | 1 | 5 | B | D | EAR99 | N | 85362010 | 1 | 4011209686724 | 14 | KG | 4587 | 4587 | LP20 | LP20 | circuit breaker VL800 UL; type MG (cat no. HMX3B800) non-interchangeable frame, with circuit breaker approval acc. to UL 489 high breaking capacity 3-pole, NEMA rating 65kA/480V, (molded case circuit breaker) trip unit TM, LI TA=40Â°C In=< 800A, rated current II=3250...6500A short-circuit protection IR=800A ETU for line protection without connection accessories without auxiliary release without auxiliary/alarm switch | - | 0 | 0
3VL6180-2PB30-0AA0 |  | 3VL6180-2PB30-0AA0 | 1 | UN | 1 | 5 | B | D | EAR99 | N | 85362010 | 1 | 4011209910928 | 16 | KG | 4928 | 4928 | LP20 | LP20 | circuit breaker VL800 UL; type MG (cat no. HMX3R800) non-interchangeable frame, with circuit breaker approval acc. to UL 489 high breaking capacity 3-pole, NEMA rating 65kA/480V, (molded case circuit breaker) trip unit ETU, LI TA=40Â°C In=800A, rated current II=1.25 to 8 xIN, short-circuit protection IR=300-800A ETU for line protection without connection accessories without auxiliary release without auxiliary/alarm switch | - | 0 | 0
3VL6180-2PD30-0AA0 |  | 3VL6180-2PD30-0AA0 | 1 | UN | 1 | 5 | B | D | EAR99 | N | 85362010 | 1 | 4011209910935 | 16 | KG | 5797 | 5797 | LP20 | LP20 | circuit breaker VL800 UL; type MG (cat no. HMX3W800) non-interchangeable frame, with circuit breaker approval acc. to UL 489 high breaking capacity 3-pole, NEMA rating 65kA/480V, (molded case circuit breaker) trip unit ETU, LIG TA=40Â°C 3 phases/4 lines In=800A, rated current II=1.25 to 8 xIN, short-circuit protection IR=300-800A ETU for line protection without connection accessories without auxiliary release without auxiliary/alarm switch | - | 0 | 0
3VL6180-2PE30-0AA0 |  | 3VL6180-2PE30-0AA0 | 1 | UN | 1 | 5 | B | D | EAR99 | N | 85362010 | 1 | 4011209910942 | 16 | KG | 5159 | 5159 | LP20 | LP20 | circuit breaker VL800 UL; type MG (cat no. HMX3T800) non-interchangeable frame, with circuit breaker approval acc. to UL 489 high breaking capacity 3-pole, NEMA rating 65kA/480V, (molded case circuit breaker) trip unit ETU, LSI TA=40Â°C In=800A, rated current ISD=1.5 to 7 xIR, II=8 xIN short-circuit protection IR=300-800A ETU for line protection without connection accessories without auxiliary release without auxiliary/alarm switch | - | 0 | 0
3VL6180-2PH30-0AA0 |  | 3VL6180-2PH30-0AA0 | 1 | UN | 1 | 5 | B | D | EAR99 | N | 85362010 | 1 | 4011209910959 | 16 | KG | 5874 | 5874 | LP20 | LP20 | circuit breaker VL800 UL; type MG (cat no. HMX3V800) non-interchangeable frame, with circuit breaker approval acc. to UL 489 high breaking capacity 3-pole, NEMA rating 65kA/480V, (molded case circuit breaker) trip unit ETU, LSIG TA=40Â°C 3 phases/4 lines In=800A, rated current ISD=1.5 to 7 xIR, II=8 xIN short-circuit protection IR=300-800A ETU for line protection without connection accessories without auxiliary release without auxiliary/alarm switch | - | 0 | 0
3VL6180-2VH30-0AA0 |  | 3VL6180-2VH30-0AA0 | 1 | UN | 1 | 5 | B | D | EAR99 | N | 85362010 | 1 | 4011209910966 | 16 | KG | 7821 | 7821 | LP20 | LP20 | circuit breaker VL800 UL type MG (cat no. HMX3A800) non-interchangeable frame, with circuit breaker approval acc. to UL 489 high breaking capacity 3-pole; NEMA rating 65kA/480V and 35kA/600V (molded case circuit breaker) trip unit LCD ETU, LI/LS/LSI TA=40Â°C In=800A, rated current ISD=1.25-10xIR, II=8xIN short-circuit protection IR=300-800A ETU for line protection without auxiliary release without auxiliary/alarm switch | - | 0 | 0
3VL6180-2VJ30-0AA0 |  | 3VL6180-2VJ30-0AA0 | 1 | UN | 1 | 5 | B | D | EAR99 | N | 85362010 | 1 | 4011209910973 | 16 | KG | 7821 | 7821 | LP20 | LP20 | circuit breaker VL800 UL type MG (cat no. HMX3K800) non-interchangeable frame, with circuit breaker approval acc. to UL 489 high breaking capacity 3-pole; NEMA rating 65kA/480V and 35kA/600V (molded case circuit breaker) trip unit LCD ETU, LSIG-G with alarm TA=40Â°C 3 phases/4 lines In=800A, rated current ISD=1.25-10xIR, II=8xIN short-circuit protection IR=300-800A ETU for line protection without auxiliary release without auxiliary/alarm switch | - | 0 | 0
3VL6180-2VM30-0AA0 |  | 3VL6180-2VM30-0AA0 | 1 | UN | 1 | 5 | B | D | EAR99 | N | 85362010 | 1 | 4011209910980 | 16 | KG | 7821 | 7821 | LP20 | LP20 | circuit breaker VL800 UL type MG (cat no. HMX3G800) non-interchangeable frame, with circuit breaker approval acc. to UL 489 high breaking capacity 3-pole; NEMA rating 65kA/480V and 35kA/600V (molded case circuit breaker) trip unit LCD ETU, LSIG TA=40Â°C 3 phases/4 lines In=800A, rated current ISD=1.25-10xIR, II=8xIN short-circuit protection IR=300-800A ETU for line protection without auxiliary release without auxiliary/alarm switch | - | 0 | 0
3VL6180-3KE30-0AA0 |  | 3VL6180-3KE30-0AA0 | 1 | UN | 1 | 5 | B | D | EAR99 | N | 85362090 | 1 | 4011209717022 | 14.25 | KG | 4972 | 4972 | LP20 | LP20 | circuit breaker VL800 UL; type MG (cat no. LMS3S800) non-interchangeable frame, with circuit breaker approval acc. to UL 489 very high breaking capacity 3-pole, NEMA rating 100kA/480V, (molded case switch) trip unit magnetic TA=40Â°C In=< 800A, rated current II=6500A short-circuit protection non-auto. air circuit breaker without connection accessories without auxiliary release without auxiliary/alarm switch | - | 0 | 0
3VL6180-3KN30-0AA0 |  | 3VL6180-3KN30-0AA0 | 1 | UN | 1 | 5 | B | D | EAR99 | N | 85362010 | 1 | 4011209717008 | 14 | KG | 5203 | 5203 | LP20 | LP20 | circuit breaker VL800 UL; type MG (cat no. LMX3B800) non-interchangeable frame, with circuit breaker approval acc. to UL 489 very high breaking capacity 3-pole, NEMA rating 100kA/480V, (molded case circuit breaker) trip unit TM, LI TA=40Â°C In=< 800A, rated current II=3250...6500A short-circuit protection IR=800A ETU for line protection without connection accessories without auxiliary release without auxiliary/alarm switch | - | 0 | 0
3VL6180-3PB30-0AA0 |  | 3VL6180-3PB30-0AA0 | 1 | UN | 1 | 5 | B | D | EAR99 | N | 85362010 | 1 | 4011209910997 | 16 | KG | 5698 | 5698 | LP20 | LP20 | circuit breaker VL800 UL; type MG (cat no. LMX3R800) non-interchangeable frame, with circuit breaker approval acc. to UL 489 very high breaking capacity 3-pole, NEMA rating 100kA/480V, (molded case circuit breaker) trip unit ETU, LI TA=40Â°C In=800A, rated current II=1.25 to 8 xIn, short-circuit protection IR=300-800A ETU for line protection without connection accessories without auxiliary release without auxiliary/alarm switch | - | 0 | 0
3VL6180-3PD30-0AA0 |  | 3VL6180-3PD30-0AA0 | 1 | UN | 1 | 5 | B | D | EAR99 | N | 85362010 | 1 | 4011209911000 | 16 | KG | 6567 | 6567 | LP20 | LP20 | circuit breaker VL800 UL; type MG (cat no. LMX3W800) non-interchangeable frame, with circuit breaker approval acc. to UL 489 very high breaking capacity 3-pole, NEMA rating 100kA/480V, (molded case circuit breaker) trip unit ETU, LIG TA=40Â°C 3 phases/4 lines In=800A, rated current II=1.25 to 8 xIn, short-circuit protection IR=300-800A ETU for line protection without connection accessories without auxiliary release without auxiliary/alarm switch | - | 0 | 0
3VL6180-3PE30-0AA0 |  | 3VL6180-3PE30-0AA0 | 1 | UN | 1 | 5 | B | D | EAR99 | N | 85362010 | 1 | 4011209911017 | 16 | KG | 5973 | 5973 | LP20 | LP20 | circuit breaker VL800 UL; type MG (cat no. LMX3T800) non-interchangeable frame, with circuit breaker approval acc. to UL 489 very high breaking capacity 3-pole, NEMA rating 100kA/480V, (molded case circuit breaker) trip unit ETU, LSI TA=40Â°C In=800A, rated current ISD=1.5 to 7xIR, II=8 xIn short-circuit protection IR=300-800A ETU for line protection without connection accessories without auxiliary release without auxiliary/alarm switch | - | 0 | 0
3VL6180-3PH30-0AA0 |  | 3VL6180-3PH30-0AA0 | 1 | UN | 1 | 5 | B | D | EAR99 | N | 85362010 | 1 | 4011209911024 | 16 | KG | 6699 | 6699 | LP20 | LP20 | circuit breaker VL800 UL; type MG (cat no. LMX3V800) non-interchangeable frame, with circuit breaker approval acc. to UL 489 very high breaking capacity 3-pole, NEMA rating 100kA/480V, (molded case circuit breaker) trip unit ETU, LSIG TA=40Â°C 3 phases/4 lines In=800A, rated current ISD=1.5 to 7xIR, II=8 xIn short-circuit protection IR=300-800A ETU for line protection without connection accessories without auxiliary release without auxiliary/alarm switch | - | 0 | 0
3VL6180-3VH30-0AA0 |  | 3VL6180-3VH30-0AA0 | 1 | UN | 1 | 5 | B | D | EAR99 | N | 85362010 | 1 | 4011209911031 | 16 | KG | 8591 | 8591 | LP20 | LP20 | circuit breaker VL800 UL type MG (cat no. LMX3A800) non-interchangeable frame, with circuit breaker approval acc. to UL 489 very high breaking capacity 3-pole; NEMA rating 100kA/480V and 50kA/600V (molded case circuit breaker) trip unit LCD ETU, LI/LS/LSI TA=40Â°C In=800A, rated current ISD=1.25-10xIR, II=8xIN short-circuit protection IR=300-800A ETU for line protection without auxiliary release without auxiliary/alarm switch | - | 0 | 0
3VL6180-3VJ30-0AA0 |  | 3VL6180-3VJ30-0AA0 | 1 | UN | 1 | 5 | B | D | EAR99 | N | 85362010 | 1 | 4011209911048 | 16 | KG | 8591 | 8591 | LP20 | LP20 | circuit breaker VL800 UL type MG (cat no. LMX3K800) non-interchangeable frame, with circuit breaker approval acc. to UL 489 very high breaking capacity 3-pole; NEMA rating 100kA/480V and 50kA/600V (molded case circuit breaker) trip unit LCD ETU, LSIG-G with alarm TA=40Â°C 3 phases/4 lines In=800A, rated current ISD=1.25-10xIR, II=8xIN short-circuit protection IR=300-800A ETU for line protection without auxiliary release without auxiliary/alarm switch | - | 0 | 0
3VL6180-3VM30-0AA0 |  | 3VL6180-3VM30-0AA0 | 1 | UN | 1 | 5 | B | D | EAR99 | N | 85362010 | 1 | 4011209911055 | 16 | KG | 8591 | 8591 | LP20 | LP20 | circuit breaker VL800 UL type MG (cat no. LMX3G800) non-interchangeable frame, with circuit breaker approval acc. to UL 489 very high breaking capacity 3-pole; NEMA rating 100kA/480V and 50kA/600V (molded case circuit breaker) trip unit LCD ETU, LSIG TA=40Â°C 3 phases/4 lines In=800A, rated current ISD=1.25-10xIR, II=8xIN short-circuit protection IR=300-800A ETU for line protection without auxiliary release without auxiliary/alarm switch | - | 0 | 0
3VL6780-1AA36-0AA0 |  | 3VL6780-1AA36-0AA0 | 1 | UN | 1 | 5 | B | D | EAR99 | N | 85362090 | 1 | 4011209523081 | 14.705 | KG | 2343 | 2343 | LP20 | LP20 | circuit breaker VL800N w/o Electronic Trip Unit standard breaking capacity Icu=55kA/415V AC, 3-pole In=< 800A, rated current without auxiliary release with screw terminal connections for switching unit and ETU | - | 0 | 0
3VL6780-1AA46-0AA0 |  | 3VL6780-1AA46-0AA0 | 1 | UN | 1 | 5 | B | D | EAR99 | N | 85362090 | 1 | 4011209523074 | 19.888 | KG | 3091 | 3091 | LP20 | LP20 | circuit breaker VL800N w/o Electronic Trip Unit standard breaking capacity Icu=55kA/415V AC, 4-pole In=< 800A, rated current without auxiliary release with screw terminal connections for switching unit and ETU | - | 0 | 0
3VL6780-1CJ46-0AA0-Z | U01 | 3VL6780-1CJ46-0AA0-ZU01 | 1 | UN | 1 | 30 | D | D | EAR99 | N | 85362090 | 1 |  | 20.5 | KG | 14568.4 | 14568.4 | LP20 | LP20 | circuit breaker VL800N standard breaking capacity Icu=55kA, 415V AC 4-pole, line protection trip unit LCD ETU40, LI/LS/LSI In=800A, rated current IR=320...800A, overload protection, ISD=1.5 to 7 xIR, II=8 xIN short-circuit protection N protected without auxiliary release without auxiliary/alarm switch with Safety Label for USA | - | 0 | 0
3VL6780-1CL36-0AA0 |  | 3VL6780-1CL36-0AA0 | 1 | UN | 1 | 30 | D | D | EAR99 | N | 85362090 | 1 | 4011209488137 | 16 | KG | 11550 | 11550 | LP20 | LP20 | circuit breaker VL800N standard breaking capacity Icu=55kA, 415V AC 3-pole, line protection trip unit LCD ETU42, LSIG 3 phases/3 lines In=800A, rated current IR=320...800A, overload protection, ISD=1.5 to 7xIR, II=8XIN short-circuit protection without auxiliary release without auxiliary/alarm switch | - | 0 | 0
3VL6780-1CL36-0AA0-Z | U01 | 3VL6780-1CL36-0AA0-ZU01 | 1 | UN | 1 | 30 | D | D | EAR99 | N | 85362090 | 1 |  | 16 | KG | 11598.4 | 11598.4 | LP20 | LP20 | circuit breaker VL800N standard breaking capacity Icu=55kA, 415V AC 3-pole, line protection trip unit LCD ETU42, LSIG 3 phases/3 lines In=800A, rated current IR=320...800A, overload protection, ISD=1.5 to 7xIR, II=8XIN short-circuit protection without auxiliary release without auxiliary/alarm switch with Safety Label for USA | - | 0 | 0
3VL6780-1CN46-0AA0-Z | U01 | 3VL6780-1CN46-0AA0-ZU01 | 1 | UN | 1 | 30 | D | D | EAR99 | N | 85362090 | 1 |  | 20.5 | KG | 14568.4 | 14568.4 | LP20 | LP20 | circuit breaker VL800N standard breaking capacity Icu=55kA, 415V AC 4-pole, line protection trip unit LCD ETU42, LSIG In=800A, rated current IR=320...800A, overload protection, ISD=1.5 to 7 xIR, II=8 xIN short-circuit protection N protected with ground-fault protection without auxiliary release without auxiliary/alarm switch with Safety Label for USA | - | 0 | 0
3VL6780-1DE36-0AA0 |  | 3VL6780-1DE36-0AA0 | 1 | UN | 1 | 5 | B | D | EAR99 | N | 85362090 | 1 | 4011209488175 | 15 | KG | 3619 | 3322.8 | LP20 | LP20 | circuit breaker VL800N standard breaking capacity Icu=55kA, 415V AC 3-pole, non-auto. air circ. br. trip unit magnetic In=800A, rated current II=6500A, short-circuit protection without auxiliary release without auxiliary/alarm switch | - | 0 | 0
3VL6780-1DE36-0AA0-Z | U01 | 3VL6780-1DE36-0AA0-ZU01 | 1 | UN | 1 | 5 | B | D | EAR99 | N | 85362090 | 1 |  | 16 | KG | 3667.4 | 3667.4 | LP20 | LP20 | circuit breaker VL800N standard breaking capacity Icu=55kA, 415V AC 3-pole, non-auto. air circ. br. trip unit magnetic In=800A, rated current II=6500A, short-circuit protection without auxiliary release without auxiliary/alarm switch with Safety Label for USA | - | 0 | 0
3VL6780-1DE36-2HE1-Z | M22U01 | 3VL6780-1DE36-2HE1-ZM22U01 | 1 | UN | 1 | 5 | B | D | EAR99 | N | 85362090 | 1 |  | 16 | KG | 6098.4 | 6098.4 | LP20 | LP20 | circuit breaker VL800N standard breaking capacity Icu=55kA, 415V AC 3-pole, non-auto. air circ. br. trip unit magnetic In=800A, rated current II=6500A, short-circuit protection Undervoltage release 220...250 V AC Auxiliary/alarm switch mounting kit 2 AUX (1 NO+1 NC)+1 AS (1 NO) Motorized operating mechanism set up 220-250 V AC/DC with Safety Label for USA | - | 0 | 0
3VL6780-1EE46-0AA0 |  | 3VL6780-1EE46-0AA0 | 1 | UN | 1 | 5 | B | D | EAR99 | N | 85362090 | 1 | 4011209488199 | 21.86 | KG | 4620 | 4234.9 | LP20 | LP20 | circuit breaker VL800N standard breaking capacity Icu=55kA, 415V AC 4-pole, non-auto. air circ. br. trip unit magnetic In=800A, rated current II=6500A, short-circuit protection without auxiliary release without auxiliary/alarm switch | - | 0 | 0
3VL6780-1EE46-0AA0-Z | U01 | 3VL6780-1EE46-0AA0-ZU01 | 1 | UN | 1 | 5 | B | D | EAR99 | N | 85362090 | 1 |  | 21.42 | KG | 4668.4 | 4668.4 | LP20 | LP20 | circuit breaker VL800N standard breaking capacity Icu=55kA, 415V AC 4-pole, non-auto. air circ. br. trip unit magnetic In=800A, rated current II=6500A, short-circuit protection without auxiliary release without auxiliary/alarm switch with Safety Label for USA | - | 0 | 0
3VL6780-1EE46-2DE1-Z | U01 | 3VL6780-1EE46-2DE1-ZU01 | 1 | UN | 1 | 5 | B | D | EAR99 | N | 85362090 | 1 |  | 21.42 | KG | 5020.4 | 5020.4 | LP20 | LP20 | circuit breaker VL800N standard breaking capacity Icu=55kA, 415V AC 4-pole, non-auto. air circ. br. trip unit magnetic In=800A, rated current II=6500A, short-circuit protection Undervoltage release 24 V AC Auxiliary/alarm switch mounting kit 2 AUX (1 NO+1 NC)+1 AS (1 NO) with Safety Label for USA | - | 0 | 0
3VL6780-1LA46-0AA0 |  | 3VL6780-1LA46-0AA0 | 1 | UN | 1 | 5 | B | D | EAR99 | N | 85362090 | 1 | 4011209875470 | 21.86 | KG | 6259 | 6259 | LP20 | LP20 | circuit breaker VL800N standard breaking capacity Icu=55kA, 415V AC 4-pole, line protection trip unit ETU10, LI In=800A, rated current IR=320...800A, overload protection, II=1.25 to 8 xIN, short-circuit protection N protected shipbuilding certificate for LRS, DNV and gL without auxiliary release without auxiliary/alarm switch | - | 0 | 0
3VL6780-1LA46-0AA0-Z | U01 | 3VL6780-1LA46-0AA0-ZU01 | 1 | UN | 1 | 5 | B | D | EAR99 | N | 85362090 | 1 |  | 20.5 | KG | 6307.4 | 6307.4 | LP20 | LP20 | circuit breaker VL800N standard breaking capacity Icu=55kA, 415V AC 4-pole, line protection trip unit ETU10, LI In=800A, rated current IR=320...800A, overload protection, II=1.25 to 8 xIN, short-circuit protection N protected shipbuilding certificate for LRS, DNV and gL without auxiliary release without auxiliary/alarm switch with Safety Label for USA | - | 0 | 0
3VL6780-1LB36-0AA0 |  | 3VL6780-1LB36-0AA0 | 1 | UN | 1 | 5 | B | D | EAR99 | N | 85362090 | 1 | 4011209875357 | 16.359 | KG | 4620 | 4620 | LP20 | LP20 | circuit breaker VL800N standard breaking capacity Icu=55kA, 415V AC 3-pole, line protection trip unit ETU10, LI In=800A, rated current IR=320...800A, overload protection, II=1.25 to 8 xIN, short-circuit protection shipbuilding certificate for LRS, DNV and gL without auxiliary release without auxiliary/alarm switch | - | 0 | 0
3VL6780-1LB36-0AA0-Z | U01 | 3VL6780-1LB36-0AA0-ZU01 | 1 | UN | 1 | 5 | B | D | EAR99 | N | 85362090 | 1 |  | 16 | KG | 4668.4 | 4668.4 | LP20 | LP20 | circuit breaker VL800N standard breaking capacity Icu=55kA, 415V AC 3-pole, line protection trip unit ETU10, LI In=800A, rated current IR=320...800A, overload protection, II=1.25 to 8 xIN, short-circuit protection shipbuilding certificate for LRS, DNV and gL without auxiliary release without auxiliary/alarm switch with Safety Label for USA | - | 0 | 0
3VL6780-1LE36-0AA0 |  | 3VL6780-1LE36-0AA0 | 1 | UN | 1 | 5 | B | D | EAR99 | N | 85362090 | 1 | 4011209875418 | 16.359 | KG | 4829 | 4829 | LP20 | LP20 | circuit breaker VL800N standard breaking capacity Icu=55kA, 415V AC 3-pole, line protection trip unit ETU20, LSI In=800A, rated current IR=320...800A, overload protection, ISD=1.5 to 7 xIR, II=8 xIN short-circuit protection shipbuilding certificate for LRS, DNV and gL without auxiliary release without auxiliary/alarm switch | - | 0 | 0
3VL6780-1LE36-0AA0-Z | U01 | 3VL6780-1LE36-0AA0-ZU01 | 1 | UN | 1 | 5 | B | D | EAR99 | N | 85362090 | 1 |  | 16 | KG | 4877.4 | 4877.4 | LP20 | LP20 | circuit breaker VL800N standard breaking capacity Icu=55kA, 415V AC 3-pole, line protection trip unit ETU20, LSI In=800A, rated current IR=320...800A, overload protection, ISD=1.5 to 7 xIR, II=8 xIN short-circuit protection shipbuilding certificate for LRS, DNV and gL without auxiliary release without auxiliary/alarm switch with Safety Label for USA | - | 0 | 0
3VL6780-1LF46-0AA0 |  | 3VL6780-1LF46-0AA0 | 1 | UN | 1 | 5 | B | D | EAR99 | N | 85362090 | 1 | 4011209875531 | 21.86 | KG | 6611 | 6611 | LP20 | LP20 | circuit breaker VL800N standard breaking capacity Icu=55kA, 415V AC 4-pole, line protection trip unit ETU20, LSI In=800A, rated current IR=320...800A, overload protection, ISD=1.5 to 7 xIR, II=8 xIN short-circuit protection N protected shipbuilding certificate for LRS, DNV and gL without auxiliary release without auxiliary/alarm switch | - | 0 | 0
3VL6780-1LF46-0AA0-Z | U01 | 3VL6780-1LF46-0AA0-ZU01 | 1 | UN | 1 | 5 | B | D | EAR99 | N | 85362090 | 1 |  | 20.5 | KG | 6659.4 | 6659.4 | LP20 | LP20 | circuit breaker VL800N standard breaking capacity Icu=55kA, 415V AC 4-pole, line protection trip unit ETU20, LSI In=800A, rated current IR=320...800A, overload protection, ISD=1.5 to 7 xIR, II=8 xIN short-circuit protection N protected shipbuilding certificate for LRS, DNV and gL without auxiliary release without auxiliary/alarm switch with Safety Label for USA | - | 0 | 0
3VL6780-1MB36-0AA0 |  | 3VL6780-1MB36-0AA0 | 1 | UN | 1 | 5 | B | D | EAR99 | N | 85362090 | 1 | 4011209815209 | 16.359 | KG | 4103 | 4103 | LP20 | LP20 | circuit breaker VL800N standard breaking capacity Icu=55kA, 415V AC 3-pole, line protection trip unit ETU10, LI In=800A, rated current IR=320...800A, overload protection, II=1.25 to 8 xIN, short-circuit protection without auxiliary release ETU communication-capable without auxiliary/alarm switch | - | 0 | 0
3VL6780-1MB36-0AA0-Z | U01 | 3VL6780-1MB36-0AA0-ZU01 | 1 | UN | 1 | 5 | B | D | EAR99 | N | 85362090 | 1 |  | 16 | KG | 4151.4 | 4151.4 | LP20 | LP20 | circuit breaker VL800N standard breaking capacity Icu=55kA, 415V AC 3-pole, line protection trip unit ETU10, LI In=800A, rated current IR=320...800A, overload protection, II=1.25 to 8 xIN, short-circuit protection without auxiliary release ETU communication-capable without auxiliary/alarm switch with Safety Label for USA | - | 0 | 0
3VL6780-1ME36-0AA0 |  | 3VL6780-1ME36-0AA0 | 1 | UN | 1 | 5 | B | D | EAR99 | N | 85362090 | 1 | 4011209815216 | 16.359 | KG | 4268 | 4268 | LP20 | LP20 | circuit breaker VL800N standard breaking capacity Icu=55kA, 415V AC 3-pole, line protection trip unit ETU20, LSI In=800A, rated current IR=320...800A, overload protection, ISD=1.5 to 7 xIR, II=8 xIN short-circuit protection without auxiliary release ETU communication-capable without auxiliary/alarm switch | - | 0 | 0
3VL6780-1ME36-0AA0-Z | U01 | 3VL6780-1ME36-0AA0-ZU01 | 1 | UN | 1 | 5 | B | D | EAR99 | N | 85362090 | 1 |  | 16 | KG | 4316.4 | 4316.4 | LP20 | LP20 | circuit breaker VL800N standard breaking capacity Icu=55kA, 415V AC 3-pole, line protection trip unit ETU20, LSI In=800A, rated current IR=320...800A, overload protection, ISD=1.5 to 7 xIR, II=8 xIN short-circuit protection without auxiliary release ETU communication-capable without auxiliary/alarm switch with Safety Label for USA | - | 0 | 0
3VL6780-1MF36-0AA0 |  | 3VL6780-1MF36-0AA0 | 1 | UN | 1 | 5 | B | D | EAR99 | N | 85362090 | 1 | 4011209815223 | 16.359 | KG | 5159 | 5159 | LP20 | LP20 | circuit breaker VL800N standard breaking capacity Icu=55kA, 415V AC 3-pole, line protection trip unit ETU12, LIGN 3 phases/4 lines In=800A, rated current IR=320...800A, overload protection, II=1.25 to 8 xIN, short-circuit protection without auxiliary release ETU communication-capable without auxiliary/alarm switch | - | 0 | 0
3VL6780-1MF36-0AA0-Z | U01 | 3VL6780-1MF36-0AA0-ZU01 | 1 | UN | 1 | 5 | B | D | EAR99 | N | 85362090 | 1 |  | 16 | KG | 5207.4 | 5207.4 | LP20 | LP20 | circuit breaker VL800N standard breaking capacity Icu=55kA, 415V AC 3-pole, line protection trip unit ETU12, LIGN 3 phases/4 lines In=800A, rated current IR=320...800A, overload protection, II=1.25 to 8 xIN, short-circuit protection without auxiliary release ETU communication-capable without auxiliary/alarm switch with Safety Label for USA | - | 0 | 0
3VL6780-1MG36-0AA0 |  | 3VL6780-1MG36-0AA0 | 1 | UN | 1 | 5 | B | D | EAR99 | N | 85362090 | 1 | 4011209815230 | 16.359 | KG | 4994 | 4994 | LP20 | LP20 | circuit breaker VL800N standard breaking capacity Icu=55kA, 415V AC 3-pole, line protection trip unit ETU22, LSIG 3 phases/3 lines In=800A, rated current IR=320...800A, overload protection, ISD=1.5 to 7xIR, II=8XIN short-circuit protection without auxiliary release ETU communication-capable without auxiliary/alarm switch | - | 0 | 0
3VL6780-1MG36-0AA0-Z | U01 | 3VL6780-1MG36-0AA0-ZU01 | 1 | UN | 1 | 5 | B | D | EAR99 | N | 85362090 | 1 |  | 16 | KG | 5042.4 | 5042.4 | LP20 | LP20 | circuit breaker VL800N standard breaking capacity Icu=55kA, 415V AC 3-pole, line protection trip unit ETU22, LSIG 3 phases/3 lines In=800A, rated current IR=320...800A, overload protection, ISD=1.5 to 7xIR, II=8XIN short-circuit protection without auxiliary release ETU communication-capable without auxiliary/alarm switch with Safety Label for USA | - | 0 | 0
3VL6780-1MH36-0AA0 |  | 3VL6780-1MH36-0AA0 | 1 | UN | 1 | 5 | B | D | EAR99 | N | 85362090 | 1 | 4011209815247 | 16.359 | KG | 4994 | 4994 | LP20 | LP20 | circuit breaker VL800N standard breaking capacity Icu=55kA, 415V AC 3-pole, line protection trip unit ETU22, LSIG 3 phases/4 lines with connecting cable In=800A, rated current IR=320...800A, overload protection, ISD=1.5 to 7xIR, II=8XIN short-circuit protection without auxiliary release ETU communication-capable without auxiliary/alarm switch | - | 0 | 0
3VL6780-1MH36-0AA0-Z | U01 | 3VL6780-1MH36-0AA0-ZU01 | 1 | UN | 1 | 5 | B | D | EAR99 | N | 85362090 | 1 |  | 16 | KG | 5042.4 | 5042.4 | LP20 | LP20 | circuit breaker VL800N standard breaking capacity Icu=55kA, 415V AC 3-pole, line protection trip unit ETU22, LSIG 3 phases/4 lines with connecting cable In=800A, rated current IR=320...800A, overload protection, ISD=1.5 to 7xIR, II=8XIN short-circuit protection without auxiliary release ETU communication-capable without auxiliary/alarm switch with Safety Label for USA | - | 0 | 0
3VL6780-1ML36-0AA0 |  | 3VL6780-1ML36-0AA0 | 1 | UN | 1 | 5 | B | D | EAR99 | N | 85362090 | 1 | 4011209815254 | 16.359 | KG | 4840 | 4840 | LP20 | LP20 | circuit breaker VL800N standard breaking capacity Icu=55kA, 415V AC 3-pole, line protection trip unit ETU12, LIG 3 phases/3 lines In=800A, rated current IR=320...800A, overload protection, II=1.25 to 8 xIN, short-circuit protection without auxiliary release ETU communication-capable without auxiliary/alarm switch | - | 0 | 0
3VL6780-1ML36-0AA0-Z | U01 | 3VL6780-1ML36-0AA0-ZU01 | 1 | UN | 1 | 5 | B | D | EAR99 | N | 85362090 | 1 |  | 16 | KG | 4888.4 | 4888.4 | LP20 | LP20 | circuit breaker VL800N standard breaking capacity Icu=55kA, 415V AC 3-pole, line protection trip unit ETU12, LIG 3 phases/3 lines In=800A, rated current IR=320...800A, overload protection, II=1.25 to 8 xIN, short-circuit protection without auxiliary release ETU communication-capable without auxiliary/alarm switch with Safety Label for USA | - | 0 | 0
3VL6780-1NA46-0AA0 |  | 3VL6780-1NA46-0AA0 | 1 | UN | 1 | 5 | B | D | EAR99 | N | 85362090 | 1 | 4011209815322 | 21.86 | KG | 5555 | 5555 | LP20 | LP20 | circuit breaker VL800N standard breaking capacity Icu=55kA, 415V AC 4-pole, line protection trip unit ETU10, LIN In=800A, rated current IR=320...800A, overload protection, II=1.25 to 8 xIN, short-circuit protection N protected without auxiliary release ETU communication-capable without auxiliary/alarm switch | - | 0 | 0
3VL6780-1NA46-0AA0-Z | U01 | 3VL6780-1NA46-0AA0-ZU01 | 1 | UN | 1 | 5 | B | D | EAR99 | N | 85362090 | 1 |  | 20.5 | KG | 5603.4 | 5603.4 | LP20 | LP20 | circuit breaker VL800N standard breaking capacity Icu=55kA, 415V AC 4-pole, line protection trip unit ETU10, LIN In=800A, rated current IR=320...800A, overload protection, II=1.25 to 8 xIN, short-circuit protection N protected without auxiliary release ETU communication-capable without auxiliary/alarm switch with Safety Label for USA | - | 0 | 0
3VL6780-1NB46-0AA0 |  | 3VL6780-1NB46-0AA0 | 1 | UN | 1 | 5 | B | D | EAR99 | N | 85362090 | 1 | 4011209815339 | 21.86 | KG | 5291 | 5291 | LP20 | LP20 | circuit breaker VL800N standard breaking capacity Icu=55kA, 415V AC 4-pole, line protection trip unit ETU10, LI In=800A, rated current IR=320...800A, overload protection, II=1.25 to 8 xIN, short-circuit protection without auxiliary release ETU communication-capable without auxiliary/alarm switch | - | 0 | 0
3VL6780-1NB46-0AA0-Z | U01 | 3VL6780-1NB46-0AA0-ZU01 | 1 | UN | 1 | 5 | B | D | EAR99 | N | 85362090 | 1 |  | 20.5 | KG | 5339.4 | 5339.4 | LP20 | LP20 | circuit breaker VL800N standard breaking capacity Icu=55kA, 415V AC 4-pole, line protection trip unit ETU10, LI In=800A, rated current IR=320...800A, overload protection, II=1.25 to 8 xIN, short-circuit protection without auxiliary release ETU communication-capable without auxiliary/alarm switch with Safety Label for USA | - | 0 | 0
3VL6780-1NE46-0AA0 |  | 3VL6780-1NE46-0AA0 | 1 | UN | 1 | 5 | B | D | EAR99 | N | 85362090 | 1 | 4011209815346 | 21.86 | KG | 5577 | 5577 | LP20 | LP20 | circuit breaker VL800N standard breaking capacity Icu=55kA, 415V AC 4-pole, line protection trip unit ETU20, LSI In=800A, rated current IR=320...800A, overload protection, ISD=1.5 to 7 xIR, II=8 xIN short-circuit protection without auxiliary release ETU communication-capable without auxiliary/alarm switch | - | 0 | 0
3VL6780-1NE46-0AA0-Z | U01 | 3VL6780-1NE46-0AA0-ZU01 | 1 | UN | 1 | 5 | B | D | EAR99 | N | 85362090 | 1 |  | 20.5 | KG | 5625.4 | 5625.4 | LP20 | LP20 | circuit breaker VL800N standard breaking capacity Icu=55kA, 415V AC 4-pole, line protection trip unit ETU20, LSI In=800A, rated current IR=320...800A, overload protection, ISD=1.5 to 7 xIR, II=8 xIN short-circuit protection without auxiliary release ETU communication-capable without auxiliary/alarm switch with Safety Label for USA | - | 0 | 0
3VL6780-1NF46-0AA0 |  | 3VL6780-1NF46-0AA0 | 1 | UN | 1 | 5 | B | D | EAR99 | N | 85362090 | 1 | 4011209815353 | 21.86 | KG | 5830 | 5830 | LP20 | LP20 | circuit breaker VL800N standard breaking capacity Icu=55kA, 415V AC 4-pole, line protection trip unit ETU20, LSI In=800A, rated current IR=320...800A, overload protection, ISD=1.5 to 7 xIR, II=8 xIN short-circuit protection N protected without auxiliary release ETU communication-capable without auxiliary/alarm switch | - | 0 | 0
3VL6780-1NF46-0AA0-Z | U01 | 3VL6780-1NF46-0AA0-ZU01 | 1 | UN | 1 | 5 | B | D | EAR99 | N | 85362090 | 1 |  | 20.5 | KG | 5878.4 | 5878.4 | LP20 | LP20 | circuit breaker VL800N standard breaking capacity Icu=55kA, 415V AC 4-pole, line protection trip unit ETU20, LSI In=800A, rated current IR=320...800A, overload protection, ISD=1.5 to 7 xIR, II=8 xIN short-circuit protection N protected without auxiliary release ETU communication-capable without auxiliary/alarm switch with Safety Label for USA | - | 0 | 0
3VL6780-1NH46-0AA0 |  | 3VL6780-1NH46-0AA0 | 1 | UN | 1 | 5 | B | D | EAR99 | N | 85362090 | 1 | 4011209815360 | 21.86 | KG | 6479 | 6479 | LP20 | LP20 | circuit breaker VL800N standard breaking capacity Icu=55kA, 415V AC 4-pole, line protection trip unit ETU22, LSIG In=800A, rated current IR=320...800A, overload protection, ISD=1.5 to 7 xIR, II=8 xIN short-circuit protection N protected without auxiliary release ETU communication-capable without auxiliary/alarm switch | - | 0 | 0
3VL6780-1NH46-0AA0-Z | U01 | 3VL6780-1NH46-0AA0-ZU01 | 1 | UN | 1 | 5 | B | D | EAR99 | N | 85362090 | 1 |  | 20.5 | KG | 6527.4 | 6527.4 | LP20 | LP20 | circuit breaker VL800N standard breaking capacity Icu=55kA, 415V AC 4-pole, line protection trip unit ETU22, LSIG In=800A, rated current IR=320...800A, overload protection, ISD=1.5 to 7 xIR, II=8 xIN short-circuit protection N protected without auxiliary release ETU communication-capable without auxiliary/alarm switch with Safety Label for USA | - | 0 | 0
3VL6780-1NN46-0AA0 |  | 3VL6780-1NN46-0AA0 | 1 | UN | 1 | 5 | B | D | EAR99 | N | 85362090 | 1 | 4011209815377 | 21.86 | KG | 6325 | 6325 | LP20 | LP20 | circuit breaker VL800N standard breaking capacity Icu=55kA, 415V AC 4-pole, line protection trip unit ETU12, LIG In=800A, rated current IR=320...800A, overload protection, II=1.25 to 8 xIN, short-circuit protection N protected without auxiliary release ETU communication-capable without auxiliary/alarm switch | - | 0 | 0
3VL6780-1NN46-0AA0-Z | U01 | 3VL6780-1NN46-0AA0-ZU01 | 1 | UN | 1 | 5 | B | D | EAR99 | N | 85362090 | 1 |  | 20.5 | KG | 6373.4 | 6373.4 | LP20 | LP20 | circuit breaker VL800N standard breaking capacity Icu=55kA, 415V AC 4-pole, line protection trip unit ETU12, LIG In=800A, rated current IR=320...800A, overload protection, II=1.25 to 8 xIN, short-circuit protection N protected without auxiliary release ETU communication-capable without auxiliary/alarm switch with Safety Label for USA | - | 0 | 0
3VL6780-1SB36-0AA0 |  | 3VL6780-1SB36-0AA0 | 1 | UN | 1 | 5 | B | D | EAR99 | N | 85362090 | 1 | 4011209815148 | 16.359 | KG | 4004 | 3671.9 | LP20 | LP20 | circuit breaker VL800N standard breaking capacity Icu=55kA, 415V AC 3-pole, line protection trip unit ETU10, LI In=800A, rated current IR=320...800A, overload protection, II=1.25 to 8 xIN, short-circuit protection without auxiliary release without auxiliary/alarm switch | - | 0 | 0
3VL6780-1SB36-0AA0-Z | U01 | 3VL6780-1SB36-0AA0-ZU01 | 1 | UN | 1 | 5 | B | D | EAR99 | N | 85362090 | 1 |  | 16 | KG | 4052.4 | 4052.4 | LP20 | LP20 | circuit breaker VL800N standard breaking capacity Icu=55kA, 415V AC 3-pole, line protection trip unit ETU10, LI In=800A, rated current IR=320...800A, overload protection, II=1.25 to 8 xIN, short-circuit protection without auxiliary release without auxiliary/alarm switch with Safety Label for USA | - | 0 | 0
3VL6780-1SB36-2HE1-Z | L02U01 | 3VL6780-1SB36-2HE1-ZL02U01 | 1 | UN | 1 | 5 | B | D | EAR99 | N | 85362090 | 1 |  | 16 | KG | 4495.48 | 4495.48 | LP20 | LP20 | circuit breaker VL800N standard breaking capacity Icu=55kA, 415V AC 3-pole, line protection trip unit ETU10, LI In=800A, rated current IR=320...800A, overload protection, II=1.25 to 8 xIN, short-circuit protection Undervoltage release 220...250 V AC Auxiliary/alarm switch mounting kit 2 AUX (1 NO+1 NC)+1 AS (1 NO) Internal accessories wired with Safety Label for USA | - | 0 | 0
3VL6780-1SB36-8RC1-Z | U01 | 3VL6780-1SB36-8RC1-ZU01 | 1 | UN | 1 | 5 | B | D | EAR99 | N | 85362090 | 1 |  | 16 | KG | 4402.2 | 4402.2 | LP20 | LP20 | circuit breaker VL800N standard breaking capacity Icu=55kA, 415V AC 3-pole, line protection trip unit ETU10, LI In=800A, rated current IR=320...800A, overload protection, II=1.25 to 8 xIN, short-circuit protection Shunt release 110...127 V AC Auxiliary switch mounting kit 4 AUX (2 NO + 2 NC) with Safety Label for USA | - | 0 | 0
3VL6780-1SE36-0AA0 |  | 3VL6780-1SE36-0AA0 | 1 | UN | 1 | 5 | B | D | EAR99 | N | 85362090 | 1 | 4011209815155 | 16.3 | KG | 4202 | 3847.4 | LP20 | LP20 | circuit breaker VL800N standard breaking capacity Icu=55kA, 415V AC 3-pole, line protection trip unit ETU20, LSI In=800A, rated current IR=320...800A, overload protection, ISD=1.5 to 7 xIR, II=8 xIN short-circuit protection without auxiliary release without auxiliary/alarm switch | - | 0 | 0
3VL6780-1SE36-0AA0-Z | U01 | 3VL6780-1SE36-0AA0-ZU01 | 1 | UN | 1 | 5 | B | D | EAR99 | N | 85362090 | 1 |  | 16 | KG | 4250.4 | 4250.4 | LP20 | LP20 | circuit breaker VL800N standard breaking capacity Icu=55kA, 415V AC 3-pole, line protection trip unit ETU20, LSI In=800A, rated current IR=320...800A, overload protection, ISD=1.5 to 7 xIR, II=8 xIN short-circuit protection without auxiliary release without auxiliary/alarm switch with Safety Label for USA | - | 0 | 0
3VL6780-1SE36-0AC1-Z | U01 | 3VL6780-1SE36-0AC1-ZU01 | 1 | UN | 1 | 5 | B | D | EAR99 | N | 85362090 | 1 |  | 16 | KG | 4383.5 | 4383.5 | LP20 | LP20 | circuit breaker VL800N standard breaking capacity Icu=55kA, 415V AC 3-pole, line protection trip unit ETU20, LSI In=800A, rated current IR=320...800A, overload protection, ISD=1.5 to 7 xIR, II=8 xIN short-circuit protection without auxiliary release Auxiliary switch mounting kit 4 AUX (2 NO + 2 NC) with Safety Label for USA | - | 0 | 0
3VL6780-1SF36-0AA0 |  | 3VL6780-1SF36-0AA0 | 1 | UN | 1 | 5 | B | D | EAR99 | N | 85362090 | 1 | 4011209815162 | 16.359 | KG | 5071 | 5071 | LP20 | LP20 | circuit breaker VL800N standard breaking capacity Icu=55kA, 415V AC 3-pole, line protection trip unit ETU12, LIG 3 phases/4 lines In=800A, rated current IR=320...800A, overload protection, II=1.25 to 8 xIN, short-circuit protection without auxiliary release without auxiliary/alarm switch | - | 0 | 0
3VL6780-1SF36-0AA0-Z | U01 | 3VL6780-1SF36-0AA0-ZU01 | 1 | UN | 1 | 5 | B | D | EAR99 | N | 85362090 | 1 |  | 16 | KG | 5119.4 | 5119.4 | LP20 | LP20 | circuit breaker VL800N standard breaking capacity Icu=55kA, 415V AC 3-pole, line protection trip unit ETU12, LIG 3 phases/4 lines In=800A, rated current IR=320...800A, overload protection, II=1.25 to 8 xIN, short-circuit protection without auxiliary release without auxiliary/alarm switch with Safety Label for USA | - | 0 | 0
3VL6780-1SG36-0AA0 |  | 3VL6780-1SG36-0AA0 | 1 | UN | 1 | 5 | B | D | EAR99 | N | 85362090 | 1 | 4011209815179 | 16.235 | KG | 4873 | 4873 | LP20 | LP20 | circuit breaker VL800N standard breaking capacity Icu=55kA, 415V AC 3-pole, line protection trip unit ETU22, LSIG 3 phases/3 lines In=800A, rated current IR=320...800A, overload protection, ISD=1.5 to 7xIR, II=8XIN short-circuit protection without auxiliary release without auxiliary/alarm switch | - | 0 | 0
3VL6780-1SG36-0AA0-Z | U01 | 3VL6780-1SG36-0AA0-ZU01 | 1 | UN | 1 | 5 | B | D | EAR99 | N | 85362090 | 1 |  | 16 | KG | 4921.4 | 4921.4 | LP20 | LP20 | circuit breaker VL800N standard breaking capacity Icu=55kA, 415V AC 3-pole, line protection trip unit ETU22, LSIG 3 phases/3 lines In=800A, rated current IR=320...800A, overload protection, ISD=1.5 to 7xIR, II=8XIN short-circuit protection without auxiliary release without auxiliary/alarm switch with Safety Label for USA | - | 0 | 0
3VL6780-1SH36-0AA0 |  | 3VL6780-1SH36-0AA0 | 1 | UN | 1 | 5 | B | D | EAR99 | N | 85362090 | 1 | 4011209815186 | 16.359 | KG | 4873 | 4873 | LP20 | LP20 | circuit breaker VL800N standard breaking capacity Icu=55kA, 415V AC 3-pole, line protection trip unit ETU22, LSIG 3 phases/4 lines with connecting cable In=800A, rated current IR=320...800A, overload protection, ISD=1.5 to 7xIR, II=8XIN short-circuit protection without auxiliary release without auxiliary/alarm switch | - | 0 | 0
3VL6780-1SH36-0AA0-Z | U01 | 3VL6780-1SH36-0AA0-ZU01 | 1 | UN | 1 | 5 | B | D | EAR99 | N | 85362090 | 1 |  | 16 | KG | 4921.4 | 4921.4 | LP20 | LP20 | circuit breaker VL800N standard breaking capacity Icu=55kA, 415V AC 3-pole, line protection trip unit ETU22, LSIG 3 phases/4 lines with connecting cable In=800A, rated current IR=320...800A, overload protection, ISD=1.5 to 7xIR, II=8XIN short-circuit protection without auxiliary release without auxiliary/alarm switch with Safety Label for USA | - | 0 | 0
3VL6780-1SL36-0AA0 |  | 3VL6780-1SL36-0AA0 | 1 | UN | 1 | 5 | B | D | EAR99 | N | 85362090 | 1 | 4011209815193 | 16.359 | KG | 4752 | 4752 | LP20 | LP20 | circuit breaker VL800N standard breaking capacity Icu=55kA, 415V AC 3-pole, line protection trip unit ETU12, LIG 3 phases/3 lines In=800A, rated current IR=320...800A, overload protection, II=1.25 to 8 xIN, short-circuit protection without auxiliary release without auxiliary/alarm switch | - | 0 | 0
3VL6780-1SL36-0AA0-Z | U01 | 3VL6780-1SL36-0AA0-ZU01 | 1 | UN | 1 | 5 | B | D | EAR99 | N | 85362090 | 1 |  | 16 | KG | 4800.4 | 4800.4 | LP20 | LP20 | circuit breaker VL800N standard breaking capacity Icu=55kA, 415V AC 3-pole, line protection trip unit ETU12, LIG 3 phases/3 lines In=800A, rated current IR=320...800A, overload protection, II=1.25 to 8 xIN, short-circuit protection without auxiliary release without auxiliary/alarm switch with Safety Label for USA | - | 0 | 0
3VL6780-1TA46-0AA0 |  | 3VL6780-1TA46-0AA0 | 1 | UN | 1 | 5 | B | D | EAR99 | N | 85362090 | 1 | 4011209815261 | 21.86 | KG | 5423 | 5423 | LP20 | LP20 | circuit breaker VL800N standard breaking capacity Icu=55kA, 415V AC 4-pole, line protection trip unit ETU10, LIN In=800A, rated current IR=320...800A, overload protection, II=1.25 to 8 xIN, short-circuit protection N protected without auxiliary release without auxiliary/alarm switch | - | 0 | 0
3VL6780-1TA46-0AA0-Z | U01 | 3VL6780-1TA46-0AA0-ZU01 | 1 | UN | 1 | 5 | B | D | EAR99 | N | 85362090 | 1 |  | 20.5 | KG | 5471.4 | 5471.4 | LP20 | LP20 | circuit breaker VL800N standard breaking capacity Icu=55kA, 415V AC 4-pole, line protection trip unit ETU10, LIN In=800A, rated current IR=320...800A, overload protection, II=1.25 to 8 xIN, short-circuit protection N protected without auxiliary release without auxiliary/alarm switch with Safety Label for USA | - | 0 | 0
3VL6780-1TB46-0AA0 |  | 3VL6780-1TB46-0AA0 | 1 | UN | 1 | 5 | B | D | EAR99 | N | 85362090 | 1 | 4011209815278 | 21.86 | KG | 5181 | 5181 | LP20 | LP20 | circuit breaker VL800N standard breaking capacity Icu=55kA, 415V AC 4-pole, line protection trip unit ETU10, LI In=800A, rated current IR=320...800A, overload protection, II=1.25 to 8 xIN, short-circuit protection without auxiliary release without auxiliary/alarm switch | - | 0 | 0
3VL6780-1TB46-0AA0-Z | U01 | 3VL6780-1TB46-0AA0-ZU01 | 1 | UN | 1 | 5 | B | D | EAR99 | N | 85362090 | 1 |  | 20.5 | KG | 5229.4 | 5229.4 | LP20 | LP20 | circuit breaker VL800N standard breaking capacity Icu=55kA, 415V AC 4-pole, line protection trip unit ETU10, LI In=800A, rated current IR=320...800A, overload protection, II=1.25 to 8 xIN, short-circuit protection without auxiliary release without auxiliary/alarm switch with Safety Label for USA | - | 0 | 0
3VL6780-1TE46-0AA0 |  | 3VL6780-1TE46-0AA0 | 1 | UN | 1 | 5 | B | D | EAR99 | N | 85362090 | 1 | 4011209815285 | 21.86 | KG | 5489 | 5489 | LP20 | LP20 | circuit breaker VL800N standard breaking capacity Icu=55kA, 415V AC 4-pole, line protection trip unit ETU20, LSI In=800A, rated current IR=320...800A, overload protection, ISD=1.5 to 7 xIR, II=8 xIN short-circuit protection N unprotected without auxiliary release without auxiliary/alarm switch | - | 0 | 0
3VL6780-1TE46-0AA0-Z | U01 | 3VL6780-1TE46-0AA0-ZU01 | 1 | UN | 1 | 5 | B | D | EAR99 | N | 85362090 | 1 |  | 20.5 | KG | 5537.4 | 5537.4 | LP20 | LP20 | circuit breaker VL800N standard breaking capacity Icu=55kA, 415V AC 4-pole, line protection trip unit ETU20, LSI In=800A, rated current IR=320...800A, overload protection, ISD=1.5 to 7 xIR, II=8 xIN short-circuit protection N unprotected without auxiliary release without auxiliary/alarm switch with Safety Label for USA | - | 0 | 0
3VL6780-1TF46-0AA0 |  | 3VL6780-1TF46-0AA0 | 1 | UN | 1 | 5 | B | D | EAR99 | N | 85362090 | 1 | 4011209815292 | 21.86 | KG | 5753 | 5271.5 | LP20 | LP20 | circuit breaker VL800N standard breaking capacity Icu=55kA, 415V AC 4-pole, line protection trip unit ETU20, LSI In=800A, rated current IR=320...800A, overload protection, ISD=1.5 to 7 xIR, II=8 xIN short-circuit protection N protected without auxiliary release without auxiliary/alarm switch | - | 0 | 0
3VL6780-1TF46-0AA0-Z | U01 | 3VL6780-1TF46-0AA0-ZU01 | 1 | UN | 1 | 5 | B | D | EAR99 | N | 85362090 | 1 |  | 20.5 | KG | 5801.4 | 5801.4 | LP20 | LP20 | circuit breaker VL800N standard breaking capacity Icu=55kA, 415V AC 4-pole, line protection trip unit ETU20, LSI In=800A, rated current IR=320...800A, overload protection, ISD=1.5 to 7 xIR, II=8 xIN short-circuit protection N protected without auxiliary release without auxiliary/alarm switch with Safety Label for USA | - | 0 | 0
3VL6780-1TH46-0AA0 |  | 3VL6780-1TH46-0AA0 | 1 | UN | 1 | 5 | B | D | EAR99 | N | 85362090 | 1 | 4011209815308 | 21.86 | KG | 6391 | 6391 | LP20 | LP20 | circuit breaker VL800N standard breaking capacity Icu=55kA, 415V AC 4-pole, line protection trip unit ETU22, LSIG In=800A, rated current IR=320...800A, overload protection, ISD=1.5 to 7 xIR, II=8 xIN short-circuit protection N protected without auxiliary release without auxiliary/alarm switch | - | 0 | 0
3VL6780-1TH46-0AA0-Z | U01 | 3VL6780-1TH46-0AA0-ZU01 | 1 | UN | 1 | 5 | B | D | EAR99 | N | 85362090 | 1 |  | 20.5 | KG | 6439.4 | 6439.4 | LP20 | LP20 | circuit breaker VL800N standard breaking capacity Icu=55kA, 415V AC 4-pole, line protection trip unit ETU22, LSIG In=800A, rated current IR=320...800A, overload protection, ISD=1.5 to 7 xIR, II=8 xIN short-circuit protection N protected without auxiliary release without auxiliary/alarm switch with Safety Label for USA | - | 0 | 0
3VL6780-1TN46-0AA0 |  | 3VL6780-1TN46-0AA0 | 1 | UN | 1 | 5 | B | D | EAR99 | N | 85362090 | 1 | 4011209815315 | 21.86 | KG | 6248 | 6248 | LP20 | LP20 | circuit breaker VL800N standard breaking capacity Icu=55kA, 415V AC 4-pole, line protection trip unit ETU12, LIG In=800A, rated current IR=320...800A, overload protection, II=1.25 to 8 xIN, short-circuit protection N protected without auxiliary release without auxiliary/alarm switch | - | 0 | 0
3VL6780-1TN46-0AA0-Z | U01 | 3VL6780-1TN46-0AA0-ZU01 | 1 | UN | 1 | 5 | B | D | EAR99 | N | 85362090 | 1 |  | 20.5 | KG | 6296.4 | 6296.4 | LP20 | LP20 | circuit breaker VL800N standard breaking capacity Icu=55kA, 415V AC 4-pole, line protection trip unit ETU12, LIG In=800A, rated current IR=320...800A, overload protection, II=1.25 to 8 xIN, short-circuit protection N protected without auxiliary release without auxiliary/alarm switch with Safety Label for USA | - | 0 | 0
3VL6780-1UH36-0AA0 |  | 3VL6780-1UH36-0AA0 | 1 | UN | 1 | 5 | B | D | EAR99 | N | 85362090 | 1 | 4011209887824 | 16.359 | KG | 6875 | 6875 | LP20 | LP20 | circuit breaker VL800N standard breaking capacity Icu=55kA, 415V AC 3-pole, line protection trip unit LCD ETU40, LI/LS/LSI In=800A, rated current IR=320...800A, overload protection, ISD=1.5 to 7 xIR, II=8 xIN short-circuit protection without auxiliary release without auxiliary/alarm switch | - | 0 | 0
3VL6780-1UH36-0AA0-Z | U01 | 3VL6780-1UH36-0AA0-ZU01 | 1 | UN | 1 | 5 | B | D | EAR99 | N | 85362090 | 1 |  | 16 | KG | 6923.4 | 6923.4 | LP20 | LP20 | circuit breaker VL800N standard breaking capacity Icu=55kA, 415V AC 3-pole, line protection trip unit LCD ETU40, LI/LS/LSI In=800A, rated current IR=320...800A, overload protection, ISD=1.5 to 7 xIR, II=8 xIN short-circuit protection without auxiliary release without auxiliary/alarm switch with Safety Label for USA | - | 0 | 0
3VL6780-1UJ46-0AA0 |  | 3VL6780-1UJ46-0AA0 | 1 | UN | 1 | 5 | B | D | EAR99 | N | 85362090 | 1 | 4011209888005 | 21.86 | KG | 8602 | 8602 | LP20 | LP20 | circuit breaker VL800N standard breaking capacity Icu=55kA, 415V AC 4-pole, line protection trip unit LCD ETU40, LI/LS/LSI In=800A, rated current IR=320...800A, overload protection, ISD=1.5 to 7 xIR, II=8 xIN short-circuit protection N protected without auxiliary release without auxiliary/alarm switch | - | 0 | 0
3VL6780-1UJ46-0AA0-Z | U01 | 3VL6780-1UJ46-0AA0-ZU01 | 1 | UN | 1 | 5 | B | D | EAR99 | N | 85362090 | 1 |  | 20.5 | KG | 8650.4 | 8650.4 | LP20 | LP20 | circuit breaker VL800N standard breaking capacity Icu=55kA, 415V AC 4-pole, line protection trip unit LCD ETU40, LI/LS/LSI In=800A, rated current IR=320...800A, overload protection, ISD=1.5 to 7 xIR, II=8 xIN short-circuit protection N protected without auxiliary release without auxiliary/alarm switch with Safety Label for USA | - | 0 | 0
3VL6780-1UL36-0AA0 |  | 3VL6780-1UL36-0AA0 | 1 | UN | 1 | 5 | B | D | EAR99 | N | 85362090 | 1 | 4011209887886 | 16.359 | KG | 6875 | 6875 | LP20 | LP20 | circuit breaker VL800N standard breaking capacity Icu=55kA, 415V AC 3-pole, line protection trip unit LCD ETU42, LSIG 3 phases/3 lines In=800A, rated current IR=320...800A, overload protection, ISD=1.5 to 7xIR, II=8XIN short-circuit protection without auxiliary release without auxiliary/alarm switch | - | 0 | 0
3VL6780-1UL36-0AA0-Z | U01 | 3VL6780-1UL36-0AA0-ZU01 | 1 | UN | 1 | 5 | B | D | EAR99 | N | 85362090 | 1 |  | 16 | KG | 6923.4 | 6923.4 | LP20 | LP20 | circuit breaker VL800N standard breaking capacity Icu=55kA, 415V AC 3-pole, line protection trip unit LCD ETU42, LSIG 3 phases/3 lines In=800A, rated current IR=320...800A, overload protection, ISD=1.5 to 7xIR, II=8XIN short-circuit protection without auxiliary release without auxiliary/alarm switch with Safety Label for USA | - | 0 | 0
3VL6780-1UM36-0AA0 |  | 3VL6780-1UM36-0AA0 | 1 | UN | 1 | 5 | B | D | EAR99 | N | 85362090 | 1 | 4011209887947 | 16.359 | KG | 6875 | 6875 | LP20 | LP20 | circuit breaker VL800N standard breaking capacity Icu=55kA, 415V AC 3-pole, line protection trip unit LCD ETU42, LSIG 3 phases/4 lines with connecting cable In=800A, rated current IR=320...800A, overload protection, ISD=1.5 to 7xIR, II=9XIN short-circuit protection without auxiliary release without auxiliary/alarm switch | - | 0 | 0
3VL6780-1UM36-0AA0-Z | U01 | 3VL6780-1UM36-0AA0-ZU01 | 1 | UN | 1 | 5 | B | D | EAR99 | N | 85362090 | 1 |  | 16 | KG | 6923.4 | 6923.4 | LP20 | LP20 | circuit breaker VL800N standard breaking capacity Icu=55kA, 415V AC 3-pole, line protection trip unit LCD ETU42, LSIG 3 phases/4 lines with connecting cable In=800A, rated current IR=320...800A, overload protection, ISD=1.5 to 7xIR, II=9XIN short-circuit protection without auxiliary release without auxiliary/alarm switch with Safety Label for USA | - | 0 | 0
3VL6780-1UN46-0AA0 |  | 3VL6780-1UN46-0AA0 | 1 | UN | 1 | 5 | B | D | EAR99 | N | 85362090 | 1 | 4011209888067 | 21.86 | KG | 8602 | 8602 | LP20 | LP20 | circuit breaker VL800N standard breaking capacity Icu=55kA, 415V AC 4-pole, line protection trip unit LCD ETU42, LSIG In=800A, rated current IR=320...800A, overload protection, ISD=1.5 to 7 xIR, II=8 xIN short-circuit protection N protected with ground-fault protection without auxiliary release without auxiliary/alarm switch | - | 0 | 0
3VL6780-1UN46-0AA0-Z | U01 | 3VL6780-1UN46-0AA0-ZU01 | 1 | UN | 1 | 5 | B | D | EAR99 | N | 85362090 | 1 |  | 20.5 | KG | 8650.4 | 8650.4 | LP20 | LP20 | circuit breaker VL800N standard breaking capacity Icu=55kA, 415V AC 4-pole, line protection trip unit LCD ETU42, LSIG In=800A, rated current IR=320...800A, overload protection, ISD=1.5 to 7 xIR, II=8 xIN short-circuit protection N protected with ground-fault protection without auxiliary release without auxiliary/alarm switch with Safety Label for USA | - | 0 | 0
3VL6780-2AA36-0AA0 |  | 3VL6780-2AA36-0AA0 | 1 | UN | 1 | 5 | B | D | EAR99 | N | 85362090 | 1 | 4011209523067 | 14.54 | KG | 2761 | 2761 | LP20 | LP20 | circuit breaker VL800H w/o Electronic Trip Unit high breaking capacity Icu=70kA/415V AC, 3-pole In=< 800A, rated current without auxiliary release with screw terminal connections for switching unit and ETU | - | 0 | 0
3VL6780-2AA46-0AA0 |  | 3VL6780-2AA46-0AA0 | 1 | UN | 1 | 5 | B | D | EAR99 | N | 85362090 | 1 | 4011209523050 | 19.5 | KG | 3575 | 3575 | LP20 | LP20 | circuit breaker VL800H w/o Electronic Trip Unit high breaking capacity Icu=70kA/415V AC, 4-pole In=< 800A, rated current without auxiliary release with screw terminal connections for switching unit and ETU | - | 0 | 0
3VL6780-2CJ46-0AA0 |  | 3VL6780-2CJ46-0AA0 | 1 | UN | 1 | 30 | D | D | EAR99 | N | 85362090 | 1 | 4011209488380 | 21.846 | KG | 15180 | 15180 | LP20 | LP20 | circuit breaker VL800H high breaking capacity Icu=70kA, 415V AC 4-pole, line protection trip unit LCD ETU40, LI/LS/LSI In=800A, rated current IR=320...800A, overload protection, ISD=1.5 to 7 xIR, II=8 xIN short-circuit protection N protected without auxiliary release without auxiliary/alarm switch | - | 0 | 0
3VL6780-2CJ46-0AA0-Z | U01 | 3VL6780-2CJ46-0AA0-ZU01 | 1 | UN | 1 | 30 | D | D | EAR99 | N | 85362090 | 1 |  | 20.5 | KG | 15228.4 | 15228.4 | LP20 | LP20 | circuit breaker VL800H high breaking capacity Icu=70kA, 415V AC 4-pole, line protection trip unit LCD ETU40, LI/LS/LSI In=800A, rated current IR=320...800A, overload protection, ISD=1.5 to 7 xIR, II=8 xIN short-circuit protection N protected without auxiliary release without auxiliary/alarm switch with Safety Label for USA | - | 0 | 0
3VL6780-2CL36-0AA0-Z | U01 | 3VL6780-2CL36-0AA0-ZU01 | 1 | UN | 1 | 30 | D | D | EAR99 | N | 85362090 | 1 |  | 16 | KG | 12258.4 | 12258.4 | LP20 | LP20 | circuit breaker VL800H high breaking capacity Icu=70kA, 415V AC 3-pole, line protection trip unit LCD ETU42, LSIG 3 phases/3 lines In=800A, rated current IR=320...800A, overload protection, ISD=1.5 to 7xIR, II=8XIN short-circuit protection without auxiliary release without auxiliary/alarm switch with Safety Label for USA | - | 0 | 0
3VL6780-2CN46-0AA0 |  | 3VL6780-2CN46-0AA0 | 1 | UN | 1 | 30 | D | D | EAR99 | N | 85362090 | 1 | 4011209488410 | 20.5 | KG | 15180 | 15180 | LP20 | LP20 | circuit breaker VL800H high breaking capacity Icu=70kA, 415V AC 4-pole, line protection trip unit LCD ETU42, LSIG In=800A, rated current IR=320...800A, overload protection, ISD=1.5 to 7 xIR, II=8 xIN short-circuit protection N protected with ground-fault protection without auxiliary release without auxiliary/alarm switch | - | 0 | 0
3VL6780-2CN46-0AA0-Z | U01 | 3VL6780-2CN46-0AA0-ZU01 | 1 | UN | 1 | 30 | D | D | EAR99 | N | 85362090 | 1 |  | 20.5 | KG | 15228.4 | 15228.4 | LP20 | LP20 | circuit breaker VL800H high breaking capacity Icu=70kA, 415V AC 4-pole, line protection trip unit LCD ETU42, LSIG In=800A, rated current IR=320...800A, overload protection, ISD=1.5 to 7 xIR, II=8 xIN short-circuit protection N protected with ground-fault protection without auxiliary release without auxiliary/alarm switch with Safety Label for USA | - | 0 | 0
3VL6780-2DE36-0AA0 |  | 3VL6780-2DE36-0AA0 | 1 | UN | 1 | 5 | B | D | EAR99 | N | 85362090 | 1 | 4011209488434 | 16.236 | KG | 3960 | 3622.1 | LP20 | LP20 | circuit breaker VL800H high breaking capacity Icu=70kA, 415V AC 3-pole, non-auto. air circ. br. trip unit magnetic In=800A, rated current II=6500A, short-circuit protection without auxiliary release without auxiliary/alarm switch | - | 0 | 0
3VL6780-2DE36-0AA0-Z | U01 | 3VL6780-2DE36-0AA0-ZU01 | 1 | UN | 1 | 5 | B | D | EAR99 | N | 85362090 | 1 |  | 15.7 | KG | 4008.4 | 4008.4 | LP20 | LP20 | circuit breaker VL800H high breaking capacity Icu=70kA, 415V AC 3-pole, non-auto. air circ. br. trip unit magnetic In=800A, rated current II=6500A, short-circuit protection without auxiliary release without auxiliary/alarm switch with Safety Label for USA | - | 0 | 0
3VL6780-2EE46-0AA0 |  | 3VL6780-2EE46-0AA0 | 1 | UN | 1 | 5 | B | D | EAR99 | N | 85362090 | 1 | 4011209488458 | 21.56 | KG | 5049 | 4621.3 | LP20 | LP20 | circuit breaker VL800H high breaking capacity Icu=70kA, 415V AC 4-pole, non-auto. air circ. br. trip unit magnetic In=800A, rated current II=6500A, short-circuit protection without auxiliary release without auxiliary/alarm switch | - | 0 | 0
3VL6780-2EE46-0AA0-Z | U01 | 3VL6780-2EE46-0AA0-ZU01 | 1 | UN | 1 | 5 | B | D | EAR99 | N | 85362090 | 1 |  | 19.9 | KG | 5097.4 | 5097.4 | LP20 | LP20 | circuit breaker VL800H high breaking capacity Icu=70kA, 415V AC 4-pole, non-auto. air circ. br. trip unit magnetic In=800A, rated current II=6500A, short-circuit protection without auxiliary release without auxiliary/alarm switch with Safety Label for USA | - | 0 | 0
3VL6780-2LA46-0AA0 |  | 3VL6780-2LA46-0AA0 | 1 | UN | 1 | 5 | B | D | EAR99 | N | 85362090 | 1 | 4011209875487 | 21.56 | KG | 6765 | 6765 | LP20 | LP20 | circuit breaker VL800H high breaking capacity Icu=70kA, 415V AC 4-pole, line protection trip unit ETU10, LI In=800A, rated current IR=320...800A, overload protection, II=1.25 to 8 xIN, short-circuit protection N protected shipbuilding certificate for LRS, DNV and gL without auxiliary release without auxiliary/alarm switch | - | 0 | 0
3VL6780-2LA46-0AA0-Z | U01 | 3VL6780-2LA46-0AA0-ZU01 | 1 | UN | 1 | 5 | B | D | EAR99 | N | 85362090 | 1 |  | 20.5 | KG | 6813.4 | 6813.4 | LP20 | LP20 | circuit breaker VL800H high breaking capacity Icu=70kA, 415V AC 4-pole, line protection trip unit ETU10, LI In=800A, rated current IR=320...800A, overload protection, II=1.25 to 8 xIN, short-circuit protection N protected shipbuilding certificate for LRS, DNV and gL without auxiliary release without auxiliary/alarm switch with Safety Label for USA | - | 0 | 0
3VL6780-2LB36-0AA0 |  | 3VL6780-2LB36-0AA0 | 1 | UN | 1 | 5 | B | D | EAR99 | N | 85362090 | 1 | 4011209875364 | 16.236 | KG | 5049 | 5049 | LP20 | LP20 | circuit breaker VL800H high breaking capacity Icu=70kA, 415V AC 3-pole, line protection trip unit ETU10, LI In=800A, rated current IR=320...800A, overload protection, II=1.25 to 8 xIN, short-circuit protection shipbuilding certificate for LRS, DNV and gL without auxiliary release without auxiliary/alarm switch | - | 0 | 0
3VL6780-2LB36-0AA0-Z | U01 | 3VL6780-2LB36-0AA0-ZU01 | 1 | UN | 1 | 5 | B | D | EAR99 | N | 85362090 | 1 |  | 16 | KG | 5097.4 | 5097.4 | LP20 | LP20 | circuit breaker VL800H high breaking capacity Icu=70kA, 415V AC 3-pole, line protection trip unit ETU10, LI In=800A, rated current IR=320...800A, overload protection, II=1.25 to 8 xIN, short-circuit protection shipbuilding certificate for LRS, DNV and gL without auxiliary release without auxiliary/alarm switch with Safety Label for USA | - | 0 | 0
3VL6780-2LE36-0AA0 |  | 3VL6780-2LE36-0AA0 | 1 | UN | 1 | 5 | B | D | EAR99 | N | 85362090 | 1 | 4011209875425 | 16.236 | KG | 5236 | 5236 | LP20 | LP20 | circuit breaker VL800H high breaking capacity Icu=70kA, 415V AC 3-pole, line protection trip unit ETU20, LSI In=800A, rated current IR=320...800A, overload protection, ISD=1.5 to 7 xIR, II=8 xIN short-circuit protection shipbuilding certificate for LRS, DNV and gL without auxiliary release without auxiliary/alarm switch | - | 0 | 0
3VL6780-2LE36-0AA0-Z | U01 | 3VL6780-2LE36-0AA0-ZU01 | 1 | UN | 1 | 5 | B | D | EAR99 | N | 85362090 | 1 |  | 16 | KG | 5284.4 | 5284.4 | LP20 | LP20 | circuit breaker VL800H high breaking capacity Icu=70kA, 415V AC 3-pole, line protection trip unit ETU20, LSI In=800A, rated current IR=320...800A, overload protection, ISD=1.5 to 7 xIR, II=8 xIN short-circuit protection shipbuilding certificate for LRS, DNV and gL without auxiliary release without auxiliary/alarm switch with Safety Label for USA | - | 0 | 0
3VL6780-2LF46-0AA0 |  | 3VL6780-2LF46-0AA0 | 1 | UN | 1 | 5 | B | D | EAR99 | N | 85362090 | 1 | 4011209875548 | 21.56 | KG | 7106 | 7106 | LP20 | LP20 | circuit breaker VL800H high breaking capacity Icu=70kA, 415V AC 4-pole, line protection trip unit ETU20, LSI In=800A, rated current IR=320...800A, overload protection, ISD=1.5 to 7 xIR, II=8 xIN short-circuit protection N protected shipbuilding certificate for LRS, DNV and gL without auxiliary release without auxiliary/alarm switch | - | 0 | 0
3VL6780-2LF46-0AA0-Z | U01 | 3VL6780-2LF46-0AA0-ZU01 | 1 | UN | 1 | 5 | B | D | EAR99 | N | 85362090 | 1 |  | 20.5 | KG | 7154.4 | 7154.4 | LP20 | LP20 | circuit breaker VL800H high breaking capacity Icu=70kA, 415V AC 4-pole, line protection trip unit ETU20, LSI In=800A, rated current IR=320...800A, overload protection, ISD=1.5 to 7 xIR, II=8 xIN short-circuit protection N protected shipbuilding certificate for LRS, DNV and gL without auxiliary release without auxiliary/alarm switch with Safety Label for USA | - | 0 | 0
3VL6780-2MB36-0AA0 |  | 3VL6780-2MB36-0AA0 | 1 | UN | 1 | 5 | B | D | EAR99 | N | 85362090 | 1 | 4011209816244 | 16.236 | KG | 4477 | 4477 | LP20 | LP20 | circuit breaker VL800H high breaking capacity Icu=70kA, 415V AC 3-pole, line protection trip unit ETU10, LI In=800A, rated current IR=320...800A, overload protection, II=1.25 to 8 xIN, short-circuit protection without auxiliary release ETU communication-capable without auxiliary/alarm switch | - | 0 | 0
3VL6780-2MB36-0AA0-Z | U01 | 3VL6780-2MB36-0AA0-ZU01 | 1 | UN | 1 | 5 | B | D | EAR99 | N | 85362090 | 1 |  | 16 | KG | 4525.4 | 4525.4 | LP20 | LP20 | circuit breaker VL800H high breaking capacity Icu=70kA, 415V AC 3-pole, line protection trip unit ETU10, LI In=800A, rated current IR=320...800A, overload protection, II=1.25 to 8 xIN, short-circuit protection without auxiliary release ETU communication-capable without auxiliary/alarm switch with Safety Label for USA | - | 0 | 0
3VL6780-2ME36-0AA0 |  | 3VL6780-2ME36-0AA0 | 1 | UN | 1 | 5 | B | D | EAR99 | N | 85362090 | 1 | 4011209816251 | 16.236 | KG | 4664 | 4664 | LP20 | LP20 | circuit breaker VL800H high breaking capacity Icu=70kA, 415V AC 3-pole, line protection trip unit ETU20, LSI In=800A, rated current IR=320...800A, overload protection, ISD=1.5 to 7 xIR, II=8 xIN short-circuit protection without auxiliary release ETU communication-capable without auxiliary/alarm switch | - | 0 | 0
3VL6780-2ME36-0AA0-Z | U01 | 3VL6780-2ME36-0AA0-ZU01 | 1 | UN | 1 | 5 | B | D | EAR99 | N | 85362090 | 1 |  | 16 | KG | 4712.4 | 4712.4 | LP20 | LP20 | circuit breaker VL800H high breaking capacity Icu=70kA, 415V AC 3-pole, line protection trip unit ETU20, LSI In=800A, rated current IR=320...800A, overload protection, ISD=1.5 to 7 xIR, II=8 xIN short-circuit protection without auxiliary release ETU communication-capable without auxiliary/alarm switch with Safety Label for USA | - | 0 | 0
3VL6780-2MF36-0AA0 |  | 3VL6780-2MF36-0AA0 | 1 | UN | 1 | 5 | B | D | EAR99 | N | 85362090 | 1 | 4011209816268 | 16.236 | KG | 5544 | 5544 | LP20 | LP20 | circuit breaker VL800H high breaking capacity Icu=70kA, 415V AC 3-pole, line protection trip unit ETU12, LIGN 3 phases/4 lines In=800A, rated current IR=320...800A, overload protection, II=1.25 to 8 xIN, short-circuit protection without auxiliary release ETU communication-capable without auxiliary/alarm switch | - | 0 | 0
3VL6780-2MF36-0AA0-Z | U01 | 3VL6780-2MF36-0AA0-ZU01 | 1 | UN | 1 | 5 | B | D | EAR99 | N | 85362090 | 1 |  | 16 | KG | 5592.4 | 5592.4 | LP20 | LP20 | circuit breaker VL800H high breaking capacity Icu=70kA, 415V AC 3-pole, line protection trip unit ETU12, LIGN 3 phases/4 lines In=800A, rated current IR=320...800A, overload protection, II=1.25 to 8 xIN, short-circuit protection without auxiliary release ETU communication-capable without auxiliary/alarm switch with Safety Label for USA | - | 0 | 0
3VL6780-2MG36-0AA0 |  | 3VL6780-2MG36-0AA0 | 1 | UN | 1 | 5 | B | D | EAR99 | N | 85362090 | 1 | 4011209816275 | 16.236 | KG | 5302 | 5302 | LP20 | LP20 | circuit breaker VL800H high breaking capacity Icu=70kA, 415V AC 3-pole, line protection trip unit ETU22, LSIG 3 phases/3 lines In=800A, rated current IR=320...800A, overload protection, ISD=1.5 to 7xIR, II=8XIN short-circuit protection without auxiliary release ETU communication-capable without auxiliary/alarm switch | - | 0 | 0
3VL6780-2MG36-0AA0-Z | U01 | 3VL6780-2MG36-0AA0-ZU01 | 1 | UN | 1 | 5 | B | D | EAR99 | N | 85362090 | 1 |  | 16 | KG | 5350.4 | 5350.4 | LP20 | LP20 | circuit breaker VL800H high breaking capacity Icu=70kA, 415V AC 3-pole, line protection trip unit ETU22, LSIG 3 phases/3 lines In=800A, rated current IR=320...800A, overload protection, ISD=1.5 to 7xIR, II=8XIN short-circuit protection without auxiliary release ETU communication-capable without auxiliary/alarm switch with Safety Label for USA | - | 0 | 0
3VL6780-2MH36-0AA0 |  | 3VL6780-2MH36-0AA0 | 1 | UN | 1 | 5 | B | D | EAR99 | N | 85362090 | 1 | 4011209816282 | 16.236 | KG | 5302 | 5302 | LP20 | LP20 | circuit breaker VL800H high breaking capacity Icu=70kA, 415V AC 3-pole, line protection trip unit ETU22, LSIG 3 phases/4 lines with connecting cable In=800A, rated current IR=320...800A, overload protection, ISD=1.5 to 7xIR, II=8XIN short-circuit protection without auxiliary release ETU communication-capable without auxiliary/alarm switch | - | 0 | 0
3VL6780-2MH36-0AA0-Z | U01 | 3VL6780-2MH36-0AA0-ZU01 | 1 | UN | 1 | 5 | B | D | EAR99 | N | 85362090 | 1 |  | 16 | KG | 5350.4 | 5350.4 | LP20 | LP20 | circuit breaker VL800H high breaking capacity Icu=70kA, 415V AC 3-pole, line protection trip unit ETU22, LSIG 3 phases/4 lines with connecting cable In=800A, rated current IR=320...800A, overload protection, ISD=1.5 to 7xIR, II=8XIN short-circuit protection without auxiliary release ETU communication-capable without auxiliary/alarm switch with Safety Label for USA | - | 0 | 0
3VL6780-2ML36-0AA0 |  | 3VL6780-2ML36-0AA0 | 1 | UN | 1 | 5 | B | D | EAR99 | N | 85362090 | 1 | 4011209816299 | 16.236 | KG | 5192 | 5192 | LP20 | LP20 | circuit breaker VL800H high breaking capacity Icu=70kA, 415V AC 3-pole, line protection trip unit ETU12, LIG 3 phases/3 lines In=800A, rated current IR=320...800A, overload protection, II=1.25 to 8 xIN, short-circuit protection without auxiliary release ETU communication-capable without auxiliary/alarm switch | - | 0 | 0
3VL6780-2ML36-0AA0-Z | U01 | 3VL6780-2ML36-0AA0-ZU01 | 1 | UN | 1 | 5 | B | D | EAR99 | N | 85362090 | 1 |  | 16 | KG | 5240.4 | 5240.4 | LP20 | LP20 | circuit breaker VL800H high breaking capacity Icu=70kA, 415V AC 3-pole, line protection trip unit ETU12, LIG 3 phases/3 lines In=800A, rated current IR=320...800A, overload protection, II=1.25 to 8 xIN, short-circuit protection without auxiliary release ETU communication-capable without auxiliary/alarm switch with Safety Label for USA | - | 0 | 0
3VL6780-2NA46-0AA0 |  | 3VL6780-2NA46-0AA0 | 1 | UN | 1 | 5 | B | D | EAR99 | N | 85362090 | 1 | 4011209816367 | 21.56 | KG | 5962 | 5962 | LP20 | LP20 | circuit breaker VL800H high breaking capacity Icu=70kA, 415V AC 4-pole, line protection trip unit ETU10, LIN In=800A, rated current IR=320...800A, overload protection, II=1.25 to 8 xIN, short-circuit protection N protected without auxiliary release ETU communication-capable without auxiliary/alarm switch | - | 0 | 0
3VL6780-2NA46-0AA0-Z | U01 | 3VL6780-2NA46-0AA0-ZU01 | 1 | UN | 1 | 5 | B | D | EAR99 | N | 85362090 | 1 |  | 20.5 | KG | 6010.4 | 6010.4 | LP20 | LP20 | circuit breaker VL800H high breaking capacity Icu=70kA, 415V AC 4-pole, line protection trip unit ETU10, LIN In=800A, rated current IR=320...800A, overload protection, II=1.25 to 8 xIN, short-circuit protection N protected without auxiliary release ETU communication-capable without auxiliary/alarm switch with Safety Label for USA | - | 0 | 0
3VL6780-2NB46-0AA0 |  | 3VL6780-2NB46-0AA0 | 1 | UN | 1 | 5 | B | D | EAR99 | N | 85362090 | 1 | 4011209816374 | 21.56 | KG | 5709 | 5709 | LP20 | LP20 | circuit breaker VL800H high breaking capacity Icu=70kA, 415V AC 4-pole, line protection trip unit ETU10, LI In=800A, rated current IR=320...800A, overload protection, II=1.25 to 8 xIN, short-circuit protection without auxiliary release ETU communication-capable without auxiliary/alarm switch | - | 0 | 0
3VL6780-2NB46-0AA0-Z | U01 | 3VL6780-2NB46-0AA0-ZU01 | 1 | UN | 1 | 5 | B | D | EAR99 | N | 85362090 | 1 |  | 20.5 | KG | 5757.4 | 5757.4 | LP20 | LP20 | circuit breaker VL800H high breaking capacity Icu=70kA, 415V AC 4-pole, line protection trip unit ETU10, LI In=800A, rated current IR=320...800A, overload protection, II=1.25 to 8 xIN, short-circuit protection without auxiliary release ETU communication-capable without auxiliary/alarm switch with Safety Label for USA | - | 0 | 0
3VL6780-2NE46-0AA0 |  | 3VL6780-2NE46-0AA0 | 1 | UN | 1 | 5 | B | D | EAR99 | N | 85362090 | 1 | 4011209816381 | 21.56 | KG | 5995 | 5995 | LP20 | LP20 | circuit breaker VL800H high breaking capacity Icu=70kA, 415V AC 4-pole, line protection trip unit ETU20, LSI In=800A, rated current IR=320...800A, overload protection, ISD=1.5 to 7 xIR, II=8 xIN short-circuit protection without auxiliary release ETU communication-capable without auxiliary/alarm switch | - | 0 | 0
3VL6780-2NE46-0AA0-Z | U01 | 3VL6780-2NE46-0AA0-ZU01 | 1 | UN | 1 | 5 | B | D | EAR99 | N | 85362090 | 1 |  | 20.5 | KG | 6043.4 | 6043.4 | LP20 | LP20 | circuit breaker VL800H high breaking capacity Icu=70kA, 415V AC 4-pole, line protection trip unit ETU20, LSI In=800A, rated current IR=320...800A, overload protection, ISD=1.5 to 7 xIR, II=8 xIN short-circuit protection without auxiliary release ETU communication-capable without auxiliary/alarm switch with Safety Label for USA | - | 0 | 0
3VL6780-2NF46-0AA0 |  | 3VL6780-2NF46-0AA0 | 1 | UN | 1 | 5 | B | D | EAR99 | N | 85362090 | 1 | 4011209816398 | 21.56 | KG | 6270 | 6270 | LP20 | LP20 | circuit breaker VL800H high breaking capacity Icu=70kA, 415V AC 4-pole, line protection trip unit ETU20, LSI In=800A, rated current IR=320...800A, overload protection, ISD=1.5 to 7 xIR, II=8 xIN short-circuit protection N protected without auxiliary release ETU communication-capable without auxiliary/alarm switch | - | 0 | 0
3VL6780-2NF46-0AA0-Z | U01 | 3VL6780-2NF46-0AA0-ZU01 | 1 | UN | 1 | 5 | B | D | EAR99 | N | 85362090 | 1 |  | 20.5 | KG | 6318.4 | 6318.4 | LP20 | LP20 | circuit breaker VL800H high breaking capacity Icu=70kA, 415V AC 4-pole, line protection trip unit ETU20, LSI In=800A, rated current IR=320...800A, overload protection, ISD=1.5 to 7 xIR, II=8 xIN short-circuit protection N protected without auxiliary release ETU communication-capable without auxiliary/alarm switch with Safety Label for USA | - | 0 | 0
3VL6780-2NH46-0AA0 |  | 3VL6780-2NH46-0AA0 | 1 | UN | 1 | 5 | B | D | EAR99 | N | 85362090 | 1 | 4011209816404 | 21.56 | KG | 6919 | 6919 | LP20 | LP20 | circuit breaker VL800H high breaking capacity Icu=70kA, 415V AC 4-pole, line protection trip unit ETU22, LSIG In=800A, rated current IR=320...800A, overload protection, ISD=1.5 to 7 xIR, II=8 xIN short-circuit protection N protected without auxiliary release ETU communication-capable without auxiliary/alarm switch | - | 0 | 0
3VL6780-2NH46-0AA0-Z | U01 | 3VL6780-2NH46-0AA0-ZU01 | 1 | UN | 1 | 5 | B | D | EAR99 | N | 85362090 | 1 |  | 20.5 | KG | 6967.4 | 6967.4 | LP20 | LP20 | circuit breaker VL800H high breaking capacity Icu=70kA, 415V AC 4-pole, line protection trip unit ETU22, LSIG In=800A, rated current IR=320...800A, overload protection, ISD=1.5 to 7 xIR, II=8 xIN short-circuit protection N protected without auxiliary release ETU communication-capable without auxiliary/alarm switch with Safety Label for USA | - | 0 | 0
3VL6780-2NN46-0AA0 |  | 3VL6780-2NN46-0AA0 | 1 | UN | 1 | 5 | B | D | EAR99 | N | 85362090 | 1 | 4011209816411 | 21.56 | KG | 6787 | 6787 | LP20 | LP20 | circuit breaker VL800H high breaking capacity Icu=70kA, 415V AC 4-pole, line protection trip unit ETU12, LIG In=800A, rated current IR=320...800A, overload protection, II=1.25 to 8 xIN, short-circuit protection N protected without auxiliary release ETU communication-capable without auxiliary/alarm switch | - | 0 | 0
3VL6780-2NN46-0AA0-Z | U01 | 3VL6780-2NN46-0AA0-ZU01 | 1 | UN | 1 | 5 | B | D | EAR99 | N | 85362090 | 1 |  | 20.5 | KG | 6835.4 | 6835.4 | LP20 | LP20 | circuit breaker VL800H high breaking capacity Icu=70kA, 415V AC 4-pole, line protection trip unit ETU12, LIG In=800A, rated current IR=320...800A, overload protection, II=1.25 to 8 xIN, short-circuit protection N protected without auxiliary release ETU communication-capable without auxiliary/alarm switch with Safety Label for USA | - | 0 | 0
3VL6780-2SB36-0AA0 |  | 3VL6780-2SB36-0AA0 | 1 | UN | 1 | 5 | B | D | EAR99 | N | 85362090 | 1 | 4011209816183 | 16.236 | KG | 4389 | 4022 | LP20 | LP20 | circuit breaker VL800H high breaking capacity Icu=70kA, 415V AC 3-pole, line protection trip unit ETU10, LI In=800A, rated current IR=320...800A, overload protection, II=1.25 to 8 xIN, short-circuit protection without auxiliary release without auxiliary/alarm switch | - | 0 | 0
3VL6780-2SB36-0AA0-Z | U01 | 3VL6780-2SB36-0AA0-ZU01 | 1 | UN | 1 | 5 | B | D | EAR99 | N | 85362090 | 1 |  | 16 | KG | 4437.4 | 4437.4 | LP20 | LP20 | circuit breaker VL800H high breaking capacity Icu=70kA, 415V AC 3-pole, line protection trip unit ETU10, LI In=800A, rated current IR=320...800A, overload protection, II=1.25 to 8 xIN, short-circuit protection without auxiliary release without auxiliary/alarm switch with Safety Label for USA | - | 0 | 0
3VL6780-2SB36-0AC1-Z | U01 | 3VL6780-2SB36-0AC1-ZU01 | 1 | UN | 1 | 5 | B | D | EAR99 | N | 85362090 | 1 |  | 16 | KG | 4570.5 | 4570.5 | LP20 | LP20 | circuit breaker VL800H high breaking capacity Icu=70kA, 415V AC 3-pole, line protection trip unit ETU10, LI In=800A, rated current IR=320...800A, overload protection, II=1.25 to 8 xIN, short-circuit protection without auxiliary release Auxiliary switch mounting kit 4 AUX (2 NO + 2 NC) with Safety Label for USA | - | 0 | 0
3VL6780-2SB36-2HA0-Z | U01 | 3VL6780-2SB36-2HA0-ZU01 | 1 | UN | 1 | 5 | B | D | EAR99 | N | 85362090 | 1 |  | 16 | KG | 4675 | 4675 | LP20 | LP20 | circuit breaker VL800H high breaking capacity Icu=70kA, 415V AC 3-pole, line protection trip unit ETU10, LI In=800A, rated current IR=320...800A, overload protection, II=1.25 to 8 xIN, short-circuit protection Undervoltage release 220...250 V AC without auxiliary/alarm switch with Safety Label for USA | - | 0 | 0
3VL6780-2SE36-0AA0 |  | 3VL6780-2SE36-0AA0 | 1 | UN | 1 | 5 | B | D | EAR99 | N | 85362090 | 1 | 4011209816190 | 16 | KG | 4565 | 4184 | LP20 | LP20 | circuit breaker VL800H high breaking capacity Icu=70kA, 415V AC 3-pole, line protection trip unit ETU20, LSI In=800A, rated current IR=320...800A, overload protection, ISD=1.5 to 7 xIR, II=8 xIN short-circuit protection without auxiliary release without auxiliary/alarm switch | - | 0 | 0
3VL6780-2SE36-0AA0-Z | U01 | 3VL6780-2SE36-0AA0-ZU01 | 1 | UN | 1 | 5 | B | D | EAR99 | N | 85362090 | 1 |  | 16 | KG | 4613.4 | 4613.4 | LP20 | LP20 | circuit breaker VL800H high breaking capacity Icu=70kA, 415V AC 3-pole, line protection trip unit ETU20, LSI In=800A, rated current IR=320...800A, overload protection, ISD=1.5 to 7 xIR, II=8 xIN short-circuit protection without auxiliary release without auxiliary/alarm switch with Safety Label for USA | - | 0 | 0
3VL6780-2SE36-2HC1-Z | U01 | 3VL6780-2SE36-2HC1-ZU01 | 1 | UN | 1 | 5 | B | D | EAR99 | N | 85362090 | 1 |  | 16 | KG | 4984.1 | 4984.1 | LP20 | LP20 | circuit breaker VL800H high breaking capacity Icu=70kA, 415V AC 3-pole, line protection trip unit ETU20, LSI In=800A, rated current IR=320...800A, overload protection, ISD=1.5 to 7 xIR, II=8 xIN short-circuit protection Undervoltage release 220...250 V AC Auxiliary switch mounting kit 4 AUX (2 NO + 2 NC) with Safety Label for USA | - | 0 | 0
3VL6780-2SF36-0AA0 |  | 3VL6780-2SF36-0AA0 | 1 | UN | 1 | 5 | B | D | EAR99 | N | 85362090 | 1 | 4011209816206 | 16.236 | KG | 5412 | 5412 | LP20 | LP20 | circuit breaker VL800H high breaking capacity Icu=70kA, 415V AC 3-pole, line protection trip unit ETU12, LIG 3 phases/4 lines In=800A, rated current IR=320...800A, overload protection, II=1.25 to 8 xIN, short-circuit protection without auxiliary release without auxiliary/alarm switch | - | 0 | 0
3VL6780-2SF36-0AA0-Z | U01 | 3VL6780-2SF36-0AA0-ZU01 | 1 | UN | 1 | 5 | B | D | EAR99 | N | 85362090 | 1 |  | 16 | KG | 5460.4 | 5460.4 | LP20 | LP20 | circuit breaker VL800H high breaking capacity Icu=70kA, 415V AC 3-pole, line protection trip unit ETU12, LIG 3 phases/4 lines In=800A, rated current IR=320...800A, overload protection, II=1.25 to 8 xIN, short-circuit protection without auxiliary release without auxiliary/alarm switch with Safety Label for USA | - | 0 | 0
3VL6780-2SG36-0AA0 |  | 3VL6780-2SG36-0AA0 | 1 | UN | 1 | 5 | B | D | EAR99 | N | 85362090 | 1 | 4011209816213 | 16.236 | KG | 5192 | 5192 | LP20 | LP20 | circuit breaker VL800H high breaking capacity Icu=70kA, 415V AC 3-pole, line protection trip unit ETU22, LSIG 3 phases/3 lines In=800A, rated current IR=320...800A, overload protection, ISD=1.5 to 7xIR, II=8XIN short-circuit protection without auxiliary release without auxiliary/alarm switch | - | 0 | 0
3VL6780-2SG36-0AA0-Z | U01 | 3VL6780-2SG36-0AA0-ZU01 | 1 | UN | 1 | 5 | B | D | EAR99 | N | 85362090 | 1 |  | 16 | KG | 5240.4 | 5240.4 | LP20 | LP20 | circuit breaker VL800H high breaking capacity Icu=70kA, 415V AC 3-pole, line protection trip unit ETU22, LSIG 3 phases/3 lines In=800A, rated current IR=320...800A, overload protection, ISD=1.5 to 7xIR, II=8XIN short-circuit protection without auxiliary release without auxiliary/alarm switch with Safety Label for USA | - | 0 | 0
3VL6780-2SH36-0AA0 |  | 3VL6780-2SH36-0AA0 | 1 | UN | 1 | 5 | B | D | EAR99 | N | 85362090 | 1 | 4011209816220 | 16.236 | KG | 5192 | 5192 | LP20 | LP20 | circuit breaker VL800H high breaking capacity Icu=70kA, 415V AC 3-pole, line protection trip unit ETU22, LSIG 3 phases/4 lines with connecting cable In=800A, rated current IR=320...800A, overload protection, ISD=1.5 to 7xIR, II=8XIN short-circuit protection without auxiliary release without auxiliary/alarm switch | - | 0 | 0
3VL6780-2SH36-0AA0-Z | U01 | 3VL6780-2SH36-0AA0-ZU01 | 1 | UN | 1 | 5 | B | D | EAR99 | N | 85362090 | 1 |  | 16 | KG | 5240.4 | 5240.4 | LP20 | LP20 | circuit breaker VL800H high breaking capacity Icu=70kA, 415V AC 3-pole, line protection trip unit ETU22, LSIG 3 phases/4 lines with connecting cable In=800A, rated current IR=320...800A, overload protection, ISD=1.5 to 7xIR, II=8XIN short-circuit protection without auxiliary release without auxiliary/alarm switch with Safety Label for USA | - | 0 | 0
3VL6780-2SL36-0AA0 |  | 3VL6780-2SL36-0AA0 | 1 | UN | 1 | 5 | B | D | EAR99 | N | 85362090 | 1 | 4011209816237 | 16.236 | KG | 5093 | 5093 | LP20 | LP20 | circuit breaker VL800H high breaking capacity Icu=70kA, 415V AC 3-pole, line protection trip unit ETU12, LIG 3 phases/3 lines In=800A, rated current IR=320...800A, overload protection, II=1.25 to 8 xIN, short-circuit protection without auxiliary release without auxiliary/alarm switch | - | 0 | 0
3VL6780-2SL36-0AA0-Z | U01 | 3VL6780-2SL36-0AA0-ZU01 | 1 | UN | 1 | 5 | B | D | EAR99 | N | 85362090 | 1 |  | 16 | KG | 5141.4 | 5141.4 | LP20 | LP20 | circuit breaker VL800H high breaking capacity Icu=70kA, 415V AC 3-pole, line protection trip unit ETU12, LIG 3 phases/3 lines In=800A, rated current IR=320...800A, overload protection, II=1.25 to 8 xIN, short-circuit protection without auxiliary release without auxiliary/alarm switch with Safety Label for USA | - | 0 | 0
3VL6780-2TA46-0AA0 |  | 3VL6780-2TA46-0AA0 | 1 | UN | 1 | 5 | B | D | EAR99 | N | 85362090 | 1 | 4011209816305 | 21.56 | KG | 5885 | 5885 | LP20 | LP20 | circuit breaker VL800H high breaking capacity Icu=70kA, 415V AC 4-pole, line protection trip unit ETU10, LIN In=800A, rated current IR=320...800A, overload protection, II=1.25 to 8 xIN, short-circuit protection N protected without auxiliary release without auxiliary/alarm switch | - | 0 | 0
3VL6780-2TA46-0AA0-Z | U01 | 3VL6780-2TA46-0AA0-ZU01 | 1 | UN | 1 | 5 | B | D | EAR99 | N | 85362090 | 1 |  | 20.5 | KG | 5933.4 | 5933.4 | LP20 | LP20 | circuit breaker VL800H high breaking capacity Icu=70kA, 415V AC 4-pole, line protection trip unit ETU10, LIN In=800A, rated current IR=320...800A, overload protection, II=1.25 to 8 xIN, short-circuit protection N protected without auxiliary release without auxiliary/alarm switch with Safety Label for USA | - | 0 | 0
3VL6780-2TB46-0AA0 |  | 3VL6780-2TB46-0AA0 | 1 | UN | 1 | 5 | B | D | EAR99 | N | 85362090 | 1 | 4011209816312 | 21.56 | KG | 5610 | 5610 | LP20 | LP20 | circuit breaker VL800H high breaking capacity Icu=70kA, 415V AC 4-pole, line protection trip unit ETU10, LI In=800A, rated current IR=320...800A, overload protection, II=1.25 to 8 xIN, short-circuit protection without auxiliary release without auxiliary/alarm switch | - | 0 | 0
3VL6780-2TB46-0AA0-Z | U01 | 3VL6780-2TB46-0AA0-ZU01 | 1 | UN | 1 | 5 | B | D | EAR99 | N | 85362090 | 1 |  | 20.5 | KG | 5658.4 | 5658.4 | LP20 | LP20 | circuit breaker VL800H high breaking capacity Icu=70kA, 415V AC 4-pole, line protection trip unit ETU10, LI In=800A, rated current IR=320...800A, overload protection, II=1.25 to 8 xIN, short-circuit protection without auxiliary release without auxiliary/alarm switch with Safety Label for USA | - | 0 | 0
3VL6780-2TE46-0AA0 |  | 3VL6780-2TE46-0AA0 | 1 | UN | 1 | 5 | B | D | EAR99 | N | 85362090 | 1 | 4011209816329 | 21.56 | KG | 5907 | 5907 | LP20 | LP20 | circuit breaker VL800H high breaking capacity Icu=70kA, 415V AC 4-pole, line protection trip unit ETU20, LSI In=800A, rated current IR=320...800A, overload protection, ISD=1.5 to 7 xIR, II=8 xIN short-circuit protection N unprotected without auxiliary release without auxiliary/alarm switch | - | 0 | 0
3VL6780-2TE46-0AA0-Z | U01 | 3VL6780-2TE46-0AA0-ZU01 | 1 | UN | 1 | 5 | B | D | EAR99 | N | 85362090 | 1 |  | 20.5 | KG | 5955.4 | 5955.4 | LP20 | LP20 | circuit breaker VL800H high breaking capacity Icu=70kA, 415V AC 4-pole, line protection trip unit ETU20, LSI In=800A, rated current IR=320...800A, overload protection, ISD=1.5 to 7 xIR, II=8 xIN short-circuit protection N unprotected without auxiliary release without auxiliary/alarm switch with Safety Label for USA | - | 0 | 0
3VL6780-2TF46-0AA0 |  | 3VL6780-2TF46-0AA0 | 1 | UN | 1 | 5 | B | D | EAR99 | N | 85362090 | 1 | 4011209816336 | 21.56 | KG | 6160 | 5645.5 | LP20 | LP20 | circuit breaker VL800H high breaking capacity Icu=70kA, 415V AC 4-pole, line protection trip unit ETU20, LSI In=800A, rated current IR=320...800A, overload protection, ISD=1.5 to 7 xIR, II=8 xIN short-circuit protection N protected without auxiliary release without auxiliary/alarm switch | - | 0 | 0
3VL6780-2TF46-0AA0-Z | U01 | 3VL6780-2TF46-0AA0-ZU01 | 1 | UN | 1 | 5 | B | D | EAR99 | N | 85362090 | 1 |  | 20.5 | KG | 6208.4 | 6208.4 | LP20 | LP20 | circuit breaker VL800H high breaking capacity Icu=70kA, 415V AC 4-pole, line protection trip unit ETU20, LSI In=800A, rated current IR=320...800A, overload protection, ISD=1.5 to 7 xIR, II=8 xIN short-circuit protection N protected without auxiliary release without auxiliary/alarm switch with Safety Label for USA | - | 0 | 0
3VL6780-2TH46-0AA0 |  | 3VL6780-2TH46-0AA0 | 1 | UN | 1 | 5 | B | D | EAR99 | N | 85362090 | 1 | 4011209816343 | 21.56 | KG | 6809 | 6809 | LP20 | LP20 | circuit breaker VL800H high breaking capacity Icu=70kA, 415V AC 4-pole, line protection trip unit ETU22, LSIG In=800A, rated current IR=320...800A, overload protection, ISD=1.5 to 7 xIR, II=8 xIN short-circuit protection N protected without auxiliary release without auxiliary/alarm switch | - | 0 | 0
3VL6780-2TH46-0AA0-Z | U01 | 3VL6780-2TH46-0AA0-ZU01 | 1 | UN | 1 | 5 | B | D | EAR99 | N | 85362090 | 1 |  | 20.5 | KG | 6857.4 | 6857.4 | LP20 | LP20 | circuit breaker VL800H high breaking capacity Icu=70kA, 415V AC 4-pole, line protection trip unit ETU22, LSIG In=800A, rated current IR=320...800A, overload protection, ISD=1.5 to 7 xIR, II=8 xIN short-circuit protection N protected without auxiliary release without auxiliary/alarm switch with Safety Label for USA | - | 0 | 0
3VL6780-2TN46-0AA0 |  | 3VL6780-2TN46-0AA0 | 1 | UN | 1 | 5 | B | D | EAR99 | N | 85362090 | 1 | 4011209816350 | 21.56 | KG | 6699 | 6699 | LP20 | LP20 | circuit breaker VL800H high breaking capacity Icu=70kA, 415V AC 4-pole, line protection trip unit ETU12, LIG In=800A, rated current IR=320...800A, overload protection, II=1.25 to 8 xIN, short-circuit protection N protected without auxiliary release without auxiliary/alarm switch | - | 0 | 0
3VL6780-2TN46-0AA0-Z | U01 | 3VL6780-2TN46-0AA0-ZU01 | 1 | UN | 1 | 5 | B | D | EAR99 | N | 85362090 | 1 |  | 20.5 | KG | 6747.4 | 6747.4 | LP20 | LP20 | circuit breaker VL800H high breaking capacity Icu=70kA, 415V AC 4-pole, line protection trip unit ETU12, LIG In=800A, rated current IR=320...800A, overload protection, II=1.25 to 8 xIN, short-circuit protection N protected without auxiliary release without auxiliary/alarm switch with Safety Label for USA | - | 0 | 0
3VL6780-2UH36-0AA0 |  | 3VL6780-2UH36-0AA0 | 1 | UN | 1 | 5 | B | D | EAR99 | N | 85362090 | 1 | 4011209887831 | 16.236 | KG | 7260 | 7260 | LP20 | LP20 | circuit breaker VL800H high breaking capacity Icu=70kA, 415V AC 3-pole, line protection trip unit LCD ETU40, LI/LS/LSI In=800A, rated current IR=320...800A, overload protection, ISD=1.5 to 7 xIR, II=8 xIN short-circuit protection without auxiliary release without auxiliary/alarm switch | - | 0 | 0
3VL6780-2UH36-0AA0-Z | U01 | 3VL6780-2UH36-0AA0-ZU01 | 1 | UN | 1 | 5 | B | D | EAR99 | N | 85362090 | 1 |  | 16 | KG | 7308.4 | 7308.4 | LP20 | LP20 | circuit breaker VL800H high breaking capacity Icu=70kA, 415V AC 3-pole, line protection trip unit LCD ETU40, LI/LS/LSI In=800A, rated current IR=320...800A, overload protection, ISD=1.5 to 7 xIR, II=8 xIN short-circuit protection without auxiliary release without auxiliary/alarm switch with Safety Label for USA | - | 0 | 0
3VL6780-2UJ46-0AA0 |  | 3VL6780-2UJ46-0AA0 | 1 | UN | 1 | 5 | B | D | EAR99 | N | 85362090 | 1 | 4011209888012 | 21.56 | KG | 9064 | 9064 | LP20 | LP20 | circuit breaker VL800H high breaking capacity Icu=70kA, 415V AC 4-pole, line protection trip unit LCD ETU40, LI/LS/LSI In=800A, rated current IR=320...800A, overload protection, ISD=1.5 to 7 xIR, II=8 xIN short-circuit protection N protected without auxiliary release without auxiliary/alarm switch | - | 0 | 0
3VL6780-2UJ46-0AA0-Z | U01 | 3VL6780-2UJ46-0AA0-ZU01 | 1 | UN | 1 | 5 | B | D | EAR99 | N | 85362090 | 1 |  | 20.5 | KG | 9112.4 | 9112.4 | LP20 | LP20 | circuit breaker VL800H high breaking capacity Icu=70kA, 415V AC 4-pole, line protection trip unit LCD ETU40, LI/LS/LSI In=800A, rated current IR=320...800A, overload protection, ISD=1.5 to 7 xIR, II=8 xIN short-circuit protection N protected without auxiliary release without auxiliary/alarm switch with Safety Label for USA | - | 0 | 0
3VL6780-2UL36-0AA0 |  | 3VL6780-2UL36-0AA0 | 1 | UN | 1 | 5 | B | D | EAR99 | N | 85362090 | 1 | 4011209887893 | 16.236 | KG | 7260 | 7260 | LP20 | LP20 | circuit breaker VL800H high breaking capacity Icu=70kA, 415V AC 3-pole, line protection trip unit LCD ETU42, LSIG 3 phases/3 lines In=800A, rated current IR=320...800A, overload protection, ISD=1.5 to 7xIR, II=8XIN short-circuit protection without auxiliary release without auxiliary/alarm switch | - | 0 | 0
3VL6780-2UL36-0AA0-Z | U01 | 3VL6780-2UL36-0AA0-ZU01 | 1 | UN | 1 | 5 | B | D | EAR99 | N | 85362090 | 1 |  | 16 | KG | 7308.4 | 7308.4 | LP20 | LP20 | circuit breaker VL800H high breaking capacity Icu=70kA, 415V AC 3-pole, line protection trip unit LCD ETU42, LSIG 3 phases/3 lines In=800A, rated current IR=320...800A, overload protection, ISD=1.5 to 7xIR, II=8XIN short-circuit protection without auxiliary release without auxiliary/alarm switch with Safety Label for USA | - | 0 | 0
3VL6780-2UM36-0AA0 |  | 3VL6780-2UM36-0AA0 | 1 | UN | 1 | 5 | B | D | EAR99 | N | 85362090 | 1 | 4011209887954 | 16.236 | KG | 7260 | 7260 | LP20 | LP20 | circuit breaker VL800H high breaking capacity Icu=70kA, 415V AC 3-pole, line protection trip unit LCD ETU42, LSIG 3 phases/4 lines with connecting cable In=800A, rated current IR=320...800A, overload protection, ISD=1.5 to 7xIR, II=9XIN short-circuit protection without auxiliary release without auxiliary/alarm switch | - | 0 | 0
3VL6780-2UM36-0AA0-Z | U01 | 3VL6780-2UM36-0AA0-ZU01 | 1 | UN | 1 | 5 | B | D | EAR99 | N | 85362090 | 1 |  | 16 | KG | 7308.4 | 7308.4 | LP20 | LP20 | circuit breaker VL800H high breaking capacity Icu=70kA, 415V AC 3-pole, line protection trip unit LCD ETU42, LSIG 3 phases/4 lines with connecting cable In=800A, rated current IR=320...800A, overload protection, ISD=1.5 to 7xIR, II=9XIN short-circuit protection without auxiliary release without auxiliary/alarm switch with Safety Label for USA | - | 0 | 0
3VL6780-2UN46-0AA0 |  | 3VL6780-2UN46-0AA0 | 1 | UN | 1 | 5 | B | D | EAR99 | N | 85362090 | 1 | 4011209888074 | 21.56 | KG | 9064 | 9064 | LP20 | LP20 | circuit breaker VL800H high breaking capacity Icu=70kA, 415V AC 4-pole, line protection trip unit LCD ETU42, LSIG In=800A, rated current IR=320...800A, overload protection, ISD=1.5 to 7 xIR, II=8 xIN short-circuit protection N protected with ground-fault protection without auxiliary release without auxiliary/alarm switch | - | 0 | 0
3VL6780-2UN46-0AA0-Z | U01 | 3VL6780-2UN46-0AA0-ZU01 | 1 | UN | 1 | 5 | B | D | EAR99 | N | 85362090 | 1 |  | 20.5 | KG | 9112.4 | 9112.4 | LP20 | LP20 | circuit breaker VL800H high breaking capacity Icu=70kA, 415V AC 4-pole, line protection trip unit LCD ETU42, LSIG In=800A, rated current IR=320...800A, overload protection, ISD=1.5 to 7 xIR, II=8 xIN short-circuit protection N protected with ground-fault protection without auxiliary release without auxiliary/alarm switch with Safety Label for USA | - | 0 | 0
3VL6780-3AA36-0AA0 |  | 3VL6780-3AA36-0AA0 | 1 | UN | 1 | 5 | B | D | EAR99 | N | 85362090 | 1 | 4011209523043 | 15.5 | KG | 3465 | 3465 | LP20 | LP20 | circuit breaker VL800L w/o Electronic Trip Unit very high breaking capacity Icu=100kA/415V AC, 3-pole In=< 800A, rated current without auxiliary release with screw terminal connections for switching unit and ETU | - | 0 | 0
3VL6780-3AA46-0AA0 |  | 3VL6780-3AA46-0AA0 | 1 | UN | 1 | 5 | B | D | EAR99 | N | 85362090 | 1 | 4011209523036 | 19.28 | KG | 4499 | 4499 | LP20 | LP20 | circuit breaker VL800L w/o Electronic Trip Unit very high breaking capacity Icu=100kA/415V AC, 4-pole In=< 800A, rated current without auxiliary release with screw terminal connections for switching unit and ETU | - | 0 | 0
3VL6780-3CJ46-0AA0-Z | U01 | 3VL6780-3CJ46-0AA0-ZU01 | 1 | UN | 1 | 30 | D | D | EAR99 | N | 85362090 | 1 |  | 20.5 | KG | 17098.4 | 17098.4 | LP20 | LP20 | circuit breaker VL800L very high breaking capacity Icu=100kA, 415V AC 4-pole, line protection trip unit LCD ETU40, LI/LS/LSI In=800A, rated current IR=320...800A, overload protection, ISD=1.5 to 7 xIR, II=8 xIN short-circuit protection N protected without auxiliary release without auxiliary/alarm switch with Safety Label for USA | - | 0 | 0
3VL6780-3CL36-0AA0-Z | U01 | 3VL6780-3CL36-0AA0-ZU01 | 1 | UN | 1 | 30 | D | D | EAR99 | N | 85362090 | 1 |  | 16 | KG | 13468.4 | 13468.4 | LP20 | LP20 | circuit breaker VL800L very high breaking capacity Icu=100kA, 415V AC 3-pole, line protection trip unit LCD ETU42, LSIG 3 phases/3 lines In=800A, rated current IR=320...800A, overload protection, ISD=1.5 to 7xIR, II=8XIN short-circuit protection without auxiliary release without auxiliary/alarm switch with Safety Label for USA | - | 0 | 0
3VL6780-3CN46-0AA0-Z | U01 | 3VL6780-3CN46-0AA0-ZU01 | 1 | UN | 1 | 30 | D | D | EAR99 | N | 85362090 | 1 |  | 20.5 | KG | 17098.4 | 17098.4 | LP20 | LP20 | circuit breaker VL800L very high breaking capacity Icu=100kA, 415V AC 4-pole, line protection trip unit LCD ETU42, LSIG In=800A, rated current IR=320-800A, overload protection, ISD=1.5 to 7 xIR, II=8 xIN short-circuit protection N protected with ground-fault protection without auxiliary release without auxiliary/alarm switch with Safety Label for USA | - | 0 | 0
3VL6780-3DE36-0AA0 |  | 3VL6780-3DE36-0AA0 | 1 | UN | 1 | 5 | B | D | EAR99 | N | 85362090 | 1 | 4011209488694 | 16.261 | KG | 4565 | 4184 | LP20 | LP20 | circuit breaker VL800L very high breaking capacity Icu=100kA, 415V AC 3-pole, non-auto. air circ. br. trip unit magnetic In=800A, rated current II=6500A, short-circuit protection without auxiliary release without auxiliary/alarm switch | - | 0 | 0
3VL6780-3DE36-0AA0-Z | U01 | 3VL6780-3DE36-0AA0-ZU01 | 1 | UN | 1 | 5 | B | D | EAR99 | N | 85362090 | 1 |  | 15.7 | KG | 4613.4 | 4613.4 | LP20 | LP20 | circuit breaker VL800L very high breaking capacity Icu=100kA, 415V AC 3-pole, non-auto. air circ. br. trip unit magnetic In=800A, rated current II=6500A, short-circuit protection without auxiliary release without auxiliary/alarm switch with Safety Label for USA | - | 0 | 0
3VL6780-3DE36-0AC1 |  | 3VL6780-3DE36-0AC1 | 1 | UN | 1 | 5 | B | D | EAR99 | N | 85362090 | 1 | 4011209758049 | 16.007 | KG | 4698.1 | 4698.1 | LP20 | LP20 | circuit breaker VL800L very high breaking capacity Icu=100kA, 415V AC 3-pole, non-auto. air circ. br. trip unit magnetic In=800A, rated current II=6500A, short-circuit protection without auxiliary release Auxiliary switch mounting kit 4 AUX (2 NO + 2 NC) | - | 0 | 0
3VL6780-3EE46-0AA0 |  | 3VL6780-3EE46-0AA0 | 1 | UN | 1 | 5 | B | D | EAR99 | N | 85362090 | 1 | 4011209488717 | 21.74 | KG | 5874 | 5383.6 | LP20 | LP20 | circuit breaker VL800L very high breaking capacity Icu=100kA, 415V AC 4-pole, non-auto. air circ. br. trip unit magnetic In=800A, rated current II=6500A, short-circuit protection without auxiliary release without auxiliary/alarm switch | - | 0 | 0
3VL6780-3EE46-0AA0-Z | U01 | 3VL6780-3EE46-0AA0-ZU01 | 1 | UN | 1 | 5 | B | D | EAR99 | N | 85362090 | 1 |  | 19.9 | KG | 5922.4 | 5922.4 | LP20 | LP20 | circuit breaker VL800L very high breaking capacity Icu=100kA, 415V AC 4-pole, non-auto. air circ. br. trip unit magnetic In=800A, rated current II=6500A, short-circuit protection without auxiliary release without auxiliary/alarm switch with Safety Label for USA | - | 0 | 0
3VL6780-3LA46-0AA0 |  | 3VL6780-3LA46-0AA0 | 1 | UN | 1 | 5 | B | D | EAR99 | N | 85362090 | 1 | 4011209875494 | 21.74 | KG | 7843 | 7843 | LP20 | LP20 | circuit breaker VL800L very high breaking capacity Icu=100kA, 415V AC 4-pole, line protection trip unit ETU10, LI In=800A, rated current IR=320...800A, overload protection, II=1.25 to 8 xIN, short-circuit protection N protected shipbuilding certificate for LRS, DNV and gL without auxiliary release without auxiliary/alarm switch | - | 0 | 0
3VL6780-3LA46-0AA0-Z | U01 | 3VL6780-3LA46-0AA0-ZU01 | 1 | UN | 1 | 5 | B | D | EAR99 | N | 85362090 | 1 |  | 20.5 | KG | 7891.4 | 7891.4 | LP20 | LP20 | circuit breaker VL800L very high breaking capacity Icu=100kA, 415V AC 4-pole, line protection trip unit ETU10, LI In=800A, rated current IR=320...800A, overload protection, II=1.25 to 8 xIN, short-circuit protection N protected shipbuilding certificate for LRS, DNV and gL without auxiliary release without auxiliary/alarm switch with Safety Label for USA | - | 0 | 0
3VL6780-3LB36-0AA0 |  | 3VL6780-3LB36-0AA0 | 1 | UN | 1 | 5 | B | D | EAR99 | N | 85362090 | 1 | 4011209875371 | 16.007 | KG | 5852 | 5852 | LP20 | LP20 | circuit breaker VL800L very high breaking capacity Icu=100kA, 415V AC 3-pole, line protection trip unit ETU10, LI In=800A, rated current IR=320...800A, overload protection, II=1.25 to 8 xIN, short-circuit protection shipbuilding certificate for LRS, DNV and gL without auxiliary release without auxiliary/alarm switch | - | 0 | 0
3VL6780-3LB36-0AA0-Z | U01 | 3VL6780-3LB36-0AA0-ZU01 | 1 | UN | 1 | 5 | B | D | EAR99 | N | 85362090 | 1 |  | 16 | KG | 5900.4 | 5900.4 | LP20 | LP20 | circuit breaker VL800L very high breaking capacity Icu=100kA, 415V AC 3-pole, line protection trip unit ETU10, LI In=800A, rated current IR=320...800A, overload protection, II=1.25 to 8 xIN, short-circuit protection shipbuilding certificate for LRS, DNV and gL without auxiliary release without auxiliary/alarm switch with Safety Label for USA | - | 0 | 0
3VL6780-3LE36-0AA0 |  | 3VL6780-3LE36-0AA0 | 1 | UN | 1 | 5 | B | D | EAR99 | N | 85362090 | 1 | 4011209875432 | 16.007 | KG | 6083 | 6083 | LP20 | LP20 | circuit breaker VL800L very high breaking capacity Icu=100kA, 415V AC 3-pole, line protection trip unit ETU20, LSI In=800A, rated current IR=320...800A, overload protection, ISD=1.5 to 7 xIR, II=8 xIN short-circuit protection shipbuilding certificate for LRS, DNV and gL without auxiliary release without auxiliary/alarm switch | - | 0 | 0
3VL6780-3LE36-0AA0-Z | U01 | 3VL6780-3LE36-0AA0-ZU01 | 1 | UN | 1 | 5 | B | D | EAR99 | N | 85362090 | 1 |  | 16 | KG | 6131.4 | 6131.4 | LP20 | LP20 | circuit breaker VL800L very high breaking capacity Icu=100kA, 415V AC 3-pole, line protection trip unit ETU20, LSI In=800A, rated current IR=320...800A, overload protection, ISD=1.5 to 7 xIR, II=8 xIN short-circuit protection shipbuilding certificate for LRS, DNV and gL without auxiliary release without auxiliary/alarm switch with Safety Label for USA | - | 0 | 0
3VL6780-3LF46-0AA0 |  | 3VL6780-3LF46-0AA0 | 1 | UN | 1 | 5 | B | D | EAR99 | N | 85362090 | 1 | 4011209875555 | 21.74 | KG | 8206 | 8206 | LP20 | LP20 | circuit breaker VL800L very high breaking capacity Icu=100kA, 415V AC 4-pole, line protection trip unit ETU20, LSI In=800A, rated current IR=320...800A, overload protection, ISD=1.5 to 7 xIR, II=8 xIN short-circuit protection N protected shipbuilding certificate for LRS, DNV and gL without auxiliary release without auxiliary/alarm switch | - | 0 | 0
3VL6780-3LF46-0AA0-Z | U01 | 3VL6780-3LF46-0AA0-ZU01 | 1 | UN | 1 | 5 | B | D | EAR99 | N | 85362090 | 1 |  | 20.5 | KG | 8254.4 | 8254.4 | LP20 | LP20 | circuit breaker VL800L very high breaking capacity Icu=100kA, 415V AC 4-pole, line protection trip unit ETU20, LSI In=800A, rated current IR=320...800A, overload protection, ISD=1.5 to 7 xIR, II=8 xIN short-circuit protection N protected shipbuilding certificate for LRS, DNV and gL without auxiliary release without auxiliary/alarm switch with Safety Label for USA | - | 0 | 0
3VL6780-3MB36-0AA0 |  | 3VL6780-3MB36-0AA0 | 1 | UN | 1 | 5 | B | D | EAR99 | N | 85362090 | 1 | 4011209817289 | 16.007 | KG | 5159 | 5159 | LP20 | LP20 | circuit breaker VL800L very high breaking capacity Icu=100kA, 415V AC 3-pole, line protection trip unit ETU10, LI In=800A, rated current IR=320...800A, overload protection, II=1.25 to 8 xIN, short-circuit protection without auxiliary release ETU communication-capable without auxiliary/alarm switch | - | 0 | 0
3VL6780-3MB36-0AA0-Z | U01 | 3VL6780-3MB36-0AA0-ZU01 | 1 | UN | 1 | 5 | B | D | EAR99 | N | 85362090 | 1 |  | 16 | KG | 5207.4 | 5207.4 | LP20 | LP20 | circuit breaker VL800L very high breaking capacity Icu=100kA, 415V AC 3-pole, line protection trip unit ETU10, LI In=800A, rated current IR=320...800A, overload protection, II=1.25 to 8 xIN, short-circuit protection without auxiliary release ETU communication-capable without auxiliary/alarm switch with Safety Label for USA | - | 0 | 0
3VL6780-3ME36-0AA0 |  | 3VL6780-3ME36-0AA0 | 1 | UN | 1 | 5 | B | D | EAR99 | N | 85362090 | 1 | 4011209817296 | 16.007 | KG | 5368 | 5368 | LP20 | LP20 | circuit breaker VL800L very high breaking capacity Icu=100kA, 415V AC 3-pole, line protection trip unit ETU20, LSI In=800A, rated current IR=320...800A, overload protection, ISD=1.5 to 7 xIR, II=8 xIN short-circuit protection without auxiliary release ETU communication-capable without auxiliary/alarm switch | - | 0 | 0
3VL6780-3ME36-0AA0-Z | U01 | 3VL6780-3ME36-0AA0-ZU01 | 1 | UN | 1 | 5 | B | D | EAR99 | N | 85362090 | 1 |  | 16 | KG | 5416.4 | 5416.4 | LP20 | LP20 | circuit breaker VL800L very high breaking capacity Icu=100kA, 415V AC 3-pole, line protection trip unit ETU20, LSI In=800A, rated current IR=320...800A, overload protection, ISD=1.5 to 7 xIR, II=8 xIN short-circuit protection without auxiliary release ETU communication-capable without auxiliary/alarm switch with Safety Label for USA | - | 0 | 0
3VL6780-3MF36-0AA0 |  | 3VL6780-3MF36-0AA0 | 1 | UN | 1 | 5 | B | D | EAR99 | N | 85362090 | 1 | 4011209817302 | 16.007 | KG | 6248 | 6248 | LP20 | LP20 | circuit breaker VL800L very high breaking capacity Icu=100kA, 415V AC 3-pole, line protection trip unit ETU12, LIGN 3 phases/4 lines In=800A, rated current IR=320...800A, overload protection, II=1.25 to 8 xIN, short-circuit protection without auxiliary release ETU communication-capable without auxiliary/alarm switch | - | 0 | 0
3VL6780-3MF36-0AA0-Z | U01 | 3VL6780-3MF36-0AA0-ZU01 | 1 | UN | 1 | 5 | B | D | EAR99 | N | 85362090 | 1 |  | 16 | KG | 6296.4 | 6296.4 | LP20 | LP20 | circuit breaker VL800L very high breaking capacity Icu=100kA, 415V AC 3-pole, line protection trip unit ETU12, LIGN 3 phases/4 lines In=800A, rated current IR=320...800A, overload protection, II=1.25 to 8 xIN, short-circuit protection without auxiliary release ETU communication-capable without auxiliary/alarm switch with Safety Label for USA | - | 0 | 0
3VL6780-3MG36-0AA0 |  | 3VL6780-3MG36-0AA0 | 1 | UN | 1 | 5 | B | D | EAR99 | N | 85362090 | 1 | 4011209817319 | 16.007 | KG | 6039 | 6039 | LP20 | LP20 | circuit breaker VL800L very high breaking capacity Icu=100kA, 415V AC 3-pole, line protection trip unit ETU22, LSIG 3 phases/3 lines In=800A, rated current IR=320...800A, overload protection, ISD=1.5 to 7xIR, II=8XIN short-circuit protection without auxiliary release ETU communication-capable without auxiliary/alarm switch | - | 0 | 0
3VL6780-3MG36-0AA0-Z | U01 | 3VL6780-3MG36-0AA0-ZU01 | 1 | UN | 1 | 5 | B | D | EAR99 | N | 85362090 | 1 |  | 16 | KG | 6087.4 | 6087.4 | LP20 | LP20 | circuit breaker VL800L very high breaking capacity Icu=100kA, 415V AC 3-pole, line protection trip unit ETU22, LSIG 3 phases/3 lines In=800A, rated current IR=320...800A, overload protection, ISD=1.5 to 7xIR, II=8XIN short-circuit protection without auxiliary release ETU communication-capable without auxiliary/alarm switch with Safety Label for USA | - | 0 | 0
3VL6780-3MH36-0AA0 |  | 3VL6780-3MH36-0AA0 | 1 | UN | 1 | 5 | B | D | EAR99 | N | 85362090 | 1 | 4011209817326 | 16.007 | KG | 6039 | 6039 | LP20 | LP20 | circuit breaker VL800L very high breaking capacity Icu=100kA, 415V AC 3-pole, line protection trip unit ETU22, LSIG 3 phases/4 lines with connecting cable In=800A, rated current IR=320...800A, overload protection, ISD=1.5 to 7xIR, II=8XIN short-circuit protection without auxiliary release ETU communication-capable without auxiliary/alarm switch | - | 0 | 0
3VL6780-3MH36-0AA0-Z | U01 | 3VL6780-3MH36-0AA0-ZU01 | 1 | UN | 1 | 5 | B | D | EAR99 | N | 85362090 | 1 |  | 16 | KG | 6087.4 | 6087.4 | LP20 | LP20 | circuit breaker VL800L very high breaking capacity Icu=100kA, 415V AC 3-pole, line protection trip unit ETU22, LSIG 3 phases/4 lines with connecting cable In=800A, rated current IR=320...800A, overload protection, ISD=1.5 to 7xIR, II=8XIN short-circuit protection without auxiliary release ETU communication-capable without auxiliary/alarm switch with Safety Label for USA | - | 0 | 0
3VL6780-3ML36-0AA0 |  | 3VL6780-3ML36-0AA0 | 1 | UN | 1 | 5 | B | D | EAR99 | N | 85362090 | 1 | 4011209817333 | 16.007 | KG | 5907 | 5907 | LP20 | LP20 | circuit breaker VL800L very high breaking capacity Icu=100kA, 415V AC 3-pole, line protection trip unit ETU12, LIG 3 phases/3 lines In=800A, rated current IR=320...800A, overload protection, II=1.25 to 8 xIN, short-circuit protection without auxiliary release ETU communication-capable without auxiliary/alarm switch | - | 0 | 0
3VL6780-3ML36-0AA0-Z | U01 | 3VL6780-3ML36-0AA0-ZU01 | 1 | UN | 1 | 5 | B | D | EAR99 | N | 85362090 | 1 |  | 16 | KG | 5955.4 | 5955.4 | LP20 | LP20 | circuit breaker VL800L very high breaking capacity Icu=100kA, 415V AC 3-pole, line protection trip unit ETU12, LIG 3 phases/3 lines In=800A, rated current IR=320...800A, overload protection, II=1.25 to 8 xIN, short-circuit protection without auxiliary release ETU communication-capable without auxiliary/alarm switch with Safety Label for USA | - | 0 | 0
3VL6780-3NA46-0AA0 |  | 3VL6780-3NA46-0AA0 | 1 | UN | 1 | 5 | B | D | EAR99 | N | 85362090 | 1 | 4011209817401 | 21.74 | KG | 6919 | 6919 | LP20 | LP20 | circuit breaker VL800L very high breaking capacity Icu=100kA, 415V AC 4-pole, line protection trip unit ETU10, LIN In=800A, rated current IR=320...800A, overload protection, II=1.25 to 8 xIN, short-circuit protection N protected without auxiliary release ETU communication-capable without auxiliary/alarm switch | - | 0 | 0
3VL6780-3NA46-0AA0-Z | U01 | 3VL6780-3NA46-0AA0-ZU01 | 1 | UN | 1 | 5 | B | D | EAR99 | N | 85362090 | 1 |  | 20.5 | KG | 6967.4 | 6967.4 | LP20 | LP20 | circuit breaker VL800L very high breaking capacity Icu=100kA, 415V AC 4-pole, line protection trip unit ETU10, LIN In=800A, rated current IR=320...800A, overload protection, II=1.25 to 8 xIN, short-circuit protection N protected without auxiliary release ETU communication-capable without auxiliary/alarm switch with Safety Label for USA | - | 0 | 0
3VL6780-3NB46-0AA0 |  | 3VL6780-3NB46-0AA0 | 1 | UN | 1 | 5 | B | D | EAR99 | N | 85362090 | 1 | 4011209817418 | 21.74 | KG | 6677 | 6677 | LP20 | LP20 | circuit breaker VL800L very high breaking capacity Icu=100kA, 415V AC 4-pole, line protection trip unit ETU10, LI In=800A, rated current IR=320...800A, overload protection, II=1.25 to 8 xIN, short-circuit protection without auxiliary release ETU communication-capable without auxiliary/alarm switch | - | 0 | 0
3VL6780-3NB46-0AA0-Z | U01 | 3VL6780-3NB46-0AA0-ZU01 | 1 | UN | 1 | 5 | B | D | EAR99 | N | 85362090 | 1 |  | 20.5 | KG | 6725.4 | 6725.4 | LP20 | LP20 | circuit breaker VL800L very high breaking capacity Icu=100kA, 415V AC 4-pole, line protection trip unit ETU10, LI In=800A, rated current IR=320...800A, overload protection, II=1.25 to 8 xIN, short-circuit protection without auxiliary release ETU communication-capable without auxiliary/alarm switch with Safety Label for USA | - | 0 | 0
3VL6780-3NE46-0AA0 |  | 3VL6780-3NE46-0AA0 | 1 | UN | 1 | 5 | B | D | EAR99 | N | 85362090 | 1 | 4011209817425 | 21.74 | KG | 6974 | 6974 | LP20 | LP20 | circuit breaker VL800L very high breaking capacity Icu=100kA, 415V AC 4-pole, line protection trip unit ETU20, LSI In=800A, rated current IR=320...800A, overload protection, ISD=1.5 to 7 xIR, II=8 xIN short-circuit protection without auxiliary release ETU communication-capable without auxiliary/alarm switch | - | 0 | 0
3VL6780-3NE46-0AA0-Z | U01 | 3VL6780-3NE46-0AA0-ZU01 | 1 | UN | 1 | 5 | B | D | EAR99 | N | 85362090 | 1 |  | 20.5 | KG | 7022.4 | 7022.4 | LP20 | LP20 | circuit breaker VL800L very high breaking capacity Icu=100kA, 415V AC 4-pole, line protection trip unit ETU20, LSI In=800A, rated current IR=320...800A, overload protection, ISD=1.5 to 7 xIR, II=8 xIN short-circuit protection without auxiliary release ETU communication-capable without auxiliary/alarm switch with Safety Label for USA | - | 0 | 0
3VL6780-3NF46-0AA0 |  | 3VL6780-3NF46-0AA0 | 1 | UN | 1 | 5 | B | D | EAR99 | N | 85362090 | 1 | 4011209817432 | 21.74 | KG | 7238 | 7238 | LP20 | LP20 | circuit breaker VL800L very high breaking capacity Icu=100kA, 415V AC 4-pole, line protection trip unit ETU20, LSI In=800A, rated current IR=320...800A, overload protection, ISD=1.5 to 7 xIR, II=8 xIN short-circuit protection N protected without auxiliary release ETU communication-capable without auxiliary/alarm switch | - | 0 | 0
3VL6780-3NF46-0AA0-Z | U01 | 3VL6780-3NF46-0AA0-ZU01 | 1 | UN | 1 | 5 | B | D | EAR99 | N | 85362090 | 1 |  | 20.5 | KG | 7286.4 | 7286.4 | LP20 | LP20 | circuit breaker VL800L very high breaking capacity Icu=100kA, 415V AC 4-pole, line protection trip unit ETU20, LSI In=800A, rated current IR=320...800A, overload protection, ISD=1.5 to 7 xIR, II=8 xIN short-circuit protection N protected without auxiliary release ETU communication-capable without auxiliary/alarm switch with Safety Label for USA | - | 0 | 0
3VL6780-3NH46-0AA0 |  | 3VL6780-3NH46-0AA0 | 1 | UN | 1 | 5 | B | D | EAR99 | N | 85362090 | 1 | 4011209817449 | 21.74 | KG | 7843 | 7843 | LP20 | LP20 | circuit breaker VL800L very high breaking capacity Icu=100kA, 415V AC 4-pole, line protection trip unit ETU22, LSIG In=800A, rated current IR=320...800A, overload protection, ISD=1.5 to 7 xIR, II=8 xIN short-circuit protection N protected without auxiliary release ETU communication-capable without auxiliary/alarm switch | - | 0 | 0
3VL6780-3NH46-0AA0-Z | U01 | 3VL6780-3NH46-0AA0-ZU01 | 1 | UN | 1 | 5 | B | D | EAR99 | N | 85362090 | 1 |  | 20.5 | KG | 7891.4 | 7891.4 | LP20 | LP20 | circuit breaker VL800L very high breaking capacity Icu=100kA, 415V AC 4-pole, line protection trip unit ETU22, LSIG In=800A, rated current IR=320...800A, overload protection, ISD=1.5 to 7 xIR, II=8 xIN short-circuit protection N protected without auxiliary release ETU communication-capable without auxiliary/alarm switch with Safety Label for USA | - | 0 | 0
3VL6780-3NN46-0AA0 |  | 3VL6780-3NN46-0AA0 | 1 | UN | 1 | 5 | B | D | EAR99 | N | 85362090 | 1 | 4011209817456 | 21.74 | KG | 7722 | 7722 | LP20 | LP20 | circuit breaker VL800L very high breaking capacity Icu=100kA, 415V AC 4-pole, line protection trip unit ETU12, LIG In=800A, rated current IR=320...800A, overload protection, II=1.25 to 8 xIN, short-circuit protection N protected without auxiliary release ETU communication-capable without auxiliary/alarm switch | - | 0 | 0
3VL6780-3NN46-0AA0-Z | U01 | 3VL6780-3NN46-0AA0-ZU01 | 1 | UN | 1 | 5 | B | D | EAR99 | N | 85362090 | 1 |  | 20.5 | KG | 7770.4 | 7770.4 | LP20 | LP20 | circuit breaker VL800L very high breaking capacity Icu=100kA, 415V AC 4-pole, line protection trip unit ETU12, LIG In=800A, rated current IR=320...800A, overload protection, II=1.25 to 8 xIN, short-circuit protection N protected without auxiliary release ETU communication-capable without auxiliary/alarm switch with Safety Label for USA | - | 0 | 0
3VL6780-3SB36-0AA0 |  | 3VL6780-3SB36-0AA0 | 1 | UN | 1 | 5 | B | D | EAR99 | N | 85362090 | 1 | 4011209817227 | 16.343 | KG | 5071 | 4646.3 | LP20 | LP20 | circuit breaker VL800L very high breaking capacity Icu=100kA, 415V AC 3-pole, line protection trip unit ETU10, LI In=800A, rated current IR=320...800A, overload protection, II=1.25 to 8 xIN, short-circuit protection without auxiliary release without auxiliary/alarm switch | - | 0 | 0
3VL6780-3SB36-0AA0-Z | U01 | 3VL6780-3SB36-0AA0-ZU01 | 1 | UN | 1 | 5 | B | D | EAR99 | N | 85362090 | 1 |  | 16 | KG | 5119.4 | 5119.4 | LP20 | LP20 | circuit breaker VL800L very high breaking capacity Icu=100kA, 415V AC 3-pole, line protection trip unit ETU10, LI In=800A, rated current IR=320...800A, overload protection, II=1.25 to 8 xIN, short-circuit protection without auxiliary release without auxiliary/alarm switch with Safety Label for USA | - | 0 | 0
3VL6780-3SE36-0AA0 |  | 3VL6780-3SE36-0AA0 | 1 | UN | 1 | 5 | B | D | EAR99 | N | 85362090 | 1 | 4011209817234 | 16.58 | KG | 5302 | 4859 | LP20 | LP20 | circuit breaker VL800L very high breaking capacity Icu=100kA, 415V AC 3-pole, line protection trip unit ETU20, LSI In=800A, rated current IR=320...800A, overload protection, ISD=1.5 to 7 xIR, II=8 xIN short-circuit protection without auxiliary release without auxiliary/alarm switch | - | 0 | 0
3VL6780-3SE36-0AA0-Z | U01 | 3VL6780-3SE36-0AA0-ZU01 | 1 | UN | 1 | 5 | B | D | EAR99 | N | 85362090 | 1 |  | 16 | KG | 5350.4 | 5350.4 | LP20 | LP20 | circuit breaker VL800L very high breaking capacity Icu=100kA, 415V AC 3-pole, line protection trip unit ETU20, LSI In=800A, rated current IR=320...800A, overload protection, ISD=1.5 to 7 xIR, II=8 xIN short-circuit protection without auxiliary release without auxiliary/alarm switch with Safety Label for USA | - | 0 | 0
3VL6780-3SF36-0AA0 |  | 3VL6780-3SF36-0AA0 | 1 | UN | 1 | 5 | B | D | EAR99 | N | 85362090 | 1 | 4011209817241 | 16.58 | KG | 6138 | 6138 | LP20 | LP20 | circuit breaker VL800L very high breaking capacity Icu=100kA, 415V AC 3-pole, line protection trip unit ETU12, LIG 3 phases/4 lines In=800A, rated current IR=320...800A, overload protection, II=1.25 to 8 xIN, short-circuit protection without auxiliary release without auxiliary/alarm switch | - | 0 | 0
3VL6780-3SF36-0AA0-Z | U01 | 3VL6780-3SF36-0AA0-ZU01 | 1 | UN | 1 | 5 | B | D | EAR99 | N | 85362090 | 1 |  | 16 | KG | 6186.4 | 6186.4 | LP20 | LP20 | circuit breaker VL800L very high breaking capacity Icu=100kA, 415V AC 3-pole, line protection trip unit ETU12, LIG 3 phases/4 lines In=800A, rated current IR=320...800A, overload protection, II=1.25 to 8 xIN, short-circuit protection without auxiliary release without auxiliary/alarm switch with Safety Label for USA | - | 0 | 0
3VL6780-3SG36-0AA0 |  | 3VL6780-3SG36-0AA0 | 1 | UN | 1 | 5 | B | D | EAR99 | N | 85362090 | 1 | 4011209817258 | 16.58 | KG | 5929 | 5929 | LP20 | LP20 | circuit breaker VL800L very high breaking capacity Icu=100kA, 415V AC 3-pole, line protection trip unit ETU22, LSIG 3 phases/3 lines In=800A, rated current IR=320...800A, overload protection, ISD=1.5 to 7xIR, II=8XIN short-circuit protection without auxiliary release without auxiliary/alarm switch | - | 0 | 0
3VL6780-3SG36-0AA0-Z | U01 | 3VL6780-3SG36-0AA0-ZU01 | 1 | UN | 1 | 5 | B | D | EAR99 | N | 85362090 | 1 |  | 16 | KG | 5977.4 | 5977.4 | LP20 | LP20 | circuit breaker VL800L very high breaking capacity Icu=100kA, 415V AC 3-pole, line protection trip unit ETU22, LSIG 3 phases/3 lines In=800A, rated current IR=320...800A, overload protection, ISD=1.5 to 7xIR, II=8XIN short-circuit protection without auxiliary release without auxiliary/alarm switch with Safety Label for USA | - | 0 | 0
3VL6780-3SH36-0AA0 |  | 3VL6780-3SH36-0AA0 | 1 | UN | 1 | 5 | B | D | EAR99 | N | 85362090 | 1 | 4011209817265 | 16.58 | KG | 5929 | 5929 | LP20 | LP20 | circuit breaker VL800L very high breaking capacity Icu=100kA, 415V AC 3-pole, line protection trip unit ETU22, LSIG 3 phases/4 lines with connecting cable In=800A, rated current IR=320...800A, overload protection, ISD=1.5 to 7xIR, II=8XIN short-circuit protection without auxiliary release without auxiliary/alarm switch | - | 0 | 0
3VL6780-3SH36-0AA0-Z | U01 | 3VL6780-3SH36-0AA0-ZU01 | 1 | UN | 1 | 5 | B | D | EAR99 | N | 85362090 | 1 |  | 16 | KG | 5977.4 | 5977.4 | LP20 | LP20 | circuit breaker VL800L very high breaking capacity Icu=100kA, 415V AC 3-pole, line protection trip unit ETU22, LSIG 3 phases/4 lines with connecting cable In=800A, rated current IR=320...800A, overload protection, ISD=1.5 to 7xIR, II=8XIN short-circuit protection without auxiliary release without auxiliary/alarm switch with Safety Label for USA | - | 0 | 0
3VL6780-3SL36-0AA0 |  | 3VL6780-3SL36-0AA0 | 1 | UN | 1 | 5 | B | D | EAR99 | N | 85362090 | 1 | 4011209817272 | 16.58 | KG | 5830 | 5830 | LP20 | LP20 | circuit breaker VL800L very high breaking capacity Icu=100kA, 415V AC 3-pole, line protection trip unit ETU12, LIG 3 phases/3 lines In=800A, rated current IR=320...800A, overload protection, II=1.25 to 8 xIN, short-circuit protection without auxiliary release without auxiliary/alarm switch | - | 0 | 0
3VL6780-3SL36-0AA0-Z | U01 | 3VL6780-3SL36-0AA0-ZU01 | 1 | UN | 1 | 5 | B | D | EAR99 | N | 85362090 | 1 |  | 16 | KG | 5878.4 | 5878.4 | LP20 | LP20 | circuit breaker VL800L very high breaking capacity Icu=100kA, 415V AC 3-pole, line protection trip unit ETU12, LIG 3 phases/3 lines In=800A, rated current IR=320...800A, overload protection, II=1.25 to 8 xIN, short-circuit protection without auxiliary release without auxiliary/alarm switch with Safety Label for USA | - | 0 | 0
3VL6780-3TA46-0AA0 |  | 3VL6780-3TA46-0AA0 | 1 | UN | 1 | 5 | B | D | EAR99 | N | 85362090 | 1 | 4011209817340 | 21.74 | KG | 6809 | 6809 | LP20 | LP20 | circuit breaker VL800L very high breaking capacity Icu=100kA, 415V AC 4-pole, line protection trip unit ETU10, LIN In=800A, rated current IR=320...800A, overload protection, II=1.25 to 8 xIN, short-circuit protection N protected without auxiliary release without auxiliary/alarm switch | - | 0 | 0
3VL6780-3TA46-0AA0-Z | U01 | 3VL6780-3TA46-0AA0-ZU01 | 1 | UN | 1 | 5 | B | D | EAR99 | N | 85362090 | 1 |  | 20.5 | KG | 6857.4 | 6857.4 | LP20 | LP20 | circuit breaker VL800L very high breaking capacity Icu=100kA, 415V AC 4-pole, line protection trip unit ETU10, LIN In=800A, rated current IR=320...800A, overload protection, II=1.25 to 8 xIN, short-circuit protection N protected without auxiliary release without auxiliary/alarm switch with Safety Label for USA | - | 0 | 0
3VL6780-3TB46-0AA0 |  | 3VL6780-3TB46-0AA0 | 1 | UN | 1 | 5 | B | D | EAR99 | N | 85362090 | 1 | 4011209817357 | 21.74 | KG | 6545 | 6545 | LP20 | LP20 | circuit breaker VL800L very high breaking capacity Icu=100kA, 415V AC 4-pole, line protection trip unit ETU10, LI In=800A, rated current IR=320...800A, overload protection, II=1.25 to 8 xIN, short-circuit protection without auxiliary release without auxiliary/alarm switch | - | 0 | 0
3VL6780-3TB46-0AA0-Z | U01 | 3VL6780-3TB46-0AA0-ZU01 | 1 | UN | 1 | 5 | B | D | EAR99 | N | 85362090 | 1 |  | 20.5 | KG | 6593.4 | 6593.4 | LP20 | LP20 | circuit breaker VL800L very high breaking capacity Icu=100kA, 415V AC 4-pole, line protection trip unit ETU10, LI In=800A, rated current IR=320...800A, overload protection, II=1.25 to 8 xIN, short-circuit protection without auxiliary release without auxiliary/alarm switch with Safety Label for USA | - | 0 | 0
3VL6780-3TE46-0AA0 |  | 3VL6780-3TE46-0AA0 | 1 | UN | 1 | 5 | B | D | EAR99 | N | 85362090 | 1 | 4011209817364 | 21.74 | KG | 6886 | 6886 | LP20 | LP20 | circuit breaker VL800L very high breaking capacity Icu=100kA, 415V AC 4-pole, line protection trip unit ETU20, LSI In=800A, rated current IR=320...800A, overload protection, ISD=1.5 to 7 xIR, II=8 xIN short-circuit protection N unprotected without auxiliary release without auxiliary/alarm switch | - | 0 | 0
3VL6780-3TE46-0AA0-Z | U01 | 3VL6780-3TE46-0AA0-ZU01 | 1 | UN | 1 | 5 | B | D | EAR99 | N | 85362090 | 1 |  | 20.5 | KG | 6934.4 | 6934.4 | LP20 | LP20 | circuit breaker VL800L very high breaking capacity Icu=100kA, 415V AC 4-pole, line protection trip unit ETU20, LSI In=800A, rated current IR=320...800A, overload protection, ISD=1.5 to 7 xIR, II=8 xIN short-circuit protection N unprotected without auxiliary release without auxiliary/alarm switch with Safety Label for USA | - | 0 | 0
3VL6780-3TF46-0AA0 |  | 3VL6780-3TF46-0AA0 | 1 | UN | 1 | 5 | B | D | EAR99 | N | 85362090 | 1 | 4011209817371 | 21.74 | KG | 7139 | 6545.9 | LP20 | LP20 | circuit breaker VL800L very high breaking capacity Icu=100kA, 415V AC 4-pole, line protection trip unit ETU20, LSI In=800A, rated current IR=320...800A, overload protection, ISD=1.5 to 7 xIR, II=8 xIN short-circuit protection N protected without auxiliary release without auxiliary/alarm switch | - | 0 | 0
3VL6780-3TF46-0AA0-Z | U01 | 3VL6780-3TF46-0AA0-ZU01 | 1 | UN | 1 | 5 | B | D | EAR99 | N | 85362090 | 1 |  | 20.5 | KG | 7187.4 | 7187.4 | LP20 | LP20 | circuit breaker VL800L very high breaking capacity Icu=100kA, 415V AC 4-pole, line protection trip unit ETU20, LSI In=800A, rated current IR=320...800A, overload protection, ISD=1.5 to 7 xIR, II=8 xIN short-circuit protection N protected without auxiliary release without auxiliary/alarm switch with Safety Label for USA | - | 0 | 0
3VL6780-3TH46-0AA0 |  | 3VL6780-3TH46-0AA0 | 1 | UN | 1 | 5 | B | D | EAR99 | N | 85362090 | 1 | 4011209817388 | 21.74 | KG | 7744 | 7744 | LP20 | LP20 | circuit breaker VL800L very high breaking capacity Icu=100kA, 415V AC 4-pole, line protection trip unit ETU22, LSIG In=800A, rated current IR=320...800A, overload protection, ISD=1.5 to 7 xIR, II=8 xIN short-circuit protection N protected without auxiliary release without auxiliary/alarm switch | - | 0 | 0
3VL6780-3TH46-0AA0-Z | U01 | 3VL6780-3TH46-0AA0-ZU01 | 1 | UN | 1 | 5 | B | D | EAR99 | N | 85362090 | 1 |  | 20.5 | KG | 7792.4 | 7792.4 | LP20 | LP20 | circuit breaker VL800L very high breaking capacity Icu=100kA, 415V AC 4-pole, line protection trip unit ETU22, LSIG In=800A, rated current IR=320...800A, overload protection, ISD=1.5 to 7 xIR, II=8 xIN short-circuit protection N protected without auxiliary release without auxiliary/alarm switch with Safety Label for USA | - | 0 | 0
3VL6780-3TN46-0AA0 |  | 3VL6780-3TN46-0AA0 | 1 | UN | 1 | 5 | B | D | EAR99 | N | 85362090 | 1 | 4011209817395 | 21.74 | KG | 7634 | 7634 | LP20 | LP20 | circuit breaker VL800L very high breaking capacity Icu=100kA, 415V AC 4-pole, line protection trip unit ETU12, LIG In=800A, rated current IR=320...800A, overload protection, II=1.25 to 8 xIN, short-circuit protection N protected without auxiliary release without auxiliary/alarm switch | - | 0 | 0
3VL6780-3TN46-0AA0-Z | U01 | 3VL6780-3TN46-0AA0-ZU01 | 1 | UN | 1 | 5 | B | D | EAR99 | N | 85362090 | 1 |  | 20.5 | KG | 7682.4 | 7682.4 | LP20 | LP20 | circuit breaker VL800L very high breaking capacity Icu=100kA, 415V AC 4-pole, line protection trip unit ETU12, LIG In=800A, rated current IR=320...800A, overload protection, II=1.25 to 8 xIN, short-circuit protection N protected without auxiliary release without auxiliary/alarm switch with Safety Label for USA | - | 0 | 0
3VL6780-3UH36-0AA0 |  | 3VL6780-3UH36-0AA0 | 1 | UN | 1 | 5 | B | D | EAR99 | N | 85362090 | 1 | 4011209887848 | 16.58 | KG | 8008 | 8008 | LP20 | LP20 | circuit breaker VL800L very high breaking capacity Icu=100kA, 415V AC 3-pole, line protection trip unit LCD ETU40, LI/LS/LSI In=800A, rated current IR=320...800A, overload protection, ISD=1.5 to 7 xIR, II=8 xIN short-circuit protection without auxiliary release without auxiliary/alarm switch | - | 0 | 0
3VL6780-3UH36-0AA0-Z | U01 | 3VL6780-3UH36-0AA0-ZU01 | 1 | UN | 1 | 5 | B | D | EAR99 | N | 85362090 | 1 |  | 16 | KG | 8056.4 | 8056.4 | LP20 | LP20 | circuit breaker VL800L very high breaking capacity Icu=100kA, 415V AC 3-pole, line protection trip unit LCD ETU40, LI/LS/LSI In=800A, rated current IR=320...800A, overload protection, ISD=1.5 to 7 xIR, II=8 xIN short-circuit protection without auxiliary release without auxiliary/alarm switch with Safety Label for USA | - | 0 | 0
3VL6780-3UJ46-0AA0 |  | 3VL6780-3UJ46-0AA0 | 1 | UN | 1 | 5 | B | D | EAR99 | N | 85362090 | 1 | 4011209888029 | 21.74 | KG | 10076 | 10076 | LP20 | LP20 | circuit breaker VL800L very high breaking capacity Icu=100kA, 415V AC 4-pole, line protection trip unit LCD ETU40, LI/LS/LSI In=800A, rated current IR=320...800A, overload protection, ISD=1.5 to 7 xIR, II=8 xIN short-circuit protection N protected without auxiliary release without auxiliary/alarm switch | - | 0 | 0
3VL6780-3UJ46-0AA0-Z | U01 | 3VL6780-3UJ46-0AA0-ZU01 | 1 | UN | 1 | 5 | B | D | EAR99 | N | 85362090 | 1 |  | 20.5 | KG | 10124.4 | 10124.4 | LP20 | LP20 | circuit breaker VL800L very high breaking capacity Icu=100kA, 415V AC 4-pole, line protection trip unit LCD ETU40, LI/LS/LSI In=800A, rated current IR=320...800A, overload protection, ISD=1.5 to 7 xIR, II=8 xIN short-circuit protection N protected without auxiliary release without auxiliary/alarm switch with Safety Label for USA | - | 0 | 0
3VL6780-3UL36-0AA0 |  | 3VL6780-3UL36-0AA0 | 1 | UN | 1 | 5 | B | D | EAR99 | N | 85362090 | 1 | 4011209887909 | 16.58 | KG | 8008 | 8008 | LP20 | LP20 | circuit breaker VL800L very high breaking capacity Icu=100kA, 415V AC 3-pole, line protection trip unit LCD ETU42, LSIG 3 phases/3 lines In=800A, rated current IR=320...800A, overload protection, ISD=1.5 to 7xIR, II=8XIN short-circuit protection without auxiliary release without auxiliary/alarm switch | - | 0 | 0
3VL6780-3UL36-0AA0-Z | U01 | 3VL6780-3UL36-0AA0-ZU01 | 1 | UN | 1 | 5 | B | D | EAR99 | N | 85362090 | 1 |  | 16 | KG | 8056.4 | 8056.4 | LP20 | LP20 | circuit breaker VL800L very high breaking capacity Icu=100kA, 415V AC 3-pole, line protection trip unit LCD ETU42, LSIG 3 phases/3 lines In=800A, rated current IR=320...800A, overload protection, ISD=1.5 to 7xIR, II=8XIN short-circuit protection without auxiliary release without auxiliary/alarm switch with Safety Label for USA | - | 0 | 0
3VL6780-3UM36-0AA0 |  | 3VL6780-3UM36-0AA0 | 1 | UN | 1 | 5 | B | D | EAR99 | N | 85362090 | 1 | 4011209887961 | 16.58 | KG | 8008 | 8008 | LP20 | LP20 | circuit breaker VL800L very high breaking capacity Icu=100kA, 415V AC 3-pole, line protection trip unit LCD ETU42, LSIG 3 phases/4 lines with connecting cable In=800A, rated current IR=320...800A, overload protection, ISD=1.5 to 7xIR, II=9XIN short-circuit protection without auxiliary release without auxiliary/alarm switch | - | 0 | 0
3VL6780-3UM36-0AA0-Z | U01 | 3VL6780-3UM36-0AA0-ZU01 | 1 | UN | 1 | 5 | B | D | EAR99 | N | 85362090 | 1 |  | 16 | KG | 8056.4 | 8056.4 | LP20 | LP20 | circuit breaker VL800L very high breaking capacity Icu=100kA, 415V AC 3-pole, line protection trip unit LCD ETU42, LSIG 3 phases/4 lines with connecting cable In=800A, rated current IR=320...800A, overload protection, ISD=1.5 to 7xIR, II=9XIN short-circuit protection without auxiliary release without auxiliary/alarm switch with Safety Label for USA | - | 0 | 0
3VL6780-3UN46-0AA0 |  | 3VL6780-3UN46-0AA0 | 1 | UN | 1 | 5 | B | D | EAR99 | N | 85362090 | 1 | 4011209888081 | 21.74 | KG | 10076 | 10076 | LP20 | LP20 | circuit breaker VL800L very high breaking capacity Icu=100kA, 415V AC 4-pole, line protection trip unit LCD ETU42, LSIG In=800A, rated current IR=320-800A, overload protection, ISD=1.5 to 7 xIR, II=8 xIN short-circuit protection N protected with ground-fault protection without auxiliary release without auxiliary/alarm switch | - | 0 | 0
3VL6780-3UN46-0AA0-Z | U01 | 3VL6780-3UN46-0AA0-ZU01 | 1 | UN | 1 | 5 | B | D | EAR99 | N | 85362090 | 1 |  | 20.5 | KG | 10124.4 | 10124.4 | LP20 | LP20 | circuit breaker VL800L very high breaking capacity Icu=100kA, 415V AC 4-pole, line protection trip unit LCD ETU42, LSIG In=800A, rated current IR=320-800A, overload protection, ISD=1.5 to 7 xIR, II=8 xIN short-circuit protection N protected with ground-fault protection without auxiliary release without auxiliary/alarm switch with Safety Label for USA | - | 0 | 0
3VL7012-1RA30-0AA0 |  | 3VL7012-1RA30-0AA0 | 1 | UN | 1 | 11 | C | D | EAR99 | N | 85362090 | 1 |  | 27.5 | KG | 3135 | 3135 | LP20 | LP20 | Breaker VL3P 800A 480V 35 kA FR CAT NMB. NNG3F120 3P 800A 480V 35kA FR | - | 0 | 7
3VL7012-2RA30-0AA0 |  | 3VL7012-2RA30-0AA0 | 1 | UN | 1 | 11 | C | D | EAR99 | N | 85362090 | 1 |  | 27.5 | KG | 3619 | 3619 | LP20 | LP20 | Breaker VL CAT NMB. HNG3F120 3P 1200A 480V 65kA FR | - | 0 | 7
3VL7012-3RA30-0AA0 |  | 3VL7012-3RA30-0AA0 | 1 | UN | 1 | 11 | C | D | EAR99 | N | 85389099 | 1 |  | 27.5 | KG | 4587 | 4587 | LP20 | LP20 | Breaker VLFRAME 1200A 3P 100 kA CAT NMB. LNG3F120 FRAME 1200 A 3P 100 kA | - | 0 | 7
3VL7110-1KN30-0AA0 |  | 3VL7110-1KN30-0AA0 | 1 | UN | 1 | 5 | B | D | EAR99 | N | 85362010 | 1 | 4011209718081 | 21.8 | KG | 5687 | 5687 | LP20 | LP20 | circuit breaker VL1200 UL; type NG (cat no. NNX3B100) non-interchangeable frame, with circuit breaker approval acc. to UL 489 standard breaking capacity 3-pole, NEMA rating 35kA/480V, (molded case circuit breaker) trip unit TM, LI TA=40Â°C In=< 1000A, rated current II=6000...10000A short-circuit protection IR=1000A ETU for line protection without connection accessories without auxiliary release without auxiliary/alarm switch | - | 0 | 0
3VL7110-1PB30-0AA0 |  | 3VL7110-1PB30-0AA0 | 1 | UN | 1 | 5 | B | D | EAR99 | N | 85362010 | 1 |  | 25 | KG | 6270 | 6270 | LP20 | LP20 | circuit breaker VL1200 UL; type NG (cat no. NNX3R100) non-interchangeable frame, with circuit breaker approval acc. to UL 489 standard breaking capacity 3-pole, NEMA rating 35kA/480V, (molded case circuit breaker) trip unit ETU, LI TA=40Â°C In=1000A, rated current II=1.25 to 11xIN, short-circuit protection IR=400-1000A overcurrent rel. for line protection without connection accessories without auxiliary release without auxiliary/alarm switch | - | 0 | 0
3VL7110-1PD30-0AA0 |  | 3VL7110-1PD30-0AA0 | 1 | UN | 1 | 5 | B | D | EAR99 | N | 85362010 | 1 |  | 25 | KG | 7348 | 7348 | LP20 | LP20 | circuit breaker VL1200 UL; type NG (cat no. NNX3W100) non-interchangeable frame, with circuit breaker approval acc. to UL 489 standard breaking capacity 3-pole, NEMA rating 35kA/480V, (molded case circuit breaker) trip unit ETU, LIG TA=40Â°C 3 phases/4 lines In=1000A, rated current II=1.25 to 11xIN, short-circuit protection IR=400-1000A overcurrent rel. for line protection without connection accessories without auxiliary release without auxiliary/alarm switch | - | 0 | 0
3VL7110-1PE30-0AA0 |  | 3VL7110-1PE30-0AA0 | 1 | UN | 1 | 5 | B | D | EAR99 | N | 85362010 | 1 |  | 25 | KG | 6336 | 6336 | LP20 | LP20 | circuit breaker VL1200 UL; type NG (cat no. NNX3T100) non-interchangeable frame, with circuit breaker approval acc. to UL 489 standard breaking capacity 3-pole, NEMA rating 35kA/480V, (molded case circuit breaker) trip unit ETU, LSI TA=40Â°C In=1000A, rated current ISD=1.5 to 10xIR, II=11X in short-circuit protection IR=400-1000A overcurrent rel. for line protection without connection accessories without auxiliary release without auxiliary/alarm switch | - | 0 | 0
3VL7110-1PH30-0AA0 |  | 3VL7110-1PH30-0AA0 | 1 | UN | 1 | 5 | B | D | EAR99 | N | 85362010 | 1 |  | 25 | KG | 7480 | 7480 | LP20 | LP20 | circuit breaker VL1200 UL; type NG (cat no. NNX3V100) non-interchangeable frame, with circuit breaker approval acc. to UL 489 standard breaking capacity 3-pole, NEMA rating 35kA/480V, (molded case circuit breaker) trip unit ETU, LSIG TA=40Â°C 3 phases/4 lines In=1000A, rated current ISD=1.5 to 10xIR, II=11X in short-circuit protection IR=400-1000A overcurrent rel. for line protection without connection accessories without auxiliary release without auxiliary/alarm switch | - | 0 | 0
3VL7110-1VH30-0AA0 |  | 3VL7110-1VH30-0AA0 | 1 | UN | 1 | 5 | B | D | EAR99 | N | 85362010 | 1 |  | 25 | KG | 9306 | 9306 | LP20 | LP20 | circuit breaker VL1200 UL type NG (cat no. NNX3A100) non-interchangeable frame, with circuit breaker approval acc. to UL 489 standard breaking capacity 3-pole; NEMA rating 35kA/480V and 25kA/600V (molded case circuit breaker) trip unit LCD ETU, LI/LS/LSI TA=40Â°C In=1000A, rated current ISD=1.25-10xIR, II=11X in short-circuit protection IR=400-1000A overcurrent rel. for line protection without auxiliary release without auxiliary/alarm switch | - | 0 | 0
3VL7110-1VJ30-0AA0 |  | 3VL7110-1VJ30-0AA0 | 1 | UN | 1 | 5 | B | D | EAR99 | N | 85362010 | 1 |  | 25 | KG | 9306 | 9306 | LP20 | LP20 | circuit breaker VL1200 UL type NG (cat no. NNX3K100) non-interchangeable frame, with circuit breaker approval acc. to UL 489 standard breaking capacity 3-pole; NEMA rating 35kA/480V and 25kA/600V (molded case circuit breaker) trip unit LCD ETU, LSIG-G with alarm TA=40Â°C 3 phases/4 lines In=1000A, rated current ISD=1.25-10xIR, II=11X in short-circuit protection IR=400-1000A overcurrent rel. for line protection without auxiliary release without auxiliary/alarm switch | - | 0 | 0
3VL7110-1VM30-0AA0 |  | 3VL7110-1VM30-0AA0 | 1 | UN | 1 | 5 | B | D | EAR99 | N | 85362010 | 1 |  | 25 | KG | 9306 | 9306 | LP20 | LP20 | circuit breaker VL1200 UL type NG (cat no. NNX3G100) non-interchangeable frame, with circuit breaker approval acc. to UL 489 standard breaking capacity 3-pole; NEMA rating 35kA/480V and 25kA/600V (molded case circuit breaker) trip unit LCD ETU, LSIG TA=40Â°C 3 phases/4 lines In=1000A, rated current ISD=1.25-10xIR, II=11X in short-circuit protection IR=400-1000A overcurrent rel. for line protection without auxiliary release without auxiliary/alarm switch | - | 0 | 0
3VL7110-2KN30-0AA0 |  | 3VL7110-2KN30-0AA0 | 1 | UN | 1 | 5 | B | D | EAR99 | N | 85362010 | 1 | 4011209718098 | 21.8 | KG | 6270 | 6270 | LP20 | LP20 | circuit breaker VL1200 UL; type NG (cat no. HNX3B100) non-interchangeable frame, with circuit breaker approval acc. to UL 489 high breaking capacity 3-pole, NEMA rating 65kA/480V, (molded case circuit breaker) trip unit TM, LI TA=40Â°C In=< 1000A, rated current II=6000...10000A short-circuit protection IR=1000A ETU for line protection without connection accessories without auxiliary release without auxiliary/alarm switch | - | 0 | 0
3VL7110-2PB30-0AA0 |  | 3VL7110-2PB30-0AA0 | 1 | UN | 1 | 5 | B | D | EAR99 | N | 85362010 | 1 |  | 25 | KG | 6721 | 6721 | LP20 | LP20 | circuit breaker VL1200 UL; type NG (cat no. HNX3R100) non-interchangeable frame, with circuit breaker approval acc. to UL 489 high breaking capacity 3-pole, NEMA rating 65kA/480V, (molded case circuit breaker) trip unit ETU, LI TA=40Â°C In=1000A, rated current II=1.25 to 11xIN, short-circuit protection IR=400-1000A overcurrent rel. for line protection without connection accessories without auxiliary release without auxiliary/alarm switch | - | 0 | 0
3VL7110-2PD30-0AA0 |  | 3VL7110-2PD30-0AA0 | 1 | UN | 1 | 5 | B | D | EAR99 | N | 85362010 | 1 |  | 25 | KG | 7821 | 7821 | LP20 | LP20 | circuit breaker VL1200 UL; type NG (cat no. HNX3W100) non-interchangeable frame, with circuit breaker approval acc. to UL 489 high breaking capacity 3-pole, NEMA rating 65kA/480V, (molded case circuit breaker) trip unit ETU, LIG TA=40Â°C 3 phases/4 lines In=1000A, rated current II=1.25 to 11xIN, short-circuit protection IR=400-1000A overcurrent rel. for line protection without connection accessories without auxiliary release without auxiliary/alarm switch | - | 0 | 0
3VL7110-2PE30-0AA0 |  | 3VL7110-2PE30-0AA0 | 1 | UN | 1 | 5 | B | D | EAR99 | N | 85362010 | 1 |  | 25 | KG | 6809 | 6809 | LP20 | LP20 | circuit breaker VL1200 UL; type NG (cat no. HNX3T100) non-interchangeable frame, with circuit breaker approval acc. to UL 489 high breaking capacity 3-pole, NEMA rating 65kA/480V, (molded case circuit breaker) trip unit ETU, LSI TA=40Â°C In=1000A, rated current ISD=1.5 to 10xIR, II=11 xIN short-circuit protection IR=400-1000A overcurrent rel. for line protection without connection accessories without auxiliary release without auxiliary/alarm switch | - | 0 | 0
3VL7110-2PH30-0AA0 |  | 3VL7110-2PH30-0AA0 | 1 | UN | 1 | 5 | B | D | EAR99 | N | 85362010 | 1 |  | 25 | KG | 7931 | 7931 | LP20 | LP20 | circuit breaker VL1200 UL; type NG (cat no. HNX3V100) non-interchangeable frame, with circuit breaker approval acc. to UL 489 high breaking capacity 3-pole, NEMA rating 65kA/480V, (molded case circuit breaker) trip unit ETU, LSIG TA=40Â°C 3 phases/4 lines In=1000A, rated current ISD=1.5 to 10xIR, II=11 xIN short-circuit protection IR=400-1000A overcurrent rel. for line protection without connection accessories without auxiliary release without auxiliary/alarm switch | - | 0 | 0
3VL7110-2VH30-0AA0 |  | 3VL7110-2VH30-0AA0 | 1 | UN | 1 | 5 | B | D | EAR99 | N | 85362010 | 1 |  | 25 | KG | 9757 | 9757 | LP20 | LP20 | circuit breaker VL1200 UL type NG (cat no. HNX3A100) non-interchangeable frame, with circuit breaker approval acc. to UL 489 high breaking capacity 3-pole; NEMA rating 65kA/480V and 35kA/600V (molded case circuit breaker) trip unit LCD ETU, LI/LS/LSI TA=40Â°C In=1000A, rated current ISD=1.25-10xIR, II=11X in short-circuit protection IR=400-1000A overcurrent rel. for line protection without auxiliary release without auxiliary/alarm switch | - | 0 | 0
3VL7110-2VJ30-0AA0 |  | 3VL7110-2VJ30-0AA0 | 1 | UN | 1 | 5 | B | D | EAR99 | N | 85362010 | 1 |  | 25 | KG | 9757 | 9757 | LP20 | LP20 | circuit breaker VL1200 UL type NG (cat no. HNX3K100) non-interchangeable frame, with circuit breaker approval acc. to UL 489 high breaking capacity 3-pole; NEMA rating 65kA/480V and 35kA/600V (molded case circuit breaker) trip unit LCD ETU, LSIG-G with alarm TA=40Â°C 3 phases/4 lines In=1000A, rated current ISD=1.25-10xIR, II=11X in short-circuit protection IR=400-1000A overcurrent rel. for line protection without auxiliary release without auxiliary/alarm switch | - | 0 | 0
3VL7110-2VM30-0AA0 |  | 3VL7110-2VM30-0AA0 | 1 | UN | 1 | 5 | B | D | EAR99 | N | 85362010 | 1 |  | 25 | KG | 9757 | 9757 | LP20 | LP20 | circuit breaker VL1200 UL type NG (cat no. HNX3G100) non-interchangeable frame, with circuit breaker approval acc. to UL 489 high breaking capacity 3-pole; NEMA rating 65kA/480V and 35kA/600V (molded case circuit breaker) trip unit LCD ETU, LSIG TA=40Â°C 3 phases/4 lines In=1000A, rated current ISD=1.25-10xIR, II=11X in short-circuit protection IR=400-1000A overcurrent rel. for line protection without auxiliary release without auxiliary/alarm switch | - | 0 | 0
3VL7110-3KN30-0AA0 |  | 3VL7110-3KN30-0AA0 | 1 | UN | 1 | 5 | B | D | EAR99 | N | 85362010 | 1 | 4011209718104 | 21.8 | KG | 7051 | 7051 | LP20 | LP20 | circuit breaker VL1200 UL; type NG (cat no. HNX3B100) non-interchangeable frame, with circuit breaker approval acc. to UL 489 very high breaking capacity 3-pole, NEMA rating 100kA/480V, (molded case circuit breaker) trip unit TM, LI TA=40Â°C In=< 1000A, rated current II=6000...10000A short-circuit protection IR=1000A ETU for line protection without connection accessories without auxiliary release without auxiliary/alarm switch | - | 0 | 0
3VL7110-3PB30-0AA0 |  | 3VL7110-3PB30-0AA0 | 1 | UN | 1 | 5 | B | D | EAR99 | N | 85362010 | 1 |  | 25 | KG | 7634 | 7634 | LP20 | LP20 | circuit breaker VL1200 UL; type NG (cat no. LNX3R100) non-interchangeable frame, with circuit breaker approval acc. to UL 489 very high breaking capacity 3-pole, NEMA rating 100kA/480V, (molded case circuit breaker) trip unit ETU, LI TA=40Â°C In=1000A, rated current II=1.25 to 11 xIn, short-circuit protection IR=400-1000A overcurrent rel. for line protection without connection accessories without auxiliary release without auxiliary/alarm switch | - | 0 | 0
3VL7110-3PD30-0AA0 |  | 3VL7110-3PD30-0AA0 | 1 | UN | 1 | 5 | B | D | EAR99 | N | 85362010 | 1 |  | 25 | KG | 8668 | 8668 | LP20 | LP20 | circuit breaker VL1200 UL; type NG (cat no. LNX3W100) non-interchangeable frame, with circuit breaker approval acc. to UL 489 very high breaking capacity 3-pole, NEMA rating 100kA/480V, (molded case circuit breaker) trip unit ETU, LIG TA=40Â°C 3 phases/4 lines In=1000A, rated current II=1.25 to 11 xIn, short-circuit protection IR=400-1000A overcurrent rel. for line protection without connection accessories without auxiliary release without auxiliary/alarm switch | - | 0 | 0
3VL7110-3PE30-0AA0 |  | 3VL7110-3PE30-0AA0 | 1 | UN | 1 | 5 | B | D | EAR99 | N | 85362010 | 1 |  | 25 | KG | 7722 | 7722 | LP20 | LP20 | circuit breaker VL1200 UL; type NG (cat no. LNX3T100) non-interchangeable frame, with circuit breaker approval acc. to UL 489 very high breaking capacity 3-pole, NEMA rating 100kA/480V, (molded case circuit breaker) trip unit ETU, LSI TA=40Â°C In=1000A, rated current ISD=1.5 to 10xIR, II=11 xIn short-circuit protection IR=400-1000A overcurrent rel. for line protection without connection accessories without auxiliary release without auxiliary/alarm switch | - | 0 | 0
3VL7110-3PH30-0AA0 |  | 3VL7110-3PH30-0AA0 | 1 | UN | 1 | 5 | B | D | EAR99 | N | 85362010 | 1 |  | 25 | KG | 8899 | 8899 | LP20 | LP20 | circuit breaker VL1200 UL; type NG (cat no. LNX3V100) non-interchangeable frame, with circuit breaker approval acc. to UL 489 very high breaking capacity 3-pole, NEMA rating 100kA/480V, (molded case circuit breaker) trip unit ETU, LSIG TA=40Â°C 3 phases/4 lines In=1000A, rated current ISD=1.5 to 10xIR, II=11xIn short-circuit protection IR=400-1000A overcurrent rel. for line protection without connection accessories without auxiliary release without auxiliary/alarm switch | - | 0 | 0
3VL7110-3VH30-0AA0 |  | 3VL7110-3VH30-0AA0 | 1 | UN | 1 | 5 | B | D | EAR99 | N | 85362010 | 1 |  | 25 | KG | 10670 | 10670 | LP20 | LP20 | circuit breaker VL1200 UL type NG (cat no. LNX3A100) non-interchangeable frame, with circuit breaker approval acc. to UL 489 very high breaking capacity 3-pole; NEMA rating 100kA/480V and 65kA/600V (molded case circuit breaker) trip unit LCD ETU, LI/LS/LSI TA=40Â°C In=1000A, rated current ISD=1.25-10xIR, II=11X in short-circuit protection IR=400-1000A overcurrent rel. for line protection without auxiliary release without auxiliary/alarm switch | - | 0 | 0
3VL7110-3VJ30-0AA0 |  | 3VL7110-3VJ30-0AA0 | 1 | UN | 1 | 5 | B | D | EAR99 | N | 85362010 | 1 |  | 25 | KG | 10670 | 10670 | LP20 | LP20 | circuit breaker VL1200 UL type NG (cat no. LNX3K100) non-interchangeable frame, with circuit breaker approval acc. to UL 489 very high breaking capacity 3-pole; NEMA rating 100kA/480V and 65kA/600V (molded case circuit breaker) trip unit LCD ETU, LSIG-G with alarm TA=40Â°C 3 phases/4 lines In=1000A, rated current ISD=1.25-10xIR, II=11X in short-circuit protection IR=400-1000A overcurrent rel. for line protection without auxiliary release without auxiliary/alarm switch | - | 0 | 0
3VL7110-3VM30-0AA0 |  | 3VL7110-3VM30-0AA0 | 1 | UN | 1 | 5 | B | D | EAR99 | N | 85362010 | 1 |  | 25 | KG | 10670 | 10670 | LP20 | LP20 | circuit breaker VL1200 UL type NG (cat no. LNX3G100) non-interchangeable frame, with circuit breaker approval acc. to UL 489 very high breaking capacity 3-pole; NEMA rating 100kA/480V and 65kA/600V (molded case circuit breaker) trip unit LCD ETU, LSIG TA=40Â°C 3 phases/4 lines In=1000A, rated current ISD=1.25-10xIR, II=11X in short-circuit protection IR=400-1000A overcurrent rel. for line protection without auxiliary release without auxiliary/alarm switch | - | 0 | 0
3VL7112-1KN30-0AA0 |  | 3VL7112-1KN30-0AA0 | 1 | UN | 1 | 5 | B | D | EAR99 | N | 85362010 | 1 | 4011209718111 | 21.8 | KG | 6457 | 6457 | LP20 | LP20 | circuit breaker VL1200 UL; type NG (cat no. NNX3B120) non-interchangeable frame, with circuit breaker approval acc. to UL 489 standard breaking capacity 3-pole, NEMA rating 35kA/480V, (molded case circuit breaker) trip unit TM, LI TA=40Â°C In=< 1200A, rated current II=7000...12000A short-circuit protection IR=1200A ETU for line protection without connection accessories without auxiliary release without auxiliary/alarm switch | - | 0 | 0
3VL7112-1PB30-0AA0 |  | 3VL7112-1PB30-0AA0 | 1 | UN | 1 | 5 | B | D | EAR99 | N | 85362010 | 1 |  | 25 | KG | 6919 | 6919 | LP20 | LP20 | circuit breaker VL1200 UL; type NG (cat no. NNX3R120) non-interchangeable frame, with circuit breaker approval acc. to UL 489 standard breaking capacity 3-pole, NEMA rating 35kA/480V, (molded case circuit breaker) trip unit ETU, LI TA=40Â°C In=1200A, rated current II=1.25 to 10xIN, short-circuit protection IR=400-1200A overcurrent rel. for line protection without connection accessories without auxiliary release without auxiliary/alarm switch | - | 0 | 0
3VL7112-1PD30-0AA0 |  | 3VL7112-1PD30-0AA0 | 1 | UN | 1 | 5 | B | D | EAR99 | N | 85362010 | 1 |  | 25 | KG | 8459 | 8459 | LP20 | LP20 | circuit breaker VL1200 UL; type NG (cat no. NNX3W120) non-interchangeable frame, with circuit breaker approval acc. to UL 489 standard breaking capacity 3-pole, NEMA rating 35kA/480V, (molded case circuit breaker) trip unit ETU, LIG TA=40Â°C 3 phases/4 lines In=1200A, rated current II=1.25 to 10xIN, short-circuit protection IR=400-1200A overcurrent rel. for line protection without connection accessories without auxiliary release without auxiliary/alarm switch | - | 0 | 0
3VL7112-1PE30-0AA0 |  | 3VL7112-1PE30-0AA0 | 1 | UN | 1 | 5 | B | D | EAR99 | N | 85362010 | 1 |  | 25 | KG | 7216 | 7216 | LP20 | LP20 | circuit breaker VL1200 UL; type NG (cat no. NNX3T120) non-interchangeable frame, with circuit breaker approval acc. to UL 489 standard breaking capacity 3-pole, NEMA rating 35kA/480V, (molded case circuit breaker) trip unit ETU, LSI TA=40Â°C In=1200A, rated current ISD=1.5 to 10xIR, II=10xIN short-circuit protection IR=700-1200A overcurrent rel. for line protection without connection accessories without auxiliary release without auxiliary/alarm switch | - | 0 | 0
3VL7112-1PH30-0AA0 |  | 3VL7112-1PH30-0AA0 | 1 | UN | 1 | 5 | B | D | EAR99 | N | 85362010 | 1 |  | 25 | KG | 8657 | 8657 | LP20 | LP20 | circuit breaker VL1200 UL; type NG (cat no. NNX3V120) non-interchangeable frame, with circuit breaker approval acc. to UL 489 standard breaking capacity 3-pole, NEMA rating 35kA/480V, (molded case circuit breaker) trip unit ETU, LSIG TA=40Â°C 3 phases/4 lines In=1200A, rated current ISD=1.5 to 10xIR, II=10xIN short-circuit protection IR=700-1200A overcurrent rel. for line protection without connection accessories without auxiliary release without auxiliary/alarm switch | - | 0 | 0
3VL7112-1VH30-0AA0 |  | 3VL7112-1VH30-0AA0 | 1 | UN | 1 | 5 | B | D | EAR99 | N | 85362010 | 1 |  | 25 | KG | 9306 | 9306 | LP20 | LP20 | circuit breaker VL1200 UL type NG (cat no. NNX3A120) non-interchangeable frame, with circuit breaker approval acc. to UL 489 standard breaking capacity 3-pole; NEMA rating 35kA/480V and 25kA/600V (molded case circuit breaker) trip unit LCD ETU, LI/LS/LSI TA=40Â°C In=1200A, rated current ISD=1.25-10xIR, II=10xIN short-circuit protection IR=400-1200A overcurrent rel. for line protection without auxiliary release without auxiliary/alarm switch | - | 0 | 0
3VL7112-1VJ30-0AA0 |  | 3VL7112-1VJ30-0AA0 | 1 | UN | 1 | 5 | B | D | EAR99 | N | 85362010 | 1 |  | 25 | KG | 9306 | 9306 | LP20 | LP20 | circuit breaker VL1200 UL type NG (cat no. NNX3K120) non-interchangeable frame, with circuit breaker approval acc. to UL 489 standard breaking capacity 3-pole; NEMA rating 35kA/480V and 25kA/600V (molded case circuit breaker) trip unit LCD ETU, LSIG-G with alarm TA=40Â°C 3 phases/4 lines In=1200A, rated current ISD=1.25-10xIR, II=10xIN short-circuit protection IR=400-1200A overcurrent rel. for line protection without auxiliary release without auxiliary/alarm switch | - | 0 | 0
3VL7112-1VM30-0AA0 |  | 3VL7112-1VM30-0AA0 | 1 | UN | 1 | 5 | B | D | EAR99 | N | 85362010 | 1 |  | 25 | KG | 9306 | 9306 | LP20 | LP20 | circuit breaker VL1200 UL type NG (cat no. NNX3G120) non-interchangeable frame, with circuit breaker approval acc. to UL 489 standard breaking capacity 3-pole; NEMA rating 35kA/480V and 25kA/600V (molded case circuit breaker) trip unit LCD ETU, LSIG TA=40Â°C 3 phases/4 lines In=1200A, rated current ISD=1.25-10xIR, II=10xIN short-circuit protection IR=400-1200A overcurrent rel. for line protection without auxiliary release without auxiliary/alarm switch | - | 0 | 0
3VL7112-2KE30-0AA0 |  | 3VL7112-2KE30-0AA0 | 1 | UN | 1 | 5 | B | D | EAR99 | N | 85362010 | 1 | 4011209688445 | 23.5 | KG | 6996 | 6996 | LP20 | LP20 | circuit breaker VL1200 UL; type NG (cat no. HNS3S120) non-interchangeable frame, with circuit breaker approval acc. to UL 489 high breaking capacity 3-pole, NEMA rating 65kA/480V, (molded case switch) trip unit magnetic TA=40Â°C In=< 1200A, rated current II=12000A short-circuit protection non-auto. air circuit breaker without connection accessories without auxiliary release without auxiliary/alarm switch | - | 0 | 0
3VL7112-2KE30-0AE1 |  | 3VL7112-2KE30-0AE1 | 1 | UN | 1 | 5 | B | D | EAR99 | N | 85362010 | 1 |  | 23.5 | KG | 7136.8 | 7136.8 | LP20 | LP20 | circuit breaker VL1200 UL; type NG (cat no. HNS3S120) non-interchangeable frame, with circuit breaker approval acc. to UL 489 high breaking capacity 3-pole, NEMA rating 65kA/480V, (molded case switch) trip unit magnetic TA=40Â°C In=< 1200A, rated current II=12000A short-circuit protection non-auto. air circuit breaker without connection accessories without auxiliary release Auxiliary/alarm switch mounting kit 2 AUX (1 NO+1 NC)+1 AS (1 NO) | - | 0 | 0
3VL7112-2KK30-0AA0 |  | 3VL7112-2KK30-0AA0 | 1 | UN | 1 | 5 | B | D | EAR99 | N | 85362010 | 1 | 4011209718135 | 21.8 | KG | 6875 | 6875 | LP20 | LP20 | circuit breaker VL1200 UL; type NG (cat no. HNM3M120) non-interchangeable frame, with circuit breaker approval acc. to UL 489 high breaking capacity 3-pole, NEMA rating 65kA/480V, (motor starter protector) trip unit magnetic TA=40Â°C In=< 1200A, rated current II=7000...12000A short-circuit protection starter combination without connection accessories without auxiliary release without auxiliary/alarm switch | - | 0 | 0
3VL7112-2KN30-0AA0 |  | 3VL7112-2KN30-0AA0 | 1 | UN | 1 | 5 | B | D | EAR99 | N | 85362010 | 1 | 4011209686731 | 21.8 | KG | 7128 | 7128 | LP20 | LP20 | circuit breaker VL1200 UL; type NG (cat no. HNX3B120) non-interchangeable frame, with circuit breaker approval acc. to UL 489 high breaking capacity 3-pole, NEMA rating 65kA/480V, (molded case circuit breaker) trip unit TM, LI TA=40Â°C In=< 1200A, rated current II=7000...12000A short-circuit protection IR=1200A ETU for line protection without connection accessories without auxiliary release without auxiliary/alarm switch | - | 0 | 0
3VL7112-2PB30-0AA0 |  | 3VL7112-2PB30-0AA0 | 1 | UN | 1 | 5 | B | D | EAR99 | N | 85362010 | 1 |  | 25 | KG | 7458 | 7458 | LP20 | LP20 | circuit breaker VL1200 UL; type NG (cat no. HNX3R120) non-interchangeable frame, with circuit breaker approval acc. to UL 489 high breaking capacity 3-pole, NEMA rating 65kA/480V, (molded case circuit breaker) trip unit ETU, LI TA=40Â°C In=1200A, rated current II=1.25 to 10xIN, short-circuit protection IR=400-1200A overcurrent rel. for line protection without connection accessories without auxiliary release without auxiliary/alarm switch | - | 0 | 0
3VL7112-2PD30-0AA0 |  | 3VL7112-2PD30-0AA0 | 1 | UN | 1 | 5 | B | D | EAR99 | N | 85362010 | 1 |  | 25 | KG | 8943 | 8943 | LP20 | LP20 | circuit breaker VL1200 UL; type NG (cat no. HNX3W120) non-interchangeable frame, with circuit breaker approval acc. to UL 489 high breaking capacity 3-pole, NEMA rating 65kA/480V, (molded case circuit breaker) trip unit ETU, LIG TA=40Â°C 3 phases/4 lines In=1200A, rated current II=1.25 to 10xIN, short-circuit protection IR=400-1200A overcurrent rel. for line protection without connection accessories without auxiliary release without auxiliary/alarm switch | - | 0 | 0
3VL7112-2PE30-0AA0 |  | 3VL7112-2PE30-0AA0 | 1 | UN | 1 | 5 | B | D | EAR99 | N | 85362010 | 1 |  | 25 | KG | 7656 | 7656 | LP20 | LP20 | circuit breaker VL1200 UL; type NG (cat no. HNX3T120) non-interchangeable frame, with circuit breaker approval acc. to UL 489 high breaking capacity 3-pole, NEMA rating 65kA/480V, (molded case circuit breaker) trip unit ETU, LSI TA=40Â°C In=1200A, rated current ISD=1.5 to 10xIR, II=10xIN short-circuit protection IR=700-1200A overcurrent rel. for line protection without connection accessories without auxiliary release without auxiliary/alarm switch | - | 0 | 0
3VL7112-2PH30-0AA0 |  | 3VL7112-2PH30-0AA0 | 1 | UN | 1 | 5 | B | D | EAR99 | N | 85362010 | 1 |  | 25 | KG | 9174 | 9174 | LP20 | LP20 | circuit breaker VL1200 UL; type NG (cat no. HNX3V120) non-interchangeable frame, with circuit breaker approval acc. to UL 489 high breaking capacity 3-pole, NEMA rating 65kA/480V, (molded case circuit breaker) trip unit ETU, LSIG TA=40Â°C 3 phases/4 lines In=1200A, rated current ISD=1.5 to 10xIR, II=10xIN short-circuit protection IR=700-1200A overcurrent rel. for line protection without connection accessories without auxiliary release without auxiliary/alarm switch | - | 0 | 0
3VL7112-2VH30-0AA0 |  | 3VL7112-2VH30-0AA0 | 1 | UN | 1 | 5 | B | D | EAR99 | N | 85362010 | 1 |  | 25 | KG | 9757 | 9757 | LP20 | LP20 | circuit breaker VL1200 UL type NG (cat no. HNX3A120) non-interchangeable frame, with circuit breaker approval acc. to UL 489 high breaking capacity 3-pole; NEMA rating 65kA/480V and 35kA/600V (molded case circuit breaker) trip unit LCD ETU, LI/LS/LSI TA=40Â°C In=1200A, rated current ISD=1.25-10xIR, II=10xIN short-circuit protection IR=400-1200A overcurrent rel. for line protection without auxiliary release without auxiliary/alarm switch | - | 0 | 0
3VL7112-2VJ30-0AA0 |  | 3VL7112-2VJ30-0AA0 | 1 | UN | 1 | 5 | B | D | EAR99 | N | 85362010 | 1 |  | 25 | KG | 9757 | 9757 | LP20 | LP20 | circuit breaker VL1200 UL type NG (cat no. HNX3K120) non-interchangeable frame, with circuit breaker approval acc. to UL 489 high breaking capacity 3-pole; NEMA rating 65kA/480V and 35kA/600V (molded case circuit breaker) trip unit LCD ETU, LSIG-G with alarm TA=40Â°C 3 phases/4 lines In=1200A, rated current ISD=1.25-10xIR, II=10xIN short-circuit protection IR=400-1200A overcurrent rel. for line protection without auxiliary release without auxiliary/alarm switch | - | 0 | 0
3VL7112-2VM30-0AA0 |  | 3VL7112-2VM30-0AA0 | 1 | UN | 1 | 5 | B | D | EAR99 | N | 85362010 | 1 |  | 25 | KG | 9757 | 9757 | LP20 | LP20 | circuit breaker VL1200 UL type NG (cat no. HNX3G120) non-interchangeable frame, with circuit breaker approval acc. to UL 489 high breaking capacity 3-pole; NEMA rating 65kA/480V and 35kA/600V (molded case circuit breaker) trip unit LCD ETU, LSIG TA=40Â°C 3 phases/4 lines In=1200A, rated current ISD=1.25-10xIR, II=10xIN short-circuit protection IR=400-1200A overcurrent rel. for line protection without auxiliary release without auxiliary/alarm switch | - | 0 | 0
3VL7112-3KE30-0AA0 |  | 3VL7112-3KE30-0AA0 | 1 | UN | 1 | 5 | B | D | EAR99 | N | 85362090 | 1 | 4011209718142 | 23.5 | KG | 7623 | 7623 | LP20 | LP20 | circuit breaker VL1200 UL; type NG (cat no. LNS3S120) non-interchangeable frame, with circuit breaker approval acc. to UL 489 very high breaking capacity 3-pole, NEMA rating 100kA/480V, (molded case switch) trip unit magnetic TA=40Â°C In=< 1200A, rated current II=12000A short-circuit protection non-auto. air circuit breaker without connection accessories without auxiliary release without auxiliary/alarm switch | - | 0 | 0
3VL7112-3KN30-0AA0 |  | 3VL7112-3KN30-0AA0 | 1 | UN | 1 | 5 | B | D | EAR99 | N | 85362010 | 1 | 4011209718128 | 21.8 | KG | 7810 | 7810 | LP20 | LP20 | circuit breaker VL1200 UL; type NG (cat no. LNX3B120) non-interchangeable frame, with circuit breaker approval acc. to UL 489 very high breaking capacity 3-pole, NEMA rating 100kA/480V, (molded case circuit breaker) trip unit TM, LI TA=40Â°C In=< 1200A, rated current II=7000...12000A short-circuit protection IR=1200A ETU for line protection without connection accessories without auxiliary release without auxiliary/alarm switch | - | 0 | 0
3VL7112-3PB30-0AA0 |  | 3VL7112-3PB30-0AA0 | 1 | UN | 1 | 5 | B | D | EAR99 | N | 85362010 | 1 |  | 25 | KG | 8360 | 8360 | LP20 | LP20 | circuit breaker VL1200 UL; type NG (cat no. LNX3R120) non-interchangeable frame, with circuit breaker approval acc. to UL 489 very high breaking capacity 3-pole, NEMA rating 100kA/480V, (molded case circuit breaker) trip unit ETU, LI TA=40Â°C In=1200A, rated current II=1.25 to 10xIn, short-circuit protection IR=400-1200A overcurrent rel. for line protection without connection accessories without auxiliary release without auxiliary/alarm switch | - | 0 | 0
3VL7112-3PD30-0AA0 |  | 3VL7112-3PD30-0AA0 | 1 | UN | 1 | 5 | B | D | EAR99 | N | 85362010 | 1 |  | 25 | KG | 9801 | 9801 | LP20 | LP20 | circuit breaker VL1200 UL; type NG (cat no. LNX3W120) non-interchangeable frame, with circuit breaker approval acc. to UL 489 very high breaking capacity 3-pole, NEMA rating 100kA/480V, (molded case circuit breaker) trip unit ETU, LIG TA=40Â°C 3 phases/4 lines In=1200A, rated current II=1.25 to 10xIn, short-circuit protection IR=400-1200A overcurrent rel. for line protection without connection accessories without auxiliary release without auxiliary/alarm switch | - | 0 | 0
3VL7112-3PE30-0AA0 |  | 3VL7112-3PE30-0AA0 | 1 | UN | 1 | 5 | B | D | EAR99 | N | 85362010 | 1 |  | 25 | KG | 8580 | 8580 | LP20 | LP20 | circuit breaker VL1200 UL; type NG (cat no. LNX3T120) non-interchangeable frame, with circuit breaker approval acc. to UL 489 very high breaking capacity 3-pole, NEMA rating 100kA/480V, (molded case circuit breaker) trip unit ETU, LSI TA=40Â°C In=1200A, rated current ISD=1.5 to 10xIR, II=10xIn short-circuit protection IR=700-1200A overcurrent rel. for line protection without connection accessories without auxiliary release without auxiliary/alarm switch | - | 0 | 0
3VL7112-3PH30-0AA0 |  | 3VL7112-3PH30-0AA0 | 1 | UN | 1 | 5 | B | D | EAR99 | N | 85362010 | 1 |  | 25 | KG | 10087 | 10087 | LP20 | LP20 | circuit breaker VL1200 UL; type NG (cat no. LNX3V120) non-interchangeable frame, with circuit breaker approval acc. to UL 489 very high breaking capacity 3-pole, NEMA rating 100kA/480V, (molded case circuit breaker) trip unit ETU, LSIG TA=40Â°C 3 phases/4 lines In=1200A, rated current ISD=1.5 to 10xIR, II=10xIn short-circuit protection IR=700-1200A overcurrent rel. for line protection without connection accessories without auxiliary release without auxiliary/alarm switch | - | 0 | 0
3VL7112-3VH30-0AA0 |  | 3VL7112-3VH30-0AA0 | 1 | UN | 1 | 5 | B | D | EAR99 | N | 85362010 | 1 |  | 25 | KG | 10670 | 10670 | LP20 | LP20 | circuit breaker VL1200 UL type NG (cat no. LNX3A120) non-interchangeable frame, with circuit breaker approval acc. to UL 489 very high breaking capacity 3-pole; NEMA rating 100kA/480V and 65kA/600V (molded case circuit breaker) trip unit LCD ETU, LI/LS/LSI TA=40Â°C In=1200A, rated current ISD=1.25-10xIR, II=10xIN short-circuit protection IR=400-1200A overcurrent rel. for line protection without auxiliary release without auxiliary/alarm switch | - | 0 | 0
3VL7112-3VJ30-0AA0 |  | 3VL7112-3VJ30-0AA0 | 1 | UN | 1 | 5 | B | D | EAR99 | N | 85362010 | 1 |  | 25 | KG | 10670 | 10670 | LP20 | LP20 | circuit breaker VL1200 UL type NG (cat no. LNX3K120) non-interchangeable frame, with circuit breaker approval acc. to UL 489 very high breaking capacity 3-pole; NEMA rating 100kA/480V and 65kA/600V (molded case circuit breaker) trip unit LCD ETU, LSIG-G with alarm TA=40Â°C 3 phases/4 lines In=1200A, rated current ISD=1.25-10xIR, II=10xIN short-circuit protection IR=400-1200A overcurrent rel. for line protection without auxiliary release without auxiliary/alarm switch | - | 0 | 0
3VL7112-3VM30-0AA0 |  | 3VL7112-3VM30-0AA0 | 1 | UN | 1 | 5 | B | D | EAR99 | N | 85362010 | 1 |  | 25 | KG | 10670 | 10670 | LP20 | LP20 | circuit breaker VL1200 UL type NG (cat no. LNX3G120) non-interchangeable frame, with circuit breaker approval acc. to UL 489 very high breaking capacity 3-pole; NEMA rating 100kA/480V and 65kA/600V (molded case circuit breaker) trip unit LCD ETU, LSIG TA=40Â°C 3 phases/4 lines In=1200A, rated current ISD=1.25-10xIR, II=10xIN short-circuit protection IR=400-1200A overcurrent rel. for line protection without auxiliary release without auxiliary/alarm switch | - | 0 | 0
3VL7112-6KN30-0AA0 |  | 3VL7112-6KN30-0AA0 | 1 | UN | 1 | 11 | C | D | EAR99 | N | 8538908020 | 1 |  | 55.49 | KG | 19360 | 19360 | LP20 | LP20 | Breaker VL3P 1200A 480V 65kA FX TM 100 CAT number HNY3B120 | - | 0 | 0
3VL7180-1KN30-0AA0 |  | 3VL7180-1KN30-0AA0 | 1 | UN | 1 | 5 | B | D | EAR99 | N | 85362010 | 1 | 4011209718029 | 21.8 | KG | 4928 | 4928 | LP20 | LP20 | circuit breaker VL1200 UL; type NG (cat no. NNX3B800) non-interchangeable frame, with circuit breaker approval acc. to UL 489 standard breaking capacity 3-pole, NEMA rating 35kA/480V, (molded case circuit breaker) trip unit TM, LI TA=40Â°C In=< 800A, rated current II=4000...8000A short-circuit protection IR=800A ETU for line protection without connection accessories without auxiliary release without auxiliary/alarm switch | - | 0 | 0
3VL7180-1PB30-0AA0 |  | 3VL7180-1PB30-0AA0 | 1 | UN | 1 | 5 | B | D | EAR99 | N | 85362010 | 1 |  | 25 | KG | 5434 | 5434 | LP20 | LP20 | circuit breaker VL1200 UL; type NG (cat no. NNX3R800) non-interchangeable frame, with circuit breaker approval acc. to UL 489 standard breaking capacity 3-pole, NEMA rating 35kA/480V, (molded case circuit breaker) trip unit ETU, LI TA=40Â°C In=800A, rated current II=1.25 to 11xIN, short-circuit protection IR=300-800A ETU for line protection without connection accessories without auxiliary release without auxiliary/alarm switch | - | 0 | 0
3VL7180-1PD30-0AA0 |  | 3VL7180-1PD30-0AA0 | 1 | UN | 1 | 5 | B | D | EAR99 | N | 85362010 | 1 |  | 25 | KG | 6435 | 6435 | LP20 | LP20 | circuit breaker VL1200 UL; type NG (cat no. NNX3W800) non-interchangeable frame, with circuit breaker approval acc. to UL 489 standard breaking capacity 3-pole, NEMA rating 35kA/480V, (molded case circuit breaker) trip unit ETU, LIG TA=40Â°C 3 phases/4 lines In=800A, rated current II=1.25 to 11xIN, short-circuit protection IR=300-800A ETU for line protection without connection accessories without auxiliary release without auxiliary/alarm switch | - | 0 | 0
3VL7180-1PE30-0AA0 |  | 3VL7180-1PE30-0AA0 | 1 | UN | 1 | 5 | B | D | EAR99 | N | 85362010 | 1 |  | 25 | KG | 5533 | 5533 | LP20 | LP20 | circuit breaker VL1200 UL; type NG (cat no. NNX3T800) non-interchangeable frame, with circuit breaker approval acc. to UL 489 standard breaking capacity 3-pole, NEMA rating 35kA/480V, (molded case circuit breaker) trip unit ETU, LSI TA=40Â°C In=800A, rated current ISD=1.5 to 10xIR, II=11X in short-circuit protection IR=300-800A ETU for line protection without connection accessories without auxiliary release without auxiliary/alarm switch | - | 0 | 0
3VL7180-1PH30-0AA0 |  | 3VL7180-1PH30-0AA0 | 1 | UN | 1 | 5 | B | D | EAR99 | N | 85362010 | 1 |  | 25 | KG | 6600 | 6600 | LP20 | LP20 | circuit breaker VL1200 UL; type NG (cat no. NNX3V800) non-interchangeable frame, with circuit breaker approval acc. to UL 489 standard breaking capacity 3-pole, NEMA rating 35kA/480V, (molded case circuit breaker) trip unit ETU, LSIG TA=40Â°C 3 phases/4 lines In=800A, rated current ISD=1.5 to 10xIR, II=11X in short-circuit protection IR=300-800A ETU for line protection without connection accessories without auxiliary release without auxiliary/alarm switch | - | 0 | 0
3VL7180-1VH30-0AA0 |  | 3VL7180-1VH30-0AA0 | 1 | UN | 1 | 5 | B | D | EAR99 | N | 85362010 | 1 |  | 25 | KG | 9306 | 9306 | LP20 | LP20 | circuit breaker VL1200 UL type NG (cat no. NNX3A800) non-interchangeable frame, with circuit breaker approval acc. to UL 489 standard breaking capacity 3-pole; NEMA rating 35kA/480V and 25kA/600V (molded case circuit breaker) trip unit LCD ETU, LI/LS/LSI TA=40Â°C In=800A, rated current ISD=1.25-10xIR, II=8xIN short-circuit protection IR=300-800A ETU for line protection without auxiliary release without auxiliary/alarm switch | - | 0 | 0
3VL7180-1VJ30-0AA0 |  | 3VL7180-1VJ30-0AA0 | 1 | UN | 1 | 5 | B | D | EAR99 | N | 85362010 | 1 |  | 25 | KG | 9306 | 9306 | LP20 | LP20 | circuit breaker VL1200 UL type NG (cat no. NNX3K800) non-interchangeable frame, with circuit breaker approval acc. to UL 489 standard breaking capacity 3-pole; NEMA rating 35kA/480V and 25kA/600V (molded case circuit breaker) trip unit LCD ETU, LSIG-G with alarm TA=40Â°C 3 phases/4 lines In=800A, rated current ISD=1.25-10xIR, II=8xIN short-circuit protection IR=300-800A ETU for line protection without auxiliary release without auxiliary/alarm switch | - | 0 | 0
3VL7180-1VM30-0AA0 |  | 3VL7180-1VM30-0AA0 | 1 | UN | 1 | 5 | B | D | EAR99 | N | 85362010 | 1 |  | 25 | KG | 9306 | 9306 | LP20 | LP20 | circuit breaker VL1200 UL type NG (cat no. NNX3G800) non-interchangeable frame, with circuit breaker approval acc. to UL 489 standard breaking capacity 3-pole; NEMA rating 35kA/480V and 25kA/600V (molded case circuit breaker) trip unit LCD ETU, LSIG TA=40Â°C 3 phases/4 lines In=800A, rated current ISD=1.25-10xIR, II=8xIN short-circuit protection IR=300-800A ETU for line protection without auxiliary release without auxiliary/alarm switch | - | 0 | 0
3VL7180-2KN30-0AA0 |  | 3VL7180-2KN30-0AA0 | 1 | UN | 1 | 5 | B | D | EAR99 | N | 85362090 | 1 | 4011209718036 | 21.8 | KG | 5456 | 5456 | LP20 | LP20 | circuit breaker VL1200 UL; type NG (cat no. HNX3B800) non-interchangeable frame, with circuit breaker approval acc. to UL 489 high breaking capacity 3-pole, NEMA rating 65kA/480V, (molded case circuit breaker) trip unit TM, LI TA=40Â°C In=< 800A, rated current II=4000...8000A short-circuit protection IR=800A ETU for line protection without connection accessories without auxiliary release without auxiliary/alarm switch | - | 0 | 0
3VL7180-2PB30-0AA0 |  | 3VL7180-2PB30-0AA0 | 1 | UN | 1 | 5 | B | D | EAR99 | N | 85362010 | 1 |  | 25 | KG | 5940 | 5940 | LP20 | LP20 | circuit breaker VL1200 UL; type NG (cat no. HNX3R800) non-interchangeable frame, with circuit breaker approval acc. to UL 489 high breaking capacity 3-pole, NEMA rating 65kA/480V, (molded case circuit breaker) trip unit ETU, LI TA=40Â°C In=800A, rated current II=1.25 to 11xIN, short-circuit protection IR=300-800A ETU for line protection without connection accessories without auxiliary release without auxiliary/alarm switch | - | 0 | 0
3VL7180-2PD30-0AA0 |  | 3VL7180-2PD30-0AA0 | 1 | UN | 1 | 5 | B | D | EAR99 | N | 85362010 | 1 |  | 25 | KG | 6897 | 6897 | LP20 | LP20 | circuit breaker VL1200 UL; type NG (cat no. HNX3W800) non-interchangeable frame, with circuit breaker approval acc. to UL 489 high breaking capacity 3-pole, NEMA rating 65kA/480V, (molded case circuit breaker) trip unit ETU, LIG TA=40Â°C 3 phases/4 lines In=800A, rated current II=1.25 to 11xIN, short-circuit protection IR=300-800A ETU for line protection without connection accessories without auxiliary release without auxiliary/alarm switch | - | 0 | 0
3VL7180-2PE30-0AA0 |  | 3VL7180-2PE30-0AA0 | 1 | UN | 1 | 5 | B | D | EAR99 | N | 85362010 | 1 |  | 25 | KG | 6028 | 6028 | LP20 | LP20 | circuit breaker VL1200 UL; type NG (cat no. HNX3T800) non-interchangeable frame, with circuit breaker approval acc. to UL 489 high breaking capacity 3-pole, NEMA rating 65kA/480V, (molded case circuit breaker) trip unit ETU, LSI TA=40Â°C In=800A, rated current ISD=1.5 to 10xIR, II=11X in short-circuit protection IR=300-800A ETU for line protection without connection accessories without auxiliary release without auxiliary/alarm switch | - | 0 | 0
3VL7180-2PH30-0AA0 |  | 3VL7180-2PH30-0AA0 | 1 | UN | 1 | 5 | B | D | EAR99 | N | 85362010 | 1 |  | 25 | KG | 7128 | 7128 | LP20 | LP20 | circuit breaker VL1200 UL; type NG (cat no. HNX3V800) non-interchangeable frame, with circuit breaker approval acc. to UL 489 high breaking capacity 3-pole, NEMA rating 65kA/480V, (molded case circuit breaker) trip unit ETU, LSIG TA=40Â°C 3 phases/4 lines In=800A, rated current ISD=1.5 to 10xIR, II=11X in short-circuit protection IR=300-800A ETU for line protection without connection accessories without auxiliary release without auxiliary/alarm switch | - | 0 | 0
3VL7180-2VH30-0AA0 |  | 3VL7180-2VH30-0AA0 | 1 | UN | 1 | 5 | B | D | EAR99 | N | 85362010 | 1 |  | 25 | KG | 9757 | 9757 | LP20 | LP20 | circuit breaker VL1200 UL type NG (cat no. HNX3A800) non-interchangeable frame, with circuit breaker approval acc. to UL 489 high breaking capacity 3-pole; NEMA rating 65kA/480V and 35kA/600V (molded case circuit breaker) trip unit LCD ETU, LI/LS/LSI TA=40Â°C In=800A, rated current ISD=1.25-10xIR, II=8xIN short-circuit protection IR=300-800A ETU for line protection without auxiliary release without auxiliary/alarm switch | - | 0 | 0
3VL7180-2VJ30-0AA0 |  | 3VL7180-2VJ30-0AA0 | 1 | UN | 1 | 5 | B | D | EAR99 | N | 85362010 | 1 |  | 25 | KG | 9757 | 9757 | LP20 | LP20 | circuit breaker VL1200 UL type NG (cat no. HNX3K800) non-interchangeable frame, with circuit breaker approval acc. to UL 489 high breaking capacity 3-pole; NEMA rating 65kA/480V and 35kA/600V (molded case circuit breaker) trip unit LCD ETU, LSIG-G with alarm TA=40Â°C 3 phases/4 lines In=800A, rated current ISD=1.25-10xIR, II=8xIN short-circuit protection IR=300-800A ETU for line protection without auxiliary release without auxiliary/alarm switch | - | 0 | 0
3VL7180-2VM30-0AA0 |  | 3VL7180-2VM30-0AA0 | 1 | UN | 1 | 5 | B | D | EAR99 | N | 85362010 | 1 |  | 25 | KG | 9757 | 9757 | LP20 | LP20 | circuit breaker VL1200 UL type NG (cat no. HNX3G800) non-interchangeable frame, with circuit breaker approval acc. to UL 489 high breaking capacity 3-pole; NEMA rating 65kA/480V and 35kA/600V (molded case circuit breaker) trip unit LCD ETU, LSIG TA=40Â°C 3 phases/4 lines In=800A, rated current ISD=1.25-10xIR, II=8xIN short-circuit protection IR=300-800A ETU for line protection without auxiliary release without auxiliary/alarm switch | - | 0 | 0
3VL7180-3KN30-0AA0 |  | 3VL7180-3KN30-0AA0 | 1 | UN | 1 | 5 | B | D | EAR99 | N | 85362010 | 1 | 4011209718043 | 21.8 | KG | 6292 | 6292 | LP20 | LP20 | circuit breaker VL1200 UL; type NG (cat no. LNX3B800) non-interchangeable frame, with circuit breaker approval acc. to UL 489 very high breaking capacity 3-pole, NEMA rating 100kA/480V, (molded case circuit breaker) trip unit TM, LI TA=40Â°C In=< 800A, rated current II=4000...8000A short-circuit protection IR=800A ETU for line protection without connection accessories without auxiliary release without auxiliary/alarm switch | - | 0 | 0
3VL7180-3PB30-0AA0 |  | 3VL7180-3PB30-0AA0 | 1 | UN | 1 | 5 | B | D | EAR99 | N | 85362010 | 1 |  | 25 | KG | 6798 | 6798 | LP20 | LP20 | circuit breaker VL1200 UL; type NG (cat no. LNX3R800) non-interchangeable frame, with circuit breaker approval acc. to UL 489 very high breaking capacity 3-pole, NEMA rating 100kA/480V, (molded case circuit breaker) trip unit ETU, LI TA=40Â°C In=800A, rated current II=1.25 to 11 xIn, short-circuit protection IR=300-800A ETU for line protection without connection accessories without auxiliary release without auxiliary/alarm switch | - | 0 | 0
3VL7180-3PD30-0AA0 |  | 3VL7180-3PD30-0AA0 | 1 | UN | 1 | 5 | B | D | EAR99 | N | 85362010 | 1 |  | 25 | KG | 7843 | 7843 | LP20 | LP20 | circuit breaker VL1200 UL; type NG (cat no. LNX3W800) non-interchangeable frame, with circuit breaker approval acc. to UL 489 very high breaking capacity 3-pole, NEMA rating 100kA/480V, (molded case circuit breaker) trip unit ETU, LIG TA=40Â°C 3 phases/4 lines In=800A, rated current II=1.25 to 11 xIn, short-circuit protection IR=300-800A ETU for line protection without connection accessories without auxiliary release without auxiliary/alarm switch | - | 0 | 0
3VL7180-3PE30-0AA0 |  | 3VL7180-3PE30-0AA0 | 1 | UN | 1 | 5 | B | D | EAR99 | N | 85362010 | 1 |  | 25 | KG | 6908 | 6908 | LP20 | LP20 | circuit breaker VL1200 UL; type NG (cat no. LNX3T800) non-interchangeable frame, with circuit breaker approval acc. to UL 489 very high breaking capacity 3-pole, NEMA rating 100kA/480V, (molded case circuit breaker) trip unit ETU, LSI TA=40Â°C In=800A, rated current ISD=1.5 to 10xIR, II=11xIn short-circuit protection IR=300-800A ETU for line protection without connection accessories without auxiliary release without auxiliary/alarm switch | - | 0 | 0
3VL7180-3PH30-0AA0 |  | 3VL7180-3PH30-0AA0 | 1 | UN | 1 | 5 | B | D | EAR99 | N | 85362010 | 1 |  | 25 | KG | 8074 | 8074 | LP20 | LP20 | circuit breaker VL1200 UL; type NG (cat no. LNX3V800) non-interchangeable frame, with circuit breaker approval acc. to UL 489 very high breaking capacity 3-pole, NEMA rating 100kA/480V, (molded case circuit breaker) trip unit ETU, LSIG TA=40Â°C 3 phases/4 lines In=800A, rated current ISD=1.5 to 10xIR, II=11xIn short-circuit protection IR=300-800A ETU for line protection without connection accessories without auxiliary release without auxiliary/alarm switch | - | 0 | 0
3VL7180-3VH30-0AA0 |  | 3VL7180-3VH30-0AA0 | 1 | UN | 1 | 5 | B | D | EAR99 | N | 85362010 | 1 |  | 25 | KG | 10670 | 10670 | LP20 | LP20 | circuit breaker VL1200 UL type NG (cat no. LNX3A800) non-interchangeable frame, with circuit breaker approval acc. to UL 489 very high breaking capacity 3-pole; NEMA rating 100kA/480V and 65kA/600V (molded case circuit breaker) trip unit LCD ETU, LI/LS/LSI TA=40Â°C In=800A, rated current ISD=1.25-10xIR, II=8xIN short-circuit protection IR=300-800A ETU for line protection without auxiliary release without auxiliary/alarm switch | - | 0 | 0
3VL7180-3VJ30-0AA0 |  | 3VL7180-3VJ30-0AA0 | 1 | UN | 1 | 5 | B | D | EAR99 | N | 85362010 | 1 |  | 25 | KG | 10670 | 10670 | LP20 | LP20 | circuit breaker VL1200 UL type NG (cat no. LNX3K800) non-interchangeable frame, with circuit breaker approval acc. to UL 489 very high breaking capacity 3-pole; NEMA rating 100kA/480V and 65kA/600V (molded case circuit breaker) trip unit LCD ETU, LSIG-G with alarm TA=40Â°C 3 phases/4 lines In=800A, rated current ISD=1.25-10xIR, II=8xIN short-circuit protection IR=300-800A ETU for line protection without auxiliary release without auxiliary/alarm switch | - | 0 | 0
3VL7180-3VM30-0AA0 |  | 3VL7180-3VM30-0AA0 | 1 | UN | 1 | 5 | B | D | EAR99 | N | 85362010 | 1 |  | 25 | KG | 10670 | 10670 | LP20 | LP20 | circuit breaker VL1200 UL type NG (cat no. LNX3G800) non-interchangeable frame, with circuit breaker approval acc. to UL 489 very high breaking capacity 3-pole; NEMA rating 100kA/480V and 65kA/600V (molded case circuit breaker) trip unit LCD ETU, LSIG TA=40Â°C 3 phases/4 lines In=800A, rated current ISD=1.25-10xIR, II=8xIN short-circuit protection IR=300-800A ETU for line protection without auxiliary release without auxiliary/alarm switch | - | 0 | 0
3VL7190-1KN30-0AA0 |  | 3VL7190-1KN30-0AA0 | 1 | UN | 1 | 5 | B | D | EAR99 | N | 85362010 | 1 | 4011209718050 | 21.8 | KG | 5456 | 5456 | LP20 | LP20 | circuit breaker VL1200 UL; type NG (cat no. NNX3B900) non-interchangeable frame, with circuit breaker approval acc. to UL 489 standard breaking capacity 3-pole, NEMA rating 35kA/480V, (molded case circuit breaker) trip unit TM, LI TA=40Â°C In=< 900A, rated current II=6000...10000A short-circuit protection IR=900A ETU for line protection without connection accessories without auxiliary release without auxiliary/alarm switch | - | 0 | 0
3VL7190-2KN30-0AA0 |  | 3VL7190-2KN30-0AA0 | 1 | UN | 1 | 5 | B | D | EAR99 | N | 85362010 | 1 | 4011209718067 | 21.8 | KG | 5885 | 5885 | LP20 | LP20 | circuit breaker VL1200 UL; type NG (cat no. HNX3B900) non-interchangeable frame, with circuit breaker approval acc. to UL 489 high breaking capacity 3-pole, NEMA rating 65kA/480V, (molded case circuit breaker) trip unit TM, LI TA=40Â°C In=< 900A, rated current II=6000...10000A short-circuit protection IR=900A ETU for line protection without connection accessories without auxiliary release without auxiliary/alarm switch | - | 0 | 0
3VL7190-3KN30-0AA0 |  | 3VL7190-3KN30-0AA0 | 1 | UN | 1 | 5 | B | D | EAR99 | N | 85362010 | 1 | 4011209718074 | 21.8 | KG | 6776 | 6776 | LP20 | LP20 | circuit breaker VL1200 UL; type NG (cat no. LNX3B900) non-interchangeable frame, with circuit breaker approval acc. to UL 489 very high breaking capacity 3-pole, NEMA rating 100kA/480V, (molded case circuit breaker) trip unit TM, LI TA=40Â°C In=< 900A, rated current II=6000...10000A short-circuit protection IR=900A ETU for line protection without connection accessories without auxiliary release without auxiliary/alarm switch | - | 0 | 0
3VL7710-1CH36-0AC1 |  | 3VL7710-1CH36-0AC1 | 1 | UN | 1 | 30 | D | D | EAR99 | N | 85362090 | 1 | 4011209758131 | 25 | KG | 14653.1 | 14653.1 | LP20 | LP20 | circuit breaker VL1250N standard breaking capacity Icu=55kA, 415V AC 3-pole, line protection trip unit LCD ETU40, LI/LS/LSI In=1000A, rated current IR=400...1000A, overload protection, ISD=1.5 to 10xIR, II=11 xIN short-circuit protection without auxiliary release Auxiliary switch mounting kit 4 AUX (2 NO + 2 NC) | - | 0 | 0
3VL7710-1CH36-8TC1 |  | 3VL7710-1CH36-8TC1 | 1 | UN | 1 | 30 | D | D | EAR99 | N | 85362090 | 1 | 4011209758148 | 25 | KG | 14869.8 | 14869.8 | LP20 | LP20 | circuit breaker VL1250N standard breaking capacity Icu=55kA, 415V AC 3-pole, line protection trip unit LCD ETU40, LI/LS/LSI In=1000A, rated current IR=400...1000A, overload protection, ISD=1.5 to 10xIR, II=11 xIN short-circuit protection Shunt release 208...277 V AC Auxiliary switch mounting kit 4 AUX (2 NO + 2 NC) | - | 0 | 0
3VL7710-1CJ46-0AA0-Z | U01 | 3VL7710-1CJ46-0AA0-ZU01 | 1 | UN | 1 | 30 | D | D | EAR99 | N | 85362090 | 1 |  | 33.5 | KG | 18638.4 | 18638.4 | LP20 | LP20 | circuit breaker VL1250N standard breaking capacity Icu=55kA, 415V AC 4-pole, line protection trip unit LCD ETU40, LI/LS/LSI In=1000A, rated current IR=400...1000A, overload protection, ISD=1.5 to 10xIR, II=11 xIN short-circuit protection N protected without auxiliary release without auxiliary/alarm switch with Safety Label for USA | - | 0 | 0
3VL7710-1CL36-0AA0-Z | U01 | 3VL7710-1CL36-0AA0-ZU01 | 1 | UN | 1 | 30 | D | D | EAR99 | N | 85362090 | 1 |  | 25 | KG | 14568.4 | 14568.4 | LP20 | LP20 | circuit breaker VL1250N standard breaking capacity Icu=55kA, 415V AC 3-pole, line protection trip unit LCD ETU42, LSIG 3 phases/3 lines In=1000A, rated current IR=400...1000A, overload protection, ISD=1.5 to 10xIR, II=11xIN short-circuit protection without auxiliary release without auxiliary/alarm switch with Safety Label for USA | - | 0 | 0
3VL7710-1CN46-0AA0-Z | U01 | 3VL7710-1CN46-0AA0-ZU01 | 1 | UN | 1 | 30 | D | D | EAR99 | N | 85362090 | 1 |  | 33.5 | KG | 18638.4 | 18638.4 | LP20 | LP20 | circuit breaker VL1250N standard breaking capacity Icu=55kA, 415V AC 4-pole, line protection trip unit LCD ETU42, LSIG In=1000A, rated current IR=400...1000A, overload protection, ISD=1.5 to 10xIR, II=11 xIN short-circuit protection N protected with ground-fault protection without auxiliary release without auxiliary/alarm switch with Safety Label for USA | - | 0 | 0
3VL7710-1LA46-0AA0 |  | 3VL7710-1LA46-0AA0 | 1 | UN | 1 | 5 | B | D | EAR99 | N | 85362090 | 1 | 4011209875838 | 34.66 | KG | 8756 | 8756 | LP20 | LP20 | circuit breaker VL1250N standard breaking capacity Icu=55kA, 415V AC 4-pole, line protection trip unit ETU10, LI In=1000A, rated current IR=400...1000A, overload protection, II=1.25 to 11xIN, short-circuit protection N protected shipbuilding certificate for LRS, DNV and gL without auxiliary release without auxiliary/alarm switch | - | 0 | 0
3VL7710-1LA46-0AA0-Z | U01 | 3VL7710-1LA46-0AA0-ZU01 | 1 | UN | 1 | 5 | B | D | EAR99 | N | 85362090 | 1 |  | 33.5 | KG | 8804.4 | 8804.4 | LP20 | LP20 | circuit breaker VL1250N standard breaking capacity Icu=55kA, 415V AC 4-pole, line protection trip unit ETU10, LI In=1000A, rated current IR=400...1000A, overload protection, II=1.25 to 11xIN, short-circuit protection N protected shipbuilding certificate for LRS, DNV and gL without auxiliary release without auxiliary/alarm switch with Safety Label for USA | - | 0 | 0
3VL7710-1LB36-0AA0 |  | 3VL7710-1LB36-0AA0 | 1 | UN | 1 | 5 | B | D | EAR99 | N | 85362090 | 1 | 4011209875593 | 26.04 | KG | 6391 | 6391 | LP20 | LP20 | circuit breaker VL1250N standard breaking capacity Icu=55kA, 415V AC 3-pole, line protection trip unit ETU10, LI In=1000A, rated current IR=400...1000A, overload protection, II=1.25 to 11xIN, short-circuit protection shipbuilding certificate for LRS, DNV and gL without auxiliary release without auxiliary/alarm switch | - | 0 | 0
3VL7710-1LB36-0AA0-Z | U01 | 3VL7710-1LB36-0AA0-ZU01 | 1 | UN | 1 | 5 | B | D | EAR99 | N | 85362090 | 1 |  | 25 | KG | 6439.4 | 6439.4 | LP20 | LP20 | circuit breaker VL1250N standard breaking capacity Icu=55kA, 415V AC 3-pole, line protection trip unit ETU10, LI In=1000A, rated current IR=400...1000A, overload protection, II=1.25 to 11xIN, short-circuit protection shipbuilding certificate for LRS, DNV and gL without auxiliary release without auxiliary/alarm switch with Safety Label for USA | - | 0 | 0
3VL7710-1LE36-0AA0 |  | 3VL7710-1LE36-0AA0 | 1 | UN | 1 | 5 | B | D | EAR99 | N | 85362090 | 1 | 4011209875715 | 26.04 | KG | 6490 | 6490 | LP20 | LP20 | circuit breaker VL1250N standard breaking capacity Icu=55kA, 415V AC 3-pole, line protection trip unit ETU20, LSI In=1000A, rated current IR=400...1000A, overload protection, ISD=1.5 to 10xIR, II=11 xIN short-circuit protection shipbuilding certificate for LRS, DNV and gL without auxiliary release without auxiliary/alarm switch | - | 0 | 0
3VL7710-1LE36-0AA0-Z | U01 | 3VL7710-1LE36-0AA0-ZU01 | 1 | UN | 1 | 5 | B | D | EAR99 | N | 85362090 | 1 |  | 25 | KG | 6538.4 | 6538.4 | LP20 | LP20 | circuit breaker VL1250N standard breaking capacity Icu=55kA, 415V AC 3-pole, line protection trip unit ETU20, LSI In=1000A, rated current IR=400...1000A, overload protection, ISD=1.5 to 10xIR, II=11 xIN short-circuit protection shipbuilding certificate for LRS, DNV and gL without auxiliary release without auxiliary/alarm switch with Safety Label for USA | - | 0 | 0
3VL7710-1LF46-0AA0 |  | 3VL7710-1LF46-0AA0 | 1 | UN | 1 | 5 | B | D | EAR99 | N | 85362090 | 1 | 4011209875951 | 34.66 | KG | 8921 | 8921 | LP20 | LP20 | circuit breaker VL1250N standard breaking capacity Icu=55kA, 415V AC 4-pole, line protection trip unit ETU20, LSI In=1000A, rated current IR=400...1000A, overload protection, ISD=1.5 to 10xIR, II=11 xIN short-circuit protection N protected shipbuilding certificate for LRS, DNV and gL without auxiliary release without auxiliary/alarm switch | - | 0 | 0
3VL7710-1LF46-0AA0-Z | U01 | 3VL7710-1LF46-0AA0-ZU01 | 1 | UN | 1 | 5 | B | D | EAR99 | N | 85362090 | 1 |  | 33.5 | KG | 8969.4 | 8969.4 | LP20 | LP20 | circuit breaker VL1250N standard breaking capacity Icu=55kA, 415V AC 4-pole, line protection trip unit ETU20, LSI In=1000A, rated current IR=400...1000A, overload protection, ISD=1.5 to 10xIR, II=11 xIN short-circuit protection N protected shipbuilding certificate for LRS, DNV and gL without auxiliary release without auxiliary/alarm switch with Safety Label for USA | - | 0 | 0
3VL7710-1MB36-0AA0 |  | 3VL7710-1MB36-0AA0 | 1 | UN | 1 | 5 | B | D | EAR99 | N | 85362090 | 1 | 4011209818064 | 26.04 | KG | 5610 | 5610 | LP20 | LP20 | circuit breaker VL1250N standard breaking capacity Icu=55kA, 415V AC 3-pole, line protection trip unit ETU10, LI In=1000A, rated current IR=400...1000A, overload protection, II=1.25 to 11xIN, short-circuit protection without auxiliary release ETU communication-capable without auxiliary/alarm switch | - | 0 | 0
3VL7710-1MB36-0AA0-Z | U01 | 3VL7710-1MB36-0AA0-ZU01 | 1 | UN | 1 | 5 | B | D | EAR99 | N | 85362090 | 1 |  | 25 | KG | 5658.4 | 5658.4 | LP20 | LP20 | circuit breaker VL1250N standard breaking capacity Icu=55kA, 415V AC 3-pole, line protection trip unit ETU10, LI In=1000A, rated current IR=400...1000A, overload protection, II=1.25 to 11xIN, short-circuit protection without auxiliary release ETU communication-capable without auxiliary/alarm switch with Safety Label for USA | - | 0 | 0
3VL7710-1ME36-0AA0 |  | 3VL7710-1ME36-0AA0 | 1 | UN | 1 | 5 | B | D | EAR99 | N | 85362090 | 1 | 4011209818088 | 26.04 | KG | 5753 | 5753 | LP20 | LP20 | circuit breaker VL1250N standard breaking capacity Icu=55kA, 415V AC 3-pole, line protection trip unit ETU20, LSI In=1000A, rated current IR=400...1000A, overload protection, ISD=1.5 to 10xIR, II=11 xIN short-circuit protection without auxiliary release ETU communication-capable without auxiliary/alarm switch | - | 0 | 0
3VL7710-1ME36-0AA0-Z | U01 | 3VL7710-1ME36-0AA0-ZU01 | 1 | UN | 1 | 5 | B | D | EAR99 | N | 85362090 | 1 |  | 25 | KG | 5801.4 | 5801.4 | LP20 | LP20 | circuit breaker VL1250N standard breaking capacity Icu=55kA, 415V AC 3-pole, line protection trip unit ETU20, LSI In=1000A, rated current IR=400...1000A, overload protection, ISD=1.5 to 10xIR, II=11 xIN short-circuit protection without auxiliary release ETU communication-capable without auxiliary/alarm switch with Safety Label for USA | - | 0 | 0
3VL7710-1MF36-0AA0 |  | 3VL7710-1MF36-0AA0 | 1 | UN | 1 | 5 | B | D | EAR99 | N | 85362090 | 1 | 4011209818101 | 26.04 | KG | 7084 | 7084 | LP20 | LP20 | circuit breaker VL1250N standard breaking capacity Icu=55kA, 415V AC 3-pole, line protection trip unit ETU12, LIGN 3 phases/4 lines In=1000A, rated current IR=400...1000A, overload protection, II=1.25 to 11xIN, short-circuit protection without auxiliary release ETU communication-capable without auxiliary/alarm switch | - | 0 | 0
3VL7710-1MF36-0AA0-Z | U01 | 3VL7710-1MF36-0AA0-ZU01 | 1 | UN | 1 | 5 | B | D | EAR99 | N | 85362090 | 1 |  | 25 | KG | 7132.4 | 7132.4 | LP20 | LP20 | circuit breaker VL1250N standard breaking capacity Icu=55kA, 415V AC 3-pole, line protection trip unit ETU12, LIGN 3 phases/4 lines In=1000A, rated current IR=400...1000A, overload protection, II=1.25 to 11xIN, short-circuit protection without auxiliary release ETU communication-capable without auxiliary/alarm switch with Safety Label for USA | - | 0 | 0
3VL7710-1MG36-0AA0 |  | 3VL7710-1MG36-0AA0 | 1 | UN | 1 | 5 | B | D | EAR99 | N | 85362090 | 1 | 4011209818125 | 26.04 | KG | 6754 | 6754 | LP20 | LP20 | circuit breaker VL1250N standard breaking capacity Icu=55kA, 415V AC 3-pole, line protection trip unit ETU22, LSIG 3 phases/3 lines In=1000A, rated current IR=400...1000A, overload protection, ISD=1.5 to 10xIR, II=11xIN short-circuit protection without auxiliary release ETU communication-capable without auxiliary/alarm switch | - | 0 | 0
3VL7710-1MG36-0AA0-Z | U01 | 3VL7710-1MG36-0AA0-ZU01 | 1 | UN | 1 | 5 | B | D | EAR99 | N | 85362090 | 1 |  | 25 | KG | 6802.4 | 6802.4 | LP20 | LP20 | circuit breaker VL1250N standard breaking capacity Icu=55kA, 415V AC 3-pole, line protection trip unit ETU22, LSIG 3 phases/3 lines In=1000A, rated current IR=400...1000A, overload protection, ISD=1.5 to 10xIR, II=11xIN short-circuit protection without auxiliary release ETU communication-capable without auxiliary/alarm switch with Safety Label for USA | - | 0 | 0
3VL7710-1MH36-0AA0 |  | 3VL7710-1MH36-0AA0 | 1 | UN | 1 | 5 | B | D | EAR99 | N | 85362090 | 1 | 4011209818149 | 26.04 | KG | 6754 | 6754 | LP20 | LP20 | circuit breaker VL1250N standard breaking capacity Icu=55kA, 415V AC 3-pole, line protection trip unit ETU22, LSIG 3 phases/4 lines with connecting cable In=1000A, rated current IR=400...1000A, overload protection, ISD=1.5 to 10xIR, II=11xIN short-circuit protection without auxiliary release ETU communication-capable without auxiliary/alarm switch | - | 0 | 0
3VL7710-1MH36-0AA0-Z | U01 | 3VL7710-1MH36-0AA0-ZU01 | 1 | UN | 1 | 5 | B | D | EAR99 | N | 85362090 | 1 |  | 25 | KG | 6802.4 | 6802.4 | LP20 | LP20 | circuit breaker VL1250N standard breaking capacity Icu=55kA, 415V AC 3-pole, line protection trip unit ETU22, LSIG 3 phases/4 lines with connecting cable In=1000A, rated current IR=400...1000A, overload protection, ISD=1.5 to 10xIR, II=11xIN short-circuit protection without auxiliary release ETU communication-capable without auxiliary/alarm switch with Safety Label for USA | - | 0 | 0
3VL7710-1ML36-0AA0 |  | 3VL7710-1ML36-0AA0 | 1 | UN | 1 | 5 | B | D | EAR99 | N | 85362090 | 1 | 4011209818163 | 26.04 | KG | 6567 | 6567 | LP20 | LP20 | circuit breaker VL1250N standard breaking capacity Icu=55kA, 415V AC 3-pole, line protection trip unit ETU12, LIG 3 phases/3 lines In=1000A, rated current IR=400...1000A, overload protection, II=1.25 to 11xIN, short-circuit protection without auxiliary release ETU communication-capable without auxiliary/alarm switch | - | 0 | 0
3VL7710-1ML36-0AA0-Z | U01 | 3VL7710-1ML36-0AA0-ZU01 | 1 | UN | 1 | 5 | B | D | EAR99 | N | 85362090 | 1 |  | 25 | KG | 6615.4 | 6615.4 | LP20 | LP20 | circuit breaker VL1250N standard breaking capacity Icu=55kA, 415V AC 3-pole, line protection trip unit ETU12, LIG 3 phases/3 lines In=1000A, rated current IR=400...1000A, overload protection, II=1.25 to 11xIN, short-circuit protection without auxiliary release ETU communication-capable without auxiliary/alarm switch with Safety Label for USA | - | 0 | 0
3VL7710-1NA46-0AA0 |  | 3VL7710-1NA46-0AA0 | 1 | UN | 1 | 5 | B | D | EAR99 | N | 85362090 | 1 | 4011209818309 | 34.66 | KG | 7722 | 7722 | LP20 | LP20 | circuit breaker VL1250N standard breaking capacity Icu=55kA, 415V AC 4-pole, line protection trip unit ETU10, LIN In=1000A, rated current IR=400...1000A, overload protection, II=1.25 to 11xIN, short-circuit protection N protected without auxiliary release ETU communication-capable without auxiliary/alarm switch | - | 0 | 0
3VL7710-1NA46-0AA0-Z | U01 | 3VL7710-1NA46-0AA0-ZU01 | 1 | UN | 1 | 5 | B | D | EAR99 | N | 85362090 | 1 |  | 33.5 | KG | 7770.4 | 7770.4 | LP20 | LP20 | circuit breaker VL1250N standard breaking capacity Icu=55kA, 415V AC 4-pole, line protection trip unit ETU10, LIN In=1000A, rated current IR=400...1000A, overload protection, II=1.25 to 11xIN, short-circuit protection N protected without auxiliary release ETU communication-capable without auxiliary/alarm switch with Safety Label for USA | - | 0 | 0
3VL7710-1NB46-0AA0 |  | 3VL7710-1NB46-0AA0 | 1 | UN | 1 | 5 | B | D | EAR99 | N | 85362090 | 1 | 4011209818323 | 34.66 | KG | 7326 | 7326 | LP20 | LP20 | circuit breaker VL1250N standard breaking capacity Icu=55kA, 415V AC 4-pole, line protection trip unit ETU10, LI In=1000A, rated current IR=400...1000A, overload protection, II=1.25 to 11xIN, short-circuit protection without auxiliary release ETU communication-capable without auxiliary/alarm switch | - | 0 | 0
3VL7710-1NB46-0AA0-Z | U01 | 3VL7710-1NB46-0AA0-ZU01 | 1 | UN | 1 | 5 | B | D | EAR99 | N | 85362090 | 1 |  | 33.5 | KG | 7374.4 | 7374.4 | LP20 | LP20 | circuit breaker VL1250N standard breaking capacity Icu=55kA, 415V AC 4-pole, line protection trip unit ETU10, LI In=1000A, rated current IR=400...1000A, overload protection, II=1.25 to 11xIN, short-circuit protection without auxiliary release ETU communication-capable without auxiliary/alarm switch with Safety Label for USA | - | 0 | 0
3VL7710-1NE46-0AA0 |  | 3VL7710-1NE46-0AA0 | 1 | UN | 1 | 5 | B | D | EAR99 | N | 85362090 | 1 | 4011209818347 | 34.66 | KG | 7425 | 7425 | LP20 | LP20 | circuit breaker VL1250N standard breaking capacity Icu=55kA, 415V AC 4-pole, line protection trip unit ETU20, LSI In=1000A, rated current IR=400...1000A, overload protection, ISD=1.5 to 10xIR, II=11 xIN short-circuit protection without auxiliary release ETU communication-capable without auxiliary/alarm switch | - | 0 | 0
3VL7710-1NE46-0AA0-Z | U01 | 3VL7710-1NE46-0AA0-ZU01 | 1 | UN | 1 | 5 | B | D | EAR99 | N | 85362090 | 1 |  | 33.5 | KG | 7473.4 | 7473.4 | LP20 | LP20 | circuit breaker VL1250N standard breaking capacity Icu=55kA, 415V AC 4-pole, line protection trip unit ETU20, LSI In=1000A, rated current IR=400...1000A, overload protection, ISD=1.5 to 10xIR, II=11 xIN short-circuit protection without auxiliary release ETU communication-capable without auxiliary/alarm switch with Safety Label for USA | - | 0 | 0
3VL7710-1NF46-0AA0 |  | 3VL7710-1NF46-0AA0 | 1 | UN | 1 | 5 | B | D | EAR99 | N | 85362090 | 1 | 4011209818361 | 34.66 | KG | 7843 | 7843 | LP20 | LP20 | circuit breaker VL1250N standard breaking capacity Icu=55kA, 415V AC 4-pole, line protection trip unit ETU20, LSI In=1000A, rated current IR=400...1000A, overload protection, ISD=1.5 to 10xIR, II=11 xIN short-circuit protection N protected without auxiliary release ETU communication-capable without auxiliary/alarm switch | - | 0 | 0
3VL7710-1NF46-0AA0-Z | U01 | 3VL7710-1NF46-0AA0-ZU01 | 1 | UN | 1 | 5 | B | D | EAR99 | N | 85362090 | 1 |  | 33.5 | KG | 7891.4 | 7891.4 | LP20 | LP20 | circuit breaker VL1250N standard breaking capacity Icu=55kA, 415V AC 4-pole, line protection trip unit ETU20, LSI In=1000A, rated current IR=400...1000A, overload protection, ISD=1.5 to 10xIR, II=11 xIN short-circuit protection N protected without auxiliary release ETU communication-capable without auxiliary/alarm switch with Safety Label for USA | - | 0 | 0
3VL7710-1NH46-0AA0 |  | 3VL7710-1NH46-0AA0 | 1 | UN | 1 | 5 | B | D | EAR99 | N | 85362090 | 1 | 4011209818385 | 34.66 | KG | 9306 | 9306 | LP20 | LP20 | circuit breaker VL1250N standard breaking capacity Icu=55kA, 415V AC 4-pole, line protection trip unit ETU22, LSIG In=1000A, rated current IR=400...1000A, overload protection, ISD=1.5 to 10xIR, II=11 xIN short-circuit protection N protected without auxiliary release ETU communication-capable without auxiliary/alarm switch | - | 0 | 0
3VL7710-1NH46-0AA0-Z | U01 | 3VL7710-1NH46-0AA0-ZU01 | 1 | UN | 1 | 5 | B | D | EAR99 | N | 85362090 | 1 |  | 33.5 | KG | 9354.4 | 9354.4 | LP20 | LP20 | circuit breaker VL1250N standard breaking capacity Icu=55kA, 415V AC 4-pole, line protection trip unit ETU22, LSIG In=1000A, rated current IR=400...1000A, overload protection, ISD=1.5 to 10xIR, II=11 xIN short-circuit protection N protected without auxiliary release ETU communication-capable without auxiliary/alarm switch with Safety Label for USA | - | 0 | 0
3VL7710-1NN46-0AA0 |  | 3VL7710-1NN46-0AA0 | 1 | UN | 1 | 5 | B | D | EAR99 | N | 85362090 | 1 | 4011209818408 | 34.66 | KG | 9152 | 9152 | LP20 | LP20 | circuit breaker VL1250N standard breaking capacity Icu=55kA, 415V AC 4-pole, line protection trip unit ETU12, LIG In=1000A, rated current IR=400...1000A, overload protection, II=1.25 to 11xIN, short-circuit protection N protected without auxiliary release ETU communication-capable without auxiliary/alarm switch | - | 0 | 0
3VL7710-1NN46-0AA0-Z | U01 | 3VL7710-1NN46-0AA0-ZU01 | 1 | UN | 1 | 5 | B | D | EAR99 | N | 85362090 | 1 |  | 33.5 | KG | 9200.4 | 9200.4 | LP20 | LP20 | circuit breaker VL1250N standard breaking capacity Icu=55kA, 415V AC 4-pole, line protection trip unit ETU12, LIG In=1000A, rated current IR=400...1000A, overload protection, II=1.25 to 11xIN, short-circuit protection N protected without auxiliary release ETU communication-capable without auxiliary/alarm switch with Safety Label for USA | - | 0 | 0
3VL7710-1SB36-0AA0 |  | 3VL7710-1SB36-0AA0 | 1 | UN | 1 | 5 | B | D | EAR99 | N | 85362090 | 1 | 4011209817944 | 26.04 | KG | 5555 | 5083.7 | LP20 | LP20 | circuit breaker VL1250N standard breaking capacity Icu=55kA, 415V AC 3-pole, line protection trip unit ETU10, LI In=1000A, rated current IR=400...1000A, overload protection, II=1.25 to 11xIN, short-circuit protection without auxiliary release without auxiliary/alarm switch | - | 0 | 0
3VL7710-1SB36-0AA0-Z | U01 | 3VL7710-1SB36-0AA0-ZU01 | 1 | UN | 1 | 5 | B | D | EAR99 | N | 85362090 | 1 |  | 25 | KG | 5603.4 | 5603.4 | LP20 | LP20 | circuit breaker VL1250N standard breaking capacity Icu=55kA, 415V AC 3-pole, line protection trip unit ETU10, LI In=1000A, rated current IR=400...1000A, overload protection, II=1.25 to 11xIN, short-circuit protection without auxiliary release without auxiliary/alarm switch with Safety Label for USA | - | 0 | 0
3VL7710-1SE36-0AA0 |  | 3VL7710-1SE36-0AA0 | 1 | UN | 1 | 5 | B | D | EAR99 | N | 85362090 | 1 | 4011209817968 | 26.3 | KG | 5632 | 5158.3 | LP20 | LP20 | circuit breaker VL1250N standard breaking capacity Icu=55kA, 415V AC 3-pole, line protection trip unit ETU20, LSI In=1000A, rated current IR=400...1000A, overload protection, ISD=1.5 to 10xIR, II=11 xIN short-circuit protection without auxiliary release without auxiliary/alarm switch | - | 0 | 0
3VL7710-1SE36-0AA0-Z | U01 | 3VL7710-1SE36-0AA0-ZU01 | 1 | UN | 1 | 5 | B | D | EAR99 | N | 85362090 | 1 |  | 25 | KG | 5680.4 | 5680.4 | LP20 | LP20 | circuit breaker VL1250N standard breaking capacity Icu=55kA, 415V AC 3-pole, line protection trip unit ETU20, LSI In=1000A, rated current IR=400...1000A, overload protection, ISD=1.5 to 10xIR, II=11 xIN short-circuit protection without auxiliary release without auxiliary/alarm switch with Safety Label for USA | - | 0 | 0
3VL7710-1SF36-0AA0 |  | 3VL7710-1SF36-0AA0 | 1 | UN | 1 | 5 | B | D | EAR99 | N | 85362090 | 1 | 4011209817982 | 26.3 | KG | 7007 | 7007 | LP20 | LP20 | circuit breaker VL1250N standard breaking capacity Icu=55kA, 415V AC 3-pole, line protection trip unit ETU12, LIG 3 phases/4 lines In=1000A, rated current IR=400...1000A, overload protection, II=1.25 to 11xIN, short-circuit protection without auxiliary release without auxiliary/alarm switch | - | 0 | 0
3VL7710-1SF36-0AA0-Z | U01 | 3VL7710-1SF36-0AA0-ZU01 | 1 | UN | 1 | 5 | B | D | EAR99 | N | 85362090 | 1 |  | 25 | KG | 7055.4 | 7055.4 | LP20 | LP20 | circuit breaker VL1250N standard breaking capacity Icu=55kA, 415V AC 3-pole, line protection trip unit ETU12, LIG 3 phases/4 lines In=1000A, rated current IR=400...1000A, overload protection, II=1.25 to 11xIN, short-circuit protection without auxiliary release without auxiliary/alarm switch with Safety Label for USA | - | 0 | 0
3VL7710-1SG36-0AA0 |  | 3VL7710-1SG36-0AA0 | 1 | UN | 1 | 5 | B | D | EAR99 | N | 85362090 | 1 | 4011209818002 | 26.3 | KG | 6655 | 6655 | LP20 | LP20 | circuit breaker VL1250N standard breaking capacity Icu=55kA, 415V AC 3-pole, line protection trip unit ETU22, LSIG 3 phases/3 lines In=1000A, rated current IR=400...1000A, overload protection, ISD=1.5 to 10xIR, II=11xIN short-circuit protection without auxiliary release without auxiliary/alarm switch | - | 0 | 0
3VL7710-1SG36-0AA0-Z | U01 | 3VL7710-1SG36-0AA0-ZU01 | 1 | UN | 1 | 5 | B | D | EAR99 | N | 85362090 | 1 |  | 25 | KG | 6703.4 | 6703.4 | LP20 | LP20 | circuit breaker VL1250N standard breaking capacity Icu=55kA, 415V AC 3-pole, line protection trip unit ETU22, LSIG 3 phases/3 lines In=1000A, rated current IR=400...1000A, overload protection, ISD=1.5 to 10xIR, II=11xIN short-circuit protection without auxiliary release without auxiliary/alarm switch with Safety Label for USA | - | 0 | 0
3VL7710-1SH36-0AA0 |  | 3VL7710-1SH36-0AA0 | 1 | UN | 1 | 5 | B | D | EAR99 | N | 85362090 | 1 | 4011209818026 | 26.3 | KG | 6655 | 6655 | LP20 | LP20 | circuit breaker VL1250N standard breaking capacity Icu=55kA, 415V AC 3-pole, line protection trip unit ETU22, LSIG 3 phases/4 lines with connecting cable In=1000A, rated current IR=400...1000A, overload protection, ISD=1.5 to 10xIR, II=11xIN short-circuit protection without auxiliary release without auxiliary/alarm switch | - | 0 | 0
3VL7710-1SH36-0AA0-Z | U01 | 3VL7710-1SH36-0AA0-ZU01 | 1 | UN | 1 | 5 | B | D | EAR99 | N | 85362090 | 1 |  | 25 | KG | 6703.4 | 6703.4 | LP20 | LP20 | circuit breaker VL1250N standard breaking capacity Icu=55kA, 415V AC 3-pole, line protection trip unit ETU22, LSIG 3 phases/4 lines with connecting cable In=1000A, rated current IR=400...1000A, overload protection, ISD=1.5 to 10xIR, II=11xIN short-circuit protection without auxiliary release without auxiliary/alarm switch with Safety Label for USA | - | 0 | 0
3VL7710-1SL36-0AA0 |  | 3VL7710-1SL36-0AA0 | 1 | UN | 1 | 5 | B | D | EAR99 | N | 85362090 | 1 | 4011209818040 | 26.3 | KG | 6490 | 6490 | LP20 | LP20 | circuit breaker VL1250N standard breaking capacity Icu=55kA, 415V AC 3-pole, line protection trip unit ETU12, LIG 3 phases/3 lines In=1000A, rated current IR=400...1000A, overload protection, II=1.25 to 11xIN, short-circuit protection without auxiliary release without auxiliary/alarm switch | - | 0 | 0
3VL7710-1SL36-0AA0-Z | U01 | 3VL7710-1SL36-0AA0-ZU01 | 1 | UN | 1 | 5 | B | D | EAR99 | N | 85362090 | 1 |  | 25 | KG | 6538.4 | 6538.4 | LP20 | LP20 | circuit breaker VL1250N standard breaking capacity Icu=55kA, 415V AC 3-pole, line protection trip unit ETU12, LIG 3 phases/3 lines In=1000A, rated current IR=400...1000A, overload protection, II=1.25 to 11xIN, short-circuit protection without auxiliary release without auxiliary/alarm switch with Safety Label for USA | - | 0 | 0
3VL7710-1TA46-0AA0 |  | 3VL7710-1TA46-0AA0 | 1 | UN | 1 | 5 | B | D | EAR99 | N | 85362090 | 1 | 4011209818187 | 34.66 | KG | 7634 | 7634 | LP20 | LP20 | circuit breaker VL1250N standard breaking capacity Icu=55kA, 415V AC 4-pole, line protection trip unit ETU10, LIN In=1000A, rated current IR=400...1000A, overload protection, II=1.25 to 11xIN, short-circuit protection N protected without auxiliary release without auxiliary/alarm switch | - | 0 | 0
3VL7710-1TA46-0AA0-Z | U01 | 3VL7710-1TA46-0AA0-ZU01 | 1 | UN | 1 | 5 | B | D | EAR99 | N | 85362090 | 1 |  | 33.5 | KG | 7682.4 | 7682.4 | LP20 | LP20 | circuit breaker VL1250N standard breaking capacity Icu=55kA, 415V AC 4-pole, line protection trip unit ETU10, LIN In=1000A, rated current IR=400...1000A, overload protection, II=1.25 to 11xIN, short-circuit protection N protected without auxiliary release without auxiliary/alarm switch with Safety Label for USA | - | 0 | 0
3VL7710-1TB46-0AA0 |  | 3VL7710-1TB46-0AA0 | 1 | UN | 1 | 5 | B | D | EAR99 | N | 85362090 | 1 | 4011209818200 | 34.66 | KG | 7238 | 7238 | LP20 | LP20 | circuit breaker VL1250N standard breaking capacity Icu=55kA, 415V AC 4-pole, line protection trip unit ETU10, LI In=1000A, rated current IR=400...1000A, overload protection, II=1.25 to 11xIN, short-circuit protection without auxiliary release without auxiliary/alarm switch | - | 0 | 0
3VL7710-1TB46-0AA0-Z | U01 | 3VL7710-1TB46-0AA0-ZU01 | 1 | UN | 1 | 5 | B | D | EAR99 | N | 85362090 | 1 |  | 33.5 | KG | 7286.4 | 7286.4 | LP20 | LP20 | circuit breaker VL1250N standard breaking capacity Icu=55kA, 415V AC 4-pole, line protection trip unit ETU10, LI In=1000A, rated current IR=400...1000A, overload protection, II=1.25 to 11xIN, short-circuit protection without auxiliary release without auxiliary/alarm switch with Safety Label for USA | - | 0 | 0
3VL7710-1TE46-0AA0 |  | 3VL7710-1TE46-0AA0 | 1 | UN | 1 | 5 | B | D | EAR99 | N | 85362090 | 1 | 4011209818224 | 34.66 | KG | 7326 | 7326 | LP20 | LP20 | circuit breaker VL1250N standard breaking capacity Icu=55kA, 415V AC 4-pole, line protection trip unit ETU20, LSI In=1000A, rated current IR=400...1000A, overload protection, ISD=1.5 to 10xIR, II=11 xIN short-circuit protection N unprotected without auxiliary release without auxiliary/alarm switch | - | 0 | 0
3VL7710-1TE46-0AA0-Z | U01 | 3VL7710-1TE46-0AA0-ZU01 | 1 | UN | 1 | 5 | B | D | EAR99 | N | 85362090 | 1 |  | 33.5 | KG | 7374.4 | 7374.4 | LP20 | LP20 | circuit breaker VL1250N standard breaking capacity Icu=55kA, 415V AC 4-pole, line protection trip unit ETU20, LSI In=1000A, rated current IR=400...1000A, overload protection, ISD=1.5 to 10xIR, II=11 xIN short-circuit protection N unprotected without auxiliary release without auxiliary/alarm switch with Safety Label for USA | - | 0 | 0
3VL7710-1TF46-0AA0 |  | 3VL7710-1TF46-0AA0 | 1 | UN | 1 | 5 | B | D | EAR99 | N | 85362090 | 1 | 4011209818248 | 34.22 | KG | 7744 | 7094.7 | LP20 | LP20 | circuit breaker VL1250N standard breaking capacity Icu=55kA, 415V AC 4-pole, line protection trip unit ETU20, LSI In=1000A, rated current IR=400...1000A, overload protection, ISD=1.5 to 10xIR, II=11 xIN short-circuit protection N protected without auxiliary release without auxiliary/alarm switch | - | 0 | 0
3VL7710-1TF46-0AA0-Z | U01 | 3VL7710-1TF46-0AA0-ZU01 | 1 | UN | 1 | 5 | B | D | EAR99 | N | 85362090 | 1 |  | 33.5 | KG | 7792.4 | 7792.4 | LP20 | LP20 | circuit breaker VL1250N standard breaking capacity Icu=55kA, 415V AC 4-pole, line protection trip unit ETU20, LSI In=1000A, rated current IR=400...1000A, overload protection, ISD=1.5 to 10xIR, II=11 xIN short-circuit protection N protected without auxiliary release without auxiliary/alarm switch with Safety Label for USA | - | 0 | 0
3VL7710-1TH46-0AA0 |  | 3VL7710-1TH46-0AA0 | 1 | UN | 1 | 5 | B | D | EAR99 | N | 85362090 | 1 | 4011209818262 | 34.22 | KG | 9229 | 9229 | LP20 | LP20 | circuit breaker VL1250N standard breaking capacity Icu=55kA, 415V AC 4-pole, line protection trip unit ETU22, LSIG In=1000A, rated current IR=400...1000A, overload protection, ISD=1.5 to 10xIR, II=11 xIN short-circuit protection N protected without auxiliary release without auxiliary/alarm switch | - | 0 | 0
3VL7710-1TH46-0AA0-Z | U01 | 3VL7710-1TH46-0AA0-ZU01 | 1 | UN | 1 | 5 | B | D | EAR99 | N | 85362090 | 1 |  | 33.5 | KG | 9277.4 | 9277.4 | LP20 | LP20 | circuit breaker VL1250N standard breaking capacity Icu=55kA, 415V AC 4-pole, line protection trip unit ETU22, LSIG In=1000A, rated current IR=400...1000A, overload protection, ISD=1.5 to 10xIR, II=11 xIN short-circuit protection N protected without auxiliary release without auxiliary/alarm switch with Safety Label for USA | - | 0 | 0
3VL7710-1TN46-0AA0 |  | 3VL7710-1TN46-0AA0 | 1 | UN | 1 | 5 | B | D | EAR99 | N | 85362090 | 1 | 4011209818286 | 34.22 | KG | 9042 | 9042 | LP20 | LP20 | circuit breaker VL1250N standard breaking capacity Icu=55kA, 415V AC 4-pole, line protection trip unit ETU12, LIG In=1000A, rated current IR=400...1000A, overload protection, II=1.25 to 11xIN, short-circuit protection N protected without auxiliary release without auxiliary/alarm switch | - | 0 | 0
3VL7710-1TN46-0AA0-Z | U01 | 3VL7710-1TN46-0AA0-ZU01 | 1 | UN | 1 | 5 | B | D | EAR99 | N | 85362090 | 1 |  | 33.5 | KG | 9090.4 | 9090.4 | LP20 | LP20 | circuit breaker VL1250N standard breaking capacity Icu=55kA, 415V AC 4-pole, line protection trip unit ETU12, LIG In=1000A, rated current IR=400...1000A, overload protection, II=1.25 to 11xIN, short-circuit protection N protected without auxiliary release without auxiliary/alarm switch with Safety Label for USA | - | 0 | 0
3VL7710-1UH36-0AA0 |  | 3VL7710-1UH36-0AA0 | 1 | UN | 1 | 5 | B | D | EAR99 | N | 85362090 | 1 | 4011209888128 | 26.3 | KG | 8635 | 8635 | LP20 | LP20 | circuit breaker VL1250N standard breaking capacity Icu=55kA, 415V AC 3-pole, line protection trip unit LCD ETU40, LI/LS/LSI In=1000A, rated current IR=400...1000A, overload protection, ISD=1.5 to 10xIR, II=11 xIN short-circuit protection without auxiliary release without auxiliary/alarm switch | - | 0 | 0
3VL7710-1UH36-0AA0-Z | U01 | 3VL7710-1UH36-0AA0-ZU01 | 1 | UN | 1 | 5 | B | D | EAR99 | N | 85362090 | 1 |  | 25 | KG | 8683.4 | 8683.4 | LP20 | LP20 | circuit breaker VL1250N standard breaking capacity Icu=55kA, 415V AC 3-pole, line protection trip unit LCD ETU40, LI/LS/LSI In=1000A, rated current IR=400...1000A, overload protection, ISD=1.5 to 10xIR, II=11 xIN short-circuit protection without auxiliary release without auxiliary/alarm switch with Safety Label for USA | - | 0 | 0
3VL7710-1UJ46-0AA0 |  | 3VL7710-1UJ46-0AA0 | 1 | UN | 1 | 5 | B | D | EAR99 | N | 85362090 | 1 | 4011209888487 | 34.22 | KG | 11110 | 11110 | LP20 | LP20 | circuit breaker VL1250N standard breaking capacity Icu=55kA, 415V AC 4-pole, line protection trip unit LCD ETU40, LI/LS/LSI In=1000A, rated current IR=400...1000A, overload protection, ISD=1.5 to 10xIR, II=11 xIN short-circuit protection N protected without auxiliary release without auxiliary/alarm switch | - | 0 | 0
3VL7710-1UJ46-0AA0-Z | U01 | 3VL7710-1UJ46-0AA0-ZU01 | 1 | UN | 1 | 5 | B | D | EAR99 | N | 85362090 | 1 |  | 33.5 | KG | 11158.4 | 11158.4 | LP20 | LP20 | circuit breaker VL1250N standard breaking capacity Icu=55kA, 415V AC 4-pole, line protection trip unit LCD ETU40, LI/LS/LSI In=1000A, rated current IR=400...1000A, overload protection, ISD=1.5 to 10xIR, II=11 xIN short-circuit protection N protected without auxiliary release without auxiliary/alarm switch with Safety Label for USA | - | 0 | 0
3VL7710-1UL36-0AA0 |  | 3VL7710-1UL36-0AA0 | 1 | UN | 1 | 5 | B | D | EAR99 | N | 85362090 | 1 | 4011209888241 | 26.3 | KG | 8635 | 8635 | LP20 | LP20 | circuit breaker VL1250N standard breaking capacity Icu=55kA, 415V AC 3-pole, line protection trip unit LCD ETU42, LSIG 3 phases/3 lines In=1000A, rated current IR=400...1000A, overload protection, ISD=1.5 to 10xIR, II=11xIN short-circuit protection without auxiliary release without auxiliary/alarm switch | - | 0 | 0
3VL7710-1UL36-0AA0-Z | U01 | 3VL7710-1UL36-0AA0-ZU01 | 1 | UN | 1 | 5 | B | D | EAR99 | N | 85362090 | 1 |  | 25 | KG | 8683.4 | 8683.4 | LP20 | LP20 | circuit breaker VL1250N standard breaking capacity Icu=55kA, 415V AC 3-pole, line protection trip unit LCD ETU42, LSIG 3 phases/3 lines In=1000A, rated current IR=400...1000A, overload protection, ISD=1.5 to 10xIR, II=11xIN short-circuit protection without auxiliary release without auxiliary/alarm switch with Safety Label for USA | - | 0 | 0
3VL7710-1UM36-0AA0 |  | 3VL7710-1UM36-0AA0 | 1 | UN | 1 | 5 | B | D | EAR99 | N | 85362090 | 1 | 4011209888364 | 26.3 | KG | 8635 | 8635 | LP20 | LP20 | circuit breaker VL1250N standard breaking capacity Icu=55kA, 415V AC 3-pole, line protection trip unit LCD ETU42, LSIG 3 phases/4 lines with connecting cable In=1000A, rated current IR=400...1000A, overload protection, ISD=1.5 to 10xIR, II=11xIN short-circuit protection without auxiliary release without auxiliary/alarm switch | - | 0 | 0
3VL7710-1UM36-0AA0-Z | U01 | 3VL7710-1UM36-0AA0-ZU01 | 1 | UN | 1 | 5 | B | D | EAR99 | N | 85362090 | 1 |  | 25 | KG | 8683.4 | 8683.4 | LP20 | LP20 | circuit breaker VL1250N standard breaking capacity Icu=55kA, 415V AC 3-pole, line protection trip unit LCD ETU42, LSIG 3 phases/4 lines with connecting cable In=1000A, rated current IR=400...1000A, overload protection, ISD=1.5 to 10xIR, II=11xIN short-circuit protection without auxiliary release without auxiliary/alarm switch with Safety Label for USA | - | 0 | 0
3VL7710-1UN46-0AA0 |  | 3VL7710-1UN46-0AA0 | 1 | UN | 1 | 5 | B | D | EAR99 | N | 85362090 | 1 | 4011209888609 | 34.22 | KG | 11110 | 11110 | LP20 | LP20 | circuit breaker VL1250N standard breaking capacity Icu=55kA, 415V AC 4-pole, line protection trip unit LCD ETU42, LSIG In=1000A, rated current IR=400...1000A, overload protection, ISD=1.5 to 10xIR, II=11 xIN short-circuit protection N protected with ground-fault protection without auxiliary release without auxiliary/alarm switch | - | 0 | 0
3VL7710-1UN46-0AA0-Z | U01 | 3VL7710-1UN46-0AA0-ZU01 | 1 | UN | 1 | 5 | B | D | EAR99 | N | 85362090 | 1 |  | 33.5 | KG | 11158.4 | 11158.4 | LP20 | LP20 | circuit breaker VL1250N standard breaking capacity Icu=55kA, 415V AC 4-pole, line protection trip unit LCD ETU42, LSIG In=1000A, rated current IR=400...1000A, overload protection, ISD=1.5 to 10xIR, II=11 xIN short-circuit protection N protected with ground-fault protection without auxiliary release without auxiliary/alarm switch with Safety Label for USA | - | 0 | 0
3VL7710-2CJ46-0AA0-Z | U01 | 3VL7710-2CJ46-0AA0-ZU01 | 1 | UN | 1 | 30 | D | D | EAR99 | N | 85362090 | 1 |  | 33.5 | KG | 19518.4 | 19518.4 | LP20 | LP20 | circuit breaker VL1250H high breaking capacity Icu=70kA, 415V AC 4-pole, line protection trip unit LCD ETU40, LI/LS/LSI In=1000A, rated current IR=400...1000A, overload protection, ISD=1.5 to 10xIR, II=11 xIN short-circuit protection N protected without auxiliary release without auxiliary/alarm switch with Safety Label for USA | - | 0 | 0
3VL7710-2CL36-0AA0-Z | U01 | 3VL7710-2CL36-0AA0-ZU01 | 1 | UN | 1 | 30 | D | D | EAR99 | N | 85362090 | 1 |  | 25 | KG | 15448.4 | 15448.4 | LP20 | LP20 | circuit breaker VL1250H high breaking capacity Icu=70kA, 415V AC 3-pole, line protection trip unit LCD ETU42, LSIG 3 phases/3 lines In=1000A, rated current IR=400...1000A, overload protection, ISD=1.5 to 10xIR, II=11xIN short-circuit protection without auxiliary release without auxiliary/alarm switch with Safety Label for USA | - | 0 | 0
3VL7710-2CN46-0AA0-Z | U01 | 3VL7710-2CN46-0AA0-ZU01 | 1 | UN | 1 | 30 | D | D | EAR99 | N | 85362090 | 1 |  | 33.5 | KG | 19518.4 | 19518.4 | LP20 | LP20 | circuit breaker VL1250H high breaking capacity Icu=70kA, 415V AC 4-pole, line protection trip unit LCD ETU42, LSIG In=1000A, rated current IR=400...1000A, overload protection, ISD=1.5 to 10xIR, II=11 xIN short-circuit protection N protected with ground-fault protection without auxiliary release without auxiliary/alarm switch with Safety Label for USA | - | 0 | 0
3VL7710-2LA46-0AA0 |  | 3VL7710-2LA46-0AA0 | 1 | UN | 1 | 5 | B | D | EAR99 | N | 85362090 | 1 | 4011209875845 | 34.22 | KG | 9460 | 9460 | LP20 | LP20 | circuit breaker VL1250H high breaking capacity Icu=70kA, 415V AC 4-pole, line protection trip unit ETU10, LI In=1000A, rated current IR=400...1000A, overload protection, II=1.25 to 11xIN, short-circuit protection N protected shipbuilding certificate for LRS, DNV and gL without auxiliary release without auxiliary/alarm switch | - | 0 | 0
3VL7710-2LA46-0AA0-Z | U01 | 3VL7710-2LA46-0AA0-ZU01 | 1 | UN | 1 | 5 | B | D | EAR99 | N | 85362090 | 1 |  | 33.5 | KG | 9508.4 | 9508.4 | LP20 | LP20 | circuit breaker VL1250H high breaking capacity Icu=70kA, 415V AC 4-pole, line protection trip unit ETU10, LI In=1000A, rated current IR=400...1000A, overload protection, II=1.25 to 11xIN, short-circuit protection N protected shipbuilding certificate for LRS, DNV and gL without auxiliary release without auxiliary/alarm switch with Safety Label for USA | - | 0 | 0
3VL7710-2LB36-0AA0 |  | 3VL7710-2LB36-0AA0 | 1 | UN | 1 | 5 | B | D | EAR99 | N | 85362090 | 1 | 4011209875609 | 26.3 | KG | 6820 | 6820 | LP20 | LP20 | circuit breaker VL1250H high breaking capacity Icu=70kA, 415V AC 3-pole, line protection trip unit ETU10, LI In=1000A, rated current IR=400...1000A, overload protection, II=1.25 to 11xIN, short-circuit protection shipbuilding certificate for LRS, DNV and gL without auxiliary release without auxiliary/alarm switch | - | 0 | 0
3VL7710-2LB36-0AA0-Z | U01 | 3VL7710-2LB36-0AA0-ZU01 | 1 | UN | 1 | 5 | B | D | EAR99 | N | 85362090 | 1 |  | 25 | KG | 6868.4 | 6868.4 | LP20 | LP20 | circuit breaker VL1250H high breaking capacity Icu=70kA, 415V AC 3-pole, line protection trip unit ETU10, LI In=1000A, rated current IR=400...1000A, overload protection, II=1.25 to 11xIN, short-circuit protection shipbuilding certificate for LRS, DNV and gL without auxiliary release without auxiliary/alarm switch with Safety Label for USA | - | 0 | 0
3VL7710-2LE36-0AA0 |  | 3VL7710-2LE36-0AA0 | 1 | UN | 1 | 5 | B | D | EAR99 | N | 85362090 | 1 | 4011209875722 | 26.3 | KG | 6963 | 6963 | LP20 | LP20 | circuit breaker VL1250H high breaking capacity Icu=70kA, 415V AC 3-pole, line protection trip unit ETU20, LSI In=1000A, rated current IR=400...1000A, overload protection, ISD=1.5 to 10xIR, II=11 xIN short-circuit protection shipbuilding certificate for LRS, DNV and gL without auxiliary release without auxiliary/alarm switch | - | 0 | 0
3VL7710-2LE36-0AA0-Z | U01 | 3VL7710-2LE36-0AA0-ZU01 | 1 | UN | 1 | 5 | B | D | EAR99 | N | 85362090 | 1 |  | 25 | KG | 7011.4 | 7011.4 | LP20 | LP20 | circuit breaker VL1250H high breaking capacity Icu=70kA, 415V AC 3-pole, line protection trip unit ETU20, LSI In=1000A, rated current IR=400...1000A, overload protection, ISD=1.5 to 10xIR, II=11 xIN short-circuit protection shipbuilding certificate for LRS, DNV and gL without auxiliary release without auxiliary/alarm switch with Safety Label for USA | - | 0 | 0
3VL7710-2LF46-0AA0 |  | 3VL7710-2LF46-0AA0 | 1 | UN | 1 | 5 | B | D | EAR99 | N | 85362090 | 1 | 4011209875968 | 34.22 | KG | 9559 | 9559 | LP20 | LP20 | circuit breaker VL1250H high breaking capacity Icu=70kA, 415V AC 4-pole, line protection trip unit ETU20, LSI In=1000A, rated current IR=400...1000A, overload protection, ISD=1.5 to 10xIR, II=11 xIN short-circuit protection N protected shipbuilding certificate for LRS, DNV and gL without auxiliary release without auxiliary/alarm switch | - | 0 | 0
3VL7710-2LF46-0AA0-Z | U01 | 3VL7710-2LF46-0AA0-ZU01 | 1 | UN | 1 | 5 | B | D | EAR99 | N | 85362090 | 1 |  | 33.5 | KG | 9607.4 | 9607.4 | LP20 | LP20 | circuit breaker VL1250H high breaking capacity Icu=70kA, 415V AC 4-pole, line protection trip unit ETU20, LSI In=1000A, rated current IR=400...1000A, overload protection, ISD=1.5 to 10xIR, II=11 xIN short-circuit protection N protected shipbuilding certificate for LRS, DNV and gL without auxiliary release without auxiliary/alarm switch with Safety Label for USA | - | 0 | 0
3VL7710-2MB36-0AA0 |  | 3VL7710-2MB36-0AA0 | 1 | UN | 1 | 5 | B | D | EAR99 | N | 85362090 | 1 | 4011209819542 | 26.3 | KG | 6061 | 6061 | LP20 | LP20 | circuit breaker VL1250H high breaking capacity Icu=70kA, 415V AC 3-pole, line protection trip unit ETU10, LI In=1000A, rated current IR=400...1000A, overload protection, II=1.25 to 11xIN, short-circuit protection without auxiliary release ETU communication-capable without auxiliary/alarm switch | - | 0 | 0
3VL7710-2MB36-0AA0-Z | U01 | 3VL7710-2MB36-0AA0-ZU01 | 1 | UN | 1 | 5 | B | D | EAR99 | N | 85362090 | 1 |  | 25 | KG | 6109.4 | 6109.4 | LP20 | LP20 | circuit breaker VL1250H high breaking capacity Icu=70kA, 415V AC 3-pole, line protection trip unit ETU10, LI In=1000A, rated current IR=400...1000A, overload protection, II=1.25 to 11xIN, short-circuit protection without auxiliary release ETU communication-capable without auxiliary/alarm switch with Safety Label for USA | - | 0 | 0
3VL7710-2ME36-0AA0 |  | 3VL7710-2ME36-0AA0 | 1 | UN | 1 | 5 | B | D | EAR99 | N | 85362090 | 1 | 4011209819566 | 26.3 | KG | 6138 | 6138 | LP20 | LP20 | circuit breaker VL1250H high breaking capacity Icu=70kA, 415V AC 3-pole, line protection trip unit ETU20, LSI In=1000A, rated current IR=400...1000A, overload protection, ISD=1.5 to 10xIR, II=11 xIN short-circuit protection without auxiliary release ETU communication-capable without auxiliary/alarm switch | - | 0 | 0
3VL7710-2ME36-0AA0-Z | U01 | 3VL7710-2ME36-0AA0-ZU01 | 1 | UN | 1 | 5 | B | D | EAR99 | N | 85362090 | 1 |  | 25 | KG | 6186.4 | 6186.4 | LP20 | LP20 | circuit breaker VL1250H high breaking capacity Icu=70kA, 415V AC 3-pole, line protection trip unit ETU20, LSI In=1000A, rated current IR=400...1000A, overload protection, ISD=1.5 to 10xIR, II=11 xIN short-circuit protection without auxiliary release ETU communication-capable without auxiliary/alarm switch with Safety Label for USA | - | 0 | 0
3VL7710-2MF36-0AA0 |  | 3VL7710-2MF36-0AA0 | 1 | UN | 1 | 5 | B | D | EAR99 | N | 85362090 | 1 | 4011209819580 | 26.3 | KG | 7524 | 7524 | LP20 | LP20 | circuit breaker VL1250H high breaking capacity Icu=70kA, 415V AC 3-pole, line protection trip unit ETU12, LIGN 3 phases/4 lines In=1000A, rated current IR=400...1000A, overload protection, II=1.25 to 11xIN, short-circuit protection without auxiliary release ETU communication-capable without auxiliary/alarm switch | - | 0 | 0
3VL7710-2MF36-0AA0-Z | U01 | 3VL7710-2MF36-0AA0-ZU01 | 1 | UN | 1 | 5 | B | D | EAR99 | N | 85362090 | 1 |  | 25 | KG | 7572.4 | 7572.4 | LP20 | LP20 | circuit breaker VL1250H high breaking capacity Icu=70kA, 415V AC 3-pole, line protection trip unit ETU12, LIGN 3 phases/4 lines In=1000A, rated current IR=400...1000A, overload protection, II=1.25 to 11xIN, short-circuit protection without auxiliary release ETU communication-capable without auxiliary/alarm switch with Safety Label for USA | - | 0 | 0
3VL7710-2MG36-0AA0 |  | 3VL7710-2MG36-0AA0 | 1 | UN | 1 | 5 | B | D | EAR99 | N | 85362090 | 1 | 4011209819603 | 26.3 | KG | 7139 | 7139 | LP20 | LP20 | circuit breaker VL1250H high breaking capacity Icu=70kA, 415V AC 3-pole, line protection trip unit ETU22, LSIG 3 phases/3 lines In=1000A, rated current IR=400...1000A, overload protection, ISD=1.5 to 10xIR, II=11xIN short-circuit protection without auxiliary release ETU communication-capable without auxiliary/alarm switch | - | 0 | 0
3VL7710-2MG36-0AA0-Z | U01 | 3VL7710-2MG36-0AA0-ZU01 | 1 | UN | 1 | 5 | B | D | EAR99 | N | 85362090 | 1 |  | 25 | KG | 7187.4 | 7187.4 | LP20 | LP20 | circuit breaker VL1250H high breaking capacity Icu=70kA, 415V AC 3-pole, line protection trip unit ETU22, LSIG 3 phases/3 lines In=1000A, rated current IR=400...1000A, overload protection, ISD=1.5 to 10xIR, II=11xIN short-circuit protection without auxiliary release ETU communication-capable without auxiliary/alarm switch with Safety Label for USA | - | 0 | 0
3VL7710-2MH36-0AA0 |  | 3VL7710-2MH36-0AA0 | 1 | UN | 1 | 5 | B | D | EAR99 | N | 85362090 | 1 | 4011209819627 | 26.3 | KG | 7139 | 7139 | LP20 | LP20 | circuit breaker VL1250H high breaking capacity Icu=70kA, 415V AC 3-pole, line protection trip unit ETU22, LSIG 3 phases/4 lines with connecting cable In=1000A, rated current IR=400...1000A, overload protection, ISD=1.5 to 10xIR, II=11xIN short-circuit protection without auxiliary release ETU communication-capable without auxiliary/alarm switch | - | 0 | 0
3VL7710-2MH36-0AA0-Z | U01 | 3VL7710-2MH36-0AA0-ZU01 | 1 | UN | 1 | 5 | B | D | EAR99 | N | 85362090 | 1 |  | 25 | KG | 7187.4 | 7187.4 | LP20 | LP20 | circuit breaker VL1250H high breaking capacity Icu=70kA, 415V AC 3-pole, line protection trip unit ETU22, LSIG 3 phases/4 lines with connecting cable In=1000A, rated current IR=400...1000A, overload protection, ISD=1.5 to 10xIR, II=11xIN short-circuit protection without auxiliary release ETU communication-capable without auxiliary/alarm switch with Safety Label for USA | - | 0 | 0
3VL7710-2ML36-0AA0 |  | 3VL7710-2ML36-0AA0 | 1 | UN | 1 | 5 | B | D | EAR99 | N | 85362090 | 1 | 4011209819641 | 26.3 | KG | 7007 | 7007 | LP20 | LP20 | circuit breaker VL1250H high breaking capacity Icu=70kA, 415V AC 3-pole, line protection trip unit ETU12, LIG 3 phases/3 lines In=1000A, rated current IR=400...1000A, overload protection, II=1.25 to 11xIN, short-circuit protection without auxiliary release ETU communication-capable without auxiliary/alarm switch | - | 0 | 0
3VL7710-2ML36-0AA0-Z | U01 | 3VL7710-2ML36-0AA0-ZU01 | 1 | UN | 1 | 5 | B | D | EAR99 | N | 85362090 | 1 |  | 25 | KG | 7055.4 | 7055.4 | LP20 | LP20 | circuit breaker VL1250H high breaking capacity Icu=70kA, 415V AC 3-pole, line protection trip unit ETU12, LIG 3 phases/3 lines In=1000A, rated current IR=400...1000A, overload protection, II=1.25 to 11xIN, short-circuit protection without auxiliary release ETU communication-capable without auxiliary/alarm switch with Safety Label for USA | - | 0 | 0
3VL7710-2NA46-0AA0 |  | 3VL7710-2NA46-0AA0 | 1 | UN | 1 | 5 | B | D | EAR99 | N | 85362090 | 1 | 4011209819788 | 34.22 | KG | 8272 | 8272 | LP20 | LP20 | circuit breaker VL1250H high breaking capacity Icu=70kA, 415V AC 4-pole, line protection trip unit ETU10, LIN In=1000A, rated current IR=400...1000A, overload protection, II=1.25 to 11xIN, short-circuit protection N protected without auxiliary release ETU communication-capable without auxiliary/alarm switch | - | 0 | 0
3VL7710-2NA46-0AA0-Z | U01 | 3VL7710-2NA46-0AA0-ZU01 | 1 | UN | 1 | 5 | B | D | EAR99 | N | 85362090 | 1 |  | 33.5 | KG | 8320.4 | 8320.4 | LP20 | LP20 | circuit breaker VL1250H high breaking capacity Icu=70kA, 415V AC 4-pole, line protection trip unit ETU10, LIN In=1000A, rated current IR=400...1000A, overload protection, II=1.25 to 11xIN, short-circuit protection N protected without auxiliary release ETU communication-capable without auxiliary/alarm switch with Safety Label for USA | - | 0 | 0
3VL7710-2NB46-0AA0 |  | 3VL7710-2NB46-0AA0 | 1 | UN | 1 | 5 | B | D | EAR99 | N | 85362090 | 1 | 4011209819801 | 34.22 | KG | 7898 | 7898 | LP20 | LP20 | circuit breaker VL1250H high breaking capacity Icu=70kA, 415V AC 4-pole, line protection trip unit ETU10, LI In=1000A, rated current IR=400...1000A, overload protection, II=1.25 to 11xIN, short-circuit protection without auxiliary release ETU communication-capable without auxiliary/alarm switch | - | 0 | 0
3VL7710-2NB46-0AA0-Z | U01 | 3VL7710-2NB46-0AA0-ZU01 | 1 | UN | 1 | 5 | B | D | EAR99 | N | 85362090 | 1 |  | 33.5 | KG | 7946.4 | 7946.4 | LP20 | LP20 | circuit breaker VL1250H high breaking capacity Icu=70kA, 415V AC 4-pole, line protection trip unit ETU10, LI In=1000A, rated current IR=400...1000A, overload protection, II=1.25 to 11xIN, short-circuit protection without auxiliary release ETU communication-capable without auxiliary/alarm switch with Safety Label for USA | - | 0 | 0
3VL7710-2NE46-0AA0 |  | 3VL7710-2NE46-0AA0 | 1 | UN | 1 | 5 | B | D | EAR99 | N | 85362090 | 1 | 4011209819825 | 34.22 | KG | 7986 | 7986 | LP20 | LP20 | circuit breaker VL1250H high breaking capacity Icu=70kA, 415V AC 4-pole, line protection trip unit ETU20, LSI In=1000A, rated current IR=400...1000A, overload protection, ISD=1.5 to 10xIR, II=11 xIN short-circuit protection without auxiliary release ETU communication-capable without auxiliary/alarm switch | - | 0 | 0
3VL7710-2NE46-0AA0-Z | U01 | 3VL7710-2NE46-0AA0-ZU01 | 1 | UN | 1 | 5 | B | D | EAR99 | N | 85362090 | 1 |  | 33.5 | KG | 8034.4 | 8034.4 | LP20 | LP20 | circuit breaker VL1250H high breaking capacity Icu=70kA, 415V AC 4-pole, line protection trip unit ETU20, LSI In=1000A, rated current IR=400...1000A, overload protection, ISD=1.5 to 10xIR, II=11 xIN short-circuit protection without auxiliary release ETU communication-capable without auxiliary/alarm switch with Safety Label for USA | - | 0 | 0
3VL7710-2NF46-0AA0 |  | 3VL7710-2NF46-0AA0 | 1 | UN | 1 | 5 | B | D | EAR99 | N | 85362090 | 1 | 4011209819849 | 34.22 | KG | 8426 | 8426 | LP20 | LP20 | circuit breaker VL1250H high breaking capacity Icu=70kA, 415V AC 4-pole, line protection trip unit ETU20, LSI In=1000A, rated current IR=400...1000A, overload protection, ISD=1.5 to 10xIR, II=11 xIN short-circuit protection N protected without auxiliary release ETU communication-capable without auxiliary/alarm switch | - | 0 | 0
3VL7710-2NF46-0AA0-Z | U01 | 3VL7710-2NF46-0AA0-ZU01 | 1 | UN | 1 | 5 | B | D | EAR99 | N | 85362090 | 1 |  | 33.5 | KG | 8474.4 | 8474.4 | LP20 | LP20 | circuit breaker VL1250H high breaking capacity Icu=70kA, 415V AC 4-pole, line protection trip unit ETU20, LSI In=1000A, rated current IR=400...1000A, overload protection, ISD=1.5 to 10xIR, II=11 xIN short-circuit protection N protected without auxiliary release ETU communication-capable without auxiliary/alarm switch with Safety Label for USA | - | 0 | 0
3VL7710-2NH46-0AA0 |  | 3VL7710-2NH46-0AA0 | 1 | UN | 1 | 5 | B | D | EAR99 | N | 85362090 | 1 | 4011209819863 | 34.22 | KG | 9878 | 9878 | LP20 | LP20 | circuit breaker VL1250H high breaking capacity Icu=70kA, 415V AC 4-pole, line protection trip unit ETU22, LSIG In=1000A, rated current IR=400...1000A, overload protection, ISD=1.5 to 10xIR, II=11 xIN short-circuit protection N protected without auxiliary release ETU communication-capable without auxiliary/alarm switch | - | 0 | 0
3VL7710-2NH46-0AA0-Z | U01 | 3VL7710-2NH46-0AA0-ZU01 | 1 | UN | 1 | 5 | B | D | EAR99 | N | 85362090 | 1 |  | 33.5 | KG | 9926.4 | 9926.4 | LP20 | LP20 | circuit breaker VL1250H high breaking capacity Icu=70kA, 415V AC 4-pole, line protection trip unit ETU22, LSIG In=1000A, rated current IR=400...1000A, overload protection, ISD=1.5 to 10xIR, II=11 xIN short-circuit protection N protected without auxiliary release ETU communication-capable without auxiliary/alarm switch with Safety Label for USA | - | 0 | 0
3VL7710-2NN46-0AA0 |  | 3VL7710-2NN46-0AA0 | 1 | UN | 1 | 5 | B | D | EAR99 | N | 85362090 | 1 | 4011209819887 | 34.22 | KG | 9713 | 9713 | LP20 | LP20 | circuit breaker VL1250H high breaking capacity Icu=70kA, 415V AC 4-pole, line protection trip unit ETU12, LIG In=1000A, rated current IR=400...1000A, overload protection, II=1.25 to 11xIN, short-circuit protection N protected without auxiliary release ETU communication-capable without auxiliary/alarm switch | - | 0 | 0
3VL7710-2NN46-0AA0-Z | U01 | 3VL7710-2NN46-0AA0-ZU01 | 1 | UN | 1 | 5 | B | D | EAR99 | N | 85362090 | 1 |  | 33.5 | KG | 9761.4 | 9761.4 | LP20 | LP20 | circuit breaker VL1250H high breaking capacity Icu=70kA, 415V AC 4-pole, line protection trip unit ETU12, LIG In=1000A, rated current IR=400...1000A, overload protection, II=1.25 to 11xIN, short-circuit protection N protected without auxiliary release ETU communication-capable without auxiliary/alarm switch with Safety Label for USA | - | 0 | 0
3VL7710-2SB36-0AA0 |  | 3VL7710-2SB36-0AA0 | 1 | UN | 1 | 5 | B | D | EAR99 | N | 85362090 | 1 | 4011209819429 | 26.3 | KG | 5951 | 5458.3 | LP20 | LP20 | circuit breaker VL1250H high breaking capacity Icu=70kA, 415V AC 3-pole, line protection trip unit ETU10, LI In=1000A, rated current IR=400...1000A, overload protection, II=1.25 to 11xIN, short-circuit protection without auxiliary release without auxiliary/alarm switch | - | 0 | 0
3VL7710-2SB36-0AA0-Z | U01 | 3VL7710-2SB36-0AA0-ZU01 | 1 | UN | 1 | 5 | B | D | EAR99 | N | 85362090 | 1 |  | 25 | KG | 5999.4 | 5999.4 | LP20 | LP20 | circuit breaker VL1250H high breaking capacity Icu=70kA, 415V AC 3-pole, line protection trip unit ETU10, LI In=1000A, rated current IR=400...1000A, overload protection, II=1.25 to 11xIN, short-circuit protection without auxiliary release without auxiliary/alarm switch with Safety Label for USA | - | 0 | 0
3VL7710-2SB36-2PC1-Z | U01 | 3VL7710-2SB36-2PC1-ZU01 | 1 | UN | 1 | 5 | B | D | EAR99 | N | 85362090 | 1 |  | 25 | KG | 6370.1 | 6370.1 | LP20 | LP20 | circuit breaker VL1250H high breaking capacity Icu=70kA, 415V AC 3-pole, line protection trip unit ETU10, LI In=1000A, rated current IR=400...1000A, overload protection, II=1.25 to 11xIN, short-circuit protection Undervoltage release 24 V DC Auxiliary switch mounting kit 4 AUX (2 NO + 2 NC) with Safety Label for USA | - | 0 | 0
3VL7710-2SE36-0AA0 |  | 3VL7710-2SE36-0AA0 | 1 | UN | 1 | 5 | B | D | EAR99 | N | 85362090 | 1 | 4011209819443 | 26.14 | KG | 6061 | 5545.9 | LP20 | LP20 | circuit breaker VL1250H high breaking capacity Icu=70kA, 415V AC 3-pole, line protection trip unit ETU20, LSI In=1000A, rated current IR=400...1000A, overload protection, ISD=1.5 to 10xIR, II=11 xIN short-circuit protection without auxiliary release without auxiliary/alarm switch | - | 0 | 0
3VL7710-2SE36-0AA0-Z | U01 | 3VL7710-2SE36-0AA0-ZU01 | 1 | UN | 1 | 5 | B | D | EAR99 | N | 85362090 | 1 |  | 25 | KG | 6109.4 | 6109.4 | LP20 | LP20 | circuit breaker VL1250H high breaking capacity Icu=70kA, 415V AC 3-pole, line protection trip unit ETU20, LSI In=1000A, rated current IR=400...1000A, overload protection, ISD=1.5 to 10xIR, II=11 xIN short-circuit protection without auxiliary release without auxiliary/alarm switch with Safety Label for USA | - | 0 | 0
3VL7710-2SF36-0AA0 |  | 3VL7710-2SF36-0AA0 | 1 | UN | 1 | 5 | B | D | EAR99 | N | 85362090 | 1 | 4011209819467 | 26.3 | KG | 7447 | 7447 | LP20 | LP20 | circuit breaker VL1250H high breaking capacity Icu=70kA, 415V AC 3-pole, line protection trip unit ETU12, LIG 3 phases/4 lines In=1000A, rated current IR=400...1000A, overload protection, II=1.25 to 11xIN, short-circuit protection without auxiliary release without auxiliary/alarm switch | - | 0 | 0
3VL7710-2SF36-0AA0-Z | U01 | 3VL7710-2SF36-0AA0-ZU01 | 1 | UN | 1 | 5 | B | D | EAR99 | N | 85362090 | 1 |  | 25 | KG | 7495.4 | 7495.4 | LP20 | LP20 | circuit breaker VL1250H high breaking capacity Icu=70kA, 415V AC 3-pole, line protection trip unit ETU12, LIG 3 phases/4 lines In=1000A, rated current IR=400...1000A, overload protection, II=1.25 to 11xIN, short-circuit protection without auxiliary release without auxiliary/alarm switch with Safety Label for USA | - | 0 | 0
3VL7710-2SG36-0AA0 |  | 3VL7710-2SG36-0AA0 | 1 | UN | 1 | 5 | B | D | EAR99 | N | 85362090 | 1 | 4011209819481 | 26.3 | KG | 7029 | 7029 | LP20 | LP20 | circuit breaker VL1250H high breaking capacity Icu=70kA, 415V AC 3-pole, line protection trip unit ETU22, LSIG 3 phases/3 lines In=1000A, rated current IR=400...1000A, overload protection, ISD=1.5 to 10xIR, II=11xIN short-circuit protection without auxiliary release without auxiliary/alarm switch | - | 0 | 0
3VL7710-2SG36-0AA0-Z | U01 | 3VL7710-2SG36-0AA0-ZU01 | 1 | UN | 1 | 5 | B | D | EAR99 | N | 85362090 | 1 |  | 25 | KG | 7077.4 | 7077.4 | LP20 | LP20 | circuit breaker VL1250H high breaking capacity Icu=70kA, 415V AC 3-pole, line protection trip unit ETU22, LSIG 3 phases/3 lines In=1000A, rated current IR=400...1000A, overload protection, ISD=1.5 to 10xIR, II=11xIN short-circuit protection without auxiliary release without auxiliary/alarm switch with Safety Label for USA | - | 0 | 0
3VL7710-2SH36-0AA0 |  | 3VL7710-2SH36-0AA0 | 1 | UN | 1 | 5 | B | D | EAR99 | N | 85362090 | 1 | 4011209819504 | 26.3 | KG | 7029 | 7029 | LP20 | LP20 | circuit breaker VL1250H high breaking capacity Icu=70kA, 415V AC 3-pole, line protection trip unit ETU22, LSIG 3 phases/4 lines with connecting cable In=1000A, rated current IR=400...1000A, overload protection, ISD=1.5 to 10xIR, II=11xIN short-circuit protection without auxiliary release without auxiliary/alarm switch | - | 0 | 0
3VL7710-2SH36-0AA0-Z | U01 | 3VL7710-2SH36-0AA0-ZU01 | 1 | UN | 1 | 5 | B | D | EAR99 | N | 85362090 | 1 |  | 25 | KG | 7077.4 | 7077.4 | LP20 | LP20 | circuit breaker VL1250H high breaking capacity Icu=70kA, 415V AC 3-pole, line protection trip unit ETU22, LSIG 3 phases/4 lines with connecting cable In=1000A, rated current IR=400...1000A, overload protection, ISD=1.5 to 10xIR, II=11xIN short-circuit protection without auxiliary release without auxiliary/alarm switch with Safety Label for USA | - | 0 | 0
3VL7710-2SL36-0AA0 |  | 3VL7710-2SL36-0AA0 | 1 | UN | 1 | 5 | B | D | EAR99 | N | 85362090 | 1 | 4011209819528 | 26.3 | KG | 6919 | 6919 | LP20 | LP20 | circuit breaker VL1250H high breaking capacity Icu=70kA, 415V AC 3-pole, line protection trip unit ETU12, LIG 3 phases/3 lines In=1000A, rated current IR=400...1000A, overload protection, II=1.25 to 11xIN, short-circuit protection without auxiliary release without auxiliary/alarm switch | - | 0 | 0
3VL7710-2SL36-0AA0-Z | U01 | 3VL7710-2SL36-0AA0-ZU01 | 1 | UN | 1 | 5 | B | D | EAR99 | N | 85362090 | 1 |  | 25 | KG | 6967.4 | 6967.4 | LP20 | LP20 | circuit breaker VL1250H high breaking capacity Icu=70kA, 415V AC 3-pole, line protection trip unit ETU12, LIG 3 phases/3 lines In=1000A, rated current IR=400...1000A, overload protection, II=1.25 to 11xIN, short-circuit protection without auxiliary release without auxiliary/alarm switch with Safety Label for USA | - | 0 | 0
3VL7710-2TA46-0AA0 |  | 3VL7710-2TA46-0AA0 | 1 | UN | 1 | 5 | B | D | EAR99 | N | 85362090 | 1 | 4011209819665 | 34.22 | KG | 8206 | 8206 | LP20 | LP20 | circuit breaker VL1250H high breaking capacity Icu=70kA, 415V AC 4-pole, line protection trip unit ETU10, LIN In=1000A, rated current IR=400...1000A, overload protection, II=1.25 to 11xIN, short-circuit protection N protected without auxiliary release without auxiliary/alarm switch | - | 0 | 0
3VL7710-2TA46-0AA0-Z | U01 | 3VL7710-2TA46-0AA0-ZU01 | 1 | UN | 1 | 5 | B | D | EAR99 | N | 85362090 | 1 |  | 33.5 | KG | 8254.4 | 8254.4 | LP20 | LP20 | circuit breaker VL1250H high breaking capacity Icu=70kA, 415V AC 4-pole, line protection trip unit ETU10, LIN In=1000A, rated current IR=400...1000A, overload protection, II=1.25 to 11xIN, short-circuit protection N protected without auxiliary release without auxiliary/alarm switch with Safety Label for USA | - | 0 | 0
3VL7710-2TB46-0AA0 |  | 3VL7710-2TB46-0AA0 | 1 | UN | 1 | 5 | B | D | EAR99 | N | 85362090 | 1 | 4011209819689 | 34.22 | KG | 7821 | 7821 | LP20 | LP20 | circuit breaker VL1250H high breaking capacity Icu=70kA, 415V AC 4-pole, line protection trip unit ETU10, LI In=1000A, rated current IR=400...1000A, overload protection, II=1.25 to 11xIN, short-circuit protection without auxiliary release without auxiliary/alarm switch | - | 0 | 0
3VL7710-2TB46-0AA0-Z | U01 | 3VL7710-2TB46-0AA0-ZU01 | 1 | UN | 1 | 5 | B | D | EAR99 | N | 85362090 | 1 |  | 33.5 | KG | 7869.4 | 7869.4 | LP20 | LP20 | circuit breaker VL1250H high breaking capacity Icu=70kA, 415V AC 4-pole, line protection trip unit ETU10, LI In=1000A, rated current IR=400...1000A, overload protection, II=1.25 to 11xIN, short-circuit protection without auxiliary release without auxiliary/alarm switch with Safety Label for USA | - | 0 | 0
3VL7710-2TE46-0AA0 |  | 3VL7710-2TE46-0AA0 | 1 | UN | 1 | 5 | B | D | EAR99 | N | 85362090 | 1 | 4011209819702 | 34.22 | KG | 7898 | 7898 | LP20 | LP20 | circuit breaker VL1250H high breaking capacity Icu=70kA, 415V AC 4-pole, line protection trip unit ETU20, LSI In=1000A, rated current IR=400...1000A, overload protection, ISD=1.5 to 10xIR, II=11 xIN short-circuit protection N unprotected without auxiliary release without auxiliary/alarm switch | - | 0 | 0
3VL7710-2TE46-0AA0-Z | U01 | 3VL7710-2TE46-0AA0-ZU01 | 1 | UN | 1 | 5 | B | D | EAR99 | N | 85362090 | 1 |  | 33.5 | KG | 7946.4 | 7946.4 | LP20 | LP20 | circuit breaker VL1250H high breaking capacity Icu=70kA, 415V AC 4-pole, line protection trip unit ETU20, LSI In=1000A, rated current IR=400...1000A, overload protection, ISD=1.5 to 10xIR, II=11 xIN short-circuit protection N unprotected without auxiliary release without auxiliary/alarm switch with Safety Label for USA | - | 0 | 0
3VL7710-2TF46-0AA0 |  | 3VL7710-2TF46-0AA0 | 1 | UN | 1 | 5 | B | D | EAR99 | N | 85362090 | 1 | 4011209819726 | 34.22 | KG | 8294 | 7607.5 | LP20 | LP20 | circuit breaker VL1250H high breaking capacity Icu=70kA, 415V AC 4-pole, line protection trip unit ETU20, LSI In=1000A, rated current IR=400...1000A, overload protection, ISD=1.5 to 10xIR, II=11 xIN short-circuit protection N protected without auxiliary release without auxiliary/alarm switch | - | 0 | 0
3VL7710-2TF46-0AA0-Z | U01 | 3VL7710-2TF46-0AA0-ZU01 | 1 | UN | 1 | 5 | B | D | EAR99 | N | 85362090 | 1 |  | 33.5 | KG | 8342.4 | 8342.4 | LP20 | LP20 | circuit breaker VL1250H high breaking capacity Icu=70kA, 415V AC 4-pole, line protection trip unit ETU20, LSI In=1000A, rated current IR=400...1000A, overload protection, ISD=1.5 to 10xIR, II=11 xIN short-circuit protection N protected without auxiliary release without auxiliary/alarm switch with Safety Label for USA | - | 0 | 0
3VL7710-2TH46-0AA0 |  | 3VL7710-2TH46-0AA0 | 1 | UN | 1 | 5 | B | D | EAR99 | N | 85362090 | 1 | 4011209819740 | 34.22 | KG | 9790 | 9790 | LP20 | LP20 | circuit breaker VL1250H high breaking capacity Icu=70kA, 415V AC 4-pole, line protection trip unit ETU22, LSIG In=1000A, rated current IR=400...1000A, overload protection, ISD=1.5 to 10xIR, II=11 xIN short-circuit protection N protected without auxiliary release without auxiliary/alarm switch | - | 0 | 0
3VL7710-2TH46-0AA0-Z | U01 | 3VL7710-2TH46-0AA0-ZU01 | 1 | UN | 1 | 5 | B | D | EAR99 | N | 85362090 | 1 |  | 33.5 | KG | 9838.4 | 9838.4 | LP20 | LP20 | circuit breaker VL1250H high breaking capacity Icu=70kA, 415V AC 4-pole, line protection trip unit ETU22, LSIG In=1000A, rated current IR=400...1000A, overload protection, ISD=1.5 to 10xIR, II=11 xIN short-circuit protection N protected without auxiliary release without auxiliary/alarm switch with Safety Label for USA | - | 0 | 0
3VL7710-2TN46-0AA0 |  | 3VL7710-2TN46-0AA0 | 1 | UN | 1 | 5 | B | D | EAR99 | N | 85362090 | 1 | 4011209819764 | 34.22 | KG | 9603 | 9603 | LP20 | LP20 | circuit breaker VL1250H high breaking capacity Icu=70kA, 415V AC 4-pole, line protection trip unit ETU12, LIG In=1000A, rated current IR=400...1000A, overload protection, II=1.25 to 11xIN, short-circuit protection N protected without auxiliary release without auxiliary/alarm switch | - | 0 | 0
3VL7710-2TN46-0AA0-Z | U01 | 3VL7710-2TN46-0AA0-ZU01 | 1 | UN | 1 | 5 | B | D | EAR99 | N | 85362090 | 1 |  | 33.5 | KG | 9651.4 | 9651.4 | LP20 | LP20 | circuit breaker VL1250H high breaking capacity Icu=70kA, 415V AC 4-pole, line protection trip unit ETU12, LIG In=1000A, rated current IR=400...1000A, overload protection, II=1.25 to 11xIN, short-circuit protection N protected without auxiliary release without auxiliary/alarm switch with Safety Label for USA | - | 0 | 0
3VL7710-2UH36-0AA0 |  | 3VL7710-2UH36-0AA0 | 1 | UN | 1 | 5 | B | D | EAR99 | N | 85362090 | 1 | 4011209888135 | 26.3 | KG | 9064 | 9064 | LP20 | LP20 | circuit breaker VL1250H high breaking capacity Icu=70kA, 415V AC 3-pole, line protection trip unit LCD ETU40, LI/LS/LSI In=1000A, rated current IR=400...1000A, overload protection, ISD=1.5 to 10xIR, II=11 xIN short-circuit protection without auxiliary release without auxiliary/alarm switch | - | 0 | 0
3VL7710-2UH36-0AA0-Z | U01 | 3VL7710-2UH36-0AA0-ZU01 | 1 | UN | 1 | 5 | B | D | EAR99 | N | 85362090 | 1 |  | 25 | KG | 9112.4 | 9112.4 | LP20 | LP20 | circuit breaker VL1250H high breaking capacity Icu=70kA, 415V AC 3-pole, line protection trip unit LCD ETU40, LI/LS/LSI In=1000A, rated current IR=400...1000A, overload protection, ISD=1.5 to 10xIR, II=11 xIN short-circuit protection without auxiliary release without auxiliary/alarm switch with Safety Label for USA | - | 0 | 0
3VL7710-2UJ46-0AA0 |  | 3VL7710-2UJ46-0AA0 | 1 | UN | 1 | 5 | B | D | EAR99 | N | 85362090 | 1 | 4011209888494 | 34.22 | KG | 11660 | 11660 | LP20 | LP20 | circuit breaker VL1250H high breaking capacity Icu=70kA, 415V AC 4-pole, line protection trip unit LCD ETU40, LI/LS/LSI In=1000A, rated current IR=400...1000A, overload protection, ISD=1.5 to 10xIR, II=11 xIN short-circuit protection N protected without auxiliary release without auxiliary/alarm switch | - | 0 | 0
3VL7710-2UJ46-0AA0-Z | U01 | 3VL7710-2UJ46-0AA0-ZU01 | 1 | UN | 1 | 5 | B | D | EAR99 | N | 85362090 | 1 |  | 33.5 | KG | 11708.4 | 11708.4 | LP20 | LP20 | circuit breaker VL1250H high breaking capacity Icu=70kA, 415V AC 4-pole, line protection trip unit LCD ETU40, LI/LS/LSI In=1000A, rated current IR=400...1000A, overload protection, ISD=1.5 to 10xIR, II=11 xIN short-circuit protection N protected without auxiliary release without auxiliary/alarm switch with Safety Label for USA | - | 0 | 0
3VL7710-2UL36-0AA0 |  | 3VL7710-2UL36-0AA0 | 1 | UN | 1 | 5 | B | D | EAR99 | N | 85362090 | 1 | 4011209888258 | 26.3 | KG | 9064 | 9064 | LP20 | LP20 | circuit breaker VL1250H high breaking capacity Icu=70kA, 415V AC 3-pole, line protection trip unit LCD ETU42, LSIG 3 phases/3 lines In=1000A, rated current IR=400...1000A, overload protection, ISD=1.5 to 10xIR, II=11xIN short-circuit protection without auxiliary release without auxiliary/alarm switch | - | 0 | 0
3VL7710-2UL36-0AA0-Z | U01 | 3VL7710-2UL36-0AA0-ZU01 | 1 | UN | 1 | 5 | B | D | EAR99 | N | 85362090 | 1 |  | 25 | KG | 9112.4 | 9112.4 | LP20 | LP20 | circuit breaker VL1250H high breaking capacity Icu=70kA, 415V AC 3-pole, line protection trip unit LCD ETU42, LSIG 3 phases/3 lines In=1000A, rated current IR=400...1000A, overload protection, ISD=1.5 to 10xIR, II=11xIN short-circuit protection without auxiliary release without auxiliary/alarm switch with Safety Label for USA | - | 0 | 0
3VL7710-2UM36-0AA0 |  | 3VL7710-2UM36-0AA0 | 1 | UN | 1 | 5 | B | D | EAR99 | N | 85362090 | 1 | 4011209888371 | 26.3 | KG | 9064 | 9064 | LP20 | LP20 | circuit breaker VL1250H high breaking capacity Icu=70kA, 415V AC 3-pole, line protection trip unit LCD ETU42, LSIG 3 phases/4 lines with connecting cable In=1000A, rated current IR=400...1000A, overload protection, ISD=1.5 to 10xIR, II=11xIN short-circuit protection without auxiliary release without auxiliary/alarm switch | - | 0 | 0
3VL7710-2UM36-0AA0-Z | U01 | 3VL7710-2UM36-0AA0-ZU01 | 1 | UN | 1 | 5 | B | D | EAR99 | N | 85362090 | 1 |  | 25 | KG | 9112.4 | 9112.4 | LP20 | LP20 | circuit breaker VL1250H high breaking capacity Icu=70kA, 415V AC 3-pole, line protection trip unit LCD ETU42, LSIG 3 phases/4 lines with connecting cable In=1000A, rated current IR=400...1000A, overload protection, ISD=1.5 to 10xIR, II=11xIN short-circuit protection without auxiliary release without auxiliary/alarm switch with Safety Label for USA | - | 0 | 0
3VL7710-2UN46-0AA0 |  | 3VL7710-2UN46-0AA0 | 1 | UN | 1 | 5 | B | D | EAR99 | N | 85362090 | 1 | 4011209888616 | 34.22 | KG | 11660 | 11660 | LP20 | LP20 | circuit breaker VL1250H high breaking capacity Icu=70kA, 415V AC 4-pole, line protection trip unit LCD ETU42, LSIG In=1000A, rated current IR=400...1000A, overload protection, ISD=1.5 to 10xIR, II=11 xIN short-circuit protection N protected with ground-fault protection without auxiliary release without auxiliary/alarm switch | - | 0 | 0
3VL7710-2UN46-0AA0-Z | U01 | 3VL7710-2UN46-0AA0-ZU01 | 1 | UN | 1 | 5 | B | D | EAR99 | N | 85362090 | 1 |  | 33.5 | KG | 11708.4 | 11708.4 | LP20 | LP20 | circuit breaker VL1250H high breaking capacity Icu=70kA, 415V AC 4-pole, line protection trip unit LCD ETU42, LSIG In=1000A, rated current IR=400...1000A, overload protection, ISD=1.5 to 10xIR, II=11 xIN short-circuit protection N protected with ground-fault protection without auxiliary release without auxiliary/alarm switch with Safety Label for USA | - | 0 | 0
3VL7710-3CJ46-0AA0-Z | U01 | 3VL7710-3CJ46-0AA0-ZU01 | 1 | UN | 1 | 30 | D | D | EAR99 | N | 85362090 | 1 |  | 33.5 | KG | 21498.4 | 21498.4 | LP20 | LP20 | circuit breaker VL1250L very high breaking capacity Icu=100kA, 415V AC 4-pole, line protection trip unit LCD ETU40, LI/LS/LSI In=1000A, rated current IR=400...1000A, overload protection, ISD=1.5 to 10xIR, II=11 xIN short-circuit protection N protected without auxiliary release without auxiliary/alarm switch with Safety Label for USA | - | 0 | 0
3VL7710-3CL36-0AA0-Z | U01 | 3VL7710-3CL36-0AA0-ZU01 | 1 | UN | 1 | 30 | D | D | EAR99 | N | 85362090 | 1 |  | 25 | KG | 16878.4 | 16878.4 | LP20 | LP20 | circuit breaker VL1250L very high breaking capacity Icu=100kA, 415V AC 3-pole, line protection trip unit LCD ETU42, LSIG 3 phases/3 lines In=1000A, rated current IR=400...1000A, overload protection, ISD=1.5 to 10xIR, II=11xIN short-circuit protection without auxiliary release without auxiliary/alarm switch with Safety Label for USA | - | 0 | 0
3VL7710-3CN46-0AA0-Z | U01 | 3VL7710-3CN46-0AA0-ZU01 | 1 | UN | 1 | 30 | D | D | EAR99 | N | 85362090 | 1 |  | 33.5 | KG | 21498.4 | 21498.4 | LP20 | LP20 | circuit breaker VL1250L very high breaking capacity Icu=100kA, 415V AC 4-pole, line protection trip unit LCD ETU42, LSIG In=1000A, rated current IR=400...1000A, overload protection, ISD=1.5 to 10xIR, II=11 xIN short-circuit protection N protected with ground-fault protection without auxiliary release without auxiliary/alarm switch with Safety Label for USA | - | 0 | 0
3VL7710-3LA46-0AA0 |  | 3VL7710-3LA46-0AA0 | 1 | UN | 1 | 5 | B | D | EAR99 | N | 85362090 | 1 | 4011209875852 | 34.22 | KG | 10593 | 10593 | LP20 | LP20 | circuit breaker VL1250L very high breaking capacity Icu=100kA, 415V AC 4-pole, line protection trip unit ETU10, LI In=1000A, rated current IR=400...1000A, overload protection, II=1.25 to 11xIN, short-circuit protection N protected shipbuilding certificate for LRS, DNV and gL without auxiliary release without auxiliary/alarm switch | - | 0 | 0
3VL7710-3LA46-0AA0-Z | U01 | 3VL7710-3LA46-0AA0-ZU01 | 1 | UN | 1 | 5 | B | D | EAR99 | N | 85362090 | 1 |  | 33.5 | KG | 10641.4 | 10641.4 | LP20 | LP20 | circuit breaker VL1250L very high breaking capacity Icu=100kA, 415V AC 4-pole, line protection trip unit ETU10, LI In=1000A, rated current IR=400...1000A, overload protection, II=1.25 to 11xIN, short-circuit protection N protected shipbuilding certificate for LRS, DNV and gL without auxiliary release without auxiliary/alarm switch with Safety Label for USA | - | 0 | 0
3VL7710-3LB36-0AA0 |  | 3VL7710-3LB36-0AA0 | 1 | UN | 1 | 5 | B | D | EAR99 | N | 85362090 | 1 | 4011209875616 | 26.3 | KG | 7788 | 7788 | LP20 | LP20 | circuit breaker VL1250L very high breaking capacity Icu=100kA, 415V AC 3-pole, line protection trip unit ETU10, LI In=1000A, rated current IR=400...1000A, overload protection, II=1.25 to 11xIN, short-circuit protection shipbuilding certificate for LRS, DNV and gL without auxiliary release without auxiliary/alarm switch | - | 0 | 0
3VL7710-3LB36-0AA0-Z | U01 | 3VL7710-3LB36-0AA0-ZU01 | 1 | UN | 1 | 5 | B | D | EAR99 | N | 85362090 | 1 |  | 25 | KG | 7836.4 | 7836.4 | LP20 | LP20 | circuit breaker VL1250L very high breaking capacity Icu=100kA, 415V AC 3-pole, line protection trip unit ETU10, LI In=1000A, rated current IR=400...1000A, overload protection, II=1.25 to 11xIN, short-circuit protection shipbuilding certificate for LRS, DNV and gL without auxiliary release without auxiliary/alarm switch with Safety Label for USA | - | 0 | 0
3VL7710-3LE36-0AA0 |  | 3VL7710-3LE36-0AA0 | 1 | UN | 1 | 5 | B | D | EAR99 | N | 85362090 | 1 | 4011209875739 | 26.3 | KG | 7854 | 7854 | LP20 | LP20 | circuit breaker VL1250L very high breaking capacity Icu=100kA, 415V AC 3-pole, line protection trip unit ETU20, LSI In=1000A, rated current IR=400...1000A, overload protection, ISD=1.5 to 10xIR, II=11 xIN short-circuit protection shipbuilding certificate for LRS, DNV and gL without auxiliary release without auxiliary/alarm switch | - | 0 | 0
3VL7710-3LE36-0AA0-Z | U01 | 3VL7710-3LE36-0AA0-ZU01 | 1 | UN | 1 | 5 | B | D | EAR99 | N | 85362090 | 1 |  | 25 | KG | 7902.4 | 7902.4 | LP20 | LP20 | circuit breaker VL1250L very high breaking capacity Icu=100kA, 415V AC 3-pole, line protection trip unit ETU20, LSI In=1000A, rated current IR=400...1000A, overload protection, ISD=1.5 to 10xIR, II=11 xIN short-circuit protection shipbuilding certificate for LRS, DNV and gL without auxiliary release without auxiliary/alarm switch with Safety Label for USA | - | 0 | 0
3VL7710-3LF46-0AA0 |  | 3VL7710-3LF46-0AA0 | 1 | UN | 1 | 5 | B | D | EAR99 | N | 85362090 | 1 | 4011209875975 | 34.22 | KG | 10692 | 10692 | LP20 | LP20 | circuit breaker VL1250L very high breaking capacity Icu=100kA, 415V AC 4-pole, line protection trip unit ETU20, LSI In=1000A, rated current IR=400...1000A, overload protection, ISD=1.5 to 10xIR, II=11 xIN short-circuit protection N protected shipbuilding certificate for LRS, DNV and gL without auxiliary release without auxiliary/alarm switch | - | 0 | 0
3VL7710-3LF46-0AA0-Z | U01 | 3VL7710-3LF46-0AA0-ZU01 | 1 | UN | 1 | 5 | B | D | EAR99 | N | 85362090 | 1 |  | 33.5 | KG | 10740.4 | 10740.4 | LP20 | LP20 | circuit breaker VL1250L very high breaking capacity Icu=100kA, 415V AC 4-pole, line protection trip unit ETU20, LSI In=1000A, rated current IR=400...1000A, overload protection, ISD=1.5 to 10xIR, II=11 xIN short-circuit protection N protected shipbuilding certificate for LRS, DNV and gL without auxiliary release without auxiliary/alarm switch with Safety Label for USA | - | 0 | 0
3VL7710-3MB36-0AA0 |  | 3VL7710-3MB36-0AA0 | 1 | UN | 1 | 5 | B | D | EAR99 | N | 85362090 | 1 | 4011209820982 | 26.3 | KG | 6864 | 6864 | LP20 | LP20 | circuit breaker VL1250L very high breaking capacity Icu=100kA, 415V AC 3-pole, line protection trip unit ETU10, LI In=1000A, rated current IR=400...1000A, overload protection, II=1.25 to 11xIN, short-circuit protection without auxiliary release ETU communication-capable without auxiliary/alarm switch | - | 0 | 0
3VL7710-3MB36-0AA0-Z | U01 | 3VL7710-3MB36-0AA0-ZU01 | 1 | UN | 1 | 5 | B | D | EAR99 | N | 85362090 | 1 |  | 25 | KG | 6912.4 | 6912.4 | LP20 | LP20 | circuit breaker VL1250L very high breaking capacity Icu=100kA, 415V AC 3-pole, line protection trip unit ETU10, LI In=1000A, rated current IR=400...1000A, overload protection, II=1.25 to 11xIN, short-circuit protection without auxiliary release ETU communication-capable without auxiliary/alarm switch with Safety Label for USA | - | 0 | 0
3VL7710-3ME36-0AA0 |  | 3VL7710-3ME36-0AA0 | 1 | UN | 1 | 5 | B | D | EAR99 | N | 85362090 | 1 | 4011209821002 | 26.3 | KG | 6941 | 6941 | LP20 | LP20 | circuit breaker VL1250L very high breaking capacity Icu=100kA, 415V AC 3-pole, line protection trip unit ETU20, LSI In=1000A, rated current IR=400...1000A, overload protection, ISD=1.5 to 10xIR, II=11 xIN short-circuit protection without auxiliary release ETU communication-capable without auxiliary/alarm switch | - | 0 | 0
3VL7710-3ME36-0AA0-Z | U01 | 3VL7710-3ME36-0AA0-ZU01 | 1 | UN | 1 | 5 | B | D | EAR99 | N | 85362090 | 1 |  | 25 | KG | 6989.4 | 6989.4 | LP20 | LP20 | circuit breaker VL1250L very high breaking capacity Icu=100kA, 415V AC 3-pole, line protection trip unit ETU20, LSI In=1000A, rated current IR=400...1000A, overload protection, ISD=1.5 to 10xIR, II=11 xIN short-circuit protection without auxiliary release ETU communication-capable without auxiliary/alarm switch with Safety Label for USA | - | 0 | 0
3VL7710-3MF36-0AA0 |  | 3VL7710-3MF36-0AA0 | 1 | UN | 1 | 5 | B | D | EAR99 | N | 85362090 | 1 | 4011209821026 | 26.3 | KG | 8294 | 8294 | LP20 | LP20 | circuit breaker VL1250L very high breaking capacity Icu=100kA, 415V AC 3-pole, line protection trip unit ETU12, LIGN 3 phases/4 lines In=1000A, rated current IR=400...1000A, overload protection, II=1.25 to 11xIN, short-circuit protection without auxiliary release ETU communication-capable without auxiliary/alarm switch | - | 0 | 0
3VL7710-3MF36-0AA0-Z | U01 | 3VL7710-3MF36-0AA0-ZU01 | 1 | UN | 1 | 5 | B | D | EAR99 | N | 85362090 | 1 |  | 25 | KG | 8342.4 | 8342.4 | LP20 | LP20 | circuit breaker VL1250L very high breaking capacity Icu=100kA, 415V AC 3-pole, line protection trip unit ETU12, LIGN 3 phases/4 lines In=1000A, rated current IR=400...1000A, overload protection, II=1.25 to 11xIN, short-circuit protection without auxiliary release ETU communication-capable without auxiliary/alarm switch with Safety Label for USA | - | 0 | 0
3VL7710-3MG36-0AA0 |  | 3VL7710-3MG36-0AA0 | 1 | UN | 1 | 5 | B | D | EAR99 | N | 85362090 | 1 | 4011209821040 | 26.3 | KG | 7953 | 7953 | LP20 | LP20 | circuit breaker VL1250L very high breaking capacity Icu=100kA, 415V AC 3-pole, line protection trip unit ETU22, LSIG 3 phases/3 lines In=1000A, rated current IR=400...1000A, overload protection, ISD=1.5 to 10xIR, II=11xIN short-circuit protection without auxiliary release ETU communication-capable without auxiliary/alarm switch | - | 0 | 0
3VL7710-3MG36-0AA0-Z | U01 | 3VL7710-3MG36-0AA0-ZU01 | 1 | UN | 1 | 5 | B | D | EAR99 | N | 85362090 | 1 |  | 25 | KG | 8001.4 | 8001.4 | LP20 | LP20 | circuit breaker VL1250L very high breaking capacity Icu=100kA, 415V AC 3-pole, line protection trip unit ETU22, LSIG 3 phases/3 lines In=1000A, rated current IR=400...1000A, overload protection, ISD=1.5 to 10xIR, II=11xIN short-circuit protection without auxiliary release ETU communication-capable without auxiliary/alarm switch with Safety Label for USA | - | 0 | 0
3VL7710-3MH36-0AA0 |  | 3VL7710-3MH36-0AA0 | 1 | UN | 1 | 5 | B | D | EAR99 | N | 85362090 | 1 | 4011209821064 | 26.3 | KG | 7953 | 7953 | LP20 | LP20 | circuit breaker VL1250L very high breaking capacity Icu=100kA, 415V AC 3-pole, line protection trip unit ETU22, LSIG 3 phases/4 lines with connecting cable In=1000A, rated current IR=400...1000A, overload protection, ISD=1.5 to 10xIR, II=11xIN short-circuit protection without auxiliary release ETU communication-capable without auxiliary/alarm switch | - | 0 | 0
3VL7710-3MH36-0AA0-Z | U01 | 3VL7710-3MH36-0AA0-ZU01 | 1 | UN | 1 | 5 | B | D | EAR99 | N | 85362090 | 1 |  | 25 | KG | 8001.4 | 8001.4 | LP20 | LP20 | circuit breaker VL1250L very high breaking capacity Icu=100kA, 415V AC 3-pole, line protection trip unit ETU22, LSIG 3 phases/4 lines with connecting cable In=1000A, rated current IR=400...1000A, overload protection, ISD=1.5 to 10xIR, II=11xIN short-circuit protection without auxiliary release ETU communication-capable without auxiliary/alarm switch with Safety Label for USA | - | 0 | 0
3VL7710-3ML36-0AA0 |  | 3VL7710-3ML36-0AA0 | 1 | UN | 1 | 5 | B | D | EAR99 | N | 85362090 | 1 | 4011209821088 | 26.3 | KG | 7821 | 7821 | LP20 | LP20 | circuit breaker VL1250L very high breaking capacity Icu=100kA, 415V AC 3-pole, line protection trip unit ETU12, LIG 3 phases/3 lines In=1000A, rated current IR=400...1000A, overload protection, II=1.25 to 11xIN, short-circuit protection without auxiliary release ETU communication-capable without auxiliary/alarm switch | - | 0 | 0
3VL7710-3ML36-0AA0-Z | U01 | 3VL7710-3ML36-0AA0-ZU01 | 1 | UN | 1 | 5 | B | D | EAR99 | N | 85362090 | 1 |  | 25 | KG | 7869.4 | 7869.4 | LP20 | LP20 | circuit breaker VL1250L very high breaking capacity Icu=100kA, 415V AC 3-pole, line protection trip unit ETU12, LIG 3 phases/3 lines In=1000A, rated current IR=400...1000A, overload protection, II=1.25 to 11xIN, short-circuit protection without auxiliary release ETU communication-capable without auxiliary/alarm switch with Safety Label for USA | - | 0 | 0
3VL7710-3NA46-0AA0 |  | 3VL7710-3NA46-0AA0 | 1 | UN | 1 | 5 | B | D | EAR99 | N | 85362090 | 1 | 4011209821224 | 34.22 | KG | 9284 | 9284 | LP20 | LP20 | circuit breaker VL1250L very high breaking capacity Icu=100kA, 415V AC 4-pole, line protection trip unit ETU10, LIN In=1000A, rated current IR=400...1000A, overload protection, II=1.25 to 11xIN, short-circuit protection N protected without auxiliary release ETU communication-capable without auxiliary/alarm switch | - | 0 | 0
3VL7710-3NA46-0AA0-Z | U01 | 3VL7710-3NA46-0AA0-ZU01 | 1 | UN | 1 | 5 | B | D | EAR99 | N | 85362090 | 1 |  | 33.5 | KG | 9332.4 | 9332.4 | LP20 | LP20 | circuit breaker VL1250L very high breaking capacity Icu=100kA, 415V AC 4-pole, line protection trip unit ETU10, LIN In=1000A, rated current IR=400...1000A, overload protection, II=1.25 to 11xIN, short-circuit protection N protected without auxiliary release ETU communication-capable without auxiliary/alarm switch with Safety Label for USA | - | 0 | 0
3VL7710-3NB46-0AA0 |  | 3VL7710-3NB46-0AA0 | 1 | UN | 1 | 5 | B | D | EAR99 | N | 85362090 | 1 | 4011209821248 | 34.22 | KG | 8899 | 8899 | LP20 | LP20 | circuit breaker VL1250L very high breaking capacity Icu=100kA, 415V AC 4-pole, line protection trip unit ETU10, LI In=1000A, rated current IR=400...1000A, overload protection, II=1.25 to 11xIN, short-circuit protection without auxiliary release ETU communication-capable without auxiliary/alarm switch | - | 0 | 0
3VL7710-3NB46-0AA0-Z | U01 | 3VL7710-3NB46-0AA0-ZU01 | 1 | UN | 1 | 5 | B | D | EAR99 | N | 85362090 | 1 |  | 33.5 | KG | 8947.4 | 8947.4 | LP20 | LP20 | circuit breaker VL1250L very high breaking capacity Icu=100kA, 415V AC 4-pole, line protection trip unit ETU10, LI In=1000A, rated current IR=400...1000A, overload protection, II=1.25 to 11xIN, short-circuit protection without auxiliary release ETU communication-capable without auxiliary/alarm switch with Safety Label for USA | - | 0 | 0
3VL7710-3NE46-0AA0 |  | 3VL7710-3NE46-0AA0 | 1 | UN | 1 | 5 | B | D | EAR99 | N | 85362090 | 1 | 4011209821262 | 34.22 | KG | 9020 | 9020 | LP20 | LP20 | circuit breaker VL1250L very high breaking capacity Icu=100kA, 415V AC 4-pole, line protection trip unit ETU20, LSI In=1000A, rated current IR=400...1000A, overload protection, ISD=1.5 to 10xIR, II=11 xIN short-circuit protection without auxiliary release ETU communication-capable without auxiliary/alarm switch | - | 0 | 0
3VL7710-3NE46-0AA0-Z | U01 | 3VL7710-3NE46-0AA0-ZU01 | 1 | UN | 1 | 5 | B | D | EAR99 | N | 85362090 | 1 |  | 33.5 | KG | 9068.4 | 9068.4 | LP20 | LP20 | circuit breaker VL1250L very high breaking capacity Icu=100kA, 415V AC 4-pole, line protection trip unit ETU20, LSI In=1000A, rated current IR=400...1000A, overload protection, ISD=1.5 to 10xIR, II=11 xIN short-circuit protection without auxiliary release ETU communication-capable without auxiliary/alarm switch with Safety Label for USA | - | 0 | 0
3VL7710-3NF46-0AA0 |  | 3VL7710-3NF46-0AA0 | 1 | UN | 1 | 5 | B | D | EAR99 | N | 85362090 | 1 | 4011209821286 | 34.22 | KG | 9438 | 9438 | LP20 | LP20 | circuit breaker VL1250L very high breaking capacity Icu=100kA, 415V AC 4-pole, line protection trip unit ETU20, LSI In=1000A, rated current IR=400...1000A, overload protection, ISD=1.5 to 10xIR, II=11 xIN short-circuit protection N protected without auxiliary release ETU communication-capable without auxiliary/alarm switch | - | 0 | 0
3VL7710-3NF46-0AA0-Z | U01 | 3VL7710-3NF46-0AA0-ZU01 | 1 | UN | 1 | 5 | B | D | EAR99 | N | 85362090 | 1 |  | 33.5 | KG | 9486.4 | 9486.4 | LP20 | LP20 | circuit breaker VL1250L very high breaking capacity Icu=100kA, 415V AC 4-pole, line protection trip unit ETU20, LSI In=1000A, rated current IR=400...1000A, overload protection, ISD=1.5 to 10xIR, II=11 xIN short-circuit protection N protected without auxiliary release ETU communication-capable without auxiliary/alarm switch with Safety Label for USA | - | 0 | 0
3VL7710-3NH46-0AA0 |  | 3VL7710-3NH46-0AA0 | 1 | UN | 1 | 5 | B | D | EAR99 | N | 85362090 | 1 | 4011209821309 | 34.22 | KG | 10934 | 10934 | LP20 | LP20 | circuit breaker VL1250L very high breaking capacity Icu=100kA, 415V AC 4-pole, line protection trip unit ETU22, LSIG In=1000A, rated current IR=400...1000A, overload protection, ISD=1.5 to 10xIR, II=11 xIN short-circuit protection N protected without auxiliary release ETU communication-capable without auxiliary/alarm switch | - | 0 | 0
3VL7710-3NH46-0AA0-Z | U01 | 3VL7710-3NH46-0AA0-ZU01 | 1 | UN | 1 | 5 | B | D | EAR99 | N | 85362090 | 1 |  | 33.5 | KG | 10982.4 | 10982.4 | LP20 | LP20 | circuit breaker VL1250L very high breaking capacity Icu=100kA, 415V AC 4-pole, line protection trip unit ETU22, LSIG In=1000A, rated current IR=400...1000A, overload protection, ISD=1.5 to 10xIR, II=11 xIN short-circuit protection N protected without auxiliary release ETU communication-capable without auxiliary/alarm switch with Safety Label for USA | - | 0 | 0
3VL7710-3NN46-0AA0 |  | 3VL7710-3NN46-0AA0 | 1 | UN | 1 | 5 | B | D | EAR99 | N | 85362090 | 1 | 4011209821323 | 34.22 | KG | 10681 | 10681 | LP20 | LP20 | circuit breaker VL1250L very high breaking capacity Icu=100kA, 415V AC 4-pole, line protection trip unit ETU12, LIG In=1000A, rated current IR=400...1000A, overload protection, II=1.25 to 11xIN, short-circuit protection N protected without auxiliary release ETU communication-capable without auxiliary/alarm switch | - | 0 | 0
3VL7710-3NN46-0AA0-Z | U01 | 3VL7710-3NN46-0AA0-ZU01 | 1 | UN | 1 | 5 | B | D | EAR99 | N | 85362090 | 1 |  | 33.5 | KG | 10729.4 | 10729.4 | LP20 | LP20 | circuit breaker VL1250L very high breaking capacity Icu=100kA, 415V AC 4-pole, line protection trip unit ETU12, LIG In=1000A, rated current IR=400...1000A, overload protection, II=1.25 to 11xIN, short-circuit protection N protected without auxiliary release ETU communication-capable without auxiliary/alarm switch with Safety Label for USA | - | 0 | 0
3VL7710-3SB36-0AA0 |  | 3VL7710-3SB36-0AA0 | 1 | UN | 1 | 5 | B | D | EAR99 | N | 85362090 | 1 | 4011209820869 | 26.38 | KG | 6776 | 6207.5 | LP20 | LP20 | circuit breaker VL1250L very high breaking capacity Icu=100kA, 415V AC 3-pole, line protection trip unit ETU10, LI In=1000A, rated current IR=400...1000A, overload protection, II=1.25 to 11xIN, short-circuit protection without auxiliary release without auxiliary/alarm switch | - | 0 | 0
3VL7710-3SB36-0AA0-Z | U01 | 3VL7710-3SB36-0AA0-ZU01 | 1 | UN | 1 | 5 | B | D | EAR99 | N | 85362090 | 1 |  | 25 | KG | 6824.4 | 6824.4 | LP20 | LP20 | circuit breaker VL1250L very high breaking capacity Icu=100kA, 415V AC 3-pole, line protection trip unit ETU10, LI In=1000A, rated current IR=400...1000A, overload protection, II=1.25 to 11xIN, short-circuit protection without auxiliary release without auxiliary/alarm switch with Safety Label for USA | - | 0 | 0
3VL7710-3SE36-0AA0 |  | 3VL7710-3SE36-0AA0 | 1 | UN | 1 | 5 | B | D | EAR99 | N | 85362090 | 1 | 4011209820883 | 26.13 | KG | 6820 | 6257.4 | LP20 | LP20 | circuit breaker VL1250L very high breaking capacity Icu=100kA, 415V AC 3-pole, line protection trip unit ETU20, LSI In=1000A, rated current IR=400...1000A, overload protection, ISD=1.5 to 10xIR, II=11 xIN short-circuit protection without auxiliary release without auxiliary/alarm switch | - | 0 | 0
3VL7710-3SE36-0AA0-Z | U01 | 3VL7710-3SE36-0AA0-ZU01 | 1 | UN | 1 | 5 | B | D | EAR99 | N | 85362090 | 1 |  | 25 | KG | 6868.4 | 6868.4 | LP20 | LP20 | circuit breaker VL1250L very high breaking capacity Icu=100kA, 415V AC 3-pole, line protection trip unit ETU20, LSI In=1000A, rated current IR=400...1000A, overload protection, ISD=1.5 to 10xIR, II=11 xIN short-circuit protection without auxiliary release without auxiliary/alarm switch with Safety Label for USA | - | 0 | 0
3VL7710-3SF36-0AA0 |  | 3VL7710-3SF36-0AA0 | 1 | UN | 1 | 5 | B | D | EAR99 | N | 85362090 | 1 | 4011209820906 | 26.38 | KG | 8217 | 8217 | LP20 | LP20 | circuit breaker VL1250L very high breaking capacity Icu=100kA, 415V AC 3-pole, line protection trip unit ETU12, LIG 3 phases/4 lines In=1000A, rated current IR=400...1000A, overload protection, II=1.25 to 11xIN, short-circuit protection without auxiliary release without auxiliary/alarm switch | - | 0 | 0
3VL7710-3SF36-0AA0-Z | U01 | 3VL7710-3SF36-0AA0-ZU01 | 1 | UN | 1 | 5 | B | D | EAR99 | N | 85362090 | 1 |  | 25 | KG | 8265.4 | 8265.4 | LP20 | LP20 | circuit breaker VL1250L very high breaking capacity Icu=100kA, 415V AC 3-pole, line protection trip unit ETU12, LIG 3 phases/4 lines In=1000A, rated current IR=400...1000A, overload protection, II=1.25 to 11xIN, short-circuit protection without auxiliary release without auxiliary/alarm switch with Safety Label for USA | - | 0 | 0
3VL7710-3SG36-0AA0 |  | 3VL7710-3SG36-0AA0 | 1 | UN | 1 | 5 | B | D | EAR99 | N | 85362090 | 1 | 4011209820920 | 42 | KG | 7854 | 7854 | LP20 | LP20 | circuit breaker VL1250L very high breaking capacity Icu=100kA, 415V AC 3-pole, line protection trip unit ETU22, LSIG 3 phases/3 lines In=1000A, rated current IR=400...1000A, overload protection, ISD=1.5 to 10xIR, II=11xIN short-circuit protection without auxiliary release without auxiliary/alarm switch | - | 0 | 0
3VL7710-3SG36-0AA0-Z | U01 | 3VL7710-3SG36-0AA0-ZU01 | 1 | UN | 1 | 5 | B | D | EAR99 | N | 85362090 | 1 |  | 25 | KG | 7902.4 | 7902.4 | LP20 | LP20 | circuit breaker VL1250L very high breaking capacity Icu=100kA, 415V AC 3-pole, line protection trip unit ETU22, LSIG 3 phases/3 lines In=1000A, rated current IR=400...1000A, overload protection, ISD=1.5 to 10xIR, II=11xIN short-circuit protection without auxiliary release without auxiliary/alarm switch with Safety Label for USA | - | 0 | 0
3VL7710-3SH36-0AA0 |  | 3VL7710-3SH36-0AA0 | 1 | UN | 1 | 5 | B | D | EAR99 | N | 85362090 | 1 | 4011209820944 | 42 | KG | 7854 | 7854 | LP20 | LP20 | circuit breaker VL1250L very high breaking capacity Icu=100kA, 415V AC 3-pole, line protection trip unit ETU22, LSIG 3 phases/4 lines with connecting cable In=1000A, rated current IR=400...1000A, overload protection, ISD=1.5 to 10xIR, II=11xIN short-circuit protection without auxiliary release without auxiliary/alarm switch | - | 0 | 0
3VL7710-3SH36-0AA0-Z | U01 | 3VL7710-3SH36-0AA0-ZU01 | 1 | UN | 1 | 5 | B | D | EAR99 | N | 85362090 | 1 |  | 25 | KG | 7902.4 | 7902.4 | LP20 | LP20 | circuit breaker VL1250L very high breaking capacity Icu=100kA, 415V AC 3-pole, line protection trip unit ETU22, LSIG 3 phases/4 lines with connecting cable In=1000A, rated current IR=400...1000A, overload protection, ISD=1.5 to 10xIR, II=11xIN short-circuit protection without auxiliary release without auxiliary/alarm switch with Safety Label for USA | - | 0 | 0
3VL7710-3SL36-0AA0 |  | 3VL7710-3SL36-0AA0 | 1 | UN | 1 | 5 | B | D | EAR99 | N | 85362090 | 1 | 4011209820968 | 42 | KG | 7711 | 7711 | LP20 | LP20 | circuit breaker VL1250L very high breaking capacity Icu=100kA, 415V AC 3-pole, line protection trip unit ETU12, LIG 3 phases/3 lines In=1000A, rated current IR=400...1000A, overload protection, II=1.25 to 11xIN, short-circuit protection without auxiliary release without auxiliary/alarm switch | - | 0 | 0
3VL7710-3SL36-0AA0-Z | U01 | 3VL7710-3SL36-0AA0-ZU01 | 1 | UN | 1 | 5 | B | D | EAR99 | N | 85362090 | 1 |  | 25 | KG | 7759.4 | 7759.4 | LP20 | LP20 | circuit breaker VL1250L very high breaking capacity Icu=100kA, 415V AC 3-pole, line protection trip unit ETU12, LIG 3 phases/3 lines In=1000A, rated current IR=400...1000A, overload protection, II=1.25 to 11xIN, short-circuit protection without auxiliary release without auxiliary/alarm switch with Safety Label for USA | - | 0 | 0
3VL7710-3TA46-0AA0 |  | 3VL7710-3TA46-0AA0 | 1 | UN | 1 | 5 | B | D | EAR99 | N | 85362090 | 1 | 4011209821101 | 34.22 | KG | 9207 | 9207 | LP20 | LP20 | circuit breaker VL1250L very high breaking capacity Icu=100kA, 415V AC 4-pole, line protection trip unit ETU10, LIN In=1000A, rated current IR=400...1000A, overload protection, II=1.25 to 11xIN, short-circuit protection N protected without auxiliary release without auxiliary/alarm switch | - | 0 | 0
3VL7710-3TA46-0AA0-Z | U01 | 3VL7710-3TA46-0AA0-ZU01 | 1 | UN | 1 | 5 | B | D | EAR99 | N | 85362090 | 1 |  | 33.5 | KG | 9255.4 | 9255.4 | LP20 | LP20 | circuit breaker VL1250L very high breaking capacity Icu=100kA, 415V AC 4-pole, line protection trip unit ETU10, LIN In=1000A, rated current IR=400...1000A, overload protection, II=1.25 to 11xIN, short-circuit protection N protected without auxiliary release without auxiliary/alarm switch with Safety Label for USA | - | 0 | 0
3VL7710-3TB46-0AA0 |  | 3VL7710-3TB46-0AA0 | 1 | UN | 1 | 5 | B | D | EAR99 | N | 85362090 | 1 | 4011209821125 | 34.22 | KG | 8778 | 8778 | LP20 | LP20 | circuit breaker VL1250L very high breaking capacity Icu=100kA, 415V AC 4-pole, line protection trip unit ETU10, LI In=1000A, rated current IR=400...1000A, overload protection, II=1.25 to 11xIN, short-circuit protection without auxiliary release without auxiliary/alarm switch | - | 0 | 0
3VL7710-3TB46-0AA0-Z | U01 | 3VL7710-3TB46-0AA0-ZU01 | 1 | UN | 1 | 5 | B | D | EAR99 | N | 85362090 | 1 |  | 33.5 | KG | 8826.4 | 8826.4 | LP20 | LP20 | circuit breaker VL1250L very high breaking capacity Icu=100kA, 415V AC 4-pole, line protection trip unit ETU10, LI In=1000A, rated current IR=400...1000A, overload protection, II=1.25 to 11xIN, short-circuit protection without auxiliary release without auxiliary/alarm switch with Safety Label for USA | - | 0 | 0
3VL7710-3TE46-0AA0 |  | 3VL7710-3TE46-0AA0 | 1 | UN | 1 | 5 | B | D | EAR99 | N | 85362090 | 1 | 4011209821149 | 34.22 | KG | 8921 | 8921 | LP20 | LP20 | circuit breaker VL1250L very high breaking capacity Icu=100kA, 415V AC 4-pole, line protection trip unit ETU20, LSI In=1000A, rated current IR=400...1000A, overload protection, ISD=1.5 to 10xIR, II=11 xIN short-circuit protection N unprotected without auxiliary release without auxiliary/alarm switch | - | 0 | 0
3VL7710-3TE46-0AA0-Z | U01 | 3VL7710-3TE46-0AA0-ZU01 | 1 | UN | 1 | 5 | B | D | EAR99 | N | 85362090 | 1 |  | 33.5 | KG | 8969.4 | 8969.4 | LP20 | LP20 | circuit breaker VL1250L very high breaking capacity Icu=100kA, 415V AC 4-pole, line protection trip unit ETU20, LSI In=1000A, rated current IR=400...1000A, overload protection, ISD=1.5 to 10xIR, II=11 xIN short-circuit protection N unprotected without auxiliary release without auxiliary/alarm switch with Safety Label for USA | - | 0 | 0
3VL7710-3TF46-0AA0 |  | 3VL7710-3TF46-0AA0 | 1 | UN | 1 | 5 | B | D | EAR99 | N | 85362090 | 1 | 4011209821163 | 34.22 | KG | 9306 | 8530.9 | LP20 | LP20 | circuit breaker VL1250L very high breaking capacity Icu=100kA, 415V AC 4-pole, line protection trip unit ETU20, LSI In=1000A, rated current IR=400...1000A, overload protection, ISD=1.5 to 10xIR, II=11 xIN short-circuit protection N protected without auxiliary release without auxiliary/alarm switch | - | 0 | 0
3VL7710-3TF46-0AA0-Z | U01 | 3VL7710-3TF46-0AA0-ZU01 | 1 | UN | 1 | 5 | B | D | EAR99 | N | 85362090 | 1 |  | 33.5 | KG | 9354.4 | 9354.4 | LP20 | LP20 | circuit breaker VL1250L very high breaking capacity Icu=100kA, 415V AC 4-pole, line protection trip unit ETU20, LSI In=1000A, rated current IR=400...1000A, overload protection, ISD=1.5 to 10xIR, II=11 xIN short-circuit protection N protected without auxiliary release without auxiliary/alarm switch with Safety Label for USA | - | 0 | 0
3VL7710-3TH46-0AA0 |  | 3VL7710-3TH46-0AA0 | 1 | UN | 1 | 5 | B | D | EAR99 | N | 85362090 | 1 | 4011209821187 | 34.22 | KG | 10868 | 10868 | LP20 | LP20 | circuit breaker VL1250L very high breaking capacity Icu=100kA, 415V AC 4-pole, line protection trip unit ETU22, LSIG In=1000A, rated current IR=400...1000A, overload protection, ISD=1.5 to 10xIR, II=11 xIN short-circuit protection N protected without auxiliary release without auxiliary/alarm switch | - | 0 | 0
3VL7710-3TH46-0AA0-Z | U01 | 3VL7710-3TH46-0AA0-ZU01 | 1 | UN | 1 | 5 | B | D | EAR99 | N | 85362090 | 1 |  | 33.5 | KG | 10916.4 | 10916.4 | LP20 | LP20 | circuit breaker VL1250L very high breaking capacity Icu=100kA, 415V AC 4-pole, line protection trip unit ETU22, LSIG In=1000A, rated current IR=400...1000A, overload protection, ISD=1.5 to 10xIR, II=11 xIN short-circuit protection N protected without auxiliary release without auxiliary/alarm switch with Safety Label for USA | - | 0 | 0
3VL7710-3TN46-0AA0 |  | 3VL7710-3TN46-0AA0 | 1 | UN | 1 | 5 | B | D | EAR99 | N | 85362090 | 1 | 4011209821200 | 34.22 | KG | 10615 | 10615 | LP20 | LP20 | circuit breaker VL1250L very high breaking capacity Icu=100kA, 415V AC 4-pole, line protection trip unit ETU12, LIG In=1000A, rated current IR=400...1000A, overload protection, II=1.25 to 11xIN, short-circuit protection N protected without auxiliary release without auxiliary/alarm switch | - | 0 | 0
3VL7710-3TN46-0AA0-Z | U01 | 3VL7710-3TN46-0AA0-ZU01 | 1 | UN | 1 | 5 | B | D | EAR99 | N | 85362090 | 1 |  | 33.5 | KG | 10663.4 | 10663.4 | LP20 | LP20 | circuit breaker VL1250L very high breaking capacity Icu=100kA, 415V AC 4-pole, line protection trip unit ETU12, LIG In=1000A, rated current IR=400...1000A, overload protection, II=1.25 to 11xIN, short-circuit protection N protected without auxiliary release without auxiliary/alarm switch with Safety Label for USA | - | 0 | 0
3VL7710-3UH36-0AA0 |  | 3VL7710-3UH36-0AA0 | 1 | UN | 1 | 5 | B | D | EAR99 | N | 85362090 | 1 | 4011209888142 | 42 | KG | 9933 | 9933 | LP20 | LP20 | circuit breaker VL1250L very high breaking capacity Icu=100kA, 415V AC 3-pole, line protection trip unit LCD ETU40, LI/LS/LSI In=1000A, rated current IR=400...1000A, overload protection, ISD=1.5 to 10xIR, II=11 xIN short-circuit protection without auxiliary release without auxiliary/alarm switch | - | 0 | 0
3VL7710-3UH36-0AA0-Z | U01 | 3VL7710-3UH36-0AA0-ZU01 | 1 | UN | 1 | 5 | B | D | EAR99 | N | 85362090 | 1 |  | 25 | KG | 9981.4 | 9981.4 | LP20 | LP20 | circuit breaker VL1250L very high breaking capacity Icu=100kA, 415V AC 3-pole, line protection trip unit LCD ETU40, LI/LS/LSI In=1000A, rated current IR=400...1000A, overload protection, ISD=1.5 to 10xIR, II=11 xIN short-circuit protection without auxiliary release without auxiliary/alarm switch with Safety Label for USA | - | 0 | 0
3VL7710-3UJ46-0AA0 |  | 3VL7710-3UJ46-0AA0 | 1 | UN | 1 | 5 | B | D | EAR99 | N | 85362090 | 1 | 4011209888500 | 34.22 | KG | 12760 | 12760 | LP20 | LP20 | circuit breaker VL1250L very high breaking capacity Icu=100kA, 415V AC 4-pole, line protection trip unit LCD ETU40, LI/LS/LSI In=1000A, rated current IR=400...1000A, overload protection, ISD=1.5 to 10xIR, II=11 xIN short-circuit protection N protected without auxiliary release without auxiliary/alarm switch | - | 0 | 0
3VL7710-3UJ46-0AA0-Z | U01 | 3VL7710-3UJ46-0AA0-ZU01 | 1 | UN | 1 | 5 | B | D | EAR99 | N | 85362090 | 1 |  | 33.5 | KG | 12808.4 | 12808.4 | LP20 | LP20 | circuit breaker VL1250L very high breaking capacity Icu=100kA, 415V AC 4-pole, line protection trip unit LCD ETU40, LI/LS/LSI In=1000A, rated current IR=400...1000A, overload protection, ISD=1.5 to 10xIR, II=11 xIN short-circuit protection N protected without auxiliary release without auxiliary/alarm switch with Safety Label for USA | - | 0 | 0
3VL7710-3UL36-0AA0 |  | 3VL7710-3UL36-0AA0 | 1 | UN | 1 | 5 | B | D | EAR99 | N | 85362090 | 1 | 4011209888265 | 42 | KG | 9933 | 9933 | LP20 | LP20 | circuit breaker VL1250L very high breaking capacity Icu=100kA, 415V AC 3-pole, line protection trip unit LCD ETU42, LSIG 3 phases/3 lines In=1000A, rated current IR=400...1000A, overload protection, ISD=1.5 to 10xIR, II=11xIN short-circuit protection without auxiliary release without auxiliary/alarm switch | - | 0 | 0
3VL7710-3UL36-0AA0-Z | U01 | 3VL7710-3UL36-0AA0-ZU01 | 1 | UN | 1 | 5 | B | D | EAR99 | N | 85362090 | 1 |  | 25 | KG | 9981.4 | 9981.4 | LP20 | LP20 | circuit breaker VL1250L very high breaking capacity Icu=100kA, 415V AC 3-pole, line protection trip unit LCD ETU42, LSIG 3 phases/3 lines In=1000A, rated current IR=400...1000A, overload protection, ISD=1.5 to 10xIR, II=11xIN short-circuit protection without auxiliary release without auxiliary/alarm switch with Safety Label for USA | - | 0 | 0
3VL7710-3UM36-0AA0 |  | 3VL7710-3UM36-0AA0 | 1 | UN | 1 | 5 | B | D | EAR99 | N | 85362090 | 1 | 4011209888388 | 42 | KG | 9933 | 9933 | LP20 | LP20 | circuit breaker VL1250L very high breaking capacity Icu=100kA, 415V AC 3-pole, line protection trip unit LCD ETU42, LSIG 3 phases/4 lines with connecting cable In=1000A, rated current IR=400...1000A, overload protection, ISD=1.5 to 10xIR, II=11xIN short-circuit protection without auxiliary release without auxiliary/alarm switch | - | 0 | 0
3VL7710-3UM36-0AA0-Z | U01 | 3VL7710-3UM36-0AA0-ZU01 | 1 | UN | 1 | 5 | B | D | EAR99 | N | 85362090 | 1 |  | 25 | KG | 9981.4 | 9981.4 | LP20 | LP20 | circuit breaker VL1250L very high breaking capacity Icu=100kA, 415V AC 3-pole, line protection trip unit LCD ETU42, LSIG 3 phases/4 lines with connecting cable In=1000A, rated current IR=400...1000A, overload protection, ISD=1.5 to 10xIR, II=11xIN short-circuit protection without auxiliary release without auxiliary/alarm switch with Safety Label for USA | - | 0 | 0
3VL7710-3UN46-0AA0 |  | 3VL7710-3UN46-0AA0 | 1 | UN | 1 | 5 | B | D | EAR99 | N | 85362090 | 1 | 4011209888623 | 34.22 | KG | 12760 | 12760 | LP20 | LP20 | circuit breaker VL1250L very high breaking capacity Icu=100kA, 415V AC 4-pole, line protection trip unit LCD ETU42, LSIG In=1000A, rated current IR=400...1000A, overload protection, ISD=1.5 to 10xIR, II=11 xIN short-circuit protection N protected with ground-fault protection without auxiliary release without auxiliary/alarm switch | - | 0 | 0
3VL7710-3UN46-0AA0-Z | U01 | 3VL7710-3UN46-0AA0-ZU01 | 1 | UN | 1 | 5 | B | D | EAR99 | N | 85362090 | 1 |  | 33.5 | KG | 12808.4 | 12808.4 | LP20 | LP20 | circuit breaker VL1250L very high breaking capacity Icu=100kA, 415V AC 4-pole, line protection trip unit LCD ETU42, LSIG In=1000A, rated current IR=400...1000A, overload protection, ISD=1.5 to 10xIR, II=11 xIN short-circuit protection N protected with ground-fault protection without auxiliary release without auxiliary/alarm switch with Safety Label for USA | - | 0 | 0
3VL7712-1AA36-0AA0 |  | 3VL7712-1AA36-0AA0 | 1 | UN | 1 | 5 | B | D | EAR99 | N | 85362090 | 1 | 4011209523937 | 22.32 | KG | 2739 | 2739 | LP20 | LP20 | circuit breaker VL1250N w/o Electronic Trip Unit standard breaking capacity Icu=55kA/415V AC, 3-pole In=< 1250A, rated current without auxiliary release with screw terminal connections for switching unit and ETU | - | 0 | 0
3VL7712-1AA46-0AA0 |  | 3VL7712-1AA46-0AA0 | 1 | UN | 1 | 5 | B | D | EAR99 | N | 85362090 | 1 | 4011209523920 | 29.657 | KG | 3575 | 3575 | LP20 | LP20 | circuit breaker VL1250N w/o Electronic Trip Unit standard breaking capacity Icu=55kA/415V AC, 4-pole In=< 1250A, rated current without auxiliary release with screw terminal connections for switching unit and ETU | - | 0 | 0
3VL7712-1CH36-0AA0-Z | U01 | 3VL7712-1CH36-0AA0-ZU01 | 1 | UN | 1 | 30 | D | D | EAR99 | N | 85362090 | 1 |  | 25 | KG | 14568.4 | 14568.4 | LP20 | LP20 | circuit breaker VL1250N standard breaking capacity Icu=55kA, 415V AC 3-pole, line protection trip unit LCD ETU40, LI/LS/LSI In=1250A, rated current IR=500...1250A, overload protection, ISD=1.5 to 9xIR, II=10xIN short-circuit protection without auxiliary release without auxiliary/alarm switch with Safety Label for USA | - | 0 | 0
3VL7712-1CH36-2HC1 |  | 3VL7712-1CH36-2HC1 | 1 | UN | 1 | 30 | D | D | EAR99 | N | 85362090 | 1 | 4011209758339 | 25 | KG | 14890.7 | 14890.7 | LP20 | LP20 | circuit breaker VL1250N standard breaking capacity Icu=55kA, 415V AC 3-pole, line protection trip unit LCD ETU40, LI/LS/LSI In=1250A, rated current IR=500...1250A, overload protection, ISD=1.5 to 9xIR, II=10xIN short-circuit protection Undervoltage release 220...250 V AC Auxiliary switch mounting kit 4 AUX (2 NO + 2 NC) | - | 0 | 0
3VL7712-1CJ46-0AA0-Z | U01 | 3VL7712-1CJ46-0AA0-ZU01 | 1 | UN | 1 | 30 | D | D | EAR99 | N | 85362090 | 1 |  | 33.5 | KG | 18638.4 | 18638.4 | LP20 | LP20 | circuit breaker VL1250N standard breaking capacity Icu=55kA, 415V AC 4-pole, line protection trip unit LCD ETU40, LI/LS/LSI In=1250A, rated current IR=500...1250A, overload protection, ISD=1.5 to 9xIR, II=10xIN short-circuit protection N protected without auxiliary release without auxiliary/alarm switch with Safety Label for USA | - | 0 | 0
3VL7712-1CL36-0AA0-Z | U01 | 3VL7712-1CL36-0AA0-ZU01 | 1 | UN | 1 | 30 | D | D | EAR99 | N | 85362090 | 1 |  | 25 | KG | 14568.4 | 14568.4 | LP20 | LP20 | circuit breaker VL1250N standard breaking capacity Icu=55kA, 415V AC 3-pole, line protection trip unit LCD ETU42, LSIG 3 phases/3 lines In=1250A, rated current IR=500...1250A, overload protection, ISD=1.5 to 9xIR, II=10xIN short-circuit protection without auxiliary release without auxiliary/alarm switch with Safety Label for USA | - | 0 | 0
3VL7712-1CL36-2JC1 |  | 3VL7712-1CL36-2JC1 | 1 | UN | 1 | 30 | D | D | EAR99 | N | 85362090 | 1 | 4011209758346 | 25 | KG | 14890.7 | 14890.7 | LP20 | LP20 | circuit breaker VL1250N standard breaking capacity Icu=55kA, 415V AC 3-pole, line protection trip unit LCD ETU42, LSIG 3 phases/3 lines In=1250A, rated current IR=500...1250A, overload protection, ISD=1.5 to 9xIR, II=10xIN short-circuit protection Undervoltage release 380...415 V AC Auxiliary switch mounting kit 4 AUX (2 NO + 2 NC) | - | 0 | 0
3VL7712-1CM36-0AA0-Z | U01 | 3VL7712-1CM36-0AA0-ZU01 | 1 | UN | 1 | 30 | D | D | EAR99 | N | 85362090 | 1 |  | 25 | KG | 14568.4 | 14568.4 | LP20 | LP20 | circuit breaker VL1250N standard breaking capacity Icu=55kA, 415V AC 3-pole, line protection trip unit LCD ETU42, LSIG 3 phases/4 lines with connecting cable In=1250A, rated current IR=500...1250A, overload protection, ISD=1.5 to 9xIR, II=10xIN short-circuit protection without auxiliary release without auxiliary/alarm switch with Safety Label for USA | - | 0 | 0
3VL7712-1CN46-0AA0-Z | U01 | 3VL7712-1CN46-0AA0-ZU01 | 1 | UN | 1 | 30 | D | D | EAR99 | N | 85362090 | 1 |  | 33.5 | KG | 18638.4 | 18638.4 | LP20 | LP20 | circuit breaker VL1250N standard breaking capacity Icu=55kA, 415V AC 4-pole, line protection trip unit LCD ETU42, LSIG In=1250A, rated current IR=500...1250A, overload protection, ISD=1.5 to 9xIR, II=10xIN short-circuit protection N protected with ground-fault protection without auxiliary release without auxiliary/alarm switch with Safety Label for USA | - | 0 | 0
3VL7712-1DE36-0AA0 |  | 3VL7712-1DE36-0AA0 | 1 | UN | 1 | 5 | B | D | EAR99 | N | 85362090 | 1 | 4011209489646 | 25.314 | KG | 5808 | 5321.4 | LP20 | LP20 | circuit breaker VL1250N standard breaking capacity Icu=55kA, 415V AC 3-pole, non-auto. air circ. br. trip unit magnetic In=1250A, rated current II=12000A, short-circuit protection without auxiliary release without auxiliary/alarm switch | - | 0 | 0
3VL7712-1DE36-0AA0-Z | U01 | 3VL7712-1DE36-0AA0-ZU01 | 1 | UN | 1 | 5 | B | D | EAR99 | N | 85362090 | 1 |  | 25 | KG | 5856.4 | 5856.4 | LP20 | LP20 | circuit breaker VL1250N standard breaking capacity Icu=55kA, 415V AC 3-pole, non-auto. air circ. br. trip unit magnetic In=1250A, rated current II=12000A, short-circuit protection without auxiliary release without auxiliary/alarm switch with Safety Label for USA | - | 0 | 0
3VL7712-1DE36-2HA0 |  | 3VL7712-1DE36-2HA0 | 1 | UN | 1 | 5 | B | D | EAR99 | N | 85362090 | 1 | 4011209758353 | 25 | KG | 6045.6 | 6045.6 | LP20 | LP20 | circuit breaker VL1250N standard breaking capacity Icu=55kA, 415V AC 3-pole, non-auto. air circ. br. trip unit magnetic In=1250A, rated current II=12000A, short-circuit protection Undervoltage release 220...250 V AC without auxiliary/alarm switch | - | 0 | 0
3VL7712-1DE36-2HE1-Z | M22U01 | 3VL7712-1DE36-2HE1-ZM22U01 | 1 | UN | 1 | 5 | B | D | EAR99 | N | 85362090 | 1 |  | 25 | KG | 9178.4 | 9178.4 | LP20 | LP20 | circuit breaker VL1250N standard breaking capacity Icu=55kA, 415V AC 3-pole, non-auto. air circ. br. trip unit magnetic In=1250A, rated current II=12000A, short-circuit protection Undervoltage release 220...250 V AC Auxiliary/alarm switch mounting kit 2 AUX (1 NO+1 NC)+1 AS (1 NO) Motorized operating mechanism set up 220-250 V AC/DC with Safety Label for USA | - | 0 | 0
3VL7712-1EE46-0AA0 |  | 3VL7712-1EE46-0AA0 | 1 | UN | 1 | 5 | B | D | EAR99 | N | 85362090 | 1 | 4011209489653 | 32.7 | KG | 7447 | 6820.2 | LP20 | LP20 | circuit breaker VL1250N standard breaking capacity Icu=55kA, 415V AC 4-pole, non-auto. air circ. br. trip unit magnetic In=1250A, rated current II=12000A, short-circuit protection without auxiliary release without auxiliary/alarm switch | - | 0 | 0
3VL7712-1EE46-0AA0-Z | U01 | 3VL7712-1EE46-0AA0-ZU01 | 1 | UN | 1 | 5 | B | D | EAR99 | N | 85362090 | 1 |  | 32.5 | KG | 7495.4 | 7495.4 | LP20 | LP20 | circuit breaker VL1250N standard breaking capacity Icu=55kA, 415V AC 4-pole, non-auto. air circ. br. trip unit magnetic In=1250A, rated current II=12000A, short-circuit protection without auxiliary release without auxiliary/alarm switch with Safety Label for USA | - | 0 | 0
3VL7712-1LA46-0AA0 |  | 3VL7712-1LA46-0AA0 | 1 | UN | 1 | 5 | B | D | EAR99 | N | 85362090 | 1 | 4011209875890 | 34.22 | KG | 9801 | 9801 | LP20 | LP20 | circuit breaker VL1250N standard breaking capacity Icu=55kA, 415V AC 4-pole, line protection trip unit ETU10, LI In=1250A, rated current IR=500...1250A, overload protection, II=1.25 to 11xIN, short-circuit protection N protected shipbuilding certificate for LRS, DNV and gL without auxiliary release without auxiliary/alarm switch | - | 0 | 0
3VL7712-1LA46-0AA0-Z | U01 | 3VL7712-1LA46-0AA0-ZU01 | 1 | UN | 1 | 5 | B | D | EAR99 | N | 85362090 | 1 |  | 33.5 | KG | 9849.4 | 9849.4 | LP20 | LP20 | circuit breaker VL1250N standard breaking capacity Icu=55kA, 415V AC 4-pole, line protection trip unit ETU10, LI In=1250A, rated current IR=500...1250A, overload protection, II=1.25 to 11xIN, short-circuit protection N protected shipbuilding certificate for LRS, DNV and gL without auxiliary release without auxiliary/alarm switch with Safety Label for USA | - | 0 | 0
3VL7712-1LB36-0AA0 |  | 3VL7712-1LB36-0AA0 | 1 | UN | 1 | 5 | B | D | EAR99 | N | 85362090 | 1 | 4011209875654 | 42 | KG | 7062 | 7062 | LP20 | LP20 | circuit breaker VL1250N standard breaking capacity Icu=55kA, 415V AC 3-pole, line protection trip unit ETU10, LI In=1250A, rated current IR=500...1250A, overload protection, II=1.25 to 11xIN, short-circuit protection shipbuilding certificate for LRS, DNV and gL without auxiliary release without auxiliary/alarm switch | - | 0 | 0
3VL7712-1LB36-0AA0-Z | U01 | 3VL7712-1LB36-0AA0-ZU01 | 1 | UN | 1 | 5 | B | D | EAR99 | N | 85362090 | 1 |  | 25 | KG | 7110.4 | 7110.4 | LP20 | LP20 | circuit breaker VL1250N standard breaking capacity Icu=55kA, 415V AC 3-pole, line protection trip unit ETU10, LI In=1250A, rated current IR=500...1250A, overload protection, II=1.25 to 11xIN, short-circuit protection shipbuilding certificate for LRS, DNV and gL without auxiliary release without auxiliary/alarm switch with Safety Label for USA | - | 0 | 0
3VL7712-1LE36-0AA0 |  | 3VL7712-1LE36-0AA0 | 1 | UN | 1 | 5 | B | D | EAR99 | N | 85362090 | 1 | 4011209875777 | 42 | KG | 7348 | 7348 | LP20 | LP20 | circuit breaker VL1250N standard breaking capacity Icu=55kA, 415V AC 3-pole, line protection trip unit ETU20, LSI In=1250A, rated current IR=500...1250A, overload protection, ISD=1.5 to 10xIR, II=11 xIN short-circuit protection shipbuilding certificate for LRS, DNV and gL without auxiliary release without auxiliary/alarm switch | - | 0 | 0
3VL7712-1LE36-0AA0-Z | U01 | 3VL7712-1LE36-0AA0-ZU01 | 1 | UN | 1 | 5 | B | D | EAR99 | N | 85362090 | 1 |  | 25 | KG | 7396.4 | 7396.4 | LP20 | LP20 | circuit breaker VL1250N standard breaking capacity Icu=55kA, 415V AC 3-pole, line protection trip unit ETU20, LSI In=1250A, rated current IR=500...1250A, overload protection, ISD=1.5 to 10xIR, II=11 xIN short-circuit protection shipbuilding certificate for LRS, DNV and gL without auxiliary release without auxiliary/alarm switch with Safety Label for USA | - | 0 | 0
3VL7712-1LF46-0AA0 |  | 3VL7712-1LF46-0AA0 | 1 | UN | 1 | 5 | B | D | EAR99 | N | 85362090 | 1 | 4011209876019 | 34.22 | KG | 10153 | 10153 | LP20 | LP20 | circuit breaker VL1250N standard breaking capacity Icu=55kA, 415V AC 4-pole, line protection trip unit ETU20, LSI In=1250A, rated current IR=500...1250A, overload protection, ISD=1.5 to 10xIR, II=11 xIN short-circuit protection N protected shipbuilding certificate for LRS, DNV and gL without auxiliary release without auxiliary/alarm switch | - | 0 | 0
3VL7712-1LF46-0AA0-Z | U01 | 3VL7712-1LF46-0AA0-ZU01 | 1 | UN | 1 | 5 | B | D | EAR99 | N | 85362090 | 1 |  | 33.5 | KG | 10201.4 | 10201.4 | LP20 | LP20 | circuit breaker VL1250N standard breaking capacity Icu=55kA, 415V AC 4-pole, line protection trip unit ETU20, LSI In=1250A, rated current IR=500...1250A, overload protection, ISD=1.5 to 10xIR, II=11 xIN short-circuit protection N protected shipbuilding certificate for LRS, DNV and gL without auxiliary release without auxiliary/alarm switch with Safety Label for USA | - | 0 | 0
3VL7712-1MB36-0AA0 |  | 3VL7712-1MB36-0AA0 | 1 | UN | 1 | 5 | B | D | EAR99 | N | 85362090 | 1 | 4011209818071 | 42 | KG | 6248 | 6248 | LP20 | LP20 | circuit breaker VL1250N standard breaking capacity Icu=55kA, 415V AC 3-pole, line protection trip unit ETU10, LI In=1250A, rated current IR=500...1250A, overload protection, II=1.25 to 10xIN, short-circuit protection without auxiliary release ETU communication-capable without auxiliary/alarm switch | - | 0 | 0
3VL7712-1MB36-0AA0-Z | U01 | 3VL7712-1MB36-0AA0-ZU01 | 1 | UN | 1 | 5 | B | D | EAR99 | N | 85362090 | 1 |  | 25 | KG | 6296.4 | 6296.4 | LP20 | LP20 | circuit breaker VL1250N standard breaking capacity Icu=55kA, 415V AC 3-pole, line protection trip unit ETU10, LI In=1250A, rated current IR=500...1250A, overload protection, II=1.25 to 10xIN, short-circuit protection without auxiliary release ETU communication-capable without auxiliary/alarm switch with Safety Label for USA | - | 0 | 0
3VL7712-1ME36-0AA0 |  | 3VL7712-1ME36-0AA0 | 1 | UN | 1 | 5 | B | D | EAR99 | N | 85362090 | 1 | 4011209818095 | 42 | KG | 6490 | 6490 | LP20 | LP20 | circuit breaker VL1250N standard breaking capacity Icu=55kA, 415V AC 3-pole, line protection trip unit ETU20, LSI In=1250A, rated current IR=500...1250A, overload protection, ISD=1.5 to 9xIR, II=10xIN short-circuit protection without auxiliary release ETU communication-capable without auxiliary/alarm switch | - | 0 | 0
3VL7712-1ME36-0AA0-Z | U01 | 3VL7712-1ME36-0AA0-ZU01 | 1 | UN | 1 | 5 | B | D | EAR99 | N | 85362090 | 1 |  | 25 | KG | 6538.4 | 6538.4 | LP20 | LP20 | circuit breaker VL1250N standard breaking capacity Icu=55kA, 415V AC 3-pole, line protection trip unit ETU20, LSI In=1250A, rated current IR=500...1250A, overload protection, ISD=1.5 to 9xIR, II=10xIN short-circuit protection without auxiliary release ETU communication-capable without auxiliary/alarm switch with Safety Label for USA | - | 0 | 0
3VL7712-1MF36-0AA0 |  | 3VL7712-1MF36-0AA0 | 1 | UN | 1 | 5 | B | D | EAR99 | N | 85362090 | 1 | 4011209818118 | 42 | KG | 8140 | 8140 | LP20 | LP20 | circuit breaker VL1250N standard breaking capacity Icu=55kA, 415V AC 3-pole, line protection trip unit ETU12, LIGN 3 phases/4 lines In=1250A, rated current IR=500...1250A, overload protection, II=1.25 to 10xIN, short-circuit protection without auxiliary release ETU communication-capable without auxiliary/alarm switch | - | 0 | 0
3VL7712-1MF36-0AA0-Z | U01 | 3VL7712-1MF36-0AA0-ZU01 | 1 | UN | 1 | 5 | B | D | EAR99 | N | 85362090 | 1 |  | 25 | KG | 8188.4 | 8188.4 | LP20 | LP20 | circuit breaker VL1250N standard breaking capacity Icu=55kA, 415V AC 3-pole, line protection trip unit ETU12, LIGN 3 phases/4 lines In=1250A, rated current IR=500...1250A, overload protection, II=1.25 to 10xIN, short-circuit protection without auxiliary release ETU communication-capable without auxiliary/alarm switch with Safety Label for USA | - | 0 | 0
3VL7712-1MG36-0AA0 |  | 3VL7712-1MG36-0AA0 | 1 | UN | 1 | 5 | B | D | EAR99 | N | 85362090 | 1 | 4011209818132 | 42 | KG | 7788 | 7788 | LP20 | LP20 | circuit breaker VL1250N standard breaking capacity Icu=55kA, 415V AC 3-pole, line protection trip unit ETU22, LSIG 3 phases/3 lines In=1250A, rated current IR=500...1250A, overload protection, ISD=1.5 to 9xIR, II=10xIN short-circuit protection without auxiliary release ETU communication-capable without auxiliary/alarm switch | - | 0 | 0
3VL7712-1MG36-0AA0-Z | U01 | 3VL7712-1MG36-0AA0-ZU01 | 1 | UN | 1 | 5 | B | D | EAR99 | N | 85362090 | 1 |  | 25 | KG | 7836.4 | 7836.4 | LP20 | LP20 | circuit breaker VL1250N standard breaking capacity Icu=55kA, 415V AC 3-pole, line protection trip unit ETU22, LSIG 3 phases/3 lines In=1250A, rated current IR=500...1250A, overload protection, ISD=1.5 to 9xIR, II=10xIN short-circuit protection without auxiliary release ETU communication-capable without auxiliary/alarm switch with Safety Label for USA | - | 0 | 0
3VL7712-1MH36-0AA0 |  | 3VL7712-1MH36-0AA0 | 1 | UN | 1 | 5 | B | D | EAR99 | N | 85362090 | 1 | 4011209818156 | 42 | KG | 7788 | 7788 | LP20 | LP20 | circuit breaker VL1250N standard breaking capacity Icu=55kA, 415V AC 3-pole, line protection trip unit ETU22, LSIG 3 phases/4 lines with connecting cable In=1250A, rated current IR=500...1250A, overload protection, ISD=1.5 to 9xIR, II=10xIN short-circuit protection without auxiliary release ETU communication-capable without auxiliary/alarm switch | - | 0 | 0
3VL7712-1MH36-0AA0-Z | U01 | 3VL7712-1MH36-0AA0-ZU01 | 1 | UN | 1 | 5 | B | D | EAR99 | N | 85362090 | 1 |  | 25 | KG | 7836.4 | 7836.4 | LP20 | LP20 | circuit breaker VL1250N standard breaking capacity Icu=55kA, 415V AC 3-pole, line protection trip unit ETU22, LSIG 3 phases/4 lines with connecting cable In=1250A, rated current IR=500...1250A, overload protection, ISD=1.5 to 9xIR, II=10xIN short-circuit protection without auxiliary release ETU communication-capable without auxiliary/alarm switch with Safety Label for USA | - | 0 | 0
3VL7712-1ML36-0AA0 |  | 3VL7712-1ML36-0AA0 | 1 | UN | 1 | 5 | B | D | EAR99 | N | 85362090 | 1 | 4011209818170 | 42 | KG | 7590 | 7590 | LP20 | LP20 | circuit breaker VL1250N standard breaking capacity Icu=55kA, 415V AC 3-pole, line protection trip unit ETU12, LIG 3 phases/3 lines In=1250A, rated current IR=500...1250A, overload protection, II=1.25 to 10xIN, short-circuit protection without auxiliary release ETU communication-capable without auxiliary/alarm switch | - | 0 | 0
3VL7712-1ML36-0AA0-Z | U01 | 3VL7712-1ML36-0AA0-ZU01 | 1 | UN | 1 | 5 | B | D | EAR99 | N | 85362090 | 1 |  | 25 | KG | 7638.4 | 7638.4 | LP20 | LP20 | circuit breaker VL1250N standard breaking capacity Icu=55kA, 415V AC 3-pole, line protection trip unit ETU12, LIG 3 phases/3 lines In=1250A, rated current IR=500...1250A, overload protection, II=1.25 to 10xIN, short-circuit protection without auxiliary release ETU communication-capable without auxiliary/alarm switch with Safety Label for USA | - | 0 | 0
3VL7712-1NA46-0AA0 |  | 3VL7712-1NA46-0AA0 | 1 | UN | 1 | 5 | B | D | EAR99 | N | 85362090 | 1 | 4011209818316 | 34.22 | KG | 8635 | 8635 | LP20 | LP20 | circuit breaker VL1250N standard breaking capacity Icu=55kA, 415V AC 4-pole, line protection trip unit ETU10, LIN In=1250A, rated current IR=500...1250A, overload protection, II=1.25 to 10xIN, short-circuit protection N protected without auxiliary release ETU communication-capable without auxiliary/alarm switch | - | 0 | 0
3VL7712-1NA46-0AA0-Z | U01 | 3VL7712-1NA46-0AA0-ZU01 | 1 | UN | 1 | 5 | B | D | EAR99 | N | 85362090 | 1 |  | 33.5 | KG | 8683.4 | 8683.4 | LP20 | LP20 | circuit breaker VL1250N standard breaking capacity Icu=55kA, 415V AC 4-pole, line protection trip unit ETU10, LIN In=1250A, rated current IR=500...1250A, overload protection, II=1.25 to 10xIN, short-circuit protection N protected without auxiliary release ETU communication-capable without auxiliary/alarm switch with Safety Label for USA | - | 0 | 0
3VL7712-1NB46-0AA0 |  | 3VL7712-1NB46-0AA0 | 1 | UN | 1 | 5 | B | D | EAR99 | N | 85362090 | 1 | 4011209818330 | 34.22 | KG | 8096 | 8096 | LP20 | LP20 | circuit breaker VL1250N standard breaking capacity Icu=55kA, 415V AC 4-pole, line protection trip unit ETU10, LI In=1250A, rated current IR=500...1250A, overload protection, II=1.25 to 10xIN, short-circuit protection without auxiliary release ETU communication-capable without auxiliary/alarm switch | - | 0 | 0
3VL7712-1NB46-0AA0-Z | U01 | 3VL7712-1NB46-0AA0-ZU01 | 1 | UN | 1 | 5 | B | D | EAR99 | N | 85362090 | 1 |  | 33.5 | KG | 8144.4 | 8144.4 | LP20 | LP20 | circuit breaker VL1250N standard breaking capacity Icu=55kA, 415V AC 4-pole, line protection trip unit ETU10, LI In=1250A, rated current IR=500...1250A, overload protection, II=1.25 to 10xIN, short-circuit protection without auxiliary release ETU communication-capable without auxiliary/alarm switch with Safety Label for USA | - | 0 | 0
3VL7712-1NE46-0AA0 |  | 3VL7712-1NE46-0AA0 | 1 | UN | 1 | 5 | B | D | EAR99 | N | 85362090 | 1 | 4011209818354 | 34.22 | KG | 8426 | 8426 | LP20 | LP20 | circuit breaker VL1250N standard breaking capacity Icu=55kA, 415V AC 4-pole, line protection trip unit ETU20, LSI In=1250A, rated current IR=500...1250A, overload protection, ISD=1.5 to 9xIR, II=10xIN short-circuit protection without auxiliary release ETU communication-capable without auxiliary/alarm switch | - | 0 | 0
3VL7712-1NE46-0AA0-Z | U01 | 3VL7712-1NE46-0AA0-ZU01 | 1 | UN | 1 | 5 | B | D | EAR99 | N | 85362090 | 1 |  | 33.5 | KG | 8474.4 | 8474.4 | LP20 | LP20 | circuit breaker VL1250N standard breaking capacity Icu=55kA, 415V AC 4-pole, line protection trip unit ETU20, LSI In=1250A, rated current IR=500...1250A, overload protection, ISD=1.5 to 9xIR, II=10xIN short-circuit protection without auxiliary release ETU communication-capable without auxiliary/alarm switch with Safety Label for USA | - | 0 | 0
3VL7712-1NF46-0AA0 |  | 3VL7712-1NF46-0AA0 | 1 | UN | 1 | 5 | B | D | EAR99 | N | 85362090 | 1 | 4011209818378 | 34.22 | KG | 8965 | 8965 | LP20 | LP20 | circuit breaker VL1250N standard breaking capacity Icu=55kA, 415V AC 4-pole, line protection trip unit ETU20, LSI In=1250A, rated current IR=500...1250A, overload protection, ISD=1.5 to 9xIR, II=10xIN short-circuit protection N protected without auxiliary release ETU communication-capable without auxiliary/alarm switch | - | 0 | 0
3VL7712-1NF46-0AA0-Z | U01 | 3VL7712-1NF46-0AA0-ZU01 | 1 | UN | 1 | 5 | B | D | EAR99 | N | 85362090 | 1 |  | 33.5 | KG | 9013.4 | 9013.4 | LP20 | LP20 | circuit breaker VL1250N standard breaking capacity Icu=55kA, 415V AC 4-pole, line protection trip unit ETU20, LSI In=1250A, rated current IR=500...1250A, overload protection, ISD=1.5 to 9xIR, II=10xIN short-circuit protection N protected without auxiliary release ETU communication-capable without auxiliary/alarm switch with Safety Label for USA | - | 0 | 0
3VL7712-1NH46-0AA0 |  | 3VL7712-1NH46-0AA0 | 1 | UN | 1 | 5 | B | D | EAR99 | N | 85362090 | 1 | 4011209818392 | 34.22 | KG | 10791 | 10791 | LP20 | LP20 | circuit breaker VL1250N standard breaking capacity Icu=55kA, 415V AC 4-pole, line protection trip unit ETU22, LSIG In=1250A, rated current IR=500...1250A, overload protection, ISD=1.5 to 9xIR, II=10xIN short-circuit protection N protected without auxiliary release ETU communication-capable without auxiliary/alarm switch | - | 0 | 0
3VL7712-1NH46-0AA0-Z | U01 | 3VL7712-1NH46-0AA0-ZU01 | 1 | UN | 1 | 5 | B | D | EAR99 | N | 85362090 | 1 |  | 33.5 | KG | 10839.4 | 10839.4 | LP20 | LP20 | circuit breaker VL1250N standard breaking capacity Icu=55kA, 415V AC 4-pole, line protection trip unit ETU22, LSIG In=1250A, rated current IR=500...1250A, overload protection, ISD=1.5 to 9xIR, II=10xIN short-circuit protection N protected without auxiliary release ETU communication-capable without auxiliary/alarm switch with Safety Label for USA | - | 0 | 0
3VL7712-1NN46-0AA0 |  | 3VL7712-1NN46-0AA0 | 1 | UN | 1 | 5 | B | D | EAR99 | N | 85362090 | 1 | 4011209818415 | 34.22 | KG | 10527 | 10527 | LP20 | LP20 | circuit breaker VL1250N standard breaking capacity Icu=55kA, 415V AC 4-pole, line protection trip unit ETU12, LIG In=1250A, rated current IR=500...1250A, overload protection, II=1.25 to 10xIN, short-circuit protection N protected without auxiliary release ETU communication-capable without auxiliary/alarm switch | - | 0 | 0
3VL7712-1NN46-0AA0-Z | U01 | 3VL7712-1NN46-0AA0-ZU01 | 1 | UN | 1 | 5 | B | D | EAR99 | N | 85362090 | 1 |  | 33.5 | KG | 10575.4 | 10575.4 | LP20 | LP20 | circuit breaker VL1250N standard breaking capacity Icu=55kA, 415V AC 4-pole, line protection trip unit ETU12, LIG In=1250A, rated current IR=500...1250A, overload protection, II=1.25 to 10xIN, short-circuit protection N protected without auxiliary release ETU communication-capable without auxiliary/alarm switch with Safety Label for USA | - | 0 | 0
3VL7712-1SB36-0AA0 |  | 3VL7712-1SB36-0AA0 | 1 | UN | 1 | 5 | B | D | EAR99 | N | 85362090 | 1 | 4011209817951 | 26.74 | KG | 6138 | 5620.7 | LP20 | LP20 | circuit breaker VL1250N standard breaking capacity Icu=55kA, 415V AC 3-pole, line protection trip unit ETU10, LI In=1250A, rated current IR=500...1250A, overload protection, II=1.25 to 10xIN, short-circuit protection without auxiliary release without auxiliary/alarm switch | - | 0 | 0
3VL7712-1SB36-0AA0-Z | U01 | 3VL7712-1SB36-0AA0-ZU01 | 1 | UN | 1 | 5 | B | D | EAR99 | N | 85362090 | 1 |  | 28.01 | KG | 6186.4 | 6186.4 | LP20 | LP20 | circuit breaker VL1250N standard breaking capacity Icu=55kA, 415V AC 3-pole, line protection trip unit ETU10, LI In=1250A, rated current IR=500...1250A, overload protection, II=1.25 to 10xIN, short-circuit protection without auxiliary release without auxiliary/alarm switch with Safety Label for USA | - | 0 | 0
3VL7712-1SB36-0AC1-Z | U01 | 3VL7712-1SB36-0AC1-ZU01 | 1 | UN | 1 | 5 | B | D | EAR99 | N | 85362090 | 1 |  | 28.01 | KG | 6319.5 | 6319.5 | LP20 | LP20 | circuit breaker VL1250N standard breaking capacity Icu=55kA, 415V AC 3-pole, line protection trip unit ETU10, LI In=1250A, rated current IR=500...1250A, overload protection, II=1.25 to 10xIN, short-circuit protection without auxiliary release Auxiliary switch mounting kit 4 AUX (2 NO + 2 NC) with Safety Label for USA | - | 0 | 0
3VL7712-1SB36-8RC1-Z | U01 | 3VL7712-1SB36-8RC1-ZU01 | 1 | UN | 1 | 5 | B | D | EAR99 | N | 85362090 | 1 |  | 28.01 | KG | 6536.2 | 6536.2 | LP20 | LP20 | circuit breaker VL1250N standard breaking capacity Icu=55kA, 415V AC 3-pole, line protection trip unit ETU10, LI In=1250A, rated current IR=500...1250A, overload protection, II=1.25 to 10xIN, short-circuit protection Shunt release 110...127 V AC Auxiliary switch mounting kit 4 AUX (2 NO + 2 NC) with Safety Label for USA | - | 0 | 0
3VL7712-1SE36-0AA0 |  | 3VL7712-1SE36-0AA0 | 1 | UN | 1 | 5 | B | D | EAR99 | N | 85362090 | 1 | 4011209817975 | 26.29 | KG | 6402 | 5870.8 | LP20 | LP20 | circuit breaker VL1250N standard breaking capacity Icu=55kA, 415V AC 3-pole, line protection trip unit ETU20, LSI In=1250A, rated current IR=500...1250A, overload protection, ISD=1.5 to 9xIR, II=10xIN short-circuit protection without auxiliary release without auxiliary/alarm switch | - | 0 | 0
3VL7712-1SE36-0AA0-Z | U01 | 3VL7712-1SE36-0AA0-ZU01 | 1 | UN | 1 | 5 | B | D | EAR99 | N | 85362090 | 1 |  | 25 | KG | 6450.4 | 6450.4 | LP20 | LP20 | circuit breaker VL1250N standard breaking capacity Icu=55kA, 415V AC 3-pole, line protection trip unit ETU20, LSI In=1250A, rated current IR=500...1250A, overload protection, ISD=1.5 to 9xIR, II=10xIN short-circuit protection without auxiliary release without auxiliary/alarm switch with Safety Label for USA | - | 0 | 0
3VL7712-1SF36-0AA0 |  | 3VL7712-1SF36-0AA0 | 1 | UN | 1 | 5 | B | D | EAR99 | N | 85362090 | 1 | 4011209817999 | 26.29 | KG | 8063 | 8063 | LP20 | LP20 | circuit breaker VL1250N standard breaking capacity Icu=55kA, 415V AC 3-pole, line protection trip unit ETU12, LIG 3 phases/4 lines In=1250A, rated current IR=500...1250A, overload protection, II=1.25 to 10xIN, short-circuit protection without auxiliary release without auxiliary/alarm switch | - | 0 | 0
3VL7712-1SF36-0AA0-Z | U01 | 3VL7712-1SF36-0AA0-ZU01 | 1 | UN | 1 | 5 | B | D | EAR99 | N | 85362090 | 1 |  | 25 | KG | 8111.4 | 8111.4 | LP20 | LP20 | circuit breaker VL1250N standard breaking capacity Icu=55kA, 415V AC 3-pole, line protection trip unit ETU12, LIG 3 phases/4 lines In=1250A, rated current IR=500...1250A, overload protection, II=1.25 to 10xIN, short-circuit protection without auxiliary release without auxiliary/alarm switch with Safety Label for USA | - | 0 | 0
3VL7712-1SG36-0AA0 |  | 3VL7712-1SG36-0AA0 | 1 | UN | 1 | 5 | B | D | EAR99 | N | 85362090 | 1 | 4011209818019 | 26.29 | KG | 7700 | 7700 | LP20 | LP20 | circuit breaker VL1250N standard breaking capacity Icu=55kA, 415V AC 3-pole, line protection trip unit ETU22, LSIG 3 phases/3 lines In=1250A, rated current IR=500...1250A, overload protection, ISD=1.5 to 9xIR, II=10xIN short-circuit protection without auxiliary release without auxiliary/alarm switch | - | 0 | 0
3VL7712-1SG36-0AA0-Z | U01 | 3VL7712-1SG36-0AA0-ZU01 | 1 | UN | 1 | 5 | B | D | EAR99 | N | 85362090 | 1 |  | 25 | KG | 7748.4 | 7748.4 | LP20 | LP20 | circuit breaker VL1250N standard breaking capacity Icu=55kA, 415V AC 3-pole, line protection trip unit ETU22, LSIG 3 phases/3 lines In=1250A, rated current IR=500...1250A, overload protection, ISD=1.5 to 9xIR, II=10xIN short-circuit protection without auxiliary release without auxiliary/alarm switch with Safety Label for USA | - | 0 | 0
3VL7712-1SH36-0AA0 |  | 3VL7712-1SH36-0AA0 | 1 | UN | 1 | 5 | B | D | EAR99 | N | 85362090 | 1 | 4011209818033 | 26.29 | KG | 7700 | 7700 | LP20 | LP20 | circuit breaker VL1250N standard breaking capacity Icu=55kA, 415V AC 3-pole, line protection trip unit ETU22, LSIG 3 phases/4 lines with connecting cable In=1250A, rated current IR=500...1250A, overload protection, ISD=1.5 to 9xIR, II=10xIN short-circuit protection without auxiliary release without auxiliary/alarm switch | - | 0 | 0
3VL7712-1SH36-0AA0-Z | U01 | 3VL7712-1SH36-0AA0-ZU01 | 1 | UN | 1 | 5 | B | D | EAR99 | N | 85362090 | 1 |  | 25 | KG | 7748.4 | 7748.4 | LP20 | LP20 | circuit breaker VL1250N standard breaking capacity Icu=55kA, 415V AC 3-pole, line protection trip unit ETU22, LSIG 3 phases/4 lines with connecting cable In=1250A, rated current IR=500...1250A, overload protection, ISD=1.5 to 9xIR, II=10xIN short-circuit protection without auxiliary release without auxiliary/alarm switch with Safety Label for USA | - | 0 | 0
3VL7712-1SL36-0AA0 |  | 3VL7712-1SL36-0AA0 | 1 | UN | 1 | 5 | B | D | EAR99 | N | 85362090 | 1 | 4011209818057 | 26.29 | KG | 7491 | 7491 | LP20 | LP20 | circuit breaker VL1250N standard breaking capacity Icu=55kA, 415V AC 3-pole, line protection trip unit ETU12, LIG 3 phases/3 lines In=1250A, rated current IR=500...1250A, overload protection, II=1.25 to 10xIN, short-circuit protection without auxiliary release without auxiliary/alarm switch | - | 0 | 0
3VL7712-1SL36-0AA0-Z | U01 | 3VL7712-1SL36-0AA0-ZU01 | 1 | UN | 1 | 5 | B | D | EAR99 | N | 85362090 | 1 |  | 25 | KG | 7539.4 | 7539.4 | LP20 | LP20 | circuit breaker VL1250N standard breaking capacity Icu=55kA, 415V AC 3-pole, line protection trip unit ETU12, LIG 3 phases/3 lines In=1250A, rated current IR=500...1250A, overload protection, II=1.25 to 10xIN, short-circuit protection without auxiliary release without auxiliary/alarm switch with Safety Label for USA | - | 0 | 0
3VL7712-1TA46-0AA0 |  | 3VL7712-1TA46-0AA0 | 1 | UN | 1 | 5 | B | D | EAR99 | N | 85362090 | 1 | 4011209818194 | 34.22 | KG | 8536 | 8536 | LP20 | LP20 | circuit breaker VL1250N standard breaking capacity Icu=55kA, 415V AC 4-pole, line protection trip unit ETU10, LIN In=1250A, rated current IR=500...1250A, overload protection, II=1.25 to 10xIN, short-circuit protection N protected without auxiliary release without auxiliary/alarm switch | - | 0 | 0
3VL7712-1TA46-0AA0-Z | U01 | 3VL7712-1TA46-0AA0-ZU01 | 1 | UN | 1 | 5 | B | D | EAR99 | N | 85362090 | 1 |  | 33.5 | KG | 8584.4 | 8584.4 | LP20 | LP20 | circuit breaker VL1250N standard breaking capacity Icu=55kA, 415V AC 4-pole, line protection trip unit ETU10, LIN In=1250A, rated current IR=500...1250A, overload protection, II=1.25 to 10xIN, short-circuit protection N protected without auxiliary release without auxiliary/alarm switch with Safety Label for USA | - | 0 | 0
3VL7712-1TB46-0AA0 |  | 3VL7712-1TB46-0AA0 | 1 | UN | 1 | 5 | B | D | EAR99 | N | 85362090 | 1 | 4011209818217 | 34.22 | KG | 7997 | 7997 | LP20 | LP20 | circuit breaker VL1250N standard breaking capacity Icu=55kA, 415V AC 4-pole, line protection trip unit ETU10, LI In=1250A, rated current IR=500...1250A, overload protection, II=1.25 to 10xIN, short-circuit protection without auxiliary release without auxiliary/alarm switch | - | 0 | 0
3VL7712-1TB46-0AA0-Z | U01 | 3VL7712-1TB46-0AA0-ZU01 | 1 | UN | 1 | 5 | B | D | EAR99 | N | 85362090 | 1 |  | 33.5 | KG | 8045.4 | 8045.4 | LP20 | LP20 | circuit breaker VL1250N standard breaking capacity Icu=55kA, 415V AC 4-pole, line protection trip unit ETU10, LI In=1250A, rated current IR=500...1250A, overload protection, II=1.25 to 10xIN, short-circuit protection without auxiliary release without auxiliary/alarm switch with Safety Label for USA | - | 0 | 0
3VL7712-1TE46-0AA0 |  | 3VL7712-1TE46-0AA0 | 1 | UN | 1 | 5 | B | D | EAR99 | N | 85362090 | 1 | 4011209818231 | 34.22 | KG | 8294 | 8294 | LP20 | LP20 | circuit breaker VL1250N standard breaking capacity Icu=55kA, 415V AC 4-pole, line protection trip unit ETU20, LSI In=1250A, rated current IR=500...1250A, overload protection, ISD=1.5 to 9xIR, II=10xIN short-circuit protection N unprotected without auxiliary release without auxiliary/alarm switch | - | 0 | 0
3VL7712-1TE46-0AA0-Z | U01 | 3VL7712-1TE46-0AA0-ZU01 | 1 | UN | 1 | 5 | B | D | EAR99 | N | 85362090 | 1 |  | 33.5 | KG | 8342.4 | 8342.4 | LP20 | LP20 | circuit breaker VL1250N standard breaking capacity Icu=55kA, 415V AC 4-pole, line protection trip unit ETU20, LSI In=1250A, rated current IR=500...1250A, overload protection, ISD=1.5 to 9xIR, II=10xIN short-circuit protection N unprotected without auxiliary release without auxiliary/alarm switch with Safety Label for USA | - | 0 | 0
3VL7712-1TF46-0AA0 |  | 3VL7712-1TF46-0AA0 | 1 | UN | 1 | 5 | B | D | EAR99 | N | 85362090 | 1 | 4011209818255 | 34.4 | KG | 8822 | 7851.8 | LP20 | LP20 | circuit breaker VL1250N standard breaking capacity Icu=55kA, 415V AC 4-pole, line protection trip unit ETU20, LSI In=1250A, rated current IR=500...1250A, overload protection, ISD=1.5 to 9xIR, II=10xIN short-circuit protection N protected without auxiliary release without auxiliary/alarm switch | - | 0 | 0
3VL7712-1TF46-0AA0-Z | U01 | 3VL7712-1TF46-0AA0-ZU01 | 1 | UN | 1 | 5 | B | D | EAR99 | N | 85362090 | 1 |  | 33.5 | KG | 8870.4 | 8870.4 | LP20 | LP20 | circuit breaker VL1250N standard breaking capacity Icu=55kA, 415V AC 4-pole, line protection trip unit ETU20, LSI In=1250A, rated current IR=500...1250A, overload protection, ISD=1.5 to 9xIR, II=10xIN short-circuit protection N protected without auxiliary release without auxiliary/alarm switch with Safety Label for USA | - | 0 | 0
3VL7712-1TH46-0AA0 |  | 3VL7712-1TH46-0AA0 | 1 | UN | 1 | 5 | B | D | EAR99 | N | 85362090 | 1 | 4011209818279 | 34.4 | KG | 10670 | 10670 | LP20 | LP20 | circuit breaker VL1250N standard breaking capacity Icu=55kA, 415V AC 4-pole, line protection trip unit ETU22, LSIG In=1250A, rated current IR=500...1250A, overload protection, ISD=1.5 to 9xIR, II=10xIN short-circuit protection N protected without auxiliary release without auxiliary/alarm switch | - | 0 | 0
3VL7712-1TH46-0AA0-Z | U01 | 3VL7712-1TH46-0AA0-ZU01 | 1 | UN | 1 | 5 | B | D | EAR99 | N | 85362090 | 1 |  | 33.5 | KG | 10718.4 | 10718.4 | LP20 | LP20 | circuit breaker VL1250N standard breaking capacity Icu=55kA, 415V AC 4-pole, line protection trip unit ETU22, LSIG In=1250A, rated current IR=500...1250A, overload protection, ISD=1.5 to 9xIR, II=10xIN short-circuit protection N protected without auxiliary release without auxiliary/alarm switch with Safety Label for USA | - | 0 | 0
3VL7712-1TN46-0AA0 |  | 3VL7712-1TN46-0AA0 | 1 | UN | 1 | 5 | B | D | EAR99 | N | 85362090 | 1 | 4011209818293 | 34.4 | KG | 10428 | 10428 | LP20 | LP20 | circuit breaker VL1250N standard breaking capacity Icu=55kA, 415V AC 4-pole, line protection trip unit ETU12, LIG In=1250A, rated current IR=500...1250A, overload protection, II=1.25 to 10xIN, short-circuit protection N protected without auxiliary release without auxiliary/alarm switch | - | 0 | 0
3VL7712-1TN46-0AA0-Z | U01 | 3VL7712-1TN46-0AA0-ZU01 | 1 | UN | 1 | 5 | B | D | EAR99 | N | 85362090 | 1 |  | 33.5 | KG | 10476.4 | 10476.4 | LP20 | LP20 | circuit breaker VL1250N standard breaking capacity Icu=55kA, 415V AC 4-pole, line protection trip unit ETU12, LIG In=1250A, rated current IR=500...1250A, overload protection, II=1.25 to 10xIN, short-circuit protection N protected without auxiliary release without auxiliary/alarm switch with Safety Label for USA | - | 0 | 0
3VL7712-1UH36-0AA0 |  | 3VL7712-1UH36-0AA0 | 1 | UN | 1 | 5 | B | D | EAR99 | N | 85362090 | 1 | 4011209888180 | 26.29 | KG | 8635 | 8635 | LP20 | LP20 | circuit breaker VL1250N standard breaking capacity Icu=55kA, 415V AC 3-pole, line protection trip unit LCD ETU40, LI/LS/LSI In=1250A, rated current IR=500...1250A, overload protection, ISD=1.5 to 9xIR, II=10xIN short-circuit protection without auxiliary release without auxiliary/alarm switch | - | 0 | 0
3VL7712-1UH36-0AA0-Z | U01 | 3VL7712-1UH36-0AA0-ZU01 | 1 | UN | 1 | 5 | B | D | EAR99 | N | 85362090 | 1 |  | 25 | KG | 8683.4 | 8683.4 | LP20 | LP20 | circuit breaker VL1250N standard breaking capacity Icu=55kA, 415V AC 3-pole, line protection trip unit LCD ETU40, LI/LS/LSI In=1250A, rated current IR=500...1250A, overload protection, ISD=1.5 to 9xIR, II=10xIN short-circuit protection without auxiliary release without auxiliary/alarm switch with Safety Label for USA | - | 0 | 0
3VL7712-1UJ46-0AA0 |  | 3VL7712-1UJ46-0AA0 | 1 | UN | 1 | 5 | B | D | EAR99 | N | 85362090 | 1 | 4011209888548 | 34.4 | KG | 11110 | 11110 | LP20 | LP20 | circuit breaker VL1250N standard breaking capacity Icu=55kA, 415V AC 4-pole, line protection trip unit LCD ETU40, LI/LS/LSI In=1250A, rated current IR=500...1250A, overload protection, ISD=1.5 to 9xIR, II=10xIN short-circuit protection N protected without auxiliary release without auxiliary/alarm switch | - | 0 | 0
3VL7712-1UJ46-0AA0-Z | U01 | 3VL7712-1UJ46-0AA0-ZU01 | 1 | UN | 1 | 5 | B | D | EAR99 | N | 85362090 | 1 |  | 33.5 | KG | 11158.4 | 11158.4 | LP20 | LP20 | circuit breaker VL1250N standard breaking capacity Icu=55kA, 415V AC 4-pole, line protection trip unit LCD ETU40, LI/LS/LSI In=1250A, rated current IR=500...1250A, overload protection, ISD=1.5 to 9xIR, II=10xIN short-circuit protection N protected without auxiliary release without auxiliary/alarm switch with Safety Label for USA | - | 0 | 0
3VL7712-1UL36-0AA0 |  | 3VL7712-1UL36-0AA0 | 1 | UN | 1 | 5 | B | D | EAR99 | N | 85362090 | 1 | 4011209888302 | 26.29 | KG | 8635 | 8635 | LP20 | LP20 | circuit breaker VL1250N standard breaking capacity Icu=55kA, 415V AC 3-pole, line protection trip unit LCD ETU42, LSIG 3 phases/3 lines In=1250A, rated current IR=500...1250A, overload protection, ISD=1.5 to 9xIR, II=10xIN short-circuit protection without auxiliary release without auxiliary/alarm switch | - | 0 | 0
3VL7712-1UL36-0AA0-Z | U01 | 3VL7712-1UL36-0AA0-ZU01 | 1 | UN | 1 | 5 | B | D | EAR99 | N | 85362090 | 1 |  | 25 | KG | 8683.4 | 8683.4 | LP20 | LP20 | circuit breaker VL1250N standard breaking capacity Icu=55kA, 415V AC 3-pole, line protection trip unit LCD ETU42, LSIG 3 phases/3 lines In=1250A, rated current IR=500...1250A, overload protection, ISD=1.5 to 9xIR, II=10xIN short-circuit protection without auxiliary release without auxiliary/alarm switch with Safety Label for USA | - | 0 | 0
3VL7712-1UM36-0AA0 |  | 3VL7712-1UM36-0AA0 | 1 | UN | 1 | 5 | B | D | EAR99 | N | 85362090 | 1 | 4011209888425 | 26.29 | KG | 8635 | 8635 | LP20 | LP20 | circuit breaker VL1250N standard breaking capacity Icu=55kA, 415V AC 3-pole, line protection trip unit LCD ETU42, LSIG 3 phases/4 lines with connecting cable In=1250A, rated current IR=500...1250A, overload protection, ISD=1.5 to 9xIR, II=10xIN short-circuit protection without auxiliary release without auxiliary/alarm switch | - | 0 | 0
3VL7712-1UM36-0AA0-Z | U01 | 3VL7712-1UM36-0AA0-ZU01 | 1 | UN | 1 | 5 | B | D | EAR99 | N | 85362090 | 1 |  | 25 | KG | 8683.4 | 8683.4 | LP20 | LP20 | circuit breaker VL1250N standard breaking capacity Icu=55kA, 415V AC 3-pole, line protection trip unit LCD ETU42, LSIG 3 phases/4 lines with connecting cable In=1250A, rated current IR=500...1250A, overload protection, ISD=1.5 to 9xIR, II=10xIN short-circuit protection without auxiliary release without auxiliary/alarm switch with Safety Label for USA | - | 0 | 0
3VL7712-1UN46-0AA0 |  | 3VL7712-1UN46-0AA0 | 1 | UN | 1 | 5 | B | D | EAR99 | N | 85362090 | 1 | 4011209888661 | 34.4 | KG | 11110 | 11110 | LP20 | LP20 | circuit breaker VL1250N standard breaking capacity Icu=55kA, 415V AC 4-pole, line protection trip unit LCD ETU42, LSIG In=1250A, rated current IR=500...1250A, overload protection, ISD=1.5 to 9xIR, II=10xIN short-circuit protection N protected with ground-fault protection without auxiliary release without auxiliary/alarm switch | - | 0 | 0
3VL7712-1UN46-0AA0-Z | U01 | 3VL7712-1UN46-0AA0-ZU01 | 1 | UN | 1 | 5 | B | D | EAR99 | N | 85362090 | 1 |  | 33.5 | KG | 11158.4 | 11158.4 | LP20 | LP20 | circuit breaker VL1250N standard breaking capacity Icu=55kA, 415V AC 4-pole, line protection trip unit LCD ETU42, LSIG In=1250A, rated current IR=500...1250A, overload protection, ISD=1.5 to 9xIR, II=10xIN short-circuit protection N protected with ground-fault protection without auxiliary release without auxiliary/alarm switch with Safety Label for USA | - | 0 | 0
3VL7712-2AA36-0AA0 |  | 3VL7712-2AA36-0AA0 | 1 | UN | 1 | 5 | B | D | EAR99 | N | 85362090 | 1 | 4011209523913 | 22.66 | KG | 3113 | 3113 | LP20 | LP20 | circuit breaker VL1250H w/o Electronic Trip Unit high breaking capacity Icu=70kA/415V AC, 3-pole In=< 1250A, rated current without auxiliary release with screw terminal connections for switching unit and ETU | - | 0 | 0
3VL7712-2AA46-0AA0 |  | 3VL7712-2AA46-0AA0 | 1 | UN | 1 | 5 | B | D | EAR99 | N | 85362090 | 1 | 4011209523906 | 28.25 | KG | 4125 | 4125 | LP20 | LP20 | circuit breaker VL1250H w/o Electronic Trip Unit high breaking capacity Icu=70kA/415V AC, 4-pole In=< 1250A, rated current without auxiliary release with screw terminal connections for switching unit and ETU | - | 0 | 0
3VL7712-2CH36-0AA0 |  | 3VL7712-2CH36-0AA0 | 1 | UN | 1 | 30 | D | D | EAR99 | N | 85362090 | 1 | 4011209489837 | 25 | KG | 15400 | 15400 | LP20 | LP20 | circuit breaker VL1250H high breaking capacity Icu=70kA, 415V AC 3-pole, line protection trip unit LCD ETU40, LI/LS/LSI In=1250A, rated current IR=500...1250A, overload protection, ISD=1.5 to 9xIR, II=10xIN short-circuit protection without auxiliary release without auxiliary/alarm switch | - | 0 | 0
3VL7712-2CJ46-0AA0-Z | U01 | 3VL7712-2CJ46-0AA0-ZU01 | 1 | UN | 1 | 30 | D | D | EAR99 | N | 85362090 | 1 |  | 33.5 | KG | 19518.4 | 19518.4 | LP20 | LP20 | circuit breaker VL1250H high breaking capacity Icu=70kA, 415V AC 4-pole, line protection trip unit LCD ETU40, LI/LS/LSI In=1250A, rated current IR=500...1250A, overload protection, ISD=1.5 to 9xIR, II=10xIN short-circuit protection N protected without auxiliary release without auxiliary/alarm switch with Safety Label for USA | - | 0 | 0
3VL7712-2CL36-0AA0-Z | U01 | 3VL7712-2CL36-0AA0-ZU01 | 1 | UN | 1 | 30 | D | D | EAR99 | N | 85362090 | 1 |  | 25 | KG | 15448.4 | 15448.4 | LP20 | LP20 | circuit breaker VL1250H high breaking capacity Icu=70kA, 415V AC 3-pole, line protection trip unit LCD ETU42, LSIG 3 phases/3 lines In=1250A, rated current IR=500...1250A, overload protection, ISD=1.5 to 9xIR, II=10xIN short-circuit protection without auxiliary release without auxiliary/alarm switch with Safety Label for USA | - | 0 | 0
3VL7712-2CN46-0AA0 |  | 3VL7712-2CN46-0AA0 | 1 | UN | 1 | 30 | D | D | EAR99 | N | 85362090 | 1 | 4011209489875 | 33.5 | KG | 19470 | 19470 | LP20 | LP20 | circuit breaker VL1250H high breaking capacity Icu=70kA, 415V AC 4-pole, line protection trip unit LCD ETU42, LSIG In=1250A, rated current IR=500...1250A, overload protection, ISD=1.5 to 9xIR, II=10xIN short-circuit protection N protected with ground-fault protection without auxiliary release without auxiliary/alarm switch | - | 0 | 0
3VL7712-2CN46-0AA0-Z | U01 | 3VL7712-2CN46-0AA0-ZU01 | 1 | UN | 1 | 30 | D | D | EAR99 | N | 85362090 | 1 |  | 33.5 | KG | 19518.4 | 19518.4 | LP20 | LP20 | circuit breaker VL1250H high breaking capacity Icu=70kA, 415V AC 4-pole, line protection trip unit LCD ETU42, LSIG In=1250A, rated current IR=500...1250A, overload protection, ISD=1.5 to 9xIR, II=10xIN short-circuit protection N protected with ground-fault protection without auxiliary release without auxiliary/alarm switch with Safety Label for USA | - | 0 | 0
3VL7712-2DE36-0AA0 |  | 3VL7712-2DE36-0AA0 | 1 | UN | 1 | 5 | B | D | EAR99 | N | 85362090 | 1 | 4011209489899 | 24.87 | KG | 6160 | 5645.5 | LP20 | LP20 | circuit breaker VL1250H high breaking capacity Icu=70kA, 415V AC 3-pole, non-auto. air circ. br. trip unit magnetic In=1250A, rated current II=12000A, short-circuit protection without auxiliary release without auxiliary/alarm switch | - | 0 | 0
3VL7712-2DE36-0AA0-Z | U01 | 3VL7712-2DE36-0AA0-ZU01 | 1 | UN | 1 | 5 | B | D | EAR99 | N | 85362090 | 1 |  | 25.08 | KG | 6208.4 | 6208.4 | LP20 | LP20 | circuit breaker VL1250H high breaking capacity Icu=70kA, 415V AC 3-pole, non-auto. air circ. br. trip unit magnetic In=1250A, rated current II=12000A, short-circuit protection without auxiliary release without auxiliary/alarm switch with Safety Label for USA | - | 0 | 0
3VL7712-2EE46-0AA0 |  | 3VL7712-2EE46-0AA0 | 1 | UN | 1 | 5 | B | D | EAR99 | N | 85362090 | 1 | 4011209489905 | 32.7 | KG | 7942 | 7269 | LP20 | LP20 | circuit breaker VL1250H high breaking capacity Icu=70kA, 415V AC 4-pole, non-auto. air circ. br. trip unit magnetic In=1250A, rated current II=12000A, short-circuit protection without auxiliary release without auxiliary/alarm switch | - | 0 | 0
3VL7712-2EE46-0AA0-Z | U01 | 3VL7712-2EE46-0AA0-ZU01 | 1 | UN | 1 | 5 | B | D | EAR99 | N | 85362090 | 1 |  | 31 | KG | 7990.4 | 7990.4 | LP20 | LP20 | circuit breaker VL1250H high breaking capacity Icu=70kA, 415V AC 4-pole, non-auto. air circ. br. trip unit magnetic In=1250A, rated current II=12000A, short-circuit protection without auxiliary release without auxiliary/alarm switch with Safety Label for USA | - | 0 | 0
3VL7712-2LA46-0AA0 |  | 3VL7712-2LA46-0AA0 | 1 | UN | 1 | 5 | B | D | EAR99 | N | 85362090 | 1 | 4011209875906 | 34.4 | KG | 10450 | 10450 | LP20 | LP20 | circuit breaker VL1250H high breaking capacity Icu=70kA, 415V AC 4-pole, line protection trip unit ETU10, LI In=1250A, rated current IR=500...1250A, overload protection, II=1.25 to 11xIN, short-circuit protection N protected shipbuilding certificate for LRS, DNV and gL without auxiliary release without auxiliary/alarm switch | - | 0 | 0
3VL7712-2LA46-0AA0-Z | U01 | 3VL7712-2LA46-0AA0-ZU01 | 1 | UN | 1 | 5 | B | D | EAR99 | N | 85362090 | 1 |  | 33.5 | KG | 10498.4 | 10498.4 | LP20 | LP20 | circuit breaker VL1250H high breaking capacity Icu=70kA, 415V AC 4-pole, line protection trip unit ETU10, LI In=1250A, rated current IR=500...1250A, overload protection, II=1.25 to 11xIN, short-circuit protection N protected shipbuilding certificate for LRS, DNV and gL without auxiliary release without auxiliary/alarm switch with Safety Label for USA | - | 0 | 0
3VL7712-2LB36-0AA0 |  | 3VL7712-2LB36-0AA0 | 1 | UN | 1 | 5 | B | D | EAR99 | N | 85362090 | 1 | 4011209875661 | 26.29 | KG | 7546 | 7546 | LP20 | LP20 | circuit breaker VL1250H high breaking capacity Icu=70kA, 415V AC 3-pole, line protection trip unit ETU10, LI In=1250A, rated current IR=500...1250A, overload protection, II=1.25 to 11xIN, short-circuit protection shipbuilding certificate for LRS, DNV and gL without auxiliary release without auxiliary/alarm switch | - | 0 | 0
3VL7712-2LB36-0AA0-Z | U01 | 3VL7712-2LB36-0AA0-ZU01 | 1 | UN | 1 | 5 | B | D | EAR99 | N | 85362090 | 1 |  | 25 | KG | 7594.4 | 7594.4 | LP20 | LP20 | circuit breaker VL1250H high breaking capacity Icu=70kA, 415V AC 3-pole, line protection trip unit ETU10, LI In=1250A, rated current IR=500...1250A, overload protection, II=1.25 to 11xIN, short-circuit protection shipbuilding certificate for LRS, DNV and gL without auxiliary release without auxiliary/alarm switch with Safety Label for USA | - | 0 | 0
3VL7712-2LE36-0AA0 |  | 3VL7712-2LE36-0AA0 | 1 | UN | 1 | 5 | B | D | EAR99 | N | 85362090 | 1 | 4011209875784 | 26.29 | KG | 7832 | 7832 | LP20 | LP20 | circuit breaker VL1250H high breaking capacity Icu=70kA, 415V AC 3-pole, line protection trip unit ETU20, LSI In=1250A, rated current IR=500...1250A, overload protection, ISD=1.5 to 10xIR, II=11 xIN short-circuit protection shipbuilding certificate for LRS, DNV and gL without auxiliary release without auxiliary/alarm switch | - | 0 | 0
3VL7712-2LE36-0AA0-Z | U01 | 3VL7712-2LE36-0AA0-ZU01 | 1 | UN | 1 | 5 | B | D | EAR99 | N | 85362090 | 1 |  | 25 | KG | 7880.4 | 7880.4 | LP20 | LP20 | circuit breaker VL1250H high breaking capacity Icu=70kA, 415V AC 3-pole, line protection trip unit ETU20, LSI In=1250A, rated current IR=500...1250A, overload protection, ISD=1.5 to 10xIR, II=11 xIN short-circuit protection shipbuilding certificate for LRS, DNV and gL without auxiliary release without auxiliary/alarm switch with Safety Label for USA | - | 0 | 0
3VL7712-2LF46-0AA0 |  | 3VL7712-2LF46-0AA0 | 1 | UN | 1 | 5 | B | D | EAR99 | N | 85362090 | 1 | 4011209876026 | 34.4 | KG | 10791 | 10791 | LP20 | LP20 | circuit breaker VL1250H high breaking capacity Icu=70kA, 415V AC 4-pole, line protection trip unit ETU20, LSI In=1250A, rated current IR=500...1250A, overload protection, ISD=1.5 to 10xIR, II=11 xIN short-circuit protection N protected shipbuilding certificate for LRS, DNV and gL without auxiliary release without auxiliary/alarm switch | - | 0 | 0
3VL7712-2LF46-0AA0-Z | U01 | 3VL7712-2LF46-0AA0-ZU01 | 1 | UN | 1 | 5 | B | D | EAR99 | N | 85362090 | 1 |  | 33.5 | KG | 10839.4 | 10839.4 | LP20 | LP20 | circuit breaker VL1250H high breaking capacity Icu=70kA, 415V AC 4-pole, line protection trip unit ETU20, LSI In=1250A, rated current IR=500...1250A, overload protection, ISD=1.5 to 10xIR, II=11 xIN short-circuit protection N protected shipbuilding certificate for LRS, DNV and gL without auxiliary release without auxiliary/alarm switch with Safety Label for USA | - | 0 | 0
3VL7712-2MB36-0AA0 |  | 3VL7712-2MB36-0AA0 | 1 | UN | 1 | 5 | B | D | EAR99 | N | 85362090 | 1 | 4011209819559 | 26.29 | KG | 6688 | 6688 | LP20 | LP20 | circuit breaker VL1250H high breaking capacity Icu=70kA, 415V AC 3-pole, line protection trip unit ETU10, LI In=1250A, rated current IR=500...1250A, overload protection, II=1.25 to 10xIN, short-circuit protection without auxiliary release ETU communication-capable without auxiliary/alarm switch | - | 0 | 0
3VL7712-2MB36-0AA0-Z | U01 | 3VL7712-2MB36-0AA0-ZU01 | 1 | UN | 1 | 5 | B | D | EAR99 | N | 85362090 | 1 |  | 25 | KG | 6736.4 | 6736.4 | LP20 | LP20 | circuit breaker VL1250H high breaking capacity Icu=70kA, 415V AC 3-pole, line protection trip unit ETU10, LI In=1250A, rated current IR=500...1250A, overload protection, II=1.25 to 10xIN, short-circuit protection without auxiliary release ETU communication-capable without auxiliary/alarm switch with Safety Label for USA | - | 0 | 0
3VL7712-2ME36-0AA0 |  | 3VL7712-2ME36-0AA0 | 1 | UN | 1 | 5 | B | D | EAR99 | N | 85362090 | 1 | 4011209819573 | 26.29 | KG | 6897 | 6897 | LP20 | LP20 | circuit breaker VL1250H high breaking capacity Icu=70kA, 415V AC 3-pole, line protection trip unit ETU20, LSI In=1250A, rated current IR=500...1250A, overload protection, ISD=1.5 to 9xIR, II=10xIN short-circuit protection without auxiliary release ETU communication-capable without auxiliary/alarm switch | - | 0 | 0
3VL7712-2ME36-0AA0-Z | U01 | 3VL7712-2ME36-0AA0-ZU01 | 1 | UN | 1 | 5 | B | D | EAR99 | N | 85362090 | 1 |  | 25 | KG | 6945.4 | 6945.4 | LP20 | LP20 | circuit breaker VL1250H high breaking capacity Icu=70kA, 415V AC 3-pole, line protection trip unit ETU20, LSI In=1250A, rated current IR=500...1250A, overload protection, ISD=1.5 to 9xIR, II=10xIN short-circuit protection without auxiliary release ETU communication-capable without auxiliary/alarm switch with Safety Label for USA | - | 0 | 0
3VL7712-2MF36-0AA0 |  | 3VL7712-2MF36-0AA0 | 1 | UN | 1 | 5 | B | D | EAR99 | N | 85362090 | 1 | 4011209819597 | 26.29 | KG | 8558 | 8558 | LP20 | LP20 | circuit breaker VL1250H high breaking capacity Icu=70kA, 415V AC 3-pole, line protection trip unit ETU12, LIGN 3 phases/4 lines In=1250A, rated current IR=500...1250A, overload protection, II=1.25 to 10xIN, short-circuit protection without auxiliary release ETU communication-capable without auxiliary/alarm switch | - | 0 | 0
3VL7712-2MF36-0AA0-Z | U01 | 3VL7712-2MF36-0AA0-ZU01 | 1 | UN | 1 | 5 | B | D | EAR99 | N | 85362090 | 1 |  | 25 | KG | 8606.4 | 8606.4 | LP20 | LP20 | circuit breaker VL1250H high breaking capacity Icu=70kA, 415V AC 3-pole, line protection trip unit ETU12, LIGN 3 phases/4 lines In=1250A, rated current IR=500...1250A, overload protection, II=1.25 to 10xIN, short-circuit protection without auxiliary release ETU communication-capable without auxiliary/alarm switch with Safety Label for USA | - | 0 | 0
3VL7712-2MG36-0AA0 |  | 3VL7712-2MG36-0AA0 | 1 | UN | 1 | 5 | B | D | EAR99 | N | 85362090 | 1 | 4011209819610 | 26.29 | KG | 8217 | 8217 | LP20 | LP20 | circuit breaker VL1250H high breaking capacity Icu=70kA, 415V AC 3-pole, line protection trip unit ETU22, LSIG 3 phases/3 lines In=1250A, rated current IR=500...1250A, overload protection, ISD=1.5 to 9xIR, II=10xIN short-circuit protection without auxiliary release ETU communication-capable without auxiliary/alarm switch | - | 0 | 0
3VL7712-2MG36-0AA0-Z | U01 | 3VL7712-2MG36-0AA0-ZU01 | 1 | UN | 1 | 5 | B | D | EAR99 | N | 85362090 | 1 |  | 25 | KG | 8265.4 | 8265.4 | LP20 | LP20 | circuit breaker VL1250H high breaking capacity Icu=70kA, 415V AC 3-pole, line protection trip unit ETU22, LSIG 3 phases/3 lines In=1250A, rated current IR=500...1250A, overload protection, ISD=1.5 to 9xIR, II=10xIN short-circuit protection without auxiliary release ETU communication-capable without auxiliary/alarm switch with Safety Label for USA | - | 0 | 0
3VL7712-2MH36-0AA0 |  | 3VL7712-2MH36-0AA0 | 1 | UN | 1 | 5 | B | D | EAR99 | N | 85362090 | 1 | 4011209819634 | 26.29 | KG | 8217 | 8217 | LP20 | LP20 | circuit breaker VL1250H high breaking capacity Icu=70kA, 415V AC 3-pole, line protection trip unit ETU22, LSIG 3 phases/4 lines with connecting cable In=1250A, rated current IR=500...1250A, overload protection, ISD=1.5 to 9xIR, II=10xIN short-circuit protection without auxiliary release ETU communication-capable without auxiliary/alarm switch | - | 0 | 0
3VL7712-2MH36-0AA0-Z | U01 | 3VL7712-2MH36-0AA0-ZU01 | 1 | UN | 1 | 5 | B | D | EAR99 | N | 85362090 | 1 |  | 25 | KG | 8265.4 | 8265.4 | LP20 | LP20 | circuit breaker VL1250H high breaking capacity Icu=70kA, 415V AC 3-pole, line protection trip unit ETU22, LSIG 3 phases/4 lines with connecting cable In=1250A, rated current IR=500...1250A, overload protection, ISD=1.5 to 9xIR, II=10xIN short-circuit protection without auxiliary release ETU communication-capable without auxiliary/alarm switch with Safety Label for USA | - | 0 | 0
3VL7712-2ML36-0AA0 |  | 3VL7712-2ML36-0AA0 | 1 | UN | 1 | 5 | B | D | EAR99 | N | 85362090 | 1 | 4011209819658 | 26.29 | KG | 7997 | 7997 | LP20 | LP20 | circuit breaker VL1250H high breaking capacity Icu=70kA, 415V AC 3-pole, line protection trip unit ETU12, LIG 3 phases/3 lines In=1250A, rated current IR=500...1250A, overload protection, II=1.25 to 10xIN, short-circuit protection without auxiliary release ETU communication-capable without auxiliary/alarm switch | - | 0 | 0
3VL7712-2ML36-0AA0-Z | U01 | 3VL7712-2ML36-0AA0-ZU01 | 1 | UN | 1 | 5 | B | D | EAR99 | N | 85362090 | 1 |  | 25 | KG | 8045.4 | 8045.4 | LP20 | LP20 | circuit breaker VL1250H high breaking capacity Icu=70kA, 415V AC 3-pole, line protection trip unit ETU12, LIG 3 phases/3 lines In=1250A, rated current IR=500...1250A, overload protection, II=1.25 to 10xIN, short-circuit protection without auxiliary release ETU communication-capable without auxiliary/alarm switch with Safety Label for USA | - | 0 | 0
3VL7712-2NA46-0AA0 |  | 3VL7712-2NA46-0AA0 | 1 | UN | 1 | 5 | B | D | EAR99 | N | 85362090 | 1 | 4011209819795 | 34.4 | KG | 9196 | 9196 | LP20 | LP20 | circuit breaker VL1250H high breaking capacity Icu=70kA, 415V AC 4-pole, line protection trip unit ETU10, LIN In=1250A, rated current IR=500...1250A, overload protection, II=1.25 to 10xIN, short-circuit protection N protected without auxiliary release ETU communication-capable without auxiliary/alarm switch | - | 0 | 0
3VL7712-2NA46-0AA0-Z | U01 | 3VL7712-2NA46-0AA0-ZU01 | 1 | UN | 1 | 5 | B | D | EAR99 | N | 85362090 | 1 |  | 33.5 | KG | 9244.4 | 9244.4 | LP20 | LP20 | circuit breaker VL1250H high breaking capacity Icu=70kA, 415V AC 4-pole, line protection trip unit ETU10, LIN In=1250A, rated current IR=500...1250A, overload protection, II=1.25 to 10xIN, short-circuit protection N protected without auxiliary release ETU communication-capable without auxiliary/alarm switch with Safety Label for USA | - | 0 | 0
3VL7712-2NB46-0AA0 |  | 3VL7712-2NB46-0AA0 | 1 | UN | 1 | 5 | B | D | EAR99 | N | 85362090 | 1 | 4011209819818 | 34.4 | KG | 8679 | 8679 | LP20 | LP20 | circuit breaker VL1250H high breaking capacity Icu=70kA, 415V AC 4-pole, line protection trip unit ETU10, LI In=1250A, rated current IR=500...1250A, overload protection, II=1.25 to 10xIN, short-circuit protection without auxiliary release ETU communication-capable without auxiliary/alarm switch | - | 0 | 0
3VL7712-2NB46-0AA0-Z | U01 | 3VL7712-2NB46-0AA0-ZU01 | 1 | UN | 1 | 5 | B | D | EAR99 | N | 85362090 | 1 |  | 33.5 | KG | 8727.4 | 8727.4 | LP20 | LP20 | circuit breaker VL1250H high breaking capacity Icu=70kA, 415V AC 4-pole, line protection trip unit ETU10, LI In=1250A, rated current IR=500...1250A, overload protection, II=1.25 to 10xIN, short-circuit protection without auxiliary release ETU communication-capable without auxiliary/alarm switch with Safety Label for USA | - | 0 | 0
3VL7712-2NE46-0AA0 |  | 3VL7712-2NE46-0AA0 | 1 | UN | 1 | 5 | B | D | EAR99 | N | 85362090 | 1 | 4011209819832 | 34.4 | KG | 8932 | 8932 | LP20 | LP20 | circuit breaker VL1250H high breaking capacity Icu=70kA, 415V AC 4-pole, line protection trip unit ETU20, LSI In=1250A, rated current IR=500...1250A, overload protection, ISD=1.5 to 9xIR, II=10xIN short-circuit protection without auxiliary release ETU communication-capable without auxiliary/alarm switch | - | 0 | 0
3VL7712-2NE46-0AA0-Z | U01 | 3VL7712-2NE46-0AA0-ZU01 | 1 | UN | 1 | 5 | B | D | EAR99 | N | 85362090 | 1 |  | 33.5 | KG | 8980.4 | 8980.4 | LP20 | LP20 | circuit breaker VL1250H high breaking capacity Icu=70kA, 415V AC 4-pole, line protection trip unit ETU20, LSI In=1250A, rated current IR=500...1250A, overload protection, ISD=1.5 to 9xIR, II=10xIN short-circuit protection without auxiliary release ETU communication-capable without auxiliary/alarm switch with Safety Label for USA | - | 0 | 0
3VL7712-2NF46-0AA0 |  | 3VL7712-2NF46-0AA0 | 1 | UN | 1 | 5 | B | D | EAR99 | N | 85362090 | 1 | 4011209819856 | 34.4 | KG | 9471 | 9471 | LP20 | LP20 | circuit breaker VL1250H high breaking capacity Icu=70kA, 415V AC 4-pole, line protection trip unit ETU20, LSI In=1250A, rated current IR=500...1250A, overload protection, ISD=1.5 to 9xIR, II=10xIN short-circuit protection N protected without auxiliary release ETU communication-capable without auxiliary/alarm switch | - | 0 | 0
3VL7712-2NF46-0AA0-Z | U01 | 3VL7712-2NF46-0AA0-ZU01 | 1 | UN | 1 | 5 | B | D | EAR99 | N | 85362090 | 1 |  | 33.5 | KG | 9519.4 | 9519.4 | LP20 | LP20 | circuit breaker VL1250H high breaking capacity Icu=70kA, 415V AC 4-pole, line protection trip unit ETU20, LSI In=1250A, rated current IR=500...1250A, overload protection, ISD=1.5 to 9xIR, II=10xIN short-circuit protection N protected without auxiliary release ETU communication-capable without auxiliary/alarm switch with Safety Label for USA | - | 0 | 0
3VL7712-2NH46-0AA0 |  | 3VL7712-2NH46-0AA0 | 1 | UN | 1 | 5 | B | D | EAR99 | N | 85362090 | 1 | 4011209819870 | 34.4 | KG | 11330 | 11330 | LP20 | LP20 | circuit breaker VL1250H high breaking capacity Icu=70kA, 415V AC 4-pole, line protection trip unit ETU22, LSIG In=1250A, rated current IR=500...1250A, overload protection, ISD=1.5 to 9xIR, II=10xIN short-circuit protection N protected without auxiliary release ETU communication-capable without auxiliary/alarm switch | - | 0 | 0
3VL7712-2NH46-0AA0-Z | U01 | 3VL7712-2NH46-0AA0-ZU01 | 1 | UN | 1 | 5 | B | D | EAR99 | N | 85362090 | 1 |  | 33.5 | KG | 11378.4 | 11378.4 | LP20 | LP20 | circuit breaker VL1250H high breaking capacity Icu=70kA, 415V AC 4-pole, line protection trip unit ETU22, LSIG In=1250A, rated current IR=500...1250A, overload protection, ISD=1.5 to 9xIR, II=10xIN short-circuit protection N protected without auxiliary release ETU communication-capable without auxiliary/alarm switch with Safety Label for USA | - | 0 | 0
3VL7712-2NN46-0AA0 |  | 3VL7712-2NN46-0AA0 | 1 | UN | 1 | 5 | B | D | EAR99 | N | 85362090 | 1 | 4011209819894 | 34.4 | KG | 11110 | 11110 | LP20 | LP20 | circuit breaker VL1250H high breaking capacity Icu=70kA, 415V AC 4-pole, line protection trip unit ETU12, LIG In=1250A, rated current IR=500...1250A, overload protection, II=1.25 to 10xIN, short-circuit protection N protected without auxiliary release ETU communication-capable without auxiliary/alarm switch | - | 0 | 0
3VL7712-2NN46-0AA0-Z | U01 | 3VL7712-2NN46-0AA0-ZU01 | 1 | UN | 1 | 5 | B | D | EAR99 | N | 85362090 | 1 |  | 33.5 | KG | 11158.4 | 11158.4 | LP20 | LP20 | circuit breaker VL1250H high breaking capacity Icu=70kA, 415V AC 4-pole, line protection trip unit ETU12, LIG In=1250A, rated current IR=500...1250A, overload protection, II=1.25 to 10xIN, short-circuit protection N protected without auxiliary release ETU communication-capable without auxiliary/alarm switch with Safety Label for USA | - | 0 | 0
3VL7712-2SB36-0AA0 |  | 3VL7712-2SB36-0AA0 | 1 | UN | 1 | 5 | B | D | EAR99 | N | 85362090 | 1 | 4011209819436 | 26.6 | KG | 6567 | 6033.7 | LP20 | LP20 | circuit breaker VL1250H high breaking capacity Icu=70kA, 415V AC 3-pole, line protection trip unit ETU10, LI In=1250A, rated current IR=500...1250A, overload protection, II=1.25 to 10xIN, short-circuit protection without auxiliary release without auxiliary/alarm switch | - | 0 | 0
3VL7712-2SB36-0AA0-Z | U01 | 3VL7712-2SB36-0AA0-ZU01 | 1 | UN | 1 | 5 | B | D | EAR99 | N | 85362090 | 1 |  | 25 | KG | 6615.4 | 6615.4 | LP20 | LP20 | circuit breaker VL1250H high breaking capacity Icu=70kA, 415V AC 3-pole, line protection trip unit ETU10, LI In=1250A, rated current IR=500...1250A, overload protection, II=1.25 to 10xIN, short-circuit protection without auxiliary release without auxiliary/alarm switch with Safety Label for USA | - | 0 | 0
3VL7712-2SB36-2PC1-Z | U01 | 3VL7712-2SB36-2PC1-ZU01 | 1 | UN | 1 | 5 | B | D | EAR99 | N | 85362090 | 1 |  | 25 | KG | 6986.1 | 6986.1 | LP20 | LP20 | circuit breaker VL1250H high breaking capacity Icu=70kA, 415V AC 3-pole, line protection trip unit ETU10, LI In=1250A, rated current IR=500...1250A, overload protection, II=1.25 to 10xIN, short-circuit protection Undervoltage release 24 V DC Auxiliary switch mounting kit 4 AUX (2 NO + 2 NC) with Safety Label for USA | - | 0 | 0
3VL7712-2SE36-0AA0 |  | 3VL7712-2SE36-0AA0 | 1 | UN | 1 | 5 | B | D | EAR99 | N | 85362090 | 1 | 4011209819450 | 26.63 | KG | 6798 | 6232.4 | LP20 | LP20 | circuit breaker VL1250H high breaking capacity Icu=70kA, 415V AC 3-pole, line protection trip unit ETU20, LSI In=1250A, rated current IR=500...1250A, overload protection, ISD=1.5 to 9xIR, II=10xIN short-circuit protection without auxiliary release without auxiliary/alarm switch | - | 0 | 0
3VL7712-2SE36-0AA0-Z | U01 | 3VL7712-2SE36-0AA0-ZU01 | 1 | UN | 1 | 5 | B | D | EAR99 | N | 85362090 | 1 |  | 25 | KG | 6846.4 | 6846.4 | LP20 | LP20 | circuit breaker VL1250H high breaking capacity Icu=70kA, 415V AC 3-pole, line protection trip unit ETU20, LSI In=1250A, rated current IR=500...1250A, overload protection, ISD=1.5 to 9xIR, II=10xIN short-circuit protection without auxiliary release without auxiliary/alarm switch with Safety Label for USA | - | 0 | 0
3VL7712-2SE36-0AC1-Z | U01 | 3VL7712-2SE36-0AC1-ZU01 | 1 | UN | 1 | 5 | B | D | EAR99 | N | 85362090 | 1 |  | 25 | KG | 6979.5 | 6979.5 | LP20 | LP20 | circuit breaker VL1250H high breaking capacity Icu=70kA, 415V AC 3-pole, line protection trip unit ETU20, LSI In=1250A, rated current IR=500...1250A, overload protection, ISD=1.5 to 9xIR, II=10xIN short-circuit protection without auxiliary release Auxiliary switch mounting kit 4 AUX (2 NO + 2 NC) with Safety Label for USA | - | 0 | 0
3VL7712-2SF36-0AA0 |  | 3VL7712-2SF36-0AA0 | 1 | UN | 1 | 5 | B | D | EAR99 | N | 85362090 | 1 | 4011209819474 | 26.63 | KG | 8470 | 8470 | LP20 | LP20 | circuit breaker VL1250H high breaking capacity Icu=70kA, 415V AC 3-pole, line protection trip unit ETU12, LIG 3 phases/4 lines In=1250A, rated current IR=500...1250A, overload protection, II=1.25 to 10xIN, short-circuit protection without auxiliary release without auxiliary/alarm switch | - | 0 | 0
3VL7712-2SF36-0AA0-Z | U01 | 3VL7712-2SF36-0AA0-ZU01 | 1 | UN | 1 | 5 | B | D | EAR99 | N | 85362090 | 1 |  | 25 | KG | 8518.4 | 8518.4 | LP20 | LP20 | circuit breaker VL1250H high breaking capacity Icu=70kA, 415V AC 3-pole, line protection trip unit ETU12, LIG 3 phases/4 lines In=1250A, rated current IR=500...1250A, overload protection, II=1.25 to 10xIN, short-circuit protection without auxiliary release without auxiliary/alarm switch with Safety Label for USA | - | 0 | 0
3VL7712-2SG36-0AA0 |  | 3VL7712-2SG36-0AA0 | 1 | UN | 1 | 5 | B | D | EAR99 | N | 85362090 | 1 | 4011209819498 | 26.63 | KG | 8140 | 8140 | LP20 | LP20 | circuit breaker VL1250H high breaking capacity Icu=70kA, 415V AC 3-pole, line protection trip unit ETU22, LSIG 3 phases/3 lines In=1250A, rated current IR=500...1250A, overload protection, ISD=1.5 to 9xIR, II=10xIN short-circuit protection without auxiliary release without auxiliary/alarm switch | - | 0 | 0
3VL7712-2SG36-0AA0-Z | U01 | 3VL7712-2SG36-0AA0-ZU01 | 1 | UN | 1 | 5 | B | D | EAR99 | N | 85362090 | 1 |  | 25 | KG | 8188.4 | 8188.4 | LP20 | LP20 | circuit breaker VL1250H high breaking capacity Icu=70kA, 415V AC 3-pole, line protection trip unit ETU22, LSIG 3 phases/3 lines In=1250A, rated current IR=500...1250A, overload protection, ISD=1.5 to 9xIR, II=10xIN short-circuit protection without auxiliary release without auxiliary/alarm switch with Safety Label for USA | - | 0 | 0
3VL7712-2SH36-0AA0 |  | 3VL7712-2SH36-0AA0 | 1 | UN | 1 | 5 | B | D | EAR99 | N | 85362090 | 1 | 4011209819511 | 26.63 | KG | 8140 | 8140 | LP20 | LP20 | circuit breaker VL1250H high breaking capacity Icu=70kA, 415V AC 3-pole, line protection trip unit ETU22, LSIG 3 phases/4 lines with connecting cable In=1250A, rated current IR=500...1250A, overload protection, ISD=1.5 to 9xIR, II=10xIN short-circuit protection without auxiliary release without auxiliary/alarm switch | - | 0 | 0
3VL7712-2SH36-0AA0-Z | U01 | 3VL7712-2SH36-0AA0-ZU01 | 1 | UN | 1 | 5 | B | D | EAR99 | N | 85362090 | 1 |  | 25 | KG | 8188.4 | 8188.4 | LP20 | LP20 | circuit breaker VL1250H high breaking capacity Icu=70kA, 415V AC 3-pole, line protection trip unit ETU22, LSIG 3 phases/4 lines with connecting cable In=1250A, rated current IR=500...1250A, overload protection, ISD=1.5 to 9xIR, II=10xIN short-circuit protection without auxiliary release without auxiliary/alarm switch with Safety Label for USA | - | 0 | 0
3VL7712-2SL36-0AA0 |  | 3VL7712-2SL36-0AA0 | 1 | UN | 1 | 5 | B | D | EAR99 | N | 85362090 | 1 | 4011209819535 | 26.63 | KG | 7931 | 7931 | LP20 | LP20 | circuit breaker VL1250H high breaking capacity Icu=70kA, 415V AC 3-pole, line protection trip unit ETU12, LIG 3 phases/3 lines In=1250A, rated current IR=500...1250A, overload protection, II=1.25 to 10xIN, short-circuit protection without auxiliary release without auxiliary/alarm switch | - | 0 | 0
3VL7712-2SL36-0AA0-Z | U01 | 3VL7712-2SL36-0AA0-ZU01 | 1 | UN | 1 | 5 | B | D | EAR99 | N | 85362090 | 1 |  | 25 | KG | 7979.4 | 7979.4 | LP20 | LP20 | circuit breaker VL1250H high breaking capacity Icu=70kA, 415V AC 3-pole, line protection trip unit ETU12, LIG 3 phases/3 lines In=1250A, rated current IR=500...1250A, overload protection, II=1.25 to 10xIN, short-circuit protection without auxiliary release without auxiliary/alarm switch with Safety Label for USA | - | 0 | 0
3VL7712-2TA46-0AA0 |  | 3VL7712-2TA46-0AA0 | 1 | UN | 1 | 5 | B | D | EAR99 | N | 85362090 | 1 | 4011209819672 | 34.4 | KG | 9097 | 9097 | LP20 | LP20 | circuit breaker VL1250H high breaking capacity Icu=70kA, 415V AC 4-pole, line protection trip unit ETU10, LIN In=1250A, rated current IR=500...1250A, overload protection, II=1.25 to 10xIN, short-circuit protection N protected without auxiliary release without auxiliary/alarm switch | - | 0 | 0
3VL7712-2TA46-0AA0-Z | U01 | 3VL7712-2TA46-0AA0-ZU01 | 1 | UN | 1 | 5 | B | D | EAR99 | N | 85362090 | 1 |  | 33.5 | KG | 9145.4 | 9145.4 | LP20 | LP20 | circuit breaker VL1250H high breaking capacity Icu=70kA, 415V AC 4-pole, line protection trip unit ETU10, LIN In=1250A, rated current IR=500...1250A, overload protection, II=1.25 to 10xIN, short-circuit protection N protected without auxiliary release without auxiliary/alarm switch with Safety Label for USA | - | 0 | 0
3VL7712-2TB46-0AA0 |  | 3VL7712-2TB46-0AA0 | 1 | UN | 1 | 5 | B | D | EAR99 | N | 85362090 | 1 | 4011209819696 | 34.4 | KG | 8569 | 8569 | LP20 | LP20 | circuit breaker VL1250H high breaking capacity Icu=70kA, 415V AC 4-pole, line protection trip unit ETU10, LI In=1250A, rated current IR=500...1250A, overload protection, II=1.25 to 10xIN, short-circuit protection without auxiliary release without auxiliary/alarm switch | - | 0 | 0
3VL7712-2TB46-0AA0-Z | U01 | 3VL7712-2TB46-0AA0-ZU01 | 1 | UN | 1 | 5 | B | D | EAR99 | N | 85362090 | 1 |  | 33.5 | KG | 8617.4 | 8617.4 | LP20 | LP20 | circuit breaker VL1250H high breaking capacity Icu=70kA, 415V AC 4-pole, line protection trip unit ETU10, LI In=1250A, rated current IR=500...1250A, overload protection, II=1.25 to 10xIN, short-circuit protection without auxiliary release without auxiliary/alarm switch with Safety Label for USA | - | 0 | 0
3VL7712-2TE46-0AA0 |  | 3VL7712-2TE46-0AA0 | 1 | UN | 1 | 5 | B | D | EAR99 | N | 85362090 | 1 | 4011209819719 | 34.4 | KG | 8811 | 8811 | LP20 | LP20 | circuit breaker VL1250H high breaking capacity Icu=70kA, 415V AC 4-pole, line protection trip unit ETU20, LSI In=1250A, rated current IR=500...1250A, overload protection, ISD=1.5 to 9xIR, II=10xIN short-circuit protection N unprotected without auxiliary release without auxiliary/alarm switch | - | 0 | 0
3VL7712-2TE46-0AA0-Z | U01 | 3VL7712-2TE46-0AA0-ZU01 | 1 | UN | 1 | 5 | B | D | EAR99 | N | 85362090 | 1 |  | 33.5 | KG | 8859.4 | 8859.4 | LP20 | LP20 | circuit breaker VL1250H high breaking capacity Icu=70kA, 415V AC 4-pole, line protection trip unit ETU20, LSI In=1250A, rated current IR=500...1250A, overload protection, ISD=1.5 to 9xIR, II=10xIN short-circuit protection N unprotected without auxiliary release without auxiliary/alarm switch with Safety Label for USA | - | 0 | 0
3VL7712-2TF46-0AA0 |  | 3VL7712-2TF46-0AA0 | 1 | UN | 1 | 5 | B | D | EAR99 | N | 85362090 | 1 | 4011209819733 | 34.4 | KG | 9339 | 8568.3 | LP20 | LP20 | circuit breaker VL1250H high breaking capacity Icu=70kA, 415V AC 4-pole, line protection trip unit ETU20, LSI In=1250A, rated current IR=500...1250A, overload protection, ISD=1.5 to 9xIR, II=10xIN short-circuit protection N protected without auxiliary release without auxiliary/alarm switch | - | 0 | 0
3VL7712-2TF46-0AA0-Z | U01 | 3VL7712-2TF46-0AA0-ZU01 | 1 | UN | 1 | 5 | B | D | EAR99 | N | 85362090 | 1 |  | 33.5 | KG | 9387.4 | 9387.4 | LP20 | LP20 | circuit breaker VL1250H high breaking capacity Icu=70kA, 415V AC 4-pole, line protection trip unit ETU20, LSI In=1250A, rated current IR=500...1250A, overload protection, ISD=1.5 to 9xIR, II=10xIN short-circuit protection N protected without auxiliary release without auxiliary/alarm switch with Safety Label for USA | - | 0 | 0
3VL7712-2TH46-0AA0 |  | 3VL7712-2TH46-0AA0 | 1 | UN | 1 | 5 | B | D | EAR99 | N | 85362090 | 1 | 4011209819757 | 34.4 | KG | 11330 | 11330 | LP20 | LP20 | circuit breaker VL1250H high breaking capacity Icu=70kA, 415V AC 4-pole, line protection trip unit ETU22, LSIG In=1250A, rated current IR=500...1250A, overload protection, ISD=1.5 to 9xIR, II=10xIN short-circuit protection N protected without auxiliary release without auxiliary/alarm switch | - | 0 | 0
3VL7712-2TH46-0AA0-Z | U01 | 3VL7712-2TH46-0AA0-ZU01 | 1 | UN | 1 | 5 | B | D | EAR99 | N | 85362090 | 1 |  | 33.5 | KG | 11378.4 | 11378.4 | LP20 | LP20 | circuit breaker VL1250H high breaking capacity Icu=70kA, 415V AC 4-pole, line protection trip unit ETU22, LSIG In=1250A, rated current IR=500...1250A, overload protection, ISD=1.5 to 9xIR, II=10xIN short-circuit protection N protected without auxiliary release without auxiliary/alarm switch with Safety Label for USA | - | 0 | 0
3VL7712-2TN46-0AA0 |  | 3VL7712-2TN46-0AA0 | 1 | UN | 1 | 5 | B | D | EAR99 | N | 85362090 | 1 | 4011209819771 | 34.4 | KG | 10956 | 10956 | LP20 | LP20 | circuit breaker VL1250H high breaking capacity Icu=70kA, 415V AC 4-pole, line protection trip unit ETU12, LIG In=1250A, rated current IR=500...1250A, overload protection, II=1.25 to 10xIN, short-circuit protection N protected without auxiliary release without auxiliary/alarm switch | - | 0 | 0
3VL7712-2TN46-0AA0-Z | U01 | 3VL7712-2TN46-0AA0-ZU01 | 1 | UN | 1 | 5 | B | D | EAR99 | N | 85362090 | 1 |  | 33.5 | KG | 11004.4 | 11004.4 | LP20 | LP20 | circuit breaker VL1250H high breaking capacity Icu=70kA, 415V AC 4-pole, line protection trip unit ETU12, LIG In=1250A, rated current IR=500...1250A, overload protection, II=1.25 to 10xIN, short-circuit protection N protected without auxiliary release without auxiliary/alarm switch with Safety Label for USA | - | 0 | 0
3VL7712-2UH36-0AA0 |  | 3VL7712-2UH36-0AA0 | 1 | UN | 1 | 5 | B | D | EAR99 | N | 85362090 | 1 | 4011209888197 | 26.63 | KG | 9064 | 9064 | LP20 | LP20 | circuit breaker VL1250H high breaking capacity Icu=70kA, 415V AC 3-pole, line protection trip unit LCD ETU40, LI/LS/LSI In=1250A, rated current IR=500...1250A, overload protection, ISD=1.5 to 9xIR, II=10xIN short-circuit protection without auxiliary release without auxiliary/alarm switch | - | 0 | 0
3VL7712-2UH36-0AA0-Z | U01 | 3VL7712-2UH36-0AA0-ZU01 | 1 | UN | 1 | 5 | B | D | EAR99 | N | 85362090 | 1 |  | 25 | KG | 9112.4 | 9112.4 | LP20 | LP20 | circuit breaker VL1250H high breaking capacity Icu=70kA, 415V AC 3-pole, line protection trip unit LCD ETU40, LI/LS/LSI In=1250A, rated current IR=500...1250A, overload protection, ISD=1.5 to 9xIR, II=10xIN short-circuit protection without auxiliary release without auxiliary/alarm switch with Safety Label for USA | - | 0 | 0
3VL7712-2UJ46-0AA0 |  | 3VL7712-2UJ46-0AA0 | 1 | UN | 1 | 5 | B | D | EAR99 | N | 85362090 | 1 | 4011209888555 | 34.4 | KG | 11660 | 11660 | LP20 | LP20 | circuit breaker VL1250H high breaking capacity Icu=70kA, 415V AC 4-pole, line protection trip unit LCD ETU40, LI/LS/LSI In=1250A, rated current IR=500...1250A, overload protection, ISD=1.5 to 9xIR, II=10xIN short-circuit protection N protected without auxiliary release without auxiliary/alarm switch | - | 0 | 0
3VL7712-2UJ46-0AA0-Z | U01 | 3VL7712-2UJ46-0AA0-ZU01 | 1 | UN | 1 | 5 | B | D | EAR99 | N | 85362090 | 1 |  | 33.5 | KG | 11708.4 | 11708.4 | LP20 | LP20 | circuit breaker VL1250H high breaking capacity Icu=70kA, 415V AC 4-pole, line protection trip unit LCD ETU40, LI/LS/LSI In=1250A, rated current IR=500...1250A, overload protection, ISD=1.5 to 9xIR, II=10xIN short-circuit protection N protected without auxiliary release without auxiliary/alarm switch with Safety Label for USA | - | 0 | 0
3VL7712-2UL36-0AA0 |  | 3VL7712-2UL36-0AA0 | 1 | UN | 1 | 5 | B | D | EAR99 | N | 85362090 | 1 | 4011209888319 | 26.63 | KG | 9064 | 9064 | LP20 | LP20 | circuit breaker VL1250H high breaking capacity Icu=70kA, 415V AC 3-pole, line protection trip unit LCD ETU42, LSIG 3 phases/3 lines In=1250A, rated current IR=500...1250A, overload protection, ISD=1.5 to 9xIR, II=10xIN short-circuit protection without auxiliary release without auxiliary/alarm switch | - | 0 | 0
3VL7712-2UL36-0AA0-Z | U01 | 3VL7712-2UL36-0AA0-ZU01 | 1 | UN | 1 | 5 | B | D | EAR99 | N | 85362090 | 1 |  | 25 | KG | 9112.4 | 9112.4 | LP20 | LP20 | circuit breaker VL1250H high breaking capacity Icu=70kA, 415V AC 3-pole, line protection trip unit LCD ETU42, LSIG 3 phases/3 lines In=1250A, rated current IR=500...1250A, overload protection, ISD=1.5 to 9xIR, II=10xIN short-circuit protection without auxiliary release without auxiliary/alarm switch with Safety Label for USA | - | 0 | 0
3VL7712-2UM36-0AA0 |  | 3VL7712-2UM36-0AA0 | 1 | UN | 1 | 5 | B | D | EAR99 | N | 85362090 | 1 | 4011209888432 | 26.63 | KG | 9064 | 9064 | LP20 | LP20 | circuit breaker VL1250H high breaking capacity Icu=70kA, 415V AC 3-pole, line protection trip unit LCD ETU42, LSIG 3 phases/4 lines with connecting cable In=1250A, rated current IR=500...1250A, overload protection, ISD=1.5 to 9xIR, II=10xIN short-circuit protection without auxiliary release without auxiliary/alarm switch | - | 0 | 0
3VL7712-2UM36-0AA0-Z | U01 | 3VL7712-2UM36-0AA0-ZU01 | 1 | UN | 1 | 5 | B | D | EAR99 | N | 85362090 | 1 |  | 25 | KG | 9112.4 | 9112.4 | LP20 | LP20 | circuit breaker VL1250H high breaking capacity Icu=70kA, 415V AC 3-pole, line protection trip unit LCD ETU42, LSIG 3 phases/4 lines with connecting cable In=1250A, rated current IR=500...1250A, overload protection, ISD=1.5 to 9xIR, II=10xIN short-circuit protection without auxiliary release without auxiliary/alarm switch with Safety Label for USA | - | 0 | 0
3VL7712-2UN46-0AA0 |  | 3VL7712-2UN46-0AA0 | 1 | UN | 1 | 5 | B | D | EAR99 | N | 85362090 | 1 | 4011209888678 | 34.4 | KG | 11660 | 11660 | LP20 | LP20 | circuit breaker VL1250H high breaking capacity Icu=70kA, 415V AC 4-pole, line protection trip unit LCD ETU42, LSIG In=1250A, rated current IR=500...1250A, overload protection, ISD=1.5 to 9xIR, II=10xIN short-circuit protection N protected with ground-fault protection without auxiliary release without auxiliary/alarm switch | - | 0 | 0
3VL7712-2UN46-0AA0-Z | U01 | 3VL7712-2UN46-0AA0-ZU01 | 1 | UN | 1 | 5 | B | D | EAR99 | N | 85362090 | 1 |  | 33.5 | KG | 11708.4 | 11708.4 | LP20 | LP20 | circuit breaker VL1250H high breaking capacity Icu=70kA, 415V AC 4-pole, line protection trip unit LCD ETU42, LSIG In=1250A, rated current IR=500...1250A, overload protection, ISD=1.5 to 9xIR, II=10xIN short-circuit protection N protected with ground-fault protection without auxiliary release without auxiliary/alarm switch with Safety Label for USA | - | 0 | 0
3VL7712-3AA36-0AA0 |  | 3VL7712-3AA36-0AA0 | 1 | UN | 1 | 5 | B | D | EAR99 | N | 85362090 | 1 | 4011209523890 | 22.65 | KG | 3960 | 3960 | LP20 | LP20 | circuit breaker VL1250L w/o Electronic Trip Unit very high breaking capacity Icu=100kA/415V AC, 3-pole In=< 1250A, rated current without auxiliary release with screw terminal connections for switching unit and ETU | - | 0 | 0
3VL7712-3AA46-0AA0 |  | 3VL7712-3AA46-0AA0 | 1 | UN | 1 | 5 | B | D | EAR99 | N | 85362090 | 1 | 4011209523883 | 29.503 | KG | 5148 | 5148 | LP20 | LP20 | circuit breaker VL1250L w/o Electronic Trip Unit very high breaking capacity Icu=100kA/415V AC, 4-pole In=< 1250A, rated current without auxiliary release with screw terminal connections for switching unit and ETU | - | 0 | 0
3VL7712-3CJ46-0AA0-Z | U01 | 3VL7712-3CJ46-0AA0-ZU01 | 1 | UN | 1 | 30 | D | D | EAR99 | N | 85362090 | 1 |  | 33.5 | KG | 21498.4 | 21498.4 | LP20 | LP20 | circuit breaker VL1250L very high breaking capacity Icu=100kA, 415V AC 4-pole, line protection trip unit LCD ETU40, LI/LS/LSI In=1250A, rated current IR=500...1250A, overload protection, ISD=1.5 to 9xIR, II=10xIN short-circuit protection N protected without auxiliary release without auxiliary/alarm switch with Safety Label for USA | - | 0 | 0
3VL7712-3CL36-0AA0-Z | U01 | 3VL7712-3CL36-0AA0-ZU01 | 1 | UN | 1 | 30 | D | D | EAR99 | N | 85362090 | 1 |  | 25 | KG | 16878.4 | 16878.4 | LP20 | LP20 | circuit breaker VL1250L very high breaking capacity Icu=100kA, 415V AC 3-pole, line protection trip unit LCD ETU42, LSIG 3 phases/3 lines In=1250A, rated current IR=500...1250A, overload protection, ISD=1.5 to 9xIR, II=10xIN short-circuit protection without auxiliary release without auxiliary/alarm switch with Safety Label for USA | - | 0 | 0
3VL7712-3CN46-0AA0-Z | U01 | 3VL7712-3CN46-0AA0-ZU01 | 1 | UN | 1 | 30 | D | D | EAR99 | N | 85362090 | 1 |  | 33.5 | KG | 21498.4 | 21498.4 | LP20 | LP20 | circuit breaker VL1250L very high breaking capacity Icu=100kA, 415V AC 4-pole, line protection trip unit LCD ETU42, LSIG In=1250A, rated current IR=500...1250A, overload protection, ISD=1.5 to 9xIR, II=10xIN short-circuit protection N protected with ground-fault protection without auxiliary release without auxiliary/alarm switch with Safety Label for USA | - | 0 | 0
3VL7712-3DE36-0AA0 |  | 3VL7712-3DE36-0AA0 | 1 | UN | 1 | 5 | B | D | EAR99 | N | 85362090 | 1 | 4011209490147 | 25.242 | KG | 6919 | 6345.6 | LP20 | LP20 | circuit breaker VL1250L very high breaking capacity Icu=100kA, 415V AC 3-pole, non-auto. air circ. br. trip unit magnetic In=1250A, rated current II=12000A, short-circuit protection without auxiliary release without auxiliary/alarm switch | - | 0 | 0
3VL7712-3DE36-0AA0-Z | U01 | 3VL7712-3DE36-0AA0-ZU01 | 1 | UN | 1 | 5 | B | D | EAR99 | N | 85362090 | 1 |  | 23.5 | KG | 6967.4 | 6967.4 | LP20 | LP20 | circuit breaker VL1250L very high breaking capacity Icu=100kA, 415V AC 3-pole, non-auto. air circ. br. trip unit magnetic In=1250A, rated current II=12000A, short-circuit protection without auxiliary release without auxiliary/alarm switch with Safety Label for USA | - | 0 | 0
3VL7712-3EE46-0AA0 |  | 3VL7712-3EE46-0AA0 | 1 | UN | 1 | 5 | B | D | EAR99 | N | 85362090 | 1 | 4011209490154 | 32.8 | KG | 8855 | 8119.5 | LP20 | LP20 | circuit breaker VL1250L very high breaking capacity Icu=100kA, 415V AC 4-pole, non-auto. air circ. br. trip unit magnetic In=1250A, rated current II=12000A, short-circuit protection without auxiliary release without auxiliary/alarm switch | - | 0 | 0
3VL7712-3EE46-0AA0-Z | U01 | 3VL7712-3EE46-0AA0-ZU01 | 1 | UN | 1 | 5 | B | D | EAR99 | N | 85362090 | 1 |  | 31 | KG | 8903.4 | 8903.4 | LP20 | LP20 | circuit breaker VL1250L very high breaking capacity Icu=100kA, 415V AC 4-pole, non-auto. air circ. br. trip unit magnetic In=1250A, rated current II=12000A, short-circuit protection without auxiliary release without auxiliary/alarm switch with Safety Label for USA | - | 0 | 0
3VL7712-3LA46-0AA0 |  | 3VL7712-3LA46-0AA0 | 1 | UN | 1 | 5 | B | D | EAR99 | N | 85362090 | 1 | 4011209875913 | 34.4 | KG | 11660 | 11660 | LP20 | LP20 | circuit breaker VL1250L very high breaking capacity Icu=100kA, 415V AC 4-pole, line protection trip unit ETU10, LI In=1250A, rated current IR=500...1250A, overload protection, II=1.25 to 11xIN, short-circuit protection N protected shipbuilding certificate for LRS, DNV and gL without auxiliary release without auxiliary/alarm switch | - | 0 | 0
3VL7712-3LA46-0AA0-Z | U01 | 3VL7712-3LA46-0AA0-ZU01 | 1 | UN | 1 | 5 | B | D | EAR99 | N | 85362090 | 1 |  | 33.5 | KG | 11708.4 | 11708.4 | LP20 | LP20 | circuit breaker VL1250L very high breaking capacity Icu=100kA, 415V AC 4-pole, line protection trip unit ETU10, LI In=1250A, rated current IR=500...1250A, overload protection, II=1.25 to 11xIN, short-circuit protection N protected shipbuilding certificate for LRS, DNV and gL without auxiliary release without auxiliary/alarm switch with Safety Label for USA | - | 0 | 0
3VL7712-3LB36-0AA0 |  | 3VL7712-3LB36-0AA0 | 1 | UN | 1 | 5 | B | D | EAR99 | N | 85362090 | 1 | 4011209875678 | 26.63 | KG | 8503 | 8503 | LP20 | LP20 | circuit breaker VL1250L very high breaking capacity Icu=100kA, 415V AC 3-pole, line protection trip unit ETU10, LI In=1250A, rated current IR=500...1250A, overload protection, II=1.25 to 11xIN, short-circuit protection shipbuilding certificate for LRS, DNV and gL without auxiliary release without auxiliary/alarm switch | - | 0 | 0
3VL7712-3LB36-0AA0-Z | U01 | 3VL7712-3LB36-0AA0-ZU01 | 1 | UN | 1 | 5 | B | D | EAR99 | N | 85362090 | 1 |  | 25 | KG | 8551.4 | 8551.4 | LP20 | LP20 | circuit breaker VL1250L very high breaking capacity Icu=100kA, 415V AC 3-pole, line protection trip unit ETU10, LI In=1250A, rated current IR=500...1250A, overload protection, II=1.25 to 11xIN, short-circuit protection shipbuilding certificate for LRS, DNV and gL without auxiliary release without auxiliary/alarm switch with Safety Label for USA | - | 0 | 0
3VL7712-3LE36-0AA0 |  | 3VL7712-3LE36-0AA0 | 1 | UN | 1 | 5 | B | D | EAR99 | N | 85362090 | 1 | 4011209875791 | 26.63 | KG | 8745 | 8745 | LP20 | LP20 | circuit breaker VL1250L very high breaking capacity Icu=100kA, 415V AC 3-pole, line protection trip unit ETU20, LSI In=1250A, rated current IR=500...1250A, overload protection, ISD=1.5 to 10xIR, II=11 xIN short-circuit protection shipbuilding certificate for LRS, DNV and gL without auxiliary release without auxiliary/alarm switch | - | 0 | 0
3VL7712-3LE36-0AA0-Z | U01 | 3VL7712-3LE36-0AA0-ZU01 | 1 | UN | 1 | 5 | B | D | EAR99 | N | 85362090 | 1 |  | 25 | KG | 8793.4 | 8793.4 | LP20 | LP20 | circuit breaker VL1250L very high breaking capacity Icu=100kA, 415V AC 3-pole, line protection trip unit ETU20, LSI In=1250A, rated current IR=500...1250A, overload protection, ISD=1.5 to 10xIR, II=11 xIN short-circuit protection shipbuilding certificate for LRS, DNV and gL without auxiliary release without auxiliary/alarm switch with Safety Label for USA | - | 0 | 0
3VL7712-3LF46-0AA0 |  | 3VL7712-3LF46-0AA0 | 1 | UN | 1 | 5 | B | D | EAR99 | N | 85362090 | 1 | 4011209876033 | 34.4 | KG | 11990 | 11990 | LP20 | LP20 | circuit breaker VL1250L very high breaking capacity Icu=100kA, 415V AC 4-pole, line protection trip unit ETU20, LSI In=1250A, rated current IR=500...1250A, overload protection, ISD=1.5 to 10xIR, II=11 xIN short-circuit protection N protected shipbuilding certificate for LRS, DNV and gL without auxiliary release without auxiliary/alarm switch | - | 0 | 0
3VL7712-3LF46-0AA0-Z | U01 | 3VL7712-3LF46-0AA0-ZU01 | 1 | UN | 1 | 5 | B | D | EAR99 | N | 85362090 | 1 |  | 33.5 | KG | 12038.4 | 12038.4 | LP20 | LP20 | circuit breaker VL1250L very high breaking capacity Icu=100kA, 415V AC 4-pole, line protection trip unit ETU20, LSI In=1250A, rated current IR=500...1250A, overload protection, ISD=1.5 to 10xIR, II=11 xIN short-circuit protection N protected shipbuilding certificate for LRS, DNV and gL without auxiliary release without auxiliary/alarm switch with Safety Label for USA | - | 0 | 0
3VL7712-3MB36-0AA0 |  | 3VL7712-3MB36-0AA0 | 1 | UN | 1 | 5 | B | D | EAR99 | N | 85362090 | 1 | 4011209820999 | 26.63 | KG | 7491 | 7491 | LP20 | LP20 | circuit breaker VL1250L very high breaking capacity Icu=100kA, 415V AC 3-pole, line protection trip unit ETU10, LI In=1250A, rated current IR=500...1250A, overload protection, II=1.25 to 10xIN, short-circuit protection without auxiliary release ETU communication-capable without auxiliary/alarm switch | - | 0 | 0
3VL7712-3MB36-0AA0-Z | U01 | 3VL7712-3MB36-0AA0-ZU01 | 1 | UN | 1 | 5 | B | D | EAR99 | N | 85362090 | 1 |  | 25 | KG | 7539.4 | 7539.4 | LP20 | LP20 | circuit breaker VL1250L very high breaking capacity Icu=100kA, 415V AC 3-pole, line protection trip unit ETU10, LI In=1250A, rated current IR=500...1250A, overload protection, II=1.25 to 10xIN, short-circuit protection without auxiliary release ETU communication-capable without auxiliary/alarm switch with Safety Label for USA | - | 0 | 0
3VL7712-3ME36-0AA0 |  | 3VL7712-3ME36-0AA0 | 1 | UN | 1 | 5 | B | D | EAR99 | N | 85362090 | 1 | 4011209821019 | 26.63 | KG | 7711 | 7711 | LP20 | LP20 | circuit breaker VL1250L very high breaking capacity Icu=100kA, 415V AC 3-pole, line protection trip unit ETU20, LSI In=1250A, rated current IR=500...1250A, overload protection, ISD=1.5 to 9xIR, II=10xIN short-circuit protection without auxiliary release ETU communication-capable without auxiliary/alarm switch | - | 0 | 0
3VL7712-3ME36-0AA0-Z | U01 | 3VL7712-3ME36-0AA0-ZU01 | 1 | UN | 1 | 5 | B | D | EAR99 | N | 85362090 | 1 |  | 25 | KG | 7759.4 | 7759.4 | LP20 | LP20 | circuit breaker VL1250L very high breaking capacity Icu=100kA, 415V AC 3-pole, line protection trip unit ETU20, LSI In=1250A, rated current IR=500...1250A, overload protection, ISD=1.5 to 9xIR, II=10xIN short-circuit protection without auxiliary release ETU communication-capable without auxiliary/alarm switch with Safety Label for USA | - | 0 | 0
3VL7712-3MF36-0AA0 |  | 3VL7712-3MF36-0AA0 | 1 | UN | 1 | 5 | B | D | EAR99 | N | 85362090 | 1 | 4011209821033 | 26.63 | KG | 9306 | 9306 | LP20 | LP20 | circuit breaker VL1250L very high breaking capacity Icu=100kA, 415V AC 3-pole, line protection trip unit ETU12, LIGN 3 phases/4 lines In=1250A, rated current IR=500...1250A, overload protection, II=1.25 to 10xIN, short-circuit protection without auxiliary release ETU communication-capable without auxiliary/alarm switch | - | 0 | 0
3VL7712-3MF36-0AA0-Z | U01 | 3VL7712-3MF36-0AA0-ZU01 | 1 | UN | 1 | 5 | B | D | EAR99 | N | 85362090 | 1 |  | 25 | KG | 9354.4 | 9354.4 | LP20 | LP20 | circuit breaker VL1250L very high breaking capacity Icu=100kA, 415V AC 3-pole, line protection trip unit ETU12, LIGN 3 phases/4 lines In=1250A, rated current IR=500...1250A, overload protection, II=1.25 to 10xIN, short-circuit protection without auxiliary release ETU communication-capable without auxiliary/alarm switch with Safety Label for USA | - | 0 | 0
3VL7712-3MG36-0AA0 |  | 3VL7712-3MG36-0AA0 | 1 | UN | 1 | 5 | B | D | EAR99 | N | 85362090 | 1 | 4011209821057 | 26.63 | KG | 9042 | 9042 | LP20 | LP20 | circuit breaker VL1250L very high breaking capacity Icu=100kA, 415V AC 3-pole, line protection trip unit ETU22, LSIG 3 phases/3 lines In=1250A, rated current IR=500...1250A, overload protection, ISD=1.5 to 9xIR, II=10xIN short-circuit protection without auxiliary release ETU communication-capable without auxiliary/alarm switch | - | 0 | 0
3VL7712-3MG36-0AA0-Z | U01 | 3VL7712-3MG36-0AA0-ZU01 | 1 | UN | 1 | 5 | B | D | EAR99 | N | 85362090 | 1 |  | 25 | KG | 9090.4 | 9090.4 | LP20 | LP20 | circuit breaker VL1250L very high breaking capacity Icu=100kA, 415V AC 3-pole, line protection trip unit ETU22, LSIG 3 phases/3 lines In=1250A, rated current IR=500...1250A, overload protection, ISD=1.5 to 9xIR, II=10xIN short-circuit protection without auxiliary release ETU communication-capable without auxiliary/alarm switch with Safety Label for USA | - | 0 | 0
3VL7712-3MH36-0AA0 |  | 3VL7712-3MH36-0AA0 | 1 | UN | 1 | 5 | B | D | EAR99 | N | 85362090 | 1 | 4011209821071 | 26.63 | KG | 9042 | 9042 | LP20 | LP20 | circuit breaker VL1250L very high breaking capacity Icu=100kA, 415V AC 3-pole, line protection trip unit ETU22, LSIG 3 phases/4 lines with connecting cable In=1250A, rated current IR=500...1250A, overload protection, ISD=1.5 to 9xIR, II=10xIN short-circuit protection without auxiliary release ETU communication-capable without auxiliary/alarm switch | - | 0 | 0
3VL7712-3MH36-0AA0-Z | U01 | 3VL7712-3MH36-0AA0-ZU01 | 1 | UN | 1 | 5 | B | D | EAR99 | N | 85362090 | 1 |  | 25 | KG | 9090.4 | 9090.4 | LP20 | LP20 | circuit breaker VL1250L very high breaking capacity Icu=100kA, 415V AC 3-pole, line protection trip unit ETU22, LSIG 3 phases/4 lines with connecting cable In=1250A, rated current IR=500...1250A, overload protection, ISD=1.5 to 9xIR, II=10xIN short-circuit protection without auxiliary release ETU communication-capable without auxiliary/alarm switch with Safety Label for USA | - | 0 | 0
3VL7712-3ML36-0AA0 |  | 3VL7712-3ML36-0AA0 | 1 | UN | 1 | 5 | B | D | EAR99 | N | 85362090 | 1 | 4011209821095 | 26.63 | KG | 8756 | 8756 | LP20 | LP20 | circuit breaker VL1250L very high breaking capacity Icu=100kA, 415V AC 3-pole, line protection trip unit ETU12, LIG 3 phases/3 lines In=1250A, rated current IR=500...1250A, overload protection, II=1.25 to 10xIN, short-circuit protection without auxiliary release ETU communication-capable without auxiliary/alarm switch | - | 0 | 0
3VL7712-3ML36-0AA0-Z | U01 | 3VL7712-3ML36-0AA0-ZU01 | 1 | UN | 1 | 5 | B | D | EAR99 | N | 85362090 | 1 |  | 25 | KG | 8804.4 | 8804.4 | LP20 | LP20 | circuit breaker VL1250L very high breaking capacity Icu=100kA, 415V AC 3-pole, line protection trip unit ETU12, LIG 3 phases/3 lines In=1250A, rated current IR=500...1250A, overload protection, II=1.25 to 10xIN, short-circuit protection without auxiliary release ETU communication-capable without auxiliary/alarm switch with Safety Label for USA | - | 0 | 0
3VL7712-3NA46-0AA0 |  | 3VL7712-3NA46-0AA0 | 1 | UN | 1 | 5 | B | D | EAR99 | N | 85362090 | 1 | 4011209821231 | 34.4 | KG | 10230 | 10230 | LP20 | LP20 | circuit breaker VL1250L very high breaking capacity Icu=100kA, 415V AC 4-pole, line protection trip unit ETU10, LIN In=1250A, rated current IR=500...1250A, overload protection, II=1.25 to 10xIN, short-circuit protection N protected without auxiliary release ETU communication-capable without auxiliary/alarm switch | - | 0 | 0
3VL7712-3NA46-0AA0-Z | U01 | 3VL7712-3NA46-0AA0-ZU01 | 1 | UN | 1 | 5 | B | D | EAR99 | N | 85362090 | 1 |  | 33.5 | KG | 10278.4 | 10278.4 | LP20 | LP20 | circuit breaker VL1250L very high breaking capacity Icu=100kA, 415V AC 4-pole, line protection trip unit ETU10, LIN In=1250A, rated current IR=500...1250A, overload protection, II=1.25 to 10xIN, short-circuit protection N protected without auxiliary release ETU communication-capable without auxiliary/alarm switch with Safety Label for USA | - | 0 | 0
3VL7712-3NB46-0AA0 |  | 3VL7712-3NB46-0AA0 | 1 | UN | 1 | 5 | B | D | EAR99 | N | 85362090 | 1 | 4011209821255 | 34.4 | KG | 9713 | 9713 | LP20 | LP20 | circuit breaker VL1250L very high breaking capacity Icu=100kA, 415V AC 4-pole, line protection trip unit ETU10, LI In=1250A, rated current IR=500...1250A, overload protection, II=1.25 to 10xIN, short-circuit protection without auxiliary release ETU communication-capable without auxiliary/alarm switch | - | 0 | 0
3VL7712-3NB46-0AA0-Z | U01 | 3VL7712-3NB46-0AA0-ZU01 | 1 | UN | 1 | 5 | B | D | EAR99 | N | 85362090 | 1 |  | 33.5 | KG | 9761.4 | 9761.4 | LP20 | LP20 | circuit breaker VL1250L very high breaking capacity Icu=100kA, 415V AC 4-pole, line protection trip unit ETU10, LI In=1250A, rated current IR=500...1250A, overload protection, II=1.25 to 10xIN, short-circuit protection without auxiliary release ETU communication-capable without auxiliary/alarm switch with Safety Label for USA | - | 0 | 0
3VL7712-3NE46-0AA0 |  | 3VL7712-3NE46-0AA0 | 1 | UN | 1 | 5 | B | D | EAR99 | N | 85362090 | 1 | 4011209821279 | 34.4 | KG | 9999 | 9999 | LP20 | LP20 | circuit breaker VL1250L very high breaking capacity Icu=100kA, 415V AC 4-pole, line protection trip unit ETU20, LSI In=1250A, rated current IR=500...1250A, overload protection, ISD=1.5 to 9xIR, II=10xIN short-circuit protection without auxiliary release ETU communication-capable without auxiliary/alarm switch | - | 0 | 0
3VL7712-3NE46-0AA0-Z | U01 | 3VL7712-3NE46-0AA0-ZU01 | 1 | UN | 1 | 5 | B | D | EAR99 | N | 85362090 | 1 |  | 33.5 | KG | 10047.4 | 10047.4 | LP20 | LP20 | circuit breaker VL1250L very high breaking capacity Icu=100kA, 415V AC 4-pole, line protection trip unit ETU20, LSI In=1250A, rated current IR=500...1250A, overload protection, ISD=1.5 to 9xIR, II=10xIN short-circuit protection without auxiliary release ETU communication-capable without auxiliary/alarm switch with Safety Label for USA | - | 0 | 0
3VL7712-3NF46-0AA0 |  | 3VL7712-3NF46-0AA0 | 1 | UN | 1 | 5 | B | D | EAR99 | N | 85362090 | 1 | 4011209821293 | 34.4 | KG | 10527 | 10527 | LP20 | LP20 | circuit breaker VL1250L very high breaking capacity Icu=100kA, 415V AC 4-pole, line protection trip unit ETU20, LSI In=1250A, rated current IR=500...1250A, overload protection, ISD=1.5 to 9xIR, II=10xIN short-circuit protection N protected without auxiliary release ETU communication-capable without auxiliary/alarm switch | - | 0 | 0
3VL7712-3NF46-0AA0-Z | U01 | 3VL7712-3NF46-0AA0-ZU01 | 1 | UN | 1 | 5 | B | D | EAR99 | N | 85362090 | 1 |  | 33.5 | KG | 10575.4 | 10575.4 | LP20 | LP20 | circuit breaker VL1250L very high breaking capacity Icu=100kA, 415V AC 4-pole, line protection trip unit ETU20, LSI In=1250A, rated current IR=500...1250A, overload protection, ISD=1.5 to 9xIR, II=10xIN short-circuit protection N protected without auxiliary release ETU communication-capable without auxiliary/alarm switch with Safety Label for USA | - | 0 | 0
3VL7712-3NH46-0AA0 |  | 3VL7712-3NH46-0AA0 | 1 | UN | 1 | 5 | B | D | EAR99 | N | 85362090 | 1 | 4011209821316 | 34.4 | KG | 12320 | 12320 | LP20 | LP20 | circuit breaker VL1250L very high breaking capacity Icu=100kA, 415V AC 4-pole, line protection trip unit ETU22, LSIG In=1250A, rated current IR=500...1250A, overload protection, ISD=1.5 to 9xIR, II=10xIN short-circuit protection N protected without auxiliary release ETU communication-capable without auxiliary/alarm switch | - | 0 | 0
3VL7712-3NH46-0AA0-Z | U01 | 3VL7712-3NH46-0AA0-ZU01 | 1 | UN | 1 | 5 | B | D | EAR99 | N | 85362090 | 1 |  | 33.5 | KG | 12368.4 | 12368.4 | LP20 | LP20 | circuit breaker VL1250L very high breaking capacity Icu=100kA, 415V AC 4-pole, line protection trip unit ETU22, LSIG In=1250A, rated current IR=500...1250A, overload protection, ISD=1.5 to 9xIR, II=10xIN short-circuit protection N protected without auxiliary release ETU communication-capable without auxiliary/alarm switch with Safety Label for USA | - | 0 | 0
3VL7712-3NN46-0AA0 |  | 3VL7712-3NN46-0AA0 | 1 | UN | 1 | 5 | B | D | EAR99 | N | 85362090 | 1 | 4011209821330 | 34.4 | KG | 12100 | 12100 | LP20 | LP20 | circuit breaker VL1250L very high breaking capacity Icu=100kA, 415V AC 4-pole, line protection trip unit ETU12, LIG In=1250A, rated current IR=500...1250A, overload protection, II=1.25 to 10xIN, short-circuit protection N protected without auxiliary release ETU communication-capable without auxiliary/alarm switch | - | 0 | 0
3VL7712-3NN46-0AA0-Z | U01 | 3VL7712-3NN46-0AA0-ZU01 | 1 | UN | 1 | 5 | B | D | EAR99 | N | 85362090 | 1 |  | 33.5 | KG | 12148.4 | 12148.4 | LP20 | LP20 | circuit breaker VL1250L very high breaking capacity Icu=100kA, 415V AC 4-pole, line protection trip unit ETU12, LIG In=1250A, rated current IR=500...1250A, overload protection, II=1.25 to 10xIN, short-circuit protection N protected without auxiliary release ETU communication-capable without auxiliary/alarm switch with Safety Label for USA | - | 0 | 0
3VL7712-3SB36-0AA0 |  | 3VL7712-3SB36-0AA0 | 1 | UN | 1 | 5 | B | D | EAR99 | N | 85362090 | 1 | 4011209820876 | 25.922 | KG | 7414 | 6795.4 | LP20 | LP20 | circuit breaker VL1250L very high breaking capacity Icu=100kA, 415V AC 3-pole, line protection trip unit ETU10, LI In=1250A, rated current IR=500...1250A, overload protection, II=1.25 to 10xIN, short-circuit protection without auxiliary release without auxiliary/alarm switch | - | 0 | 0
3VL7712-3SB36-0AA0-Z | U01 | 3VL7712-3SB36-0AA0-ZU01 | 1 | UN | 1 | 5 | B | D | EAR99 | N | 85362090 | 1 |  | 25 | KG | 7462.4 | 7462.4 | LP20 | LP20 | circuit breaker VL1250L very high breaking capacity Icu=100kA, 415V AC 3-pole, line protection trip unit ETU10, LI In=1250A, rated current IR=500...1250A, overload protection, II=1.25 to 10xIN, short-circuit protection without auxiliary release without auxiliary/alarm switch with Safety Label for USA | - | 0 | 0
3VL7712-3SE36-0AA0 |  | 3VL7712-3SE36-0AA0 | 1 | UN | 1 | 5 | B | D | EAR99 | N | 85362090 | 1 | 4011209820890 | 26.23 | KG | 7612 | 6982.3 | LP20 | LP20 | circuit breaker VL1250L very high breaking capacity Icu=100kA, 415V AC 3-pole, line protection trip unit ETU20, LSI In=1250A, rated current IR=500...1250A, overload protection, ISD=1.5 to 9xIR, II=10xIN short-circuit protection without auxiliary release without auxiliary/alarm switch | - | 0 | 0
3VL7712-3SE36-0AA0-Z | U01 | 3VL7712-3SE36-0AA0-ZU01 | 1 | UN | 1 | 5 | B | D | EAR99 | N | 85362090 | 1 |  | 25 | KG | 7660.4 | 7660.4 | LP20 | LP20 | circuit breaker VL1250L very high breaking capacity Icu=100kA, 415V AC 3-pole, line protection trip unit ETU20, LSI In=1250A, rated current IR=500...1250A, overload protection, ISD=1.5 to 9xIR, II=10xIN short-circuit protection without auxiliary release without auxiliary/alarm switch with Safety Label for USA | - | 0 | 0
3VL7712-3SF36-0AA0 |  | 3VL7712-3SF36-0AA0 | 1 | UN | 1 | 5 | B | D | EAR99 | N | 85362090 | 1 | 4011209820913 | 25.922 | KG | 9229 | 9229 | LP20 | LP20 | circuit breaker VL1250L very high breaking capacity Icu=100kA, 415V AC 3-pole, line protection trip unit ETU12, LIG 3 phases/4 lines In=1250A, rated current IR=500...1250A, overload protection, II=1.25 to 10xIN, short-circuit protection without auxiliary release without auxiliary/alarm switch | - | 0 | 0
3VL7712-3SF36-0AA0-Z | U01 | 3VL7712-3SF36-0AA0-ZU01 | 1 | UN | 1 | 5 | B | D | EAR99 | N | 85362090 | 1 |  | 25 | KG | 9277.4 | 9277.4 | LP20 | LP20 | circuit breaker VL1250L very high breaking capacity Icu=100kA, 415V AC 3-pole, line protection trip unit ETU12, LIG 3 phases/4 lines In=1250A, rated current IR=500...1250A, overload protection, II=1.25 to 10xIN, short-circuit protection without auxiliary release without auxiliary/alarm switch with Safety Label for USA | - | 0 | 0
3VL7712-3SG36-0AA0 |  | 3VL7712-3SG36-0AA0 | 1 | UN | 1 | 5 | B | D | EAR99 | N | 85362090 | 1 | 4011209820937 | 25.922 | KG | 8965 | 8965 | LP20 | LP20 | circuit breaker VL1250L very high breaking capacity Icu=100kA, 415V AC 3-pole, line protection trip unit ETU22, LSIG 3 phases/3 lines In=1250A, rated current IR=500...1250A, overload protection, ISD=1.5 to 9xIR, II=10xIN short-circuit protection without auxiliary release without auxiliary/alarm switch | - | 0 | 0
3VL7712-3SG36-0AA0-Z | U01 | 3VL7712-3SG36-0AA0-ZU01 | 1 | UN | 1 | 5 | B | D | EAR99 | N | 85362090 | 1 |  | 25 | KG | 9013.4 | 9013.4 | LP20 | LP20 | circuit breaker VL1250L very high breaking capacity Icu=100kA, 415V AC 3-pole, line protection trip unit ETU22, LSIG 3 phases/3 lines In=1250A, rated current IR=500...1250A, overload protection, ISD=1.5 to 9xIR, II=10xIN short-circuit protection without auxiliary release without auxiliary/alarm switch with Safety Label for USA | - | 0 | 0
3VL7712-3SH36-0AA0 |  | 3VL7712-3SH36-0AA0 | 1 | UN | 1 | 5 | B | D | EAR99 | N | 85362090 | 1 | 4011209820951 | 25.922 | KG | 8965 | 8965 | LP20 | LP20 | circuit breaker VL1250L very high breaking capacity Icu=100kA, 415V AC 3-pole, line protection trip unit ETU22, LSIG 3 phases/4 lines with connecting cable In=1250A, rated current IR=500...1250A, overload protection, ISD=1.5 to 9xIR, II=10xIN short-circuit protection without auxiliary release without auxiliary/alarm switch | - | 0 | 0
3VL7712-3SH36-0AA0-Z | U01 | 3VL7712-3SH36-0AA0-ZU01 | 1 | UN | 1 | 5 | B | D | EAR99 | N | 85362090 | 1 |  | 25 | KG | 9013.4 | 9013.4 | LP20 | LP20 | circuit breaker VL1250L very high breaking capacity Icu=100kA, 415V AC 3-pole, line protection trip unit ETU22, LSIG 3 phases/4 lines with connecting cable In=1250A, rated current IR=500...1250A, overload protection, ISD=1.5 to 9xIR, II=10xIN short-circuit protection without auxiliary release without auxiliary/alarm switch with Safety Label for USA | - | 0 | 0
3VL7712-3SL36-0AA0 |  | 3VL7712-3SL36-0AA0 | 1 | UN | 1 | 5 | B | D | EAR99 | N | 85362090 | 1 | 4011209820975 | 25.922 | KG | 8690 | 8690 | LP20 | LP20 | circuit breaker VL1250L very high breaking capacity Icu=100kA, 415V AC 3-pole, line protection trip unit ETU12, LIG 3 phases/3 lines In=1250A, rated current IR=500...1250A, overload protection, II=1.25 to 10xIN, short-circuit protection without auxiliary release without auxiliary/alarm switch | - | 0 | 0
3VL7712-3SL36-0AA0-Z | U01 | 3VL7712-3SL36-0AA0-ZU01 | 1 | UN | 1 | 5 | B | D | EAR99 | N | 85362090 | 1 |  | 25 | KG | 8738.4 | 8738.4 | LP20 | LP20 | circuit breaker VL1250L very high breaking capacity Icu=100kA, 415V AC 3-pole, line protection trip unit ETU12, LIG 3 phases/3 lines In=1250A, rated current IR=500...1250A, overload protection, II=1.25 to 10xIN, short-circuit protection without auxiliary release without auxiliary/alarm switch with Safety Label for USA | - | 0 | 0
3VL7712-3TA46-0AA0 |  | 3VL7712-3TA46-0AA0 | 1 | UN | 1 | 5 | B | D | EAR99 | N | 85362090 | 1 | 4011209821118 | 34.4 | KG | 10131 | 10131 | LP20 | LP20 | circuit breaker VL1250L very high breaking capacity Icu=100kA, 415V AC 4-pole, line protection trip unit ETU10, LIN In=1250A, rated current IR=500...1250A, overload protection, II=1.25 to 10xIN, short-circuit protection N protected without auxiliary release without auxiliary/alarm switch | - | 0 | 0
3VL7712-3TA46-0AA0-Z | U01 | 3VL7712-3TA46-0AA0-ZU01 | 1 | UN | 1 | 5 | B | D | EAR99 | N | 85362090 | 1 |  | 33.5 | KG | 10179.4 | 10179.4 | LP20 | LP20 | circuit breaker VL1250L very high breaking capacity Icu=100kA, 415V AC 4-pole, line protection trip unit ETU10, LIN In=1250A, rated current IR=500...1250A, overload protection, II=1.25 to 10xIN, short-circuit protection N protected without auxiliary release without auxiliary/alarm switch with Safety Label for USA | - | 0 | 0
3VL7712-3TB46-0AA0 |  | 3VL7712-3TB46-0AA0 | 1 | UN | 1 | 5 | B | D | EAR99 | N | 85362090 | 1 | 4011209821132 | 34.4 | KG | 9603 | 9603 | LP20 | LP20 | circuit breaker VL1250L very high breaking capacity Icu=100kA, 415V AC 4-pole, line protection trip unit ETU10, LI In=1250A, rated current IR=500...1250A, overload protection, II=1.25 to 10xIN, short-circuit protection without auxiliary release without auxiliary/alarm switch | - | 0 | 0
3VL7712-3TB46-0AA0-Z | U01 | 3VL7712-3TB46-0AA0-ZU01 | 1 | UN | 1 | 5 | B | D | EAR99 | N | 85362090 | 1 |  | 33.5 | KG | 9651.4 | 9651.4 | LP20 | LP20 | circuit breaker VL1250L very high breaking capacity Icu=100kA, 415V AC 4-pole, line protection trip unit ETU10, LI In=1250A, rated current IR=500...1250A, overload protection, II=1.25 to 10xIN, short-circuit protection without auxiliary release without auxiliary/alarm switch with Safety Label for USA | - | 0 | 0
3VL7712-3TE46-0AA0 |  | 3VL7712-3TE46-0AA0 | 1 | UN | 1 | 5 | B | D | EAR99 | N | 85362090 | 1 | 4011209821156 | 34.4 | KG | 9889 | 9889 | LP20 | LP20 | circuit breaker VL1250L very high breaking capacity Icu=100kA, 415V AC 4-pole, line protection trip unit ETU20, LSI In=1250A, rated current IR=500...1250A, overload protection, ISD=1.5 to 9xIR, II=10xIN short-circuit protection N unprotected without auxiliary release without auxiliary/alarm switch | - | 0 | 0
3VL7712-3TE46-0AA0-Z | U01 | 3VL7712-3TE46-0AA0-ZU01 | 1 | UN | 1 | 5 | B | D | EAR99 | N | 85362090 | 1 |  | 33.5 | KG | 9937.4 | 9937.4 | LP20 | LP20 | circuit breaker VL1250L very high breaking capacity Icu=100kA, 415V AC 4-pole, line protection trip unit ETU20, LSI In=1250A, rated current IR=500...1250A, overload protection, ISD=1.5 to 9xIR, II=10xIN short-circuit protection N unprotected without auxiliary release without auxiliary/alarm switch with Safety Label for USA | - | 0 | 0
3VL7712-3TF46-0AA0 |  | 3VL7712-3TF46-0AA0 | 1 | UN | 1 | 5 | B | D | EAR99 | N | 85362090 | 1 | 4011209821170 | 34.4 | KG | 10428 | 9567.6 | LP20 | LP20 | circuit breaker VL1250L very high breaking capacity Icu=100kA, 415V AC 4-pole, line protection trip unit ETU20, LSI In=1250A, rated current IR=500...1250A, overload protection, ISD=1.5 to 9xIR, II=10xIN short-circuit protection N protected without auxiliary release without auxiliary/alarm switch | - | 0 | 0
3VL7712-3TF46-0AA0-Z | U01 | 3VL7712-3TF46-0AA0-ZU01 | 1 | UN | 1 | 5 | B | D | EAR99 | N | 85362090 | 1 |  | 33.5 | KG | 10476.4 | 10476.4 | LP20 | LP20 | circuit breaker VL1250L very high breaking capacity Icu=100kA, 415V AC 4-pole, line protection trip unit ETU20, LSI In=1250A, rated current IR=500...1250A, overload protection, ISD=1.5 to 9xIR, II=10xIN short-circuit protection N protected without auxiliary release without auxiliary/alarm switch with Safety Label for USA | - | 0 | 0
3VL7712-3TH46-0AA0 |  | 3VL7712-3TH46-0AA0 | 1 | UN | 1 | 5 | B | D | EAR99 | N | 85362090 | 1 | 4011209821194 | 34.4 | KG | 12210 | 12210 | LP20 | LP20 | circuit breaker VL1250L very high breaking capacity Icu=100kA, 415V AC 4-pole, line protection trip unit ETU22, LSIG In=1250A, rated current IR=500...1250A, overload protection, ISD=1.5 to 9xIR, II=10xIN short-circuit protection N protected without auxiliary release without auxiliary/alarm switch | - | 0 | 0
3VL7712-3TH46-0AA0-Z | U01 | 3VL7712-3TH46-0AA0-ZU01 | 1 | UN | 1 | 5 | B | D | EAR99 | N | 85362090 | 1 |  | 33.5 | KG | 12258.4 | 12258.4 | LP20 | LP20 | circuit breaker VL1250L very high breaking capacity Icu=100kA, 415V AC 4-pole, line protection trip unit ETU22, LSIG In=1250A, rated current IR=500...1250A, overload protection, ISD=1.5 to 9xIR, II=10xIN short-circuit protection N protected without auxiliary release without auxiliary/alarm switch with Safety Label for USA | - | 0 | 0
3VL7712-3TN46-0AA0 |  | 3VL7712-3TN46-0AA0 | 1 | UN | 1 | 5 | B | D | EAR99 | N | 85362090 | 1 | 4011209821217 | 34.4 | KG | 11990 | 11990 | LP20 | LP20 | circuit breaker VL1250L very high breaking capacity Icu=100kA, 415V AC 4-pole, line protection trip unit ETU12, LIG In=1250A, rated current IR=500...1250A, overload protection, II=1.25 to 10xIN, short-circuit protection N protected without auxiliary release without auxiliary/alarm switch | - | 0 | 0
3VL7712-3TN46-0AA0-Z | U01 | 3VL7712-3TN46-0AA0-ZU01 | 1 | UN | 1 | 5 | B | D | EAR99 | N | 85362090 | 1 |  | 33.5 | KG | 12038.4 | 12038.4 | LP20 | LP20 | circuit breaker VL1250L very high breaking capacity Icu=100kA, 415V AC 4-pole, line protection trip unit ETU12, LIG In=1250A, rated current IR=500...1250A, overload protection, II=1.25 to 10xIN, short-circuit protection N protected without auxiliary release without auxiliary/alarm switch with Safety Label for USA | - | 0 | 0
3VL7712-3UH36-0AA0 |  | 3VL7712-3UH36-0AA0 | 1 | UN | 1 | 5 | B | D | EAR99 | N | 85362090 | 1 | 4011209888203 | 25.922 | KG | 9933 | 9933 | LP20 | LP20 | circuit breaker VL1250L very high breaking capacity Icu=100kA, 415V AC 3-pole, line protection trip unit LCD ETU40, LI/LS/LSI In=1250A, rated current IR=500...1250A, overload protection, ISD=1.5 to 9xIR, II=10xIN short-circuit protection without auxiliary release without auxiliary/alarm switch | - | 0 | 0
3VL7712-3UH36-0AA0-Z | U01 | 3VL7712-3UH36-0AA0-ZU01 | 1 | UN | 1 | 5 | B | D | EAR99 | N | 85362090 | 1 |  | 25 | KG | 9981.4 | 9981.4 | LP20 | LP20 | circuit breaker VL1250L very high breaking capacity Icu=100kA, 415V AC 3-pole, line protection trip unit LCD ETU40, LI/LS/LSI In=1250A, rated current IR=500...1250A, overload protection, ISD=1.5 to 9xIR, II=10xIN short-circuit protection without auxiliary release without auxiliary/alarm switch with Safety Label for USA | - | 0 | 0
3VL7712-3UJ46-0AA0 |  | 3VL7712-3UJ46-0AA0 | 1 | UN | 1 | 5 | B | D | EAR99 | N | 85362090 | 1 | 4011209888562 | 34.4 | KG | 12760 | 12760 | LP20 | LP20 | circuit breaker VL1250L very high breaking capacity Icu=100kA, 415V AC 4-pole, line protection trip unit LCD ETU40, LI/LS/LSI In=1250A, rated current IR=500...1250A, overload protection, ISD=1.5 to 9xIR, II=10xIN short-circuit protection N protected without auxiliary release without auxiliary/alarm switch | - | 0 | 0
3VL7712-3UJ46-0AA0-Z | U01 | 3VL7712-3UJ46-0AA0-ZU01 | 1 | UN | 1 | 5 | B | D | EAR99 | N | 85362090 | 1 |  | 33.5 | KG | 12808.4 | 12808.4 | LP20 | LP20 | circuit breaker VL1250L very high breaking capacity Icu=100kA, 415V AC 4-pole, line protection trip unit LCD ETU40, LI/LS/LSI In=1250A, rated current IR=500...1250A, overload protection, ISD=1.5 to 9xIR, II=10xIN short-circuit protection N protected without auxiliary release without auxiliary/alarm switch with Safety Label for USA | - | 0 | 0
3VL7712-3UL36-0AA0 |  | 3VL7712-3UL36-0AA0 | 1 | UN | 1 | 5 | B | D | EAR99 | N | 85362090 | 1 | 4011209888326 | 25.922 | KG | 9933 | 9933 | LP20 | LP20 | circuit breaker VL1250L very high breaking capacity Icu=100kA, 415V AC 3-pole, line protection trip unit LCD ETU42, LSIG 3 phases/3 lines In=1250A, rated current IR=500...1250A, overload protection, ISD=1.5 to 9xIR, II=10xIN short-circuit protection without auxiliary release without auxiliary/alarm switch | - | 0 | 0
3VL7712-3UL36-0AA0-Z | U01 | 3VL7712-3UL36-0AA0-ZU01 | 1 | UN | 1 | 5 | B | D | EAR99 | N | 85362090 | 1 |  | 25 | KG | 9981.4 | 9981.4 | LP20 | LP20 | circuit breaker VL1250L very high breaking capacity Icu=100kA, 415V AC 3-pole, line protection trip unit LCD ETU42, LSIG 3 phases/3 lines In=1250A, rated current IR=500...1250A, overload protection, ISD=1.5 to 9xIR, II=10xIN short-circuit protection without auxiliary release without auxiliary/alarm switch with Safety Label for USA | - | 0 | 0
3VL7712-3UM36-0AA0 |  | 3VL7712-3UM36-0AA0 | 1 | UN | 1 | 5 | B | D | EAR99 | N | 85362090 | 1 | 4011209888449 | 25.922 | KG | 9933 | 9933 | LP20 | LP20 | circuit breaker VL1250L very high breaking capacity Icu=100kA, 415V AC 3-pole, line protection trip unit LCD ETU42, LSIG 3 phases/4 lines with connecting cable In=1250A, rated current IR=500...1250A, overload protection, ISD=1.5 to 9xIR, II=10xIN short-circuit protection without auxiliary release without auxiliary/alarm switch | - | 0 | 0
3VL7712-3UM36-0AA0-Z | U01 | 3VL7712-3UM36-0AA0-ZU01 | 1 | UN | 1 | 5 | B | D | EAR99 | N | 85362090 | 1 |  | 25 | KG | 9981.4 | 9981.4 | LP20 | LP20 | circuit breaker VL1250L very high breaking capacity Icu=100kA, 415V AC 3-pole, line protection trip unit LCD ETU42, LSIG 3 phases/4 lines with connecting cable In=1250A, rated current IR=500...1250A, overload protection, ISD=1.5 to 9xIR, II=10xIN short-circuit protection without auxiliary release without auxiliary/alarm switch with Safety Label for USA | - | 0 | 0
3VL7712-3UN46-0AA0 |  | 3VL7712-3UN46-0AA0 | 1 | UN | 1 | 5 | B | D | EAR99 | N | 85362090 | 1 | 4011209888685 | 34.4 | KG | 12760 | 12760 | LP20 | LP20 | circuit breaker VL1250L very high breaking capacity Icu=100kA, 415V AC 4-pole, line protection trip unit LCD ETU42, LSIG In=1250A, rated current IR=500...1250A, overload protection, ISD=1.5 to 9xIR, II=10xIN short-circuit protection N protected with ground-fault protection without auxiliary release without auxiliary/alarm switch | - | 0 | 0
3VL7712-3UN46-0AA0-Z | U01 | 3VL7712-3UN46-0AA0-ZU01 | 1 | UN | 1 | 5 | B | D | EAR99 | N | 85362090 | 1 |  | 33.5 | KG | 12808.4 | 12808.4 | LP20 | LP20 | circuit breaker VL1250L very high breaking capacity Icu=100kA, 415V AC 4-pole, line protection trip unit LCD ETU42, LSIG In=1250A, rated current IR=500...1250A, overload protection, ISD=1.5 to 9xIR, II=10xIN short-circuit protection N protected with ground-fault protection without auxiliary release without auxiliary/alarm switch with Safety Label for USA | - | 0 | 0
3VL8016-1RA30-0AA0 |  | 3VL8016-1RA30-0AA0 | 1 | UN | 1 | 11 | C | D | EAR99 | N | 85362090 | 1 |  | 34.8 | KG | 4026 | 4026 | LP20 | LP20 | Breaker VL3P 1600A 480V 35 kA F CAT NMB. NPG3F160 3P 1600A 480V 35kA FR | - | 0 | 7
3VL8016-2RA30-0AA0 |  | 3VL8016-2RA30-0AA0 | 1 | UN | 1 | 11 | C | D | EAR99 | N | 85362090 | 1 |  | 34.8 | KG | 4642 | 4642 | LP20 | LP20 | Breaker VL3P 1600480V 65kA FR CAT NMB. HPG3F160 3P 1600480V 65kA FR | - | 0 | 7
3VL8112-1KN30-0AA0 |  | 3VL8112-1KN30-0AA0 | 1 | UN | 1 | 5 | B | D | EAR99 | N | 85362010 | 1 | 4011209716575 | 32.8 | KG | 7568 | 7568 | LP20 | LP20 | circuit breaker VL1600 UL; type PG (cat no. NPX3B120) non-interchangeable frame, with circuit breaker approval acc. to UL 489 standard breaking capacity 3-pole, NEMA rating 35kA/480V, (molded case circuit breaker) trip unit TM, LI TA=40Â°C In=< 1200A, rated current II=7000...12000A short-circuit protection IR=1200A ETU for line protection without connection accessories without auxiliary release without auxiliary/alarm switch | - | 0 | 0
3VL8112-1PB30-0AA0 |  | 3VL8112-1PB30-0AA0 | 1 | UN | 1 | 5 | B | D | EAR99 | N | 85362010 | 1 |  | 31.3 | KG | 8349 | 8349 | LP20 | LP20 | circuit breaker VL1600 UL; type PG (cat no. NPX3R120) non-interchangeable frame, with circuit breaker approval acc. to UL 489 standard breaking capacity 3-pole, NEMA rating 35kA/480V, (molded case circuit breaker) trip unit ETU, LI TA=40Â°C In=1200A, rated current II=1.25 to 10xIN, short-circuit protection IR=400-1200A overcurrent rel. for line protection without connection accessories without auxiliary release without auxiliary/alarm switch | - | 0 | 0
3VL8112-1PD30-0AA0 |  | 3VL8112-1PD30-0AA0 | 1 | UN | 1 | 5 | B | D | EAR99 | N | 85362010 | 1 |  | 31.3 | KG | 10208 | 10208 | LP20 | LP20 | circuit breaker VL1600 UL; type PG (cat no. NPX3W120) non-interchangeable frame, with circuit breaker approval acc. to UL 489 standard breaking capacity 3-pole, NEMA rating 35kA/480V, (molded case circuit breaker) trip unit ETU, LIG TA=40Â°C 3 phases/4 lines In=1200A, rated current II=1.25 to 10xIN, short-circuit protection IR=400-1200A overcurrent rel. for line protection without connection accessories without auxiliary release without auxiliary/alarm switch | - | 0 | 0
3VL8112-1PE30-0AA0 |  | 3VL8112-1PE30-0AA0 | 1 | UN | 1 | 5 | B | D | EAR99 | N | 85362010 | 1 |  | 31.3 | KG | 8547 | 8547 | LP20 | LP20 | circuit breaker VL1600 UL; type PG (cat no. NPX3T120) non-interchangeable frame, with circuit breaker approval acc. to UL 489 standard breaking capacity 3-pole, NEMA rating 35kA/480V, (molded case circuit breaker) trip unit ETU, LSI TA=40Â°C In=1200A, rated current ISD=1.5 to 10xIR, II=10xIN short-circuit protection IR=700-1200A overcurrent rel. for line protection without connection accessories without auxiliary release without auxiliary/alarm switch | - | 0 | 0
3VL8112-1PH30-0AA0 |  | 3VL8112-1PH30-0AA0 | 1 | UN | 1 | 5 | B | D | EAR99 | N | 85362010 | 1 |  | 31.3 | KG | 10527 | 10527 | LP20 | LP20 | circuit breaker VL1600 UL; type PG (cat no. NPX3V120) non-interchangeable frame, with circuit breaker approval acc. to UL 489 standard breaking capacity 3-pole, NEMA rating 35kA/480V, (molded case circuit breaker) trip unit ETU, LSIG TA=40Â°C 3 phases/4 lines In=1200A, rated current ISD=1.5 to 10xIR, II=10xIN short-circuit protection IR=700-1200A overcurrent rel. for line protection without connection accessories without auxiliary release without auxiliary/alarm switch | - | 0 | 0
3VL8112-1VH30-0AA0 |  | 3VL8112-1VH30-0AA0 | 1 | UN | 1 | 5 | B | D | EAR99 | N | 85362010 | 1 |  | 31.3 | KG | 12870 | 12870 | LP20 | LP20 | circuit breaker VL1600 UL type PG (cat no. NPX3A120) non-interchangeable frame, with circuit breaker approval acc. to UL 489 standard breaking capacity 3-pole; NEMA rating 35kA/480V and 25kA/600V (molded case circuit breaker) trip unit LCD ETU, LI/LS/LSI TA=40Â°C In=1200A, rated current ISD=1.25-10xIR, II=10xIN short-circuit protection IR=400-1200A overcurrent rel. for line protection without auxiliary release without auxiliary/alarm switch | - | 0 | 0
3VL8112-1VJ30-0AA0 |  | 3VL8112-1VJ30-0AA0 | 1 | UN | 1 | 5 | B | D | EAR99 | N | 85362010 | 1 |  | 31.3 | KG | 12870 | 12870 | LP20 | LP20 | circuit breaker VL1600 UL type PG (cat no. NPX3K120) non-interchangeable frame, with circuit breaker approval acc. to UL 489 standard breaking capacity 3-pole; NEMA rating 35kA/480V and 25kA/600V (molded case circuit breaker) trip unit LCD ETU, LSIG-G with alarm TA=40Â°C 3 phases/4 lines In=1200A, rated current ISD=1.25-10xIR, II=10xIN short-circuit protection IR=400-1200A overcurrent rel. for line protection without auxiliary release without auxiliary/alarm switch | - | 0 | 0
3VL8112-1VM30-0AA0 |  | 3VL8112-1VM30-0AA0 | 1 | UN | 1 | 5 | B | D | EAR99 | N | 85362010 | 1 |  | 31.3 | KG | 12870 | 12870 | LP20 | LP20 | circuit breaker VL1600 UL type PG (cat no. NPX3G120) non-interchangeable frame, with circuit breaker approval acc. to UL 489 standard breaking capacity 3-pole; NEMA rating 35kA/480V and 25kA/600V (molded case circuit breaker) trip unit LCD ETU, LSIG TA=40Â°C 3 phases/4 lines In=1200A, rated current ISD=1.25-10xIR, II=10xIN short-circuit protection IR=400-1200A overcurrent rel. for line protection without auxiliary release without auxiliary/alarm switch | - | 0 | 0
3VL8112-2KN30-0AA0 |  | 3VL8112-2KN30-0AA0 | 1 | UN | 1 | 5 | B | D | EAR99 | N | 85362010 | 1 | 4011209716643 | 32.8 | KG | 8063 | 8063 | LP20 | LP20 | circuit breaker VL1600 UL; type PG (cat no. HPX3B120) non-interchangeable frame, with circuit breaker approval acc. to UL 489 high breaking capacity 3-pole, NEMA rating 65kA/480V, (molded case circuit breaker) trip unit TM, LI TA=40Â°C In=< 1200A, rated current II=7000...12000A short-circuit protection IR=1200A ETU for line protection without connection accessories without auxiliary release without auxiliary/alarm switch | - | 0 | 4
3VL8112-2PB30-0AA0 |  | 3VL8112-2PB30-0AA0 | 1 | UN | 1 | 5 | B | D | EAR99 | N | 85362010 | 1 |  | 31.3 | KG | 8921 | 8921 | LP20 | LP20 | circuit breaker VL1600 UL; type PG (cat no. HPX3R120) non-interchangeable frame, with circuit breaker approval acc. to UL 489 high breaking capacity 3-pole, NEMA rating 65kA/480V, (molded case circuit breaker) trip unit ETU, LI TA=40Â°C In=1200A, rated current II=1.25 to 10xIN, short-circuit protection IR=400-1200A overcurrent rel. for line protection without connection accessories without auxiliary release without auxiliary/alarm switch | - | 0 | 0
3VL8112-2PD30-0AA0 |  | 3VL8112-2PD30-0AA0 | 1 | UN | 1 | 5 | B | D | EAR99 | N | 85362010 | 1 |  | 31.3 | KG | 10868 | 10868 | LP20 | LP20 | circuit breaker VL1600 UL; type PG (cat no. HPX3W120) non-interchangeable frame, with circuit breaker approval acc. to UL 489 high breaking capacity 3-pole, NEMA rating 65kA/480V, (molded case circuit breaker) trip unit ETU, LIG TA=40Â°C 3 phases/4 lines In=1200A, rated current II=1.25 to 10xIN, short-circuit protection IR=400-1200A overcurrent rel. for line protection without connection accessories without auxiliary release without auxiliary/alarm switch | - | 0 | 0
3VL8112-2PE30-0AA0 |  | 3VL8112-2PE30-0AA0 | 1 | UN | 1 | 5 | B | D | EAR99 | N | 85362010 | 1 |  | 31.3 | KG | 9141 | 9141 | LP20 | LP20 | circuit breaker VL1600 UL; type PG (cat no. HPX3T120) non-interchangeable frame, with circuit breaker approval acc. to UL 489 high breaking capacity 3-pole, NEMA rating 65kA/480V, (molded case circuit breaker) trip unit ETU, LSI TA=40Â°C In=1200A, rated current ISD=1.5 to 10xIR, II=10xIN short-circuit protection IR=700-1200A overcurrent rel. for line protection without connection accessories without auxiliary release without auxiliary/alarm switch | - | 0 | 0
3VL8112-2PH30-0AA0 |  | 3VL8112-2PH30-0AA0 | 1 | UN | 1 | 5 | B | D | EAR99 | N | 85362010 | 1 |  | 31.3 | KG | 11110 | 11110 | LP20 | LP20 | circuit breaker VL1600 UL; type PG (cat no. HPX3V120) non-interchangeable frame, with circuit breaker approval acc. to UL 489 high breaking capacity 3-pole, NEMA rating 65kA/480V, (molded case circuit breaker) trip unit ETU, LSIG TA=40Â°C 3 phases/4 lines In=1200A, rated current ISD=1.5 to 10xIR, II=10xIN short-circuit protection IR=700-1200A overcurrent rel. for line protection without connection accessories without auxiliary release without auxiliary/alarm switch | - | 0 | 0
3VL8112-2VH30-0AA0 |  | 3VL8112-2VH30-0AA0 | 1 | UN | 1 | 5 | B | D | EAR99 | N | 85362010 | 1 |  | 31.3 | KG | 13530 | 13530 | LP20 | LP20 | circuit breaker VL1600 UL type PG (cat no. HPX3A120) non-interchangeable frame, with circuit breaker approval acc. to UL 489 high breaking capacity 3-pole; NEMA rating 65kA/480V and 35kA/600V (molded case circuit breaker) trip unit LCD ETU, LI/LS/LSI TA=40Â°C In=1200A, rated current ISD=1.25-10xIR, II=10xIN short-circuit protection IR=400-1200A overcurrent rel. for line protection without auxiliary release without auxiliary/alarm switch | - | 0 | 0
3VL8112-2VJ30-0AA0 |  | 3VL8112-2VJ30-0AA0 | 1 | UN | 1 | 5 | B | D | EAR99 | N | 85362010 | 1 |  | 31.3 | KG | 13530 | 13530 | LP20 | LP20 | circuit breaker VL1600 UL type PG (cat no. HPX3K120) non-interchangeable frame, with circuit breaker approval acc. to UL 489 high breaking capacity 3-pole; NEMA rating 65kA/480V and 35kA/600V (molded case circuit breaker) trip unit LCD ETU, LSIG-G with alarm TA=40Â°C 3 phases/4 lines In=1200A, rated current ISD=1.25-10xIR, II=10xIN short-circuit protection IR=400-1200A overcurrent rel. for line protection without auxiliary release without auxiliary/alarm switch | - | 0 | 0
3VL8112-2VM30-0AA0 |  | 3VL8112-2VM30-0AA0 | 1 | UN | 1 | 5 | B | D | EAR99 | N | 85362010 | 1 |  | 31.3 | KG | 13530 | 13530 | LP20 | LP20 | circuit breaker VL1600 UL type PG (cat no. HPX3G120) non-interchangeable frame, with circuit breaker approval acc. to UL 489 high breaking capacity 3-pole; NEMA rating 65kA/480V and 35kA/600V (molded case circuit breaker) trip unit LCD ETU, LSIG TA=40Â°C 3 phases/4 lines In=1200A, rated current ISD=1.25-10xIR, II=10xIN short-circuit protection IR=400-1200A overcurrent rel. for line protection without auxiliary release without auxiliary/alarm switch | - | 0 | 0
3VL8112-3KN30-0AA0 |  | 3VL8112-3KN30-0AA0 | 1 | UN | 1 | 5 | B | D | EAR99 | N | 85362090 | 1 | 4011209716711 | 32.8 | KG | 9031 | 9031 | LP20 | LP20 | circuit breaker VL1600 UL; type PG (cat no. LPX3B120) non-interchangeable frame, with circuit breaker approval acc. to UL 489 very high breaking capacity 3-pole, NEMA rating 100kA/480V, (molded case circuit breaker) trip unit TM, LI TA=40Â°C In=< 1200A, rated current II=7000...12000A short-circuit protection IR=1200A ETU for line protection without connection accessories without auxiliary release without auxiliary/alarm switch | - | 0 | 0
3VL8112-3PB30-0AA0 |  | 3VL8112-3PB30-0AA0 | 1 | UN | 1 | 5 | B | D | EAR99 | N | 85362010 | 1 |  | 31.3 | KG | 10043 | 10043 | LP20 | LP20 | circuit breaker VL1600 UL; type PG (cat no. LPX3R120) non-interchangeable frame, with circuit breaker approval acc. to UL 489 very high breaking capacity 3-pole, NEMA rating 100kA/480V, (molded case circuit breaker) trip unit ETU, LI TA=40Â°C In=1200A, rated current II=1.25 to 10xIn, short-circuit protection IR=400-1200A overcurrent rel. for line protection without connection accessories without auxiliary release without auxiliary/alarm switch | - | 0 | 0
3VL8112-3PD30-0AA0 |  | 3VL8112-3PD30-0AA0 | 1 | UN | 1 | 5 | B | D | EAR99 | N | 85362010 | 1 |  | 31.3 | KG | 11990 | 11990 | LP20 | LP20 | circuit breaker VL1600 UL; type PG (cat no. LPX3W120) non-interchangeable frame, with circuit breaker approval acc. to UL 489 very high breaking capacity 3-pole, NEMA rating 100kA/480V, (molded case circuit breaker) trip unit ETU, LIG TA=40Â°C 3 phases/4 lines In=1200A, rated current II=1.25 to 10xIn, short-circuit protection IR=400-1200A overcurrent rel. for line protection without connection accessories without auxiliary release without auxiliary/alarm switch | - | 0 | 0
3VL8112-3PE30-0AA0 |  | 3VL8112-3PE30-0AA0 | 1 | UN | 1 | 5 | B | D | EAR99 | N | 85362010 | 1 |  | 31.3 | KG | 10274 | 10274 | LP20 | LP20 | circuit breaker VL1600 UL; type PG (cat no. LPX3T120) non-interchangeable frame, with circuit breaker approval acc. to UL 489 very high breaking capacity 3-pole, NEMA rating 100kA/480V, (molded case circuit breaker) trip unit ETU, LSI TA=40Â°C In=1200A, rated current ISD=1.5 to 10xIR, II=10xIn short-circuit protection IR=700-1200A overcurrent rel. for line protection without connection accessories without auxiliary release without auxiliary/alarm switch | - | 0 | 0
3VL8112-3PH30-0AA0 |  | 3VL8112-3PH30-0AA0 | 1 | UN | 1 | 5 | B | D | EAR99 | N | 85362010 | 1 |  | 31.3 | KG | 12210 | 12210 | LP20 | LP20 | circuit breaker VL1600 UL; type PG (cat no. LPX3V120) non-interchangeable frame, with circuit breaker approval acc. to UL 489 very high breaking capacity 3-pole, NEMA rating 100kA/480V, (molded case circuit breaker) trip unit ETU, LSIG TA=40Â°C 3 phases/4 lines In=1200A, rated current ISD=1.5 to 10xIR, II=10xIn short-circuit protection IR=700-1200A overcurrent rel. for line protection without connection accessories without auxiliary release without auxiliary/alarm switch | - | 0 | 0
3VL8112-3VH30-0AA0 |  | 3VL8112-3VH30-0AA0 | 1 | UN | 1 | 5 | B | D | EAR99 | N | 85362010 | 1 |  | 31.3 | KG | 14520 | 14520 | LP20 | LP20 | circuit breaker VL1600 UL type PG (cat no. LPX3A120) non-interchangeable frame, with circuit breaker approval acc. to UL 489 very high breaking capacity 3-pole; NEMA rating 100kA/480V and 65kA/600V (molded case circuit breaker) trip unit LCD ETU, LI/LS/LSI TA=40Â°C In=1200A, rated current ISD=1.25-10xIR, II=10xIN short-circuit protection IR=400-1200A overcurrent rel. for line protection without auxiliary release without auxiliary/alarm switch | - | 0 | 0
3VL8112-3VJ30-0AA0 |  | 3VL8112-3VJ30-0AA0 | 1 | UN | 1 | 5 | B | D | EAR99 | N | 85362010 | 1 |  | 31.3 | KG | 14520 | 14520 | LP20 | LP20 | circuit breaker VL1600 UL type PG (cat no. LPX3K120) non-interchangeable frame, with circuit breaker approval acc. to UL 489 very high breaking capacity 3-pole; NEMA rating 100kA/480V and 65kA/600V (molded case circuit breaker) trip unit LCD ETU, LSIG-G with alarm TA=40Â°C 3 phases/4 lines In=1200A, rated current ISD=1.25-10xIR, II=10xIN short-circuit protection IR=400-1200A overcurrent rel. for line protection without auxiliary release without auxiliary/alarm switch | - | 0 | 0
3VL8112-3VM30-0AA0 |  | 3VL8112-3VM30-0AA0 | 1 | UN | 1 | 5 | B | D | EAR99 | N | 85362010 | 1 |  | 31.3 | KG | 14520 | 14520 | LP20 | LP20 | circuit breaker VL1600 UL type PG (cat no. LPX3G120) non-interchangeable frame, with circuit breaker approval acc. to UL 489 very high breaking capacity 3-pole; NEMA rating 100kA/480V and 65kA/600V (molded case circuit breaker) trip unit LCD ETU, LSIG TA=40Â°C 3 phases/4 lines In=1200A, rated current ISD=1.25-10xIR, II=10xIN short-circuit protection IR=400-1200A overcurrent rel. for line protection without auxiliary release without auxiliary/alarm switch | - | 0 | 0
3VL8114-1KN30-0AA0 |  | 3VL8114-1KN30-0AA0 | 1 | UN | 1 | 5 | B | D | EAR99 | N | 85362010 | 1 | 4011209716728 | 32.8 | KG | 8151 | 8151 | LP20 | LP20 | circuit breaker VL1600 UL; type PG (cat no. NPX3B140) non-interchangeable frame, with circuit breaker approval acc. to UL 489 standard breaking capacity 3-pole, NEMA rating 35kA/480V, (molded case circuit breaker) trip unit TM, LI TA=40Â°C In=< 1400A, rated current II=7000...12000A short-circuit protection IR=1400A ETU for line protection without connection accessories without auxiliary release without auxiliary/alarm switch | - | 0 | 0
3VL8114-2KN30-0AA0 |  | 3VL8114-2KN30-0AA0 | 1 | UN | 1 | 5 | B | D | EAR99 | N | 85362010 | 1 | 4011209716735 | 32.8 | KG | 8602 | 8602 | LP20 | LP20 | circuit breaker VL1600 UL; type PG (cat no. HPX3B140) non-interchangeable frame, with circuit breaker approval acc. to UL 489 high breaking capacity 3-pole, NEMA rating 65kA/480V, (molded case circuit breaker) trip unit TM, LI TA=40Â°C In=< 1400A, rated current II=7000...12000A short-circuit protection IR=1400A ETU for line protection without connection accessories without auxiliary release without auxiliary/alarm switch | - | 0 | 0
3VL8114-3KN30-0AA0 |  | 3VL8114-3KN30-0AA0 | 1 | UN | 1 | 5 | B | D | EAR99 | N | 85362010 | 1 | 4011209716742 | 32.8 | KG | 9680 | 9680 | LP20 | LP20 | circuit breaker VL1600 UL; type PG (cat no. LPX3B140) non-interchangeable frame, with circuit breaker approval acc. to UL 489 very high breaking capacity 3-pole, NEMA rating 100kA/480V, (molded case circuit breaker) trip unit TM, LI TA=40Â°C In=< 1400A, rated current II=7000...12000A short-circuit protection IR=1400A ETU for line protection without connection accessories without auxiliary release without auxiliary/alarm switch | - | 0 | 0
3VL8116-1KN30-0AA0 |  | 3VL8116-1KN30-0AA0 | 1 | UN | 1 | 5 | B | D | EAR99 | N | 85362010 | 1 | 4011209716810 | 32.8 | KG | 8580 | 8580 | LP20 | LP20 | circuit breaker VL1600 UL; type PG (cat no. NPX3B160) non-interchangeable frame, with circuit breaker approval acc. to UL 489 standard breaking capacity 3-pole, NEMA rating 35kA/480V, (molded case circuit breaker) trip unit TM, LI TA=40Â°C In=< 1600A, rated current II=7000...12000A short-circuit protection IR=1600A ETU for line protection without connection accessories without auxiliary release without auxiliary release without auxiliary/alarm switch | - | 0 | 0
3VL8116-1PB30-0AA0 |  | 3VL8116-1PB30-0AA0 | 1 | UN | 1 | 5 | B | D | EAR99 | N | 85362010 | 1 |  | 31.3 | KG | 9471 | 9471 | LP20 | LP20 | circuit breaker VL1600 UL; type PG (cat no. NPX3R160) non-interchangeable frame, with circuit breaker approval acc. to UL 489 standard breaking capacity 3-pole, NEMA rating 35kA/480V, (molded case circuit breaker) trip unit ETU, LI TA=40Â°C In=1600A, rated current II=1.25 to 6 xIN, short-circuit protection IR=700-1600A overcurrent rel. for line protection without connection accessories without auxiliary release without auxiliary/alarm switch | - | 0 | 0
3VL8116-1PD30-0AA0 |  | 3VL8116-1PD30-0AA0 | 1 | UN | 1 | 5 | B | D | EAR99 | N | 85362010 | 1 |  | 31.3 | KG | 11440 | 11440 | LP20 | LP20 | circuit breaker VL1600 UL; type PG (cat no. NPX3W160) non-interchangeable frame, with circuit breaker approval acc. to UL 489 standard breaking capacity 3-pole, NEMA rating 35kA/480V, (molded case circuit breaker) trip unit ETU, LIG TA=40Â°C 3 phases/4 lines In=1600A, rated current II=1.25 to 6 xIN, short-circuit protection IR=700-1600A overcurrent rel. for line protection without connection accessories without auxiliary release without auxiliary/alarm switch | - | 0 | 0
3VL8116-1PE30-0AA0 |  | 3VL8116-1PE30-0AA0 | 1 | UN | 1 | 5 | B | D | EAR99 | N | 85362010 | 1 |  | 31.3 | KG | 9691 | 9691 | LP20 | LP20 | circuit breaker VL1600 UL; type PG (cat no. NPX3T160) non-interchangeable frame, with circuit breaker approval acc. to UL 489 standard breaking capacity 3-pole, NEMA rating 35kA/480V, (molded case circuit breaker) trip unit ETU, LSI TA=40Â°C In=1600A, rated current ISD=1.5 to 8 xIR, II=6 xIN short-circuit protection IR=700-1600A overcurrent rel. for line protection without connection accessories without auxiliary release without auxiliary/alarm switch | - | 0 | 0
3VL8116-1PH30-0AA0 |  | 3VL8116-1PH30-0AA0 | 1 | UN | 1 | 5 | B | D | EAR99 | N | 85362010 | 1 |  | 31.3 | KG | 11660 | 11660 | LP20 | LP20 | circuit breaker VL1600 UL; type PG (cat no. NPX3V160) non-interchangeable frame, with circuit breaker approval acc. to UL 489 standard breaking capacity 3-pole, NEMA rating 35kA/480V, (molded case circuit breaker) trip unit ETU, LSIG TA=40Â°C 3 phases/4 lines In=1600A, rated current ISD=1.5 to 8 xIR, II=6 xIN short-circuit protection IR=700-1600A overcurrent rel. for line protection without connection accessories without auxiliary release without auxiliary/alarm switch | - | 0 | 0
3VL8116-1VH30-0AA0 |  | 3VL8116-1VH30-0AA0 | 1 | UN | 1 | 5 | B | D | EAR99 | N | 85362010 | 1 |  | 31.3 | KG | 12870 | 12870 | LP20 | LP20 | circuit breaker VL1600 UL type PG (cat no. NPX3A160) non-interchangeable frame, with circuit breaker approval acc. to UL 489 standard breaking capacity 3-pole; NEMA rating 35kA/480V and 25kA/600V (molded case circuit breaker) trip unit LCD ETU, LI/LS/LSI TA=40Â°C In=1600A, rated current ISD=1.25-10xIR, II=6xIN short-circuit protection IR=700-1600A overcurrent rel. for line protection without auxiliary release without auxiliary/alarm switch | - | 0 | 0
3VL8116-1VJ30-0AA0 |  | 3VL8116-1VJ30-0AA0 | 1 | UN | 1 | 5 | B | D | EAR99 | N | 85362010 | 1 |  | 31.3 | KG | 12870 | 12870 | LP20 | LP20 | circuit breaker VL1600 UL type PG (cat no. NPX3K160) non-interchangeable frame, with circuit breaker approval acc. to UL 489 standard breaking capacity 3-pole; NEMA rating 35kA/480V and 25kA/600V (molded case circuit breaker) trip unit LCD ETU, LSIG-G with alarm TA=40Â°C 3 phases/4 lines In=1600A, rated current ISD=1.25-10xIR, II=6xIN short-circuit protection IR=700-1600A overcurrent rel. for line protection without auxiliary release without auxiliary/alarm switch | - | 0 | 0
3VL8116-1VM30-0AA0 |  | 3VL8116-1VM30-0AA0 | 1 | UN | 1 | 5 | B | D | EAR99 | N | 85362010 | 1 |  | 31.3 | KG | 12870 | 12870 | LP20 | LP20 | circuit breaker VL1600 UL type PG (cat no. NPX3G160) non-interchangeable frame, with circuit breaker approval acc. to UL 489 standard breaking capacity 3-pole; NEMA rating 35kA/480V and 25kA/600V (molded case circuit breaker) trip unit LCD ETU, LSIG TA=40Â°C 3 phases/4 lines In=1600A, rated current ISD=1.25-10xIR, II=6xIN short-circuit protection IR=700-1600A overcurrent rel. for line protection without auxiliary release without auxiliary/alarm switch | - | 0 | 0
3VL8116-2KE30-0AA0 |  | 3VL8116-2KE30-0AA0 | 1 | UN | 1 | 5 | B | D | EAR99 | N | 85362010 | 1 | 4011209716858 | 29.8 | KG | 9218 | 9218 | LP20 | LP20 | circuit breaker VL1600 UL; type PG (cat no. HPS3S160) non-interchangeable frame, with circuit breaker approval acc. to UL 489 high breaking capacity 3-pole, NEMA rating 65kA/480V, (molded case switch) trip unit magnetic TA=40Â°C In=< 1600A, rated current II=14000A short-circuit protection non-auto. air circuit breaker without connection accessories without auxiliary release without auxiliary/alarm switch | - | 0 | 0
3VL8116-2KE30-0AE1 |  | 3VL8116-2KE30-0AE1 | 1 | UN | 1 | 5 | B | D | EAR99 | N | 85362010 | 1 |  | 29.8 | KG | 9358.8 | 9358.8 | LP20 | LP20 | circuit breaker VL1600 UL; type PG (cat no. HPS3S160) non-interchangeable frame, with circuit breaker approval acc. to UL 489 high breaking capacity 3-pole, NEMA rating 65kA/480V, (molded case switch) trip unit magnetic TA=40Â°C In=< 1600A, rated current II=14000A short-circuit protection non-auto. air circuit breaker without connection accessories without auxiliary release Auxiliary/alarm switch mounting kit 2 AUX (1 NO+1 NC)+1 AS (1 NO) | - | 0 | 0
3VL8116-2KN30-0AA0 |  | 3VL8116-2KN30-0AA0 | 1 | UN | 1 | 5 | B | D | EAR99 | N | 85362010 | 1 | 4011209686748 | 32.8 | KG | 9416 | 9416 | LP20 | LP20 | circuit breaker VL1600 UL; type PG (cat no. HPX3B160) non-interchangeable frame, with circuit breaker approval acc. to UL 489 high breaking capacity 3-pole, NEMA rating 65kA/480V, (molded case circuit breaker) trip unit TM, LI TA=40Â°C In=< 1600A, rated current II=7000...12000A short-circuit protection IR=1600A ETU for line protection without connection accessories without auxiliary release without auxiliary/alarm switch | - | 0 | 0
3VL8116-2PB30-0AA0 |  | 3VL8116-2PB30-0AA0 | 1 | UN | 1 | 5 | B | D | EAR99 | N | 85362010 | 1 |  | 31.3 | KG | 10065 | 10065 | LP20 | LP20 | circuit breaker VL1600 UL; type PG (cat no. HPX3R160) non-interchangeable frame, with circuit breaker approval acc. to UL 489 high breaking capacity 3-pole, NEMA rating 65kA/480V, (molded case circuit breaker) trip unit ETU, LI TA=40Â°C In=1600A, rated current II=1.25 to 6 xIN, short-circuit protection IR=700-1600A overcurrent rel. for line protection without connection accessories without auxiliary release without auxiliary/alarm switch | - | 0 | 0
3VL8116-2PD30-0AA0 |  | 3VL8116-2PD30-0AA0 | 1 | UN | 1 | 5 | B | D | EAR99 | N | 85362010 | 1 |  | 31.3 | KG | 12100 | 12100 | LP20 | LP20 | circuit breaker VL1600 UL; type PG (cat no. HPX3W160) non-interchangeable frame, with circuit breaker approval acc. to UL 489 high breaking capacity 3-pole, NEMA rating 65kA/480V, (molded case circuit breaker) trip unit ETU, LIG TA=40Â°C 3 phases/4 lines In=1600A, rated current II=1.25 to 6 xIN, short-circuit protection IR=700-1600A overcurrent rel. for line protection without connection accessories without auxiliary release without auxiliary/alarm switch | - | 0 | 0
3VL8116-2PE30-0AA0 |  | 3VL8116-2PE30-0AA0 | 1 | UN | 1 | 5 | B | D | EAR99 | N | 85362010 | 1 |  | 31.3 | KG | 10296 | 10296 | LP20 | LP20 | circuit breaker VL1600 UL; type PG (cat no. HPX3T160) non-interchangeable frame, with circuit breaker approval acc. to UL 489 high breaking capacity 3-pole, NEMA rating 65kA/480V, (molded case circuit breaker) trip unit ETU, LSI TA=40Â°C In=1600A, rated current ISD=1.5 to 8 xIR, II=6 xIN short-circuit protection IR=700-1600A overcurrent rel. for line protection without connection accessories without auxiliary release without auxiliary/alarm switch | - | 0 | 0
3VL8116-2PH30-0AA0 |  | 3VL8116-2PH30-0AA0 | 1 | UN | 1 | 5 | B | D | EAR99 | N | 85362010 | 1 |  | 31.3 | KG | 12320 | 12320 | LP20 | LP20 | circuit breaker VL1600 UL; type PG (cat no. HPX3V160) non-interchangeable frame, with circuit breaker approval acc. to UL 489 high breaking capacity 3-pole, NEMA rating 65kA/480V, (molded case circuit breaker) trip unit ETU, LSIG TA=40Â°C 3 phases/4 lines In=1600A, rated current ISD=1.5 to 8 xIR, II=6 xIN short-circuit protection IR=700-1600A overcurrent rel. for line protection without connection accessories without auxiliary release without auxiliary/alarm switch | - | 0 | 0
3VL8116-2VH30-0AA0 |  | 3VL8116-2VH30-0AA0 | 1 | UN | 1 | 5 | B | D | EAR99 | N | 85362010 | 1 |  | 31.3 | KG | 13530 | 13530 | LP20 | LP20 | circuit breaker VL1600 UL type PG (cat no. HPX3A160) non-interchangeable frame, with circuit breaker approval acc. to UL 489 high breaking capacity 3-pole; NEMA rating 65kA/480V and 35kA/600V (molded case circuit breaker) trip unit LCD ETU, LI/LS/LSI TA=40Â°C In=1600A, rated current ISD=1.25-10xIR, II=6xIN short-circuit protection IR=700-1600A overcurrent rel. for line protection without auxiliary release without auxiliary/alarm switch | - | 0 | 0
3VL8116-2VJ30-0AA0 |  | 3VL8116-2VJ30-0AA0 | 1 | UN | 1 | 5 | B | D | EAR99 | N | 85362010 | 1 |  | 31.3 | KG | 13530 | 13530 | LP20 | LP20 | circuit breaker VL1600 UL type PG (cat no. HPX3K160) non-interchangeable frame, with circuit breaker approval acc. to UL 489 high breaking capacity 3-pole; NEMA rating 65kA/480V and 35kA/600V (molded case circuit breaker) trip unit LCD ETU, LSIG-G with alarm TA=40Â°C 3 phases/4 lines In=1600A, rated current ISD=1.25-10xIR, II=6xIN short-circuit protection IR=700-1600A overcurrent rel. for line protection without auxiliary release without auxiliary/alarm switch | - | 0 | 0
3VL8116-2VM30-0AA0 |  | 3VL8116-2VM30-0AA0 | 1 | UN | 1 | 5 | B | D | EAR99 | N | 85362010 | 1 |  | 31.3 | KG | 13530 | 13530 | LP20 | LP20 | circuit breaker VL1600 UL type PG (cat no. HPX3G160) non-interchangeable frame, with circuit breaker approval acc. to UL 489 high breaking capacity 3-pole; NEMA rating 65kA/480V and 35kA/600V (molded case circuit breaker) trip unit LCD ETU, LSIG TA=40Â°C 3 phases/4 lines In=1600A, rated current ISD=1.25-10xIR, II=6xIN short-circuit protection IR=700-1600A overcurrent rel. for line protection without auxiliary release without auxiliary/alarm switch | - | 0 | 0
3VL8116-3KE30-0AA0 |  | 3VL8116-3KE30-0AA0 | 1 | UN | 1 | 5 | B | D | EAR99 | N | 85362090 | 1 | 4011209716919 | 29.8 | KG | 10307 | 10307 | LP20 | LP20 | circuit breaker VL1600 UL; type PG (cat no. LPS3S160) non-interchangeable frame, with circuit breaker approval acc. to UL 489 very high breaking capacity 3-pole, NEMA rating 100kA/480V, (molded case switch) trip unit magnetic TA=40Â°C In=< 1600A, rated current II=14000A short-circuit protection non-auto. air circuit breaker without connection accessories without auxiliary release without auxiliary/alarm switch | - | 0 | 0
3VL8116-3KN30-0AA0 |  | 3VL8116-3KN30-0AA0 | 1 | UN | 1 | 5 | B | D | EAR99 | N | 85362010 | 1 | 4011209716926 | 32.8 | KG | 10373 | 10373 | LP20 | LP20 | circuit breaker VL1600 UL; type PG (cat no. LPX3B160) non-interchangeable frame, with circuit breaker approval acc. to UL 489 very high breaking capacity 3-pole, NEMA rating 100kA/480V, (molded case circuit breaker) trip unit TM, LI TA=40Â°C In=< 1600A, rated current II=7000...12000A short-circuit protection IR=1600A ETU for line protection without connection accessories without auxiliary release without auxiliary/alarm switch | - | 0 | 0
3VL8116-3PB30-0AA0 |  | 3VL8116-3PB30-0AA0 | 1 | UN | 1 | 5 | B | D | EAR99 | N | 85362010 | 1 |  | 31.3 | KG | 11110 | 11110 | LP20 | LP20 | circuit breaker VL1600 UL; type PG (cat no. LPX3R160) non-interchangeable frame, with circuit breaker approval acc. to UL 489 very high breaking capacity 3-pole, NEMA rating 100kA/480V, (molded case circuit breaker) trip unit ETU, LI TA=40Â°C In=1600A, rated current II=1.25 to 6 xIn, short-circuit protection IR=700-1600A overcurrent rel. for line protection without connection accessories without auxiliary release without auxiliary/alarm switch | - | 0 | 0
3VL8116-3PD30-0AA0 |  | 3VL8116-3PD30-0AA0 | 1 | UN | 1 | 5 | B | D | EAR99 | N | 85362010 | 1 |  | 31.3 | KG | 13310 | 13310 | LP20 | LP20 | circuit breaker VL1600 UL; type PG (cat no. LPX3W160) non-interchangeable frame, with circuit breaker approval acc. to UL 489 very high breaking capacity 3-pole, NEMA rating 100kA/480V, (molded case circuit breaker) trip unit ETU, LIG TA=40Â°C 3 phases/4 lines In=1600A, rated current II=1.25 to 6 xIn, short-circuit protection IR=700-1600A overcurrent rel. for line protection without connection accessories without auxiliary release without auxiliary/alarm switch | - | 0 | 0
3VL8116-3PE30-0AA0 |  | 3VL8116-3PE30-0AA0 | 1 | UN | 1 | 5 | B | D | EAR99 | N | 85362010 | 1 |  | 31.3 | KG | 11440 | 11440 | LP20 | LP20 | circuit breaker VL1600 UL; type PG (cat no. LPX3T160) non-interchangeable frame, with circuit breaker approval acc. to UL 489 very high breaking capacity 3-pole, NEMA rating 100kA/480V, (molded case circuit breaker) trip unit ETU, LSI TA=40Â°C In=1600A, rated current ISD=1.5 to 8xIR, II=6 xIn short-circuit protection IR=700-1600A overcurrent rel. for line protection without connection accessories without auxiliary release without auxiliary/alarm switch | - | 0 | 0
3VL8116-3PH30-0AA0 |  | 3VL8116-3PH30-0AA0 | 1 | UN | 1 | 5 | B | D | EAR99 | N | 85362010 | 1 |  | 31.3 | KG | 13530 | 13530 | LP20 | LP20 | circuit breaker VL1600 UL; type PG (cat no. LPX3V160) non-interchangeable frame, with circuit breaker approval acc. to UL 489 very high breaking capacity 3-pole, NEMA rating 100kA/480V, (molded case circuit breaker) trip unit ETU, LSIG TA=40Â°C 3 phases/4 lines In=1600A, rated current ISD=1.5 to 8xIR, II=6 xIn short-circuit protection IR=700-1600A overcurrent rel. for line protection without connection accessories without auxiliary release without auxiliary/alarm switch | - | 0 | 0
3VL8116-3VH30-0AA0 |  | 3VL8116-3VH30-0AA0 | 1 | UN | 1 | 5 | B | D | EAR99 | N | 85362010 | 1 |  | 31.3 | KG | 14520 | 14520 | LP20 | LP20 | circuit breaker VL1600 UL type PG (cat no. LPX3A160) non-interchangeable frame, with circuit breaker approval acc. to UL 489 very high breaking capacity 3-pole; NEMA rating 100kA/480V and 65kA/600V (molded case circuit breaker) trip unit LCD ETU, LI/LS/LSI TA=40Â°C In=1600A, rated current ISD=1.25-10xIR, II=6xIN short-circuit protection IR=700-1600A overcurrent rel. for line protection without auxiliary release without auxiliary/alarm switch | - | 0 | 0
3VL8116-3VJ30-0AA0 |  | 3VL8116-3VJ30-0AA0 | 1 | UN | 1 | 5 | B | D | EAR99 | N | 85362010 | 1 |  | 31.3 | KG | 14520 | 14520 | LP20 | LP20 | circuit breaker VL1600 UL type PG (cat no. LPX3K160) non-interchangeable frame, with circuit breaker approval acc. to UL 489 very high breaking capacity 3-pole; NEMA rating 100kA/480V and 65kA/600V (molded case circuit breaker) trip unit LCD ETU, LSIG-G with alarm TA=40Â°C 3 phases/4 lines In=1600A, rated current ISD=1.25-10xIR, II=6xIN short-circuit protection IR=700-1600A overcurrent rel. for line protection without auxiliary release without auxiliary/alarm switch | - | 0 | 0
3VL8116-3VM30-0AA0 |  | 3VL8116-3VM30-0AA0 | 1 | UN | 1 | 5 | B | D | EAR99 | N | 85362010 | 1 |  | 31.3 | KG | 14520 | 14520 | LP20 | LP20 | circuit breaker VL1600 UL type PG (cat no. LPX3G160) non-interchangeable frame, with circuit breaker approval acc. to UL 489 very high breaking capacity 3-pole; NEMA rating 100kA/480V and 65kA/600V (molded case circuit breaker) trip unit LCD ETU, LSIG TA=40Â°C 3 phases/4 lines In=1600A, rated current ISD=1.25-10xIR, II=6xIN short-circuit protection IR=700-1600A overcurrent rel. for line protection without auxiliary release without auxiliary/alarm switch | - | 0 | 0
3VL8716-1AA30-0AA0 |  | 3VL8716-1AA30-0AA0 | 1 | UN | 1 | 5 | B | D | EAR99 | N | 85362090 | 1 | 4011209523876 | 33.52 | KG | 3465 | 3465 | LP20 | LP20 | circuit breaker VL1600N w/o Electronic Trip Unit standard breaking capacity Icu=55kA/415V AC, 3-pole In=< 1600A, rated current without auxiliary release with screw terminal connections for switching unit and ETU | - | 0 | 0
3VL8716-1AA40-0AA0 |  | 3VL8716-1AA40-0AA0 | 1 | UN | 1 | 5 | B | D | EAR99 | N | 85362090 | 1 | 4011209523869 | 38.4 | KG | 4499 | 4499 | LP20 | LP20 | circuit breaker VL1600N w/o Electronic Trip Unit standard breaking capacity Icu=55kA/415V AC, 4-pole In=< 1600A, rated current without auxiliary release with screw terminal connections for switching unit and ETU | - | 0 | 0
3VL8716-1CH30-0AA0-Z | U01 | 3VL8716-1CH30-0AA0-ZU01 | 1 | UN | 1 | 30 | D | D | EAR99 | N | 85362090 | 1 |  | 31.3 | KG | 19848.4 | 19848.4 | LP20 | LP20 | circuit breaker VL1600N standard breaking capacity Icu=55kA, 415V AC 3-pole, line protection trip unit LCD ETU40, LI/LS/LSI In=1600A, rated current IR=640...1600A, overload protection, ISD=1.5 to 8 xIR, II=9 xIN short-circuit protection without auxiliary release without auxiliary/alarm switch with Safety Label for USA | - | 0 | 0
3VL8716-1CJ40-0AA0-Z | U01 | 3VL8716-1CJ40-0AA0-ZU01 | 1 | UN | 1 | 30 | D | D | EAR99 | N | 85362090 | 1 |  | 40.8 | KG | 24028.4 | 24028.4 | LP20 | LP20 | circuit breaker VL1600N standard breaking capacity Icu=55kA, 415V AC 4-pole, line protection trip unit LCD ETU40, LI/LS/LSI In=1600A, rated current IR=640...1600A, overload protection, ISD=1.5 to 8 xIR, II=9 xIN short-circuit protection N protected without auxiliary release without auxiliary/alarm switch with Safety Label for USA | - | 0 | 0
3VL8716-1CL30-0AA0-Z | U01 | 3VL8716-1CL30-0AA0-ZU01 | 1 | UN | 1 | 30 | D | D | EAR99 | N | 85362090 | 1 |  | 31.3 | KG | 19848.4 | 19848.4 | LP20 | LP20 | circuit breaker VL1600N standard breaking capacity Icu=55kA, 415V AC 3-pole, line protection trip unit LCD ETU42, LSIG 3 phases/3 lines In=1600A, rated current IR=640...1600A, overload protection, ISD=1.5 to 8xIR, II=9XIN short-circuit protection without auxiliary release without auxiliary/alarm switch with Safety Label for USA | - | 0 | 0
3VL8716-1CN40-0AA0-Z | U01 | 3VL8716-1CN40-0AA0-ZU01 | 1 | UN | 1 | 30 | D | D | EAR99 | N | 85362090 | 1 |  | 40.8 | KG | 24028.4 | 24028.4 | LP20 | LP20 | circuit breaker VL1600N standard breaking capacity Icu=55kA, 415V AC 4-pole, line protection trip unit LCD ETU42, LSIG In=1600A, rated current IR=640...1600A, overload protection, ISD=1.5 to 8 xIR, II=9 xIN short-circuit protection N protected with ground-fault protection without auxiliary release without auxiliary/alarm switch with Safety Label for USA | - | 0 | 0
3VL8716-1CN40-2HC1-Z | U01 | 3VL8716-1CN40-2HC1-ZU01 | 1 | UN | 1 | 30 | D | D | EAR99 | N | 85362090 | 1 |  | 40.8 | KG | 24399.1 | 24399.1 | LP20 | LP20 | circuit breaker VL1600N standard breaking capacity Icu=55kA, 415V AC 4-pole, line protection trip unit LCD ETU42, LSIG In=1600A, rated current IR=640...1600A, overload protection, ISD=1.5 to 8 xIR, II=9 xIN short-circuit protection N protected with ground-fault protection Undervoltage release 220...250 V AC Auxiliary switch mounting kit 4 AUX (2 NO + 2 NC) with Safety Label for USA | - | 0 | 0
3VL8716-1DE30-0AA0 |  | 3VL8716-1DE30-0AA0 | 1 | UN | 1 | 5 | B | D | EAR99 | N | 85362090 | 1 | 4011209490369 | 32.36 | KG | 7546 | 6919.9 | LP20 | LP20 | circuit breaker VL1600N standard breaking capacity Icu=55kA, 415V AC 3-pole, non-auto. air circ. br. trip unit magnetic In=1600A, rated current II=14400A, short-circuit protection without auxiliary release without auxiliary/alarm switch | - | 0 | 0
3VL8716-1DE30-0AA0-Z | U01 | 3VL8716-1DE30-0AA0-ZU01 | 1 | UN | 1 | 5 | B | D | EAR99 | N | 85362090 | 1 |  | 32 | KG | 7594.4 | 7594.4 | LP20 | LP20 | circuit breaker VL1600N standard breaking capacity Icu=55kA, 415V AC 3-pole, non-auto. air circ. br. trip unit magnetic In=1600A, rated current II=14400A, short-circuit protection without auxiliary release without auxiliary/alarm switch with Safety Label for USA | - | 0 | 0
3VL8716-1DE30-2HE1-Z | M22U01 | 3VL8716-1DE30-2HE1-ZM22U01 | 1 | UN | 1 | 5 | B | D | EAR99 | N | 85362090 | 1 |  | 32 | KG | 10916.4 | 10916.4 | LP20 | LP20 | circuit breaker VL1600N standard breaking capacity Icu=55kA, 415V AC 3-pole, non-auto. air circ. br. trip unit magnetic In=1600A, rated current II=14400A, short-circuit protection Undervoltage release 220...250 V AC Auxiliary/alarm switch mounting kit 2 AUX (1 NO+1 NC)+1 AS (1 NO) Motorized operating mechanism set up 220-250 V AC/DC with Safety Label for USA | - | 0 | 0
3VL8716-1EE40-0AA0 |  | 3VL8716-1EE40-0AA0 | 1 | UN | 1 | 5 | B | D | EAR99 | N | 85362090 | 1 | 4011209490376 | 42.038 | KG | 8437 | 7731.4 | LP20 | LP20 | circuit breaker VL1600N standard breaking capacity Icu=55kA, 415V AC 4-pole, non-auto. air circ. br. trip unit magnetic In=1600A, rated current II=14400A, short-circuit protection without auxiliary release without auxiliary/alarm switch | - | 0 | 0
3VL8716-1EE40-0AA0-Z | U01 | 3VL8716-1EE40-0AA0-ZU01 | 1 | UN | 1 | 5 | B | D | EAR99 | N | 85362090 | 1 |  | 38.3 | KG | 8485.4 | 8485.4 | LP20 | LP20 | circuit breaker VL1600N standard breaking capacity Icu=55kA, 415V AC 4-pole, non-auto. air circ. br. trip unit magnetic In=1600A, rated current II=14400A, short-circuit protection without auxiliary release without auxiliary/alarm switch with Safety Label for USA | - | 0 | 0
3VL8716-1LA40-0AA0 |  | 3VL8716-1LA40-0AA0 | 1 | UN | 1 | 5 | B | D | EAR99 | N | 85362090 | 1 | 4011209876101 | 42.038 | KG | 13310 | 13310 | LP20 | LP20 | circuit breaker VL1600N standard breaking capacity Icu=55kA, 415V AC 4-pole, line protection trip unit ETU10, LI In=1600A, rated current IR=640...1600A, overload protection, II=1.25 to 9 xIN, short-circuit protection N protected shipbuilding certificate for LRS, DNV and gL without auxiliary release without auxiliary/alarm switch | - | 0 | 0
3VL8716-1LA40-0AA0-Z | U01 | 3VL8716-1LA40-0AA0-ZU01 | 1 | UN | 1 | 5 | B | D | EAR99 | N | 85362090 | 1 |  | 40.8 | KG | 13358.4 | 13358.4 | LP20 | LP20 | circuit breaker VL1600N standard breaking capacity Icu=55kA, 415V AC 4-pole, line protection trip unit ETU10, LI In=1600A, rated current IR=640...1600A, overload protection, II=1.25 to 9 xIN, short-circuit protection N protected shipbuilding certificate for LRS, DNV and gL without auxiliary release without auxiliary/alarm switch with Safety Label for USA | - | 0 | 0
3VL8716-1LB30-0AA0 |  | 3VL8716-1LB30-0AA0 | 1 | UN | 1 | 5 | B | D | EAR99 | N | 85362090 | 1 | 4011209876040 | 33.25 | KG | 9658 | 9658 | LP20 | LP20 | circuit breaker VL1600N standard breaking capacity Icu=55kA, 415V AC 3-pole, line protection trip unit ETU10, LI In=1600A, rated current IR=640...1600A, overload protection, II=1.25 to 9 xIN, short-circuit protection shipbuilding certificate for LRS, DNV and gL without auxiliary release without auxiliary/alarm switch | - | 0 | 0
3VL8716-1LB30-0AA0-Z | U01 | 3VL8716-1LB30-0AA0-ZU01 | 1 | UN | 1 | 5 | B | D | EAR99 | N | 85362090 | 1 |  | 31.3 | KG | 9706.4 | 9706.4 | LP20 | LP20 | circuit breaker VL1600N standard breaking capacity Icu=55kA, 415V AC 3-pole, line protection trip unit ETU10, LI In=1600A, rated current IR=640...1600A, overload protection, II=1.25 to 9 xIN, short-circuit protection shipbuilding certificate for LRS, DNV and gL without auxiliary release without auxiliary/alarm switch with Safety Label for USA | - | 0 | 0
3VL8716-1LE30-0AA0 |  | 3VL8716-1LE30-0AA0 | 1 | UN | 1 | 5 | B | D | EAR99 | N | 85362090 | 1 | 4011209876071 | 33.25 | KG | 9878 | 9878 | LP20 | LP20 | circuit breaker VL1600N standard breaking capacity Icu=55kA, 415V AC 3-pole, line protection trip unit ETU20, LSI In=1600A, rated current IR=640...1600A, overload protection, ISD=1.5 to 8 xIR, II=9 xIN short-circuit protection shipbuilding certificate for LRS, DNV and gL without auxiliary release without auxiliary/alarm switch | - | 0 | 0
3VL8716-1LE30-0AA0-Z | U01 | 3VL8716-1LE30-0AA0-ZU01 | 1 | UN | 1 | 5 | B | D | EAR99 | N | 85362090 | 1 |  | 31.3 | KG | 9926.4 | 9926.4 | LP20 | LP20 | circuit breaker VL1600N standard breaking capacity Icu=55kA, 415V AC 3-pole, line protection trip unit ETU20, LSI In=1600A, rated current IR=640...1600A, overload protection, ISD=1.5 to 8 xIR, II=9 xIN short-circuit protection shipbuilding certificate for LRS, DNV and gL without auxiliary release without auxiliary/alarm switch with Safety Label for USA | - | 0 | 0
3VL8716-1LF40-0AA0 |  | 3VL8716-1LF40-0AA0 | 1 | UN | 1 | 5 | B | D | EAR99 | N | 85362090 | 1 | 4011209876132 | 42.038 | KG | 13640 | 13640 | LP20 | LP20 | circuit breaker VL1600N standard breaking capacity Icu=55kA, 415V AC 4-pole, line protection trip unit ETU20, LSI In=1600A, rated current IR=640...1600A, overload protection, ISD=1.5 to 8 xIR, II=9 xIN short-circuit protection N protected shipbuilding certificate for LRS, DNV and gL without auxiliary release without auxiliary/alarm switch | - | 0 | 0
3VL8716-1LF40-0AA0-Z | U01 | 3VL8716-1LF40-0AA0-ZU01 | 1 | UN | 1 | 5 | B | D | EAR99 | N | 85362090 | 1 |  | 40.8 | KG | 13688.4 | 13688.4 | LP20 | LP20 | circuit breaker VL1600N standard breaking capacity Icu=55kA, 415V AC 4-pole, line protection trip unit ETU20, LSI In=1600A, rated current IR=640...1600A, overload protection, ISD=1.5 to 8 xIR, II=9 xIN short-circuit protection N protected shipbuilding certificate for LRS, DNV and gL without auxiliary release without auxiliary/alarm switch with Safety Label for USA | - | 0 | 0
3VL8716-1MB30-0AA0 |  | 3VL8716-1MB30-0AA0 | 1 | UN | 1 | 5 | B | D | EAR99 | N | 85362090 | 1 | 4011209826458 | 33.25 | KG | 8492 | 8492 | LP20 | LP20 | circuit breaker VL1600N standard breaking capacity Icu=55kA, 415V AC 3-pole, line protection trip unit ETU10, LI In=1600A, rated current IR=640...1600A, overload protection, II=1.25 to 9 xIN, short-circuit protection without auxiliary release ETU communication-capable without auxiliary/alarm switch | - | 0 | 0
3VL8716-1MB30-0AA0-Z | U01 | 3VL8716-1MB30-0AA0-ZU01 | 1 | UN | 1 | 5 | B | D | EAR99 | N | 85362090 | 1 |  | 31.3 | KG | 8540.4 | 8540.4 | LP20 | LP20 | circuit breaker VL1600N standard breaking capacity Icu=55kA, 415V AC 3-pole, line protection trip unit ETU10, LI In=1600A, rated current IR=640...1600A, overload protection, II=1.25 to 9 xIN, short-circuit protection without auxiliary release ETU communication-capable without auxiliary/alarm switch with Safety Label for USA | - | 0 | 0
3VL8716-1ME30-0AA0 |  | 3VL8716-1ME30-0AA0 | 1 | UN | 1 | 5 | B | D | EAR99 | N | 85362090 | 1 | 4011209826465 | 33.25 | KG | 8690 | 8690 | LP20 | LP20 | circuit breaker VL1600N standard breaking capacity Icu=55kA, 415V AC 3-pole, line protection trip unit ETU20, LSI In=1600A, rated current IR=640...1600A, overload protection, ISD=1.5 to 8 xIR, II=9 xIN short-circuit protection without auxiliary release ETU communication-capable without auxiliary/alarm switch | - | 0 | 0
3VL8716-1ME30-0AA0-Z | U01 | 3VL8716-1ME30-0AA0-ZU01 | 1 | UN | 1 | 5 | B | D | EAR99 | N | 85362090 | 1 |  | 31.3 | KG | 8738.4 | 8738.4 | LP20 | LP20 | circuit breaker VL1600N standard breaking capacity Icu=55kA, 415V AC 3-pole, line protection trip unit ETU20, LSI In=1600A, rated current IR=640...1600A, overload protection, ISD=1.5 to 8 xIR, II=9 xIN short-circuit protection without auxiliary release ETU communication-capable without auxiliary/alarm switch with Safety Label for USA | - | 0 | 0
3VL8716-1MF30-0AA0 |  | 3VL8716-1MF30-0AA0 | 1 | UN | 1 | 5 | B | D | EAR99 | N | 85362090 | 1 | 4011209826472 | 33.25 | KG | 11110 | 11110 | LP20 | LP20 | circuit breaker VL1600N standard breaking capacity Icu=55kA, 415V AC 3-pole, line protection trip unit ETU12, LIGN 3 phases/4 lines In=1600A, rated current IR=640...1600A, overload protection, II=1.25 to 9 xIN, short-circuit protection without auxiliary release ETU communication-capable without auxiliary/alarm switch | - | 0 | 0
3VL8716-1MF30-0AA0-Z | U01 | 3VL8716-1MF30-0AA0-ZU01 | 1 | UN | 1 | 5 | B | D | EAR99 | N | 85362090 | 1 |  | 31.3 | KG | 11158.4 | 11158.4 | LP20 | LP20 | circuit breaker VL1600N standard breaking capacity Icu=55kA, 415V AC 3-pole, line protection trip unit ETU12, LIGN 3 phases/4 lines In=1600A, rated current IR=640...1600A, overload protection, II=1.25 to 9 xIN, short-circuit protection without auxiliary release ETU communication-capable without auxiliary/alarm switch with Safety Label for USA | - | 0 | 0
3VL8716-1MG30-0AA0 |  | 3VL8716-1MG30-0AA0 | 1 | UN | 1 | 5 | B | D | EAR99 | N | 85362090 | 1 | 4011209826489 | 33.25 | KG | 10472 | 10472 | LP20 | LP20 | circuit breaker VL1600N standard breaking capacity Icu=55kA, 415V AC 3-pole, line protection trip unit ETU22, LSIG 3 phases/3 lines In=1600A, rated current IR=640...1600A, overload protection, ISD=1.5 to 8xIR, II=9XIN short-circuit protection without auxiliary release ETU communication-capable without auxiliary/alarm switch | - | 0 | 0
3VL8716-1MG30-0AA0-Z | U01 | 3VL8716-1MG30-0AA0-ZU01 | 1 | UN | 1 | 5 | B | D | EAR99 | N | 85362090 | 1 |  | 31.3 | KG | 10520.4 | 10520.4 | LP20 | LP20 | circuit breaker VL1600N standard breaking capacity Icu=55kA, 415V AC 3-pole, line protection trip unit ETU22, LSIG 3 phases/3 lines In=1600A, rated current IR=640...1600A, overload protection, ISD=1.5 to 8xIR, II=9XIN short-circuit protection without auxiliary release ETU communication-capable without auxiliary/alarm switch with Safety Label for USA | - | 0 | 0
3VL8716-1MH30-0AA0 |  | 3VL8716-1MH30-0AA0 | 1 | UN | 1 | 5 | B | D | EAR99 | N | 85362090 | 1 | 4011209826496 | 33.25 | KG | 10472 | 10472 | LP20 | LP20 | circuit breaker VL1600N standard breaking capacity Icu=55kA, 415V AC 3-pole, line protection trip unit ETU22, LSIG 3 phases/4 lines with connecting cable In=1600A, rated current IR=640...1600A, overload protection, ISD=1.5 to 8xIR, II=9XIN short-circuit protection without auxiliary release ETU communication-capable without auxiliary/alarm switch | - | 0 | 0
3VL8716-1MH30-0AA0-Z | U01 | 3VL8716-1MH30-0AA0-ZU01 | 1 | UN | 1 | 5 | B | D | EAR99 | N | 85362090 | 1 |  | 31.3 | KG | 10520.4 | 10520.4 | LP20 | LP20 | circuit breaker VL1600N standard breaking capacity Icu=55kA, 415V AC 3-pole, line protection trip unit ETU22, LSIG 3 phases/4 lines with connecting cable In=1600A, rated current IR=640...1600A, overload protection, ISD=1.5 to 8xIR, II=9XIN short-circuit protection without auxiliary release ETU communication-capable without auxiliary/alarm switch with Safety Label for USA | - | 0 | 0
3VL8716-1ML30-0AA0 |  | 3VL8716-1ML30-0AA0 | 1 | UN | 1 | 5 | B | D | EAR99 | N | 85362090 | 1 | 4011209826502 | 33.25 | KG | 10274 | 10274 | LP20 | LP20 | circuit breaker VL1600N standard breaking capacity Icu=55kA, 415V AC 3-pole, line protection trip unit ETU12, LIG 3 phases/3 lines In=1600A, rated current IR=640...1600A, overload protection, II=1.25 to 9 xIN, short-circuit protection without auxiliary release ETU communication-capable without auxiliary/alarm switch | - | 0 | 0
3VL8716-1ML30-0AA0-Z | U01 | 3VL8716-1ML30-0AA0-ZU01 | 1 | UN | 1 | 5 | B | D | EAR99 | N | 85362090 | 1 |  | 31.3 | KG | 10322.4 | 10322.4 | LP20 | LP20 | circuit breaker VL1600N standard breaking capacity Icu=55kA, 415V AC 3-pole, line protection trip unit ETU12, LIG 3 phases/3 lines In=1600A, rated current IR=640...1600A, overload protection, II=1.25 to 9 xIN, short-circuit protection without auxiliary release ETU communication-capable without auxiliary/alarm switch with Safety Label for USA | - | 0 | 0
3VL8716-1NA40-0AA0 |  | 3VL8716-1NA40-0AA0 | 1 | UN | 1 | 5 | B | D | EAR99 | N | 85362090 | 1 | 4011209826564 | 42.038 | KG | 11660 | 11660 | LP20 | LP20 | circuit breaker VL1600N standard breaking capacity Icu=55kA, 415V AC 4-pole, line protection trip unit ETU10, LIN In=1600A, rated current IR=640...1600A, overload protection, II=1.25 to 9 xIN, short-circuit protection N protected without auxiliary release ETU communication-capable without auxiliary/alarm switch | - | 0 | 0
3VL8716-1NA40-0AA0-Z | U01 | 3VL8716-1NA40-0AA0-ZU01 | 1 | UN | 1 | 5 | B | D | EAR99 | N | 85362090 | 1 |  | 40.8 | KG | 11708.4 | 11708.4 | LP20 | LP20 | circuit breaker VL1600N standard breaking capacity Icu=55kA, 415V AC 4-pole, line protection trip unit ETU10, LIN In=1600A, rated current IR=640...1600A, overload protection, II=1.25 to 9 xIN, short-circuit protection N protected without auxiliary release ETU communication-capable without auxiliary/alarm switch with Safety Label for USA | - | 0 | 0
3VL8716-1NB40-0AA0 |  | 3VL8716-1NB40-0AA0 | 1 | UN | 1 | 5 | B | D | EAR99 | N | 85362090 | 1 | 4011209826571 | 42.038 | KG | 10967 | 10967 | LP20 | LP20 | circuit breaker VL1600N standard breaking capacity Icu=55kA, 415V AC 4-pole, line protection trip unit ETU10, LI In=1600A, rated current IR=640...1600A, overload protection, II=1.25 to 9 xIN, short-circuit protection without auxiliary release ETU communication-capable without auxiliary/alarm switch | - | 0 | 0
3VL8716-1NB40-0AA0-Z | U01 | 3VL8716-1NB40-0AA0-ZU01 | 1 | UN | 1 | 5 | B | D | EAR99 | N | 85362090 | 1 |  | 40.8 | KG | 11015.4 | 11015.4 | LP20 | LP20 | circuit breaker VL1600N standard breaking capacity Icu=55kA, 415V AC 4-pole, line protection trip unit ETU10, LI In=1600A, rated current IR=640...1600A, overload protection, II=1.25 to 9 xIN, short-circuit protection without auxiliary release ETU communication-capable without auxiliary/alarm switch with Safety Label for USA | - | 0 | 0
3VL8716-1NE40-0AA0 |  | 3VL8716-1NE40-0AA0 | 1 | UN | 1 | 5 | B | D | EAR99 | N | 85362090 | 1 | 4011209826588 | 42.038 | KG | 11220 | 11220 | LP20 | LP20 | circuit breaker VL1600N standard breaking capacity Icu=55kA, 415V AC 4-pole, line protection trip unit ETU20, LSI In=1600A, rated current IR=640...1600A, overload protection, ISD=1.5 to 8 xIR, II=9 xIN short-circuit protection without auxiliary release ETU communication-capable without auxiliary/alarm switch | - | 0 | 0
3VL8716-1NE40-0AA0-Z | U01 | 3VL8716-1NE40-0AA0-ZU01 | 1 | UN | 1 | 5 | B | D | EAR99 | N | 85362090 | 1 |  | 40.8 | KG | 11268.4 | 11268.4 | LP20 | LP20 | circuit breaker VL1600N standard breaking capacity Icu=55kA, 415V AC 4-pole, line protection trip unit ETU20, LSI In=1600A, rated current IR=640...1600A, overload protection, ISD=1.5 to 8 xIR, II=9 xIN short-circuit protection without auxiliary release ETU communication-capable without auxiliary/alarm switch with Safety Label for USA | - | 0 | 0
3VL8716-1NF40-0AA0 |  | 3VL8716-1NF40-0AA0 | 1 | UN | 1 | 5 | B | D | EAR99 | N | 85362090 | 1 | 4011209826595 | 42.038 | KG | 11990 | 11990 | LP20 | LP20 | circuit breaker VL1600N standard breaking capacity Icu=55kA, 415V AC 4-pole, line protection trip unit ETU20, LSI In=1600A, rated current IR=640...1600A, overload protection, ISD=1.5 to 8 xIR, II=9 xIN short-circuit protection N protected without auxiliary release ETU communication-capable without auxiliary/alarm switch | - | 0 | 0
3VL8716-1NF40-0AA0-Z | U01 | 3VL8716-1NF40-0AA0-ZU01 | 1 | UN | 1 | 5 | B | D | EAR99 | N | 85362090 | 1 |  | 40.8 | KG | 12038.4 | 12038.4 | LP20 | LP20 | circuit breaker VL1600N standard breaking capacity Icu=55kA, 415V AC 4-pole, line protection trip unit ETU20, LSI In=1600A, rated current IR=640...1600A, overload protection, ISD=1.5 to 8 xIR, II=9 xIN short-circuit protection N protected without auxiliary release ETU communication-capable without auxiliary/alarm switch with Safety Label for USA | - | 0 | 0
3VL8716-1NH40-0AA0 |  | 3VL8716-1NH40-0AA0 | 1 | UN | 1 | 5 | B | D | EAR99 | N | 85362090 | 1 | 4011209826601 | 42.038 | KG | 14630 | 14630 | LP20 | LP20 | circuit breaker VL1600N standard breaking capacity Icu=55kA, 415V AC 4-pole, line protection trip unit ETU22, LSIG In=1600A, rated current IR=640...1600A, overload protection, ISD=1.5 to 8 xIR, II=9 xIN short-circuit protection N protected without auxiliary release ETU communication-capable without auxiliary/alarm switch | - | 0 | 0
3VL8716-1NH40-0AA0-Z | U01 | 3VL8716-1NH40-0AA0-ZU01 | 1 | UN | 1 | 5 | B | D | EAR99 | N | 85362090 | 1 |  | 40.8 | KG | 14678.4 | 14678.4 | LP20 | LP20 | circuit breaker VL1600N standard breaking capacity Icu=55kA, 415V AC 4-pole, line protection trip unit ETU22, LSIG In=1600A, rated current IR=640...1600A, overload protection, ISD=1.5 to 8 xIR, II=9 xIN short-circuit protection N protected without auxiliary release ETU communication-capable without auxiliary/alarm switch with Safety Label for USA | - | 0 | 0
3VL8716-1NN40-0AA0 |  | 3VL8716-1NN40-0AA0 | 1 | UN | 1 | 5 | B | D | EAR99 | N | 85362090 | 1 | 4011209826618 | 42.038 | KG | 14300 | 14300 | LP20 | LP20 | circuit breaker VL1600N standard breaking capacity Icu=55kA, 415V AC 4-pole, line protection trip unit ETU12, LIG In=1600A, rated current IR=640...1600A, overload protection, II=1.25 to 9 xIN, short-circuit protection N protected without auxiliary release ETU communication-capable without auxiliary/alarm switch | - | 0 | 0
3VL8716-1NN40-0AA0-Z | U01 | 3VL8716-1NN40-0AA0-ZU01 | 1 | UN | 1 | 5 | B | D | EAR99 | N | 85362090 | 1 |  | 40.8 | KG | 14348.4 | 14348.4 | LP20 | LP20 | circuit breaker VL1600N standard breaking capacity Icu=55kA, 415V AC 4-pole, line protection trip unit ETU12, LIG In=1600A, rated current IR=640...1600A, overload protection, II=1.25 to 9 xIN, short-circuit protection N protected without auxiliary release ETU communication-capable without auxiliary/alarm switch with Safety Label for USA | - | 0 | 0
3VL8716-1SB30-0AA0 |  | 3VL8716-1SB30-0AA0 | 1 | UN | 1 | 5 | B | D | EAR99 | N | 85362090 | 1 | 4011209826397 | 33.25 | KG | 8415 | 7706.4 | LP20 | LP20 | circuit breaker VL1600N standard breaking capacity Icu=55kA, 415V AC 3-pole, line protection trip unit ETU10, LI In=1600A, rated current IR=640...1600A, overload protection, II=1.25 to 9 xIN, short-circuit protection without auxiliary release without auxiliary/alarm switch | - | 0 | 0
3VL8716-1SB30-0AA0-Z | U01 | 3VL8716-1SB30-0AA0-ZU01 | 1 | UN | 1 | 5 | B | D | EAR99 | N | 85362090 | 1 |  | 32.87 | KG | 8463.4 | 8463.4 | LP20 | LP20 | circuit breaker VL1600N standard breaking capacity Icu=55kA, 415V AC 3-pole, line protection trip unit ETU10, LI In=1600A, rated current IR=640...1600A, overload protection, II=1.25 to 9 xIN, short-circuit protection without auxiliary release without auxiliary/alarm switch with Safety Label for USA | - | 0 | 0
3VL8716-1SE30-0AA0 |  | 3VL8716-1SE30-0AA0 | 1 | UN | 1 | 5 | B | D | EAR99 | N | 85362090 | 1 | 4011209826403 | 33.48 | KG | 8613 | 7894.3 | LP20 | LP20 | circuit breaker VL1600N standard breaking capacity Icu=55kA, 415V AC 3-pole, line protection trip unit ETU20, LSI In=1600A, rated current IR=640...1600A, overload protection, ISD=1.5 to 8 xIR, II=9 xIN short-circuit protection without auxiliary release without auxiliary/alarm switch | - | 0 | 0
3VL8716-1SE30-0AA0-Z | U01 | 3VL8716-1SE30-0AA0-ZU01 | 1 | UN | 1 | 5 | B | D | EAR99 | N | 85362090 | 1 |  | 32.87 | KG | 8661.4 | 8661.4 | LP20 | LP20 | circuit breaker VL1600N standard breaking capacity Icu=55kA, 415V AC 3-pole, line protection trip unit ETU20, LSI In=1600A, rated current IR=640...1600A, overload protection, ISD=1.5 to 8 xIR, II=9 xIN short-circuit protection without auxiliary release without auxiliary/alarm switch with Safety Label for USA | - | 0 | 0
3VL8716-1SE30-0AC1-Z | U01 | 3VL8716-1SE30-0AC1-ZU01 | 1 | UN | 1 | 5 | B | D | EAR99 | N | 85362090 | 1 |  | 32.87 | KG | 8794.5 | 8794.5 | LP20 | LP20 | circuit breaker VL1600N standard breaking capacity Icu=55kA, 415V AC 3-pole, line protection trip unit ETU20, LSI In=1600A, rated current IR=640...1600A, overload protection, ISD=1.5 to 8 xIR, II=9 xIN short-circuit protection without auxiliary release Auxiliary switch mounting kit 4 AUX (2 NO + 2 NC) with Safety Label for USA | - | 0 | 0
3VL8716-1SF30-0AA0 |  | 3VL8716-1SF30-0AA0 | 1 | UN | 1 | 5 | B | D | EAR99 | N | 85362090 | 1 | 4011209826410 | 33.48 | KG | 11110 | 11110 | LP20 | LP20 | circuit breaker VL1600N standard breaking capacity Icu=55kA, 415V AC 3-pole, line protection trip unit ETU12, LIG 3 phases/4 lines In=1600A, rated current IR=640...1600A, overload protection, II=1.25 to 9 xIN, short-circuit protection without auxiliary release without auxiliary/alarm switch | - | 0 | 0
3VL8716-1SF30-0AA0-Z | U01 | 3VL8716-1SF30-0AA0-ZU01 | 1 | UN | 1 | 5 | B | D | EAR99 | N | 85362090 | 1 |  | 31.3 | KG | 11158.4 | 11158.4 | LP20 | LP20 | circuit breaker VL1600N standard breaking capacity Icu=55kA, 415V AC 3-pole, line protection trip unit ETU12, LIG 3 phases/4 lines In=1600A, rated current IR=640...1600A, overload protection, II=1.25 to 9 xIN, short-circuit protection without auxiliary release without auxiliary/alarm switch with Safety Label for USA | - | 0 | 0
3VL8716-1SG30-0AA0 |  | 3VL8716-1SG30-0AA0 | 1 | UN | 1 | 5 | B | D | EAR99 | N | 85362090 | 1 | 4011209826427 | 33.48 | KG | 10384 | 10384 | LP20 | LP20 | circuit breaker VL1600N standard breaking capacity Icu=55kA, 415V AC 3-pole, line protection trip unit ETU22, LSIG 3 phases/3 lines In=1600A, rated current IR=640...1600A, overload protection, ISD=1.5 to 8xIR, II=9XIN short-circuit protection without auxiliary release without auxiliary/alarm switch | - | 0 | 0
3VL8716-1SG30-0AA0-Z | U01 | 3VL8716-1SG30-0AA0-ZU01 | 1 | UN | 1 | 5 | B | D | EAR99 | N | 85362090 | 1 |  | 31.3 | KG | 10432.4 | 10432.4 | LP20 | LP20 | circuit breaker VL1600N standard breaking capacity Icu=55kA, 415V AC 3-pole, line protection trip unit ETU22, LSIG 3 phases/3 lines In=1600A, rated current IR=640...1600A, overload protection, ISD=1.5 to 8xIR, II=9XIN short-circuit protection without auxiliary release without auxiliary/alarm switch with Safety Label for USA | - | 0 | 0
3VL8716-1SH30-0AA0 |  | 3VL8716-1SH30-0AA0 | 1 | UN | 1 | 5 | B | D | EAR99 | N | 85362090 | 1 | 4011209826434 | 33.48 | KG | 10384 | 10384 | LP20 | LP20 | circuit breaker VL1600N standard breaking capacity Icu=55kA, 415V AC 3-pole, line protection trip unit ETU22, LSIG 3 phases/4 lines with connecting cable In=1600A, rated current IR=640...1600A, overload protection, ISD=1.5 to 8xIR, II=9XIN short-circuit protection without auxiliary release without auxiliary/alarm switch | - | 0 | 0
3VL8716-1SH30-0AA0-Z | U01 | 3VL8716-1SH30-0AA0-ZU01 | 1 | UN | 1 | 5 | B | D | EAR99 | N | 85362090 | 1 |  | 31.3 | KG | 10432.4 | 10432.4 | LP20 | LP20 | circuit breaker VL1600N standard breaking capacity Icu=55kA, 415V AC 3-pole, line protection trip unit ETU22, LSIG 3 phases/4 lines with connecting cable In=1600A, rated current IR=640...1600A, overload protection, ISD=1.5 to 8xIR, II=9XIN short-circuit protection without auxiliary release without auxiliary/alarm switch with Safety Label for USA | - | 0 | 0
3VL8716-1SL30-0AA0 |  | 3VL8716-1SL30-0AA0 | 1 | UN | 1 | 5 | B | D | EAR99 | N | 85362090 | 1 | 4011209826441 | 33.48 | KG | 10164 | 10164 | LP20 | LP20 | circuit breaker VL1600N standard breaking capacity Icu=55kA, 415V AC 3-pole, line protection trip unit ETU12, LIG 3 phases/3 lines In=1600A, rated current IR=640...1600A, overload protection, II=1.25 to 9 xIN, short-circuit protection without auxiliary release without auxiliary/alarm switch | - | 0 | 0
3VL8716-1SL30-0AA0-Z | U01 | 3VL8716-1SL30-0AA0-ZU01 | 1 | UN | 1 | 5 | B | D | EAR99 | N | 85362090 | 1 |  | 31.3 | KG | 10212.4 | 10212.4 | LP20 | LP20 | circuit breaker VL1600N standard breaking capacity Icu=55kA, 415V AC 3-pole, line protection trip unit ETU12, LIG 3 phases/3 lines In=1600A, rated current IR=640...1600A, overload protection, II=1.25 to 9 xIN, short-circuit protection without auxiliary release without auxiliary/alarm switch with Safety Label for USA | - | 0 | 0
3VL8716-1TA40-0AA0 |  | 3VL8716-1TA40-0AA0 | 1 | UN | 1 | 5 | B | D | EAR99 | N | 85362090 | 1 | 4011209826519 | 42.038 | KG | 11550 | 11550 | LP20 | LP20 | circuit breaker VL1600N standard breaking capacity Icu=55kA, 415V AC 4-pole, line protection trip unit ETU10, LIN In=1600A, rated current IR=640...1600A, overload protection, II=1.25 to 9 xIN, short-circuit protection N protected without auxiliary release without auxiliary/alarm switch | - | 0 | 0
3VL8716-1TA40-0AA0-Z | U01 | 3VL8716-1TA40-0AA0-ZU01 | 1 | UN | 1 | 5 | B | D | EAR99 | N | 85362090 | 1 |  | 40.8 | KG | 11598.4 | 11598.4 | LP20 | LP20 | circuit breaker VL1600N standard breaking capacity Icu=55kA, 415V AC 4-pole, line protection trip unit ETU10, LIN In=1600A, rated current IR=640...1600A, overload protection, II=1.25 to 9 xIN, short-circuit protection N protected without auxiliary release without auxiliary/alarm switch with Safety Label for USA | - | 0 | 0
3VL8716-1TB40-0AA0 |  | 3VL8716-1TB40-0AA0 | 1 | UN | 1 | 5 | B | D | EAR99 | N | 85362090 | 1 | 4011209824966 | 42.038 | KG | 10890 | 10890 | LP20 | LP20 | circuit breaker VL1600N standard breaking capacity Icu=55kA, 415V AC 4-pole, line protection trip unit ETU10, LI In=1600A, rated current IR=640...1600A, overload protection, II=1.25 to 9 xIN, short-circuit protection without auxiliary release without auxiliary/alarm switch | - | 0 | 0
3VL8716-1TB40-0AA0-Z | U01 | 3VL8716-1TB40-0AA0-ZU01 | 1 | UN | 1 | 5 | B | D | EAR99 | N | 85362090 | 1 |  | 40.8 | KG | 10938.4 | 10938.4 | LP20 | LP20 | circuit breaker VL1600N standard breaking capacity Icu=55kA, 415V AC 4-pole, line protection trip unit ETU10, LI In=1600A, rated current IR=640...1600A, overload protection, II=1.25 to 9 xIN, short-circuit protection without auxiliary release without auxiliary/alarm switch with Safety Label for USA | - | 0 | 0
3VL8716-1TE40-0AA0 |  | 3VL8716-1TE40-0AA0 | 1 | UN | 1 | 5 | B | D | EAR99 | N | 85362090 | 1 | 4011209826526 | 42.038 | KG | 11110 | 11110 | LP20 | LP20 | circuit breaker VL1600N standard breaking capacity Icu=55kA, 415V AC 4-pole, line protection trip unit ETU20, LSI In=1600A, rated current IR=640...1600A, overload protection, ISD=1.5 to 8 xIR, II=9 xIN short-circuit protection N protected without auxiliary release without auxiliary/alarm switch | - | 0 | 0
3VL8716-1TE40-0AA0-Z | U01 | 3VL8716-1TE40-0AA0-ZU01 | 1 | UN | 1 | 5 | B | D | EAR99 | N | 85362090 | 1 |  | 40.8 | KG | 11158.4 | 11158.4 | LP20 | LP20 | circuit breaker VL1600N standard breaking capacity Icu=55kA, 415V AC 4-pole, line protection trip unit ETU20, LSI In=1600A, rated current IR=640...1600A, overload protection, ISD=1.5 to 8 xIR, II=9 xIN short-circuit protection N protected without auxiliary release without auxiliary/alarm switch with Safety Label for USA | - | 0 | 0
3VL8716-1TF40-0AA0 |  | 3VL8716-1TF40-0AA0 | 1 | UN | 1 | 5 | B | D | EAR99 | N | 85362090 | 1 | 4011209826533 | 42.038 | KG | 11880 | 10565.4 | LP20 | LP20 | circuit breaker VL1600N standard breaking capacity Icu=55kA, 415V AC 4-pole, line protection trip unit ETU20, LSI In=1600A, rated current IR=640...1600A, overload protection, ISD=1.5 to 8 xIR, II=9 xIN short-circuit protection N protected without auxiliary release without auxiliary/alarm switch | - | 0 | 0
3VL8716-1TF40-0AA0-Z | U01 | 3VL8716-1TF40-0AA0-ZU01 | 1 | UN | 1 | 5 | B | D | EAR99 | N | 85362090 | 1 |  | 40.8 | KG | 11928.4 | 11928.4 | LP20 | LP20 | circuit breaker VL1600N standard breaking capacity Icu=55kA, 415V AC 4-pole, line protection trip unit ETU20, LSI In=1600A, rated current IR=640...1600A, overload protection, ISD=1.5 to 8 xIR, II=9 xIN short-circuit protection N protected without auxiliary release without auxiliary/alarm switch with Safety Label for USA | - | 0 | 0
3VL8716-1TH40-0AA0 |  | 3VL8716-1TH40-0AA0 | 1 | UN | 1 | 5 | B | D | EAR99 | N | 85362090 | 1 | 4011209826540 | 42.038 | KG | 14520 | 14520 | LP20 | LP20 | circuit breaker VL1600N standard breaking capacity Icu=55kA, 415V AC 4-pole, line protection trip unit ETU22, LSIG In=1600A, rated current IR=640...1600A, overload protection, ISD=1.5 to 8 xIR, II=9 xIN short-circuit protection N protected without auxiliary release without auxiliary/alarm switch | - | 0 | 0
3VL8716-1TH40-0AA0-Z | U01 | 3VL8716-1TH40-0AA0-ZU01 | 1 | UN | 1 | 5 | B | D | EAR99 | N | 85362090 | 1 |  | 40.8 | KG | 14568.4 | 14568.4 | LP20 | LP20 | circuit breaker VL1600N standard breaking capacity Icu=55kA, 415V AC 4-pole, line protection trip unit ETU22, LSIG In=1600A, rated current IR=640...1600A, overload protection, ISD=1.5 to 8 xIR, II=9 xIN short-circuit protection N protected without auxiliary release without auxiliary/alarm switch with Safety Label for USA | - | 0 | 0
3VL8716-1TN40-0AA0 |  | 3VL8716-1TN40-0AA0 | 1 | UN | 1 | 5 | B | D | EAR99 | N | 85362090 | 1 | 4011209826557 | 42.038 | KG | 14190 | 14190 | LP20 | LP20 | circuit breaker VL1600N standard breaking capacity Icu=55kA, 415V AC 4-pole, line protection trip unit ETU12, LIG In=1600A, rated current IR=640...1600A, overload protection, II=1.25 to 9 xIN, short-circuit protection N protected without auxiliary release without auxiliary/alarm switch | - | 0 | 0
3VL8716-1TN40-0AA0-Z | U01 | 3VL8716-1TN40-0AA0-ZU01 | 1 | UN | 1 | 5 | B | D | EAR99 | N | 85362090 | 1 |  | 40.8 | KG | 14238.4 | 14238.4 | LP20 | LP20 | circuit breaker VL1600N standard breaking capacity Icu=55kA, 415V AC 4-pole, line protection trip unit ETU12, LIG In=1600A, rated current IR=640...1600A, overload protection, II=1.25 to 9 xIN, short-circuit protection N protected without auxiliary release without auxiliary/alarm switch with Safety Label for USA | - | 0 | 0
3VL8716-1UH30-0AA0 |  | 3VL8716-1UH30-0AA0 | 1 | UN | 1 | 5 | B | D | EAR99 | N | 85362090 | 1 | 4011209888692 | 33.48 | KG | 11880 | 11880 | LP20 | LP20 | circuit breaker VL1600N standard breaking capacity Icu=55kA, 415V AC 3-pole, line protection trip unit LCD ETU40, LI/LS/LSI In=1600A, rated current IR=640...1600A, overload protection, ISD=1.5 to 8 xIR, II=9 xIN short-circuit protection without auxiliary release without auxiliary/alarm switch | - | 0 | 0
3VL8716-1UH30-0AA0-Z | U01 | 3VL8716-1UH30-0AA0-ZU01 | 1 | UN | 1 | 5 | B | D | EAR99 | N | 85362090 | 1 |  | 31.3 | KG | 11928.4 | 11928.4 | LP20 | LP20 | circuit breaker VL1600N standard breaking capacity Icu=55kA, 415V AC 3-pole, line protection trip unit LCD ETU40, LI/LS/LSI In=1600A, rated current IR=640...1600A, overload protection, ISD=1.5 to 8 xIR, II=9 xIN short-circuit protection without auxiliary release without auxiliary/alarm switch with Safety Label for USA | - | 0 | 0
3VL8716-1UJ40-0AA0 |  | 3VL8716-1UJ40-0AA0 | 1 | UN | 1 | 5 | B | D | EAR99 | N | 85362090 | 1 | 4011209888784 | 42.038 | KG | 14190 | 14190 | LP20 | LP20 | circuit breaker VL1600N standard breaking capacity Icu=55kA, 415V AC 4-pole, line protection trip unit LCD ETU40, LI/LS/LSI In=1600A, rated current IR=640...1600A, overload protection, ISD=1.5 to 8 xIR, II=9 xIN short-circuit protection N protected without auxiliary release without auxiliary/alarm switch | - | 0 | 0
3VL8716-1UJ40-0AA0-Z | U01 | 3VL8716-1UJ40-0AA0-ZU01 | 1 | UN | 1 | 5 | B | D | EAR99 | N | 85362090 | 1 |  | 40.8 | KG | 14238.4 | 14238.4 | LP20 | LP20 | circuit breaker VL1600N standard breaking capacity Icu=55kA, 415V AC 4-pole, line protection trip unit LCD ETU40, LI/LS/LSI In=1600A, rated current IR=640...1600A, overload protection, ISD=1.5 to 8 xIR, II=9 xIN short-circuit protection N protected without auxiliary release without auxiliary/alarm switch with Safety Label for USA | - | 0 | 0
3VL8716-1UL30-0AA0 |  | 3VL8716-1UL30-0AA0 | 1 | UN | 1 | 5 | B | D | EAR99 | N | 85362090 | 1 | 4011209888722 | 33.48 | KG | 11880 | 11880 | LP20 | LP20 | circuit breaker VL1600N standard breaking capacity Icu=55kA, 415V AC 3-pole, line protection trip unit LCD ETU42, LSIG 3 phases/3 lines In=1600A, rated current IR=640...1600A, overload protection, ISD=1.5 to 8xIR, II=9XIN short-circuit protection without auxiliary release without auxiliary/alarm switch | - | 0 | 0
3VL8716-1UL30-0AA0-Z | U01 | 3VL8716-1UL30-0AA0-ZU01 | 1 | UN | 1 | 5 | B | D | EAR99 | N | 85362090 | 1 |  | 31.3 | KG | 11928.4 | 11928.4 | LP20 | LP20 | circuit breaker VL1600N standard breaking capacity Icu=55kA, 415V AC 3-pole, line protection trip unit LCD ETU42, LSIG 3 phases/3 lines In=1600A, rated current IR=640...1600A, overload protection, ISD=1.5 to 8xIR, II=9XIN short-circuit protection without auxiliary release without auxiliary/alarm switch with Safety Label for USA | - | 0 | 0
3VL8716-1UM30-0AA0 |  | 3VL8716-1UM30-0AA0 | 1 | UN | 1 | 5 | B | D | EAR99 | N | 85362090 | 1 | 4011209888753 | 33.48 | KG | 11880 | 11880 | LP20 | LP20 | circuit breaker VL1600N standard breaking capacity Icu=55kA, 415V AC 3-pole, line protection trip unit LCD ETU42, LSIG 3 phases/4 lines with connecting cable In=1600A, rated current IR=640...1600A, overload protection, ISD=1.5 to 8xIR, II=9XIN short-circuit protection without auxiliary release without auxiliary/alarm switch | - | 0 | 0
3VL8716-1UM30-0AA0-Z | U01 | 3VL8716-1UM30-0AA0-ZU01 | 1 | UN | 1 | 5 | B | D | EAR99 | N | 85362090 | 1 |  | 31.3 | KG | 11928.4 | 11928.4 | LP20 | LP20 | circuit breaker VL1600N standard breaking capacity Icu=55kA, 415V AC 3-pole, line protection trip unit LCD ETU42, LSIG 3 phases/4 lines with connecting cable In=1600A, rated current IR=640...1600A, overload protection, ISD=1.5 to 8xIR, II=9XIN short-circuit protection without auxiliary release without auxiliary/alarm switch with Safety Label for USA | - | 0 | 0
3VL8716-1UN40-0AA0 |  | 3VL8716-1UN40-0AA0 | 1 | UN | 1 | 5 | B | D | EAR99 | N | 85362090 | 1 | 4011209888814 | 42.038 | KG | 14190 | 14190 | LP20 | LP20 | circuit breaker VL1600N standard breaking capacity Icu=55kA, 415V AC 4-pole, line protection trip unit LCD ETU42, LSIG In=1600A, rated current IR=640...1600A, overload protection, ISD=1.5 to 8 xIR, II=9 xIN short-circuit protection N protected with ground-fault protection without auxiliary release without auxiliary/alarm switch | - | 0 | 0
3VL8716-1UN40-0AA0-Z | U01 | 3VL8716-1UN40-0AA0-ZU01 | 1 | UN | 1 | 5 | B | D | EAR99 | N | 85362090 | 1 |  | 40.8 | KG | 14238.4 | 14238.4 | LP20 | LP20 | circuit breaker VL1600N standard breaking capacity Icu=55kA, 415V AC 4-pole, line protection trip unit LCD ETU42, LSIG In=1600A, rated current IR=640...1600A, overload protection, ISD=1.5 to 8 xIR, II=9 xIN short-circuit protection N protected with ground-fault protection without auxiliary release without auxiliary/alarm switch with Safety Label for USA | - | 0 | 0
3VL8716-2AA30-0AA0 |  | 3VL8716-2AA30-0AA0 | 1 | UN | 1 | 5 | B | D | EAR99 | N | 85362090 | 1 | 4011209523852 | 29.896 | KG | 3982 | 3982 | LP20 | LP20 | circuit breaker VL1600H w/o Electronic Trip Unit high breaking capacity Icu=70kA/415V AC, 3-pole In=< 1600A, rated current without auxiliary release with screw terminal connections for switching unit and ETU | - | 0 | 0
3VL8716-2AA40-0AA0 |  | 3VL8716-2AA40-0AA0 | 1 | UN | 1 | 5 | B | D | EAR99 | N | 85362090 | 1 | 4011209523845 | 38.745 | KG | 5159 | 5159 | LP20 | LP20 | circuit breaker VL1600H w/o Electronic Trip Unit high breaking capacity Icu=70kA/415V AC, 4-pole In=< 1600A, rated current without auxiliary release with screw terminal connections for switching unit and ETU | - | 0 | 0
3VL8716-2CJ40-0AA0-Z | U01 | 3VL8716-2CJ40-0AA0-ZU01 | 1 | UN | 1 | 30 | D | D | EAR99 | N | 85362090 | 1 |  | 40.8 | KG | 25018.4 | 25018.4 | LP20 | LP20 | circuit breaker VL1600H high breaking capacity Icu=70kA, 415V AC 4-pole, line protection trip unit LCD ETU40, LI/LS/LSI In=1600A, rated current IR=640...1600A, overload protection, ISD=1.5 to 8 xIR, II=9 xIN short-circuit protection N protected without auxiliary release without auxiliary/alarm switch with Safety Label for USA | - | 0 | 0
3VL8716-2CL30-0AA0-Z | U01 | 3VL8716-2CL30-0AA0-ZU01 | 1 | UN | 1 | 30 | D | D | EAR99 | N | 85362090 | 1 |  | 31.3 | KG | 20838.4 | 20838.4 | LP20 | LP20 | circuit breaker VL1600H high breaking capacity Icu=70kA, 415V AC 3-pole, line protection trip unit LCD ETU42, LSIG 3 phases/3 lines In=1600A, rated current IR=640...1600A, overload protection, ISD=1.5 to 8xIR, II=9XIN short-circuit protection without auxiliary release without auxiliary/alarm switch with Safety Label for USA | - | 0 | 0
3VL8716-2CN40-0AA0-Z | U01 | 3VL8716-2CN40-0AA0-ZU01 | 1 | UN | 1 | 30 | D | D | EAR99 | N | 85362090 | 1 |  | 40.8 | KG | 25018.4 | 25018.4 | LP20 | LP20 | circuit breaker VL1600H high breaking capacity Icu=70kA, 415V AC 4-pole, line protection trip unit LCD ETU42, LSIG In=1600A, rated current IR=640...1600A, overload protection, ISD=1.5 to 8 xIR, II=9 xIN short-circuit protection N protected with ground-fault protection without auxiliary release without auxiliary/alarm switch with Safety Label for USA | - | 0 | 0
3VL8716-2DE30-0AA0 |  | 3VL8716-2DE30-0AA0 | 1 | UN | 1 | 5 | B | D | EAR99 | N | 85362090 | 1 | 4011209490611 | 33.2 | KG | 8173 | 7494.3 | LP20 | LP20 | circuit breaker VL1600H high breaking capacity Icu=70kA, 415V AC 3-pole, non-auto. air circ. br. trip unit magnetic In=1600A, rated current II=14400A, short-circuit protection without auxiliary release without auxiliary/alarm switch | - | 0 | 0
3VL8716-2DE30-0AA0-Z | U01 | 3VL8716-2DE30-0AA0-ZU01 | 1 | UN | 1 | 5 | B | D | EAR99 | N | 85362090 | 1 |  | 29.8 | KG | 8221.4 | 8221.4 | LP20 | LP20 | circuit breaker VL1600H high breaking capacity Icu=70kA, 415V AC 3-pole, non-auto. air circ. br. trip unit magnetic In=1600A, rated current II=14400A, short-circuit protection without auxiliary release without auxiliary/alarm switch with Safety Label for USA | - | 0 | 0
3VL8716-2DE30-2HA0 |  | 3VL8716-2DE30-2HA0 | 1 | UN | 1 | 5 | B | D | EAR99 | N | 85362090 | 1 | 4011209758483 | 33.25 | KG | 8410.6 | 8410.6 | LP20 | LP20 | circuit breaker VL1600H high breaking capacity Icu=70kA, 415V AC 3-pole, non-auto. air circ. br. trip unit magnetic In=1600A, rated current II=14400A, short-circuit protection Undervoltage release 220...250 V AC without auxiliary/alarm switch | - | 0 | 0
3VL8716-2DE30-8TC1 |  | 3VL8716-2DE30-8TC1 | 1 | UN | 1 | 5 | B | D | EAR99 | N | 85362090 | 1 | 4011209758490 | 33.25 | KG | 8522.8 | 8522.8 | LP20 | LP20 | circuit breaker VL1600H high breaking capacity Icu=70kA, 415V AC 3-pole, non-auto. air circ. br. trip unit magnetic In=1600A, rated current II=14400A, short-circuit protection Shunt release 208...277 V AC Auxiliary switch mounting kit 4 AUX (2 NO + 2 NC) | - | 0 | 0
3VL8716-2EE40-0AA0 |  | 3VL8716-2EE40-0AA0 | 1 | UN | 1 | 5 | B | D | EAR99 | N | 85362090 | 1 | 4011209490628 | 41.92 | KG | 9042 | 8280.8 | LP20 | LP20 | circuit breaker VL1600H high breaking capacity Icu=70kA, 415V AC 4-pole, non-auto. air circ. br. trip unit magnetic In=1600A, rated current II=14400A, short-circuit protection without auxiliary release without auxiliary/alarm switch | - | 0 | 0
3VL8716-2EE40-0AA0-Z | U01 | 3VL8716-2EE40-0AA0-ZU01 | 1 | UN | 1 | 5 | B | D | EAR99 | N | 85362090 | 1 |  | 38.3 | KG | 9090.4 | 9090.4 | LP20 | LP20 | circuit breaker VL1600H high breaking capacity Icu=70kA, 415V AC 4-pole, non-auto. air circ. br. trip unit magnetic In=1600A, rated current II=14400A, short-circuit protection without auxiliary release without auxiliary/alarm switch with Safety Label for USA | - | 0 | 0
3VL8716-2LA40-0AA0 |  | 3VL8716-2LA40-0AA0 | 1 | UN | 1 | 5 | B | D | EAR99 | N | 85362090 | 1 | 4011209876118 | 42.038 | KG | 14190 | 14190 | LP20 | LP20 | circuit breaker VL1600H high breaking capacity Icu=70kA, 415V AC 4-pole, line protection trip unit ETU10, LI In=1600A, rated current IR=640...1600A, overload protection, II=1.25 to 9 xIN, short-circuit protection N protected shipbuilding certificate for LRS, DNV and gL without auxiliary release without auxiliary/alarm switch | - | 0 | 0
3VL8716-2LA40-0AA0-Z | U01 | 3VL8716-2LA40-0AA0-ZU01 | 1 | UN | 1 | 5 | B | D | EAR99 | N | 85362090 | 1 |  | 40.8 | KG | 14238.4 | 14238.4 | LP20 | LP20 | circuit breaker VL1600H high breaking capacity Icu=70kA, 415V AC 4-pole, line protection trip unit ETU10, LI In=1600A, rated current IR=640...1600A, overload protection, II=1.25 to 9 xIN, short-circuit protection N protected shipbuilding certificate for LRS, DNV and gL without auxiliary release without auxiliary/alarm switch with Safety Label for USA | - | 0 | 0
3VL8716-2LB30-0AA0 |  | 3VL8716-2LB30-0AA0 | 1 | UN | 1 | 5 | B | D | EAR99 | N | 85362090 | 1 | 4011209876057 | 33.25 | KG | 10263 | 10263 | LP20 | LP20 | circuit breaker VL1600H high breaking capacity Icu=70kA, 415V AC 3-pole, line protection trip unit ETU10, LI In=1600A, rated current IR=640...1600A, overload protection, II=1.25 to 9 xIN, short-circuit protection shipbuilding certificate for LRS, DNV and gL without auxiliary release without auxiliary/alarm switch | - | 0 | 0
3VL8716-2LB30-0AA0-Z | U01 | 3VL8716-2LB30-0AA0-ZU01 | 1 | UN | 1 | 5 | B | D | EAR99 | N | 85362090 | 1 |  | 31.3 | KG | 10311.4 | 10311.4 | LP20 | LP20 | circuit breaker VL1600H high breaking capacity Icu=70kA, 415V AC 3-pole, line protection trip unit ETU10, LI In=1600A, rated current IR=640...1600A, overload protection, II=1.25 to 9 xIN, short-circuit protection shipbuilding certificate for LRS, DNV and gL without auxiliary release without auxiliary/alarm switch with Safety Label for USA | - | 0 | 0
3VL8716-2LE30-0AA0 |  | 3VL8716-2LE30-0AA0 | 1 | UN | 1 | 5 | B | D | EAR99 | N | 85362090 | 1 | 4011209876088 | 33.25 | KG | 10516 | 10516 | LP20 | LP20 | circuit breaker VL1600H high breaking capacity Icu=70kA, 415V AC 3-pole, line protection trip unit ETU20, LSI In=1600A, rated current IR=640...1600A, overload protection, ISD=1.5 to 8 xIR, II=9 xIN short-circuit protection shipbuilding certificate for LRS, DNV and gL without auxiliary release without auxiliary/alarm switch | - | 0 | 0
3VL8716-2LE30-0AA0-Z | U01 | 3VL8716-2LE30-0AA0-ZU01 | 1 | UN | 1 | 5 | B | D | EAR99 | N | 85362090 | 1 |  | 31.3 | KG | 10564.4 | 10564.4 | LP20 | LP20 | circuit breaker VL1600H high breaking capacity Icu=70kA, 415V AC 3-pole, line protection trip unit ETU20, LSI In=1600A, rated current IR=640...1600A, overload protection, ISD=1.5 to 8 xIR, II=9 xIN short-circuit protection shipbuilding certificate for LRS, DNV and gL without auxiliary release without auxiliary/alarm switch with Safety Label for USA | - | 0 | 0
3VL8716-2LF40-0AA0 |  | 3VL8716-2LF40-0AA0 | 1 | UN | 1 | 5 | B | D | EAR99 | N | 85362090 | 1 | 4011209876149 | 42.038 | KG | 14520 | 14520 | LP20 | LP20 | circuit breaker VL1600H high breaking capacity Icu=70kA, 415V AC 4-pole, line protection trip unit ETU20, LSI In=1600A, rated current IR=640...1600A, overload protection, ISD=1.5 to 8 xIR, II=9 xIN short-circuit protection N protected shipbuilding certificate for LRS, DNV and gL without auxiliary release without auxiliary/alarm switch | - | 0 | 0
3VL8716-2LF40-0AA0-Z | U01 | 3VL8716-2LF40-0AA0-ZU01 | 1 | UN | 1 | 5 | B | D | EAR99 | N | 85362090 | 1 |  | 40.8 | KG | 14568.4 | 14568.4 | LP20 | LP20 | circuit breaker VL1600H high breaking capacity Icu=70kA, 415V AC 4-pole, line protection trip unit ETU20, LSI In=1600A, rated current IR=640...1600A, overload protection, ISD=1.5 to 8 xIR, II=9 xIN short-circuit protection N protected shipbuilding certificate for LRS, DNV and gL without auxiliary release without auxiliary/alarm switch with Safety Label for USA | - | 0 | 0
3VL8716-2MB30-0AA0 |  | 3VL8716-2MB30-0AA0 | 1 | UN | 1 | 5 | B | D | EAR99 | N | 85362090 | 1 | 4011209826625 | 33.25 | KG | 9031 | 9031 | LP20 | LP20 | circuit breaker VL1600H high breaking capacity Icu=70kA, 415V AC 3-pole, line protection trip unit ETU10, LI In=1600A, rated current IR=640...1600A, overload protection, II=1.25 to 9 xIN, short-circuit protection without auxiliary release ETU communication-capable without auxiliary/alarm switch | - | 0 | 0
3VL8716-2MB30-0AA0-Z | U01 | 3VL8716-2MB30-0AA0-ZU01 | 1 | UN | 1 | 5 | B | D | EAR99 | N | 85362090 | 1 |  | 31.3 | KG | 9079.4 | 9079.4 | LP20 | LP20 | circuit breaker VL1600H high breaking capacity Icu=70kA, 415V AC 3-pole, line protection trip unit ETU10, LI In=1600A, rated current IR=640...1600A, overload protection, II=1.25 to 9 xIN, short-circuit protection without auxiliary release ETU communication-capable without auxiliary/alarm switch with Safety Label for USA | - | 0 | 0
3VL8716-2ME30-0AA0 |  | 3VL8716-2ME30-0AA0 | 1 | UN | 1 | 5 | B | D | EAR99 | N | 85362090 | 1 | 4011209826632 | 33.25 | KG | 9218 | 9218 | LP20 | LP20 | circuit breaker VL1600H high breaking capacity Icu=70kA, 415V AC 3-pole, line protection trip unit ETU20, LSI In=1600A, rated current IR=640...1600A, overload protection, ISD=1.5 to 8 xIR, II=9 xIN short-circuit protection without auxiliary release ETU communication-capable without auxiliary/alarm switch | - | 0 | 0
3VL8716-2ME30-0AA0-Z | U01 | 3VL8716-2ME30-0AA0-ZU01 | 1 | UN | 1 | 5 | B | D | EAR99 | N | 85362090 | 1 |  | 31.3 | KG | 9266.4 | 9266.4 | LP20 | LP20 | circuit breaker VL1600H high breaking capacity Icu=70kA, 415V AC 3-pole, line protection trip unit ETU20, LSI In=1600A, rated current IR=640...1600A, overload protection, ISD=1.5 to 8 xIR, II=9 xIN short-circuit protection without auxiliary release ETU communication-capable without auxiliary/alarm switch with Safety Label for USA | - | 0 | 0
3VL8716-2MF30-0AA0 |  | 3VL8716-2MF30-0AA0 | 1 | UN | 1 | 5 | B | D | EAR99 | N | 85362090 | 1 | 4011209826649 | 33.25 | KG | 11660 | 11660 | LP20 | LP20 | circuit breaker VL1600H high breaking capacity Icu=70kA, 415V AC 3-pole, line protection trip unit ETU12, LIGN 3 phases/4 lines In=1600A, rated current IR=640...1600A, overload protection, II=1.25 to 9 xIN, protection, without auxiliary release ETU communication-capable without auxiliary/alarm switch | - | 0 | 0
3VL8716-2MF30-0AA0-Z | U01 | 3VL8716-2MF30-0AA0-ZU01 | 1 | UN | 1 | 5 | B | D | EAR99 | N | 85362090 | 1 |  | 31.3 | KG | 11708.4 | 11708.4 | LP20 | LP20 | circuit breaker VL1600H high breaking capacity Icu=70kA, 415V AC 3-pole, line protection trip unit ETU12, LIGN 3 phases/4 lines In=1600A, rated current IR=640...1600A, overload protection, II=1.25 to 9 xIN, protection, without auxiliary release ETU communication-capable without auxiliary/alarm switch with Safety Label for USA | - | 0 | 0
3VL8716-2MG30-0AA0 |  | 3VL8716-2MG30-0AA0 | 1 | UN | 1 | 5 | B | D | EAR99 | N | 85362090 | 1 | 4011209826656 | 33.25 | KG | 10989 | 10989 | LP20 | LP20 | circuit breaker VL1600H high breaking capacity Icu=70kA, 415V AC 3-pole, line protection trip unit ETU22, LSIG 3 phases/3 lines In=1600A, rated current IR=640...1600A, overload protection, ISD=1.5 to 8xIR, II=9XIN short-circuit protection without auxiliary release ETU communication-capable without auxiliary/alarm switch | - | 0 | 0
3VL8716-2MG30-0AA0-Z | U01 | 3VL8716-2MG30-0AA0-ZU01 | 1 | UN | 1 | 5 | B | D | EAR99 | N | 85362090 | 1 |  | 31.3 | KG | 11037.4 | 11037.4 | LP20 | LP20 | circuit breaker VL1600H high breaking capacity Icu=70kA, 415V AC 3-pole, line protection trip unit ETU22, LSIG 3 phases/3 lines In=1600A, rated current IR=640...1600A, overload protection, ISD=1.5 to 8xIR, II=9XIN short-circuit protection without auxiliary release ETU communication-capable without auxiliary/alarm switch with Safety Label for USA | - | 0 | 0
3VL8716-2MH30-0AA0 |  | 3VL8716-2MH30-0AA0 | 1 | UN | 1 | 5 | B | D | EAR99 | N | 85362090 | 1 | 4011209826663 | 33.25 | KG | 10989 | 10989 | LP20 | LP20 | circuit breaker VL1600H high breaking capacity Icu=70kA, 415V AC 3-pole, line protection trip unit ETU22, LSIG 3 phases/4 lines with connecting cable In=1600A, rated current IR=640...1600A, overload protection, ISD=1.5 to 8xIR, II=9XIN short-circuit protection without auxiliary release ETU communication-capable without auxiliary/alarm switch | - | 0 | 0
3VL8716-2MH30-0AA0-Z | U01 | 3VL8716-2MH30-0AA0-ZU01 | 1 | UN | 1 | 5 | B | D | EAR99 | N | 85362090 | 1 |  | 31.3 | KG | 11037.4 | 11037.4 | LP20 | LP20 | circuit breaker VL1600H high breaking capacity Icu=70kA, 415V AC 3-pole, line protection trip unit ETU22, LSIG 3 phases/4 lines with connecting cable In=1600A, rated current IR=640...1600A, overload protection, ISD=1.5 to 8xIR, II=9XIN short-circuit protection without auxiliary release ETU communication-capable without auxiliary/alarm switch with Safety Label for USA | - | 0 | 0
3VL8716-2ML30-0AA0 |  | 3VL8716-2ML30-0AA0 | 1 | UN | 1 | 5 | B | D | EAR99 | N | 85362090 | 1 | 4011209826670 | 33.25 | KG | 10747 | 10747 | LP20 | LP20 | circuit breaker VL1600H high breaking capacity Icu=70kA, 415V AC 3-pole, line protection trip unit ETU12, LIG 3 phases/3 lines In=1600A, rated current IR=640...1600A, overload protection, II=1.25 to 9 xIN, protection, without auxiliary release ETU communication-capable without auxiliary/alarm switch | - | 0 | 0
3VL8716-2ML30-0AA0-Z | U01 | 3VL8716-2ML30-0AA0-ZU01 | 1 | UN | 1 | 5 | B | D | EAR99 | N | 85362090 | 1 |  | 31.3 | KG | 10795.4 | 10795.4 | LP20 | LP20 | circuit breaker VL1600H high breaking capacity Icu=70kA, 415V AC 3-pole, line protection trip unit ETU12, LIG 3 phases/3 lines In=1600A, rated current IR=640...1600A, overload protection, II=1.25 to 9 xIN, protection, without auxiliary release ETU communication-capable without auxiliary/alarm switch with Safety Label for USA | - | 0 | 0
3VL8716-2NA40-0AA0 |  | 3VL8716-2NA40-0AA0 | 1 | UN | 1 | 5 | B | D | EAR99 | N | 85362090 | 1 | 4011209826687 | 42.038 | KG | 12320 | 12320 | LP20 | LP20 | circuit breaker VL1600H high breaking capacity Icu=70kA, 415V AC 4-pole, line protection trip unit ETU10, LIN In=1600A, rated current IR=640...1600A, overload protection, II=1.25 to 9 xIN, short-circuit protection N protected without auxiliary release ETU communication-capable without auxiliary/alarm switch | - | 0 | 0
3VL8716-2NA40-0AA0-Z | U01 | 3VL8716-2NA40-0AA0-ZU01 | 1 | UN | 1 | 5 | B | D | EAR99 | N | 85362090 | 1 |  | 40.8 | KG | 12368.4 | 12368.4 | LP20 | LP20 | circuit breaker VL1600H high breaking capacity Icu=70kA, 415V AC 4-pole, line protection trip unit ETU10, LIN In=1600A, rated current IR=640...1600A, overload protection, II=1.25 to 9 xIN, short-circuit protection N protected without auxiliary release ETU communication-capable without auxiliary/alarm switch with Safety Label for USA | - | 0 | 0
3VL8716-2NB40-0AA0 |  | 3VL8716-2NB40-0AA0 | 1 | UN | 1 | 5 | B | D | EAR99 | N | 85362090 | 1 | 4011209826694 | 42.038 | KG | 11660 | 11660 | LP20 | LP20 | circuit breaker VL1600H high breaking capacity Icu=70kA, 415V AC 4-pole, line protection trip unit ETU10, LI In=1600A, rated current IR=640...1600A, overload protection, II=1.25 to 9 xIN, short-circuit protection without auxiliary release ETU communication-capable without auxiliary/alarm switch | - | 0 | 0
3VL8716-2NB40-0AA0-Z | U01 | 3VL8716-2NB40-0AA0-ZU01 | 1 | UN | 1 | 5 | B | D | EAR99 | N | 85362090 | 1 |  | 40.8 | KG | 11708.4 | 11708.4 | LP20 | LP20 | circuit breaker VL1600H high breaking capacity Icu=70kA, 415V AC 4-pole, line protection trip unit ETU10, LI In=1600A, rated current IR=640...1600A, overload protection, II=1.25 to 9 xIN, short-circuit protection without auxiliary release ETU communication-capable without auxiliary/alarm switch with Safety Label for USA | - | 0 | 0
3VL8716-2NE40-0AA0 |  | 3VL8716-2NE40-0AA0 | 1 | UN | 1 | 5 | B | D | EAR99 | N | 85362090 | 1 | 4011209826700 | 42.038 | KG | 11880 | 11880 | LP20 | LP20 | circuit breaker VL1600H high breaking capacity Icu=70kA, 415V AC 4-pole, line protection trip unit ETU20, LSI In=1600A, rated current IR=640...1600A, overload protection, ISD=1.5 to 8 xIR, II=9 xIN short-circuit protection without auxiliary release ETU communication-capable without auxiliary/alarm switch | - | 0 | 0
3VL8716-2NE40-0AA0-Z | U01 | 3VL8716-2NE40-0AA0-ZU01 | 1 | UN | 1 | 5 | B | D | EAR99 | N | 85362090 | 1 |  | 40.8 | KG | 11928.4 | 11928.4 | LP20 | LP20 | circuit breaker VL1600H high breaking capacity Icu=70kA, 415V AC 4-pole, line protection trip unit ETU20, LSI In=1600A, rated current IR=640...1600A, overload protection, ISD=1.5 to 8 xIR, II=9 xIN short-circuit protection without auxiliary release ETU communication-capable without auxiliary/alarm switch with Safety Label for USA | - | 0 | 0
3VL8716-2NF40-0AA0 |  | 3VL8716-2NF40-0AA0 | 1 | UN | 1 | 5 | B | D | EAR99 | N | 85362090 | 1 | 4011209826717 | 42.038 | KG | 12760 | 12760 | LP20 | LP20 | circuit breaker VL1600H high breaking capacity Icu=70kA, 415V AC 4-pole, line protection trip unit ETU20, LSI In=1600A, rated current IR=640...1600A, overload protection, ISD=1.5 to 8 xIR, II=9 xIN short-circuit protection N protected without auxiliary release ETU communication-capable without auxiliary/alarm switch | - | 0 | 0
3VL8716-2NF40-0AA0-Z | U01 | 3VL8716-2NF40-0AA0-ZU01 | 1 | UN | 1 | 5 | B | D | EAR99 | N | 85362090 | 1 |  | 40.8 | KG | 12808.4 | 12808.4 | LP20 | LP20 | circuit breaker VL1600H high breaking capacity Icu=70kA, 415V AC 4-pole, line protection trip unit ETU20, LSI In=1600A, rated current IR=640...1600A, overload protection, ISD=1.5 to 8 xIR, II=9 xIN short-circuit protection N protected without auxiliary release ETU communication-capable without auxiliary/alarm switch with Safety Label for USA | - | 0 | 0
3VL8716-2NH40-0AA0 |  | 3VL8716-2NH40-0AA0 | 1 | UN | 1 | 5 | B | D | EAR99 | N | 85362090 | 1 | 4011209826724 | 42.038 | KG | 15180 | 15180 | LP20 | LP20 | circuit breaker VL1600H high breaking capacity Icu=70kA, 415V AC 4-pole, line protection trip unit ETU22, LSIG In=1600A, rated current IR=640...1600A, overload protection, ISD=1.5 to 8 xIR, II=9 xIN short-circuit protection N protected without auxiliary release ETU communication-capable without auxiliary/alarm switch | - | 0 | 0
3VL8716-2NH40-0AA0-Z | U01 | 3VL8716-2NH40-0AA0-ZU01 | 1 | UN | 1 | 5 | B | D | EAR99 | N | 85362090 | 1 |  | 40.8 | KG | 15228.4 | 15228.4 | LP20 | LP20 | circuit breaker VL1600H high breaking capacity Icu=70kA, 415V AC 4-pole, line protection trip unit ETU22, LSIG In=1600A, rated current IR=640...1600A, overload protection, ISD=1.5 to 8 xIR, II=9 xIN short-circuit protection N protected without auxiliary release ETU communication-capable without auxiliary/alarm switch with Safety Label for USA | - | 0 | 0
3VL8716-2NN40-0AA0 |  | 3VL8716-2NN40-0AA0 | 1 | UN | 1 | 5 | B | D | EAR99 | N | 85362090 | 1 | 4011209826731 | 42.038 | KG | 14850 | 14850 | LP20 | LP20 | circuit breaker VL1600H high breaking capacity Icu=70kA, 415V AC 4-pole, line protection trip unit ETU12, LIG In=1600A, rated current IR=640...1600A, overload protection, II=1.25 to 9 xIN, short-circuit protection N protected without auxiliary release ETU communication-capable without auxiliary/alarm switch | - | 0 | 0
3VL8716-2NN40-0AA0-Z | U01 | 3VL8716-2NN40-0AA0-ZU01 | 1 | UN | 1 | 5 | B | D | EAR99 | N | 85362090 | 1 |  | 40.8 | KG | 14898.4 | 14898.4 | LP20 | LP20 | circuit breaker VL1600H high breaking capacity Icu=70kA, 415V AC 4-pole, line protection trip unit ETU12, LIG In=1600A, rated current IR=640...1600A, overload protection, II=1.25 to 9 xIN, short-circuit protection N protected without auxiliary release ETU communication-capable without auxiliary/alarm switch with Safety Label for USA | - | 0 | 0
3VL8716-2SB30-0AA0 |  | 3VL8716-2SB30-0AA0 | 1 | UN | 1 | 5 | B | D | EAR99 | N | 85362090 | 1 | 4011209826748 | 33.4 | KG | 8932 | 8181.1 | LP20 | LP20 | circuit breaker VL1600H high breaking capacity Icu=70kA, 415V AC 3-pole, line protection trip unit ETU10, LI In=1600A, rated current IR=640...1600A, overload protection, II=1.25 to 9 xIN, short-circuit protection without auxiliary release without auxiliary/alarm switch | - | 0 | 0
3VL8716-2SB30-0AA0-Z | U01 | 3VL8716-2SB30-0AA0-ZU01 | 1 | UN | 1 | 5 | B | D | EAR99 | N | 85362090 | 1 |  | 31.3 | KG | 8980.4 | 8980.4 | LP20 | LP20 | circuit breaker VL1600H high breaking capacity Icu=70kA, 415V AC 3-pole, line protection trip unit ETU10, LI In=1600A, rated current IR=640...1600A, overload protection, II=1.25 to 9 xIN, short-circuit protection without auxiliary release without auxiliary/alarm switch with Safety Label for USA | - | 0 | 0
3VL8716-2SE30-0AA0 |  | 3VL8716-2SE30-0AA0 | 1 | UN | 1 | 5 | B | D | EAR99 | N | 85362090 | 1 | 4011209826755 | 31.3 | KG | 9152 | 8381.5 | LP20 | LP20 | circuit breaker VL1600H high breaking capacity Icu=70kA, 415V AC 3-pole, line protection trip unit ETU20, LSI In=1600A, rated current IR=640...1600A, overload protection, ISD=1.5 to 8 xIR, II=9 xIN short-circuit protection without auxiliary release without auxiliary/alarm switch | - | 0 | 0
3VL8716-2SE30-0AA0-Z | U01 | 3VL8716-2SE30-0AA0-ZU01 | 1 | UN | 1 | 5 | B | D | EAR99 | N | 85362090 | 1 |  | 31.3 | KG | 9200.4 | 9200.4 | LP20 | LP20 | circuit breaker VL1600H high breaking capacity Icu=70kA, 415V AC 3-pole, line protection trip unit ETU20, LSI In=1600A, rated current IR=640...1600A, overload protection, ISD=1.5 to 8 xIR, II=9 xIN short-circuit protection without auxiliary release without auxiliary/alarm switch with Safety Label for USA | - | 0 | 0
3VL8716-2SF30-0AA0 |  | 3VL8716-2SF30-0AA0 | 1 | UN | 1 | 5 | B | D | EAR99 | N | 85362090 | 1 | 4011209826762 | 33.4 | KG | 11550 | 11550 | LP20 | LP20 | circuit breaker VL1600H high breaking capacity Icu=70kA, 415V AC 3-pole, line protection trip unit ETU12, LIG 3 phases/4 lines In=1600A, rated current IR=640...1600A, overload protection, II=1.25 to 9 xIN, protection without auxiliary release without auxiliary/alarm switch | - | 0 | 0
3VL8716-2SF30-0AA0-Z | U01 | 3VL8716-2SF30-0AA0-ZU01 | 1 | UN | 1 | 5 | B | D | EAR99 | N | 85362090 | 1 |  | 31.3 | KG | 11598.4 | 11598.4 | LP20 | LP20 | circuit breaker VL1600H high breaking capacity Icu=70kA, 415V AC 3-pole, line protection trip unit ETU12, LIG 3 phases/4 lines In=1600A, rated current IR=640...1600A, overload protection, II=1.25 to 9 xIN, protection without auxiliary release without auxiliary/alarm switch with Safety Label for USA | - | 0 | 0
3VL8716-2SG30-0AA0 |  | 3VL8716-2SG30-0AA0 | 1 | UN | 1 | 5 | B | D | EAR99 | N | 85362090 | 1 | 4011209826779 | 33.4 | KG | 10901 | 10901 | LP20 | LP20 | circuit breaker VL1600H high breaking capacity Icu=70kA, 415V AC 3-pole, line protection trip unit ETU22, LSIG 3 phases/3 lines In=1600A, rated current IR=640...1600A, overload protection, ISD=1.5 to 8xIR, II=9XIN short-circuit protection without auxiliary release without auxiliary/alarm switch | - | 0 | 0
3VL8716-2SG30-0AA0-Z | U01 | 3VL8716-2SG30-0AA0-ZU01 | 1 | UN | 1 | 5 | B | D | EAR99 | N | 85362090 | 1 |  | 31.3 | KG | 10949.4 | 10949.4 | LP20 | LP20 | circuit breaker VL1600H high breaking capacity Icu=70kA, 415V AC 3-pole, line protection trip unit ETU22, LSIG 3 phases/3 lines In=1600A, rated current IR=640...1600A, overload protection, ISD=1.5 to 8xIR, II=9XIN short-circuit protection without auxiliary release without auxiliary/alarm switch with Safety Label for USA | - | 0 | 0
3VL8716-2SH30-0AA0 |  | 3VL8716-2SH30-0AA0 | 1 | UN | 1 | 5 | B | D | EAR99 | N | 85362090 | 1 | 4011209826786 | 33.4 | KG | 10901 | 10901 | LP20 | LP20 | circuit breaker VL1600H high breaking capacity Icu=70kA, 415V AC 3-pole, line protection trip unit ETU22, LSIG 3 phases/4 lines with connecting cable In=1600A, rated current IR=640...1600A, overload protection, ISD=1.5 to 8xIR, II=9XIN short-circuit protection without auxiliary release without auxiliary/alarm switch | - | 0 | 0
3VL8716-2SH30-0AA0-Z | U01 | 3VL8716-2SH30-0AA0-ZU01 | 1 | UN | 1 | 5 | B | D | EAR99 | N | 85362090 | 1 |  | 31.3 | KG | 10949.4 | 10949.4 | LP20 | LP20 | circuit breaker VL1600H high breaking capacity Icu=70kA, 415V AC 3-pole, line protection trip unit ETU22, LSIG 3 phases/4 lines with connecting cable In=1600A, rated current IR=640...1600A, overload protection, ISD=1.5 to 8xIR, II=9XIN short-circuit protection without auxiliary release without auxiliary/alarm switch with Safety Label for USA | - | 0 | 0
3VL8716-2SL30-0AA0 |  | 3VL8716-2SL30-0AA0 | 1 | UN | 1 | 5 | B | D | EAR99 | N | 85362090 | 1 | 4011209826793 | 33.4 | KG | 10648 | 10648 | LP20 | LP20 | circuit breaker VL1600H high breaking capacity Icu=70kA, 415V AC 3-pole, line protection trip unit ETU12, LIG 3 phases/3 lines In=1600A, rated current IR=640...1600A, overload protection, II=1.25 to 9 xIN, protection without auxiliary release without auxiliary/alarm switch | - | 0 | 0
3VL8716-2SL30-0AA0-Z | U01 | 3VL8716-2SL30-0AA0-ZU01 | 1 | UN | 1 | 5 | B | D | EAR99 | N | 85362090 | 1 |  | 31.3 | KG | 10696.4 | 10696.4 | LP20 | LP20 | circuit breaker VL1600H high breaking capacity Icu=70kA, 415V AC 3-pole, line protection trip unit ETU12, LIG 3 phases/3 lines In=1600A, rated current IR=640...1600A, overload protection, II=1.25 to 9 xIN, protection without auxiliary release without auxiliary/alarm switch with Safety Label for USA | - | 0 | 0
3VL8716-2TA40-0AA0 |  | 3VL8716-2TA40-0AA0 | 1 | UN | 1 | 5 | B | D | EAR99 | N | 85362090 | 1 | 4011209826809 | 42.038 | KG | 12210 | 12210 | LP20 | LP20 | circuit breaker VL1600H high breaking capacity Icu=70kA, 415V AC 4-pole, line protection trip unit ETU10, LIN In=1600A, rated current IR=640...1600A, overload protection, II=1.25 to 9 xIN, short-circuit protection N protected without auxiliary release without auxiliary/alarm switch | - | 0 | 0
3VL8716-2TA40-0AA0-Z | U01 | 3VL8716-2TA40-0AA0-ZU01 | 1 | UN | 1 | 5 | B | D | EAR99 | N | 85362090 | 1 |  | 40.8 | KG | 12258.4 | 12258.4 | LP20 | LP20 | circuit breaker VL1600H high breaking capacity Icu=70kA, 415V AC 4-pole, line protection trip unit ETU10, LIN In=1600A, rated current IR=640...1600A, overload protection, II=1.25 to 9 xIN, short-circuit protection N protected without auxiliary release without auxiliary/alarm switch with Safety Label for USA | - | 0 | 0
3VL8716-2TB40-0AA0 |  | 3VL8716-2TB40-0AA0 | 1 | UN | 1 | 5 | B | D | EAR99 | N | 85362090 | 1 | 4011209826816 | 42.038 | KG | 11550 | 11550 | LP20 | LP20 | circuit breaker VL1600H high breaking capacity Icu=70kA, 415V AC 4-pole, line protection trip unit ETU10, LI In=1600A, rated current IR=640...1600A, overload protection, II=1.25 to 9 xIN, short-circuit protection without auxiliary release without auxiliary/alarm switch | - | 0 | 0
3VL8716-2TB40-0AA0-Z | U01 | 3VL8716-2TB40-0AA0-ZU01 | 1 | UN | 1 | 5 | B | D | EAR99 | N | 85362090 | 1 |  | 40.8 | KG | 11598.4 | 11598.4 | LP20 | LP20 | circuit breaker VL1600H high breaking capacity Icu=70kA, 415V AC 4-pole, line protection trip unit ETU10, LI In=1600A, rated current IR=640...1600A, overload protection, II=1.25 to 9 xIN, short-circuit protection without auxiliary release without auxiliary/alarm switch with Safety Label for USA | - | 0 | 0
3VL8716-2TE40-0AA0 |  | 3VL8716-2TE40-0AA0 | 1 | UN | 1 | 5 | B | D | EAR99 | N | 85362090 | 1 | 4011209826823 | 42.038 | KG | 11770 | 11770 | LP20 | LP20 | circuit breaker VL1600H high breaking capacity Icu=70kA, 415V AC 4-pole, line protection trip unit ETU20, LSI In=1600A, rated current IR=640...1600A, overload protection, ISD=1.5 to 8 xIR, II=9 xIN short-circuit protection N protected without auxiliary release without auxiliary/alarm switch | - | 0 | 0
3VL8716-2TE40-0AA0-Z | U01 | 3VL8716-2TE40-0AA0-ZU01 | 1 | UN | 1 | 5 | B | D | EAR99 | N | 85362090 | 1 |  | 40.8 | KG | 11818.4 | 11818.4 | LP20 | LP20 | circuit breaker VL1600H high breaking capacity Icu=70kA, 415V AC 4-pole, line protection trip unit ETU20, LSI In=1600A, rated current IR=640...1600A, overload protection, ISD=1.5 to 8 xIR, II=9 xIN short-circuit protection N protected without auxiliary release without auxiliary/alarm switch with Safety Label for USA | - | 0 | 0
3VL8716-2TF40-0AA0 |  | 3VL8716-2TF40-0AA0 | 1 | UN | 1 | 5 | B | D | EAR99 | N | 85362090 | 1 | 4011209826830 | 42.038 | KG | 12540 | 11516.3 | LP20 | LP20 | circuit breaker VL1600H high breaking capacity Icu=70kA, 415V AC 4-pole, line protection trip unit ETU20, LSI In=1600A, rated current IR=640...1600A, overload protection, ISD=1.5 to 8 xIR, II=9 xIN short-circuit protection N protected without auxiliary release without auxiliary/alarm switch | - | 0 | 0
3VL8716-2TF40-0AA0-Z | U01 | 3VL8716-2TF40-0AA0-ZU01 | 1 | UN | 1 | 5 | B | D | EAR99 | N | 85362090 | 1 |  | 40.8 | KG | 12588.4 | 12588.4 | LP20 | LP20 | circuit breaker VL1600H high breaking capacity Icu=70kA, 415V AC 4-pole, line protection trip unit ETU20, LSI In=1600A, rated current IR=640...1600A, overload protection, ISD=1.5 to 8 xIR, II=9 xIN short-circuit protection N protected without auxiliary release without auxiliary/alarm switch with Safety Label for USA | - | 0 | 0
3VL8716-2TH40-0AA0 |  | 3VL8716-2TH40-0AA0 | 1 | UN | 1 | 5 | B | D | EAR99 | N | 85362090 | 1 | 4011209826847 | 42.038 | KG | 15180 | 15180 | LP20 | LP20 | circuit breaker VL1600H high breaking capacity Icu=70kA, 415V AC 4-pole, line protection trip unit ETU22, LSIG In=1600A, rated current IR=640...1600A, overload protection, ISD=1.5 to 8 xIR, II=9 xIN short-circuit protection N protected without auxiliary release without auxiliary/alarm switch | - | 0 | 0
3VL8716-2TH40-0AA0-Z | U01 | 3VL8716-2TH40-0AA0-ZU01 | 1 | UN | 1 | 5 | B | D | EAR99 | N | 85362090 | 1 |  | 40.8 | KG | 15228.4 | 15228.4 | LP20 | LP20 | circuit breaker VL1600H high breaking capacity Icu=70kA, 415V AC 4-pole, line protection trip unit ETU22, LSIG In=1600A, rated current IR=640...1600A, overload protection, ISD=1.5 to 8 xIR, II=9 xIN short-circuit protection N protected without auxiliary release without auxiliary/alarm switch with Safety Label for USA | - | 0 | 0
3VL8716-2TN40-0AA0 |  | 3VL8716-2TN40-0AA0 | 1 | UN | 1 | 5 | B | D | EAR99 | N | 85362090 | 1 | 4011209826854 | 42.038 | KG | 14740 | 14740 | LP20 | LP20 | circuit breaker VL1600H high breaking capacity Icu=70kA, 415V AC 4-pole, line protection trip unit ETU12, LIG In=1600A, rated current IR=640...1600A, overload protection, II=1.25 to 9 xIN, short-circuit protection N protected without auxiliary release without auxiliary/alarm switch | - | 0 | 0
3VL8716-2TN40-0AA0-Z | U01 | 3VL8716-2TN40-0AA0-ZU01 | 1 | UN | 1 | 5 | B | D | EAR99 | N | 85362090 | 1 |  | 40.8 | KG | 14788.4 | 14788.4 | LP20 | LP20 | circuit breaker VL1600H high breaking capacity Icu=70kA, 415V AC 4-pole, line protection trip unit ETU12, LIG In=1600A, rated current IR=640...1600A, overload protection, II=1.25 to 9 xIN, short-circuit protection N protected without auxiliary release without auxiliary/alarm switch with Safety Label for USA | - | 0 | 0
3VL8716-2UH30-0AA0 |  | 3VL8716-2UH30-0AA0 | 1 | UN | 1 | 5 | B | D | EAR99 | N | 85362090 | 1 | 4011209888708 | 33.4 | KG | 12430 | 12430 | LP20 | LP20 | circuit breaker VL1600H high breaking capacity Icu=70kA, 415V AC 3-pole, line protection trip unit LCD ETU40, LI/LS/LSI In=1600A, rated current IR=640...1600A, overload protection, ISD=1.5 to 8 xIR, II=9 xIN short-circuit protection without auxiliary release without auxiliary/alarm switch | - | 0 | 0
3VL8716-2UH30-0AA0-Z | U01 | 3VL8716-2UH30-0AA0-ZU01 | 1 | UN | 1 | 5 | B | D | EAR99 | N | 85362090 | 1 |  | 31.3 | KG | 12478.4 | 12478.4 | LP20 | LP20 | circuit breaker VL1600H high breaking capacity Icu=70kA, 415V AC 3-pole, line protection trip unit LCD ETU40, LI/LS/LSI In=1600A, rated current IR=640...1600A, overload protection, ISD=1.5 to 8 xIR, II=9 xIN short-circuit protection without auxiliary release without auxiliary/alarm switch with Safety Label for USA | - | 0 | 0
3VL8716-2UJ40-0AA0 |  | 3VL8716-2UJ40-0AA0 | 1 | UN | 1 | 5 | B | D | EAR99 | N | 85362090 | 1 | 4011209888791 | 42.038 | KG | 14850 | 14850 | LP20 | LP20 | circuit breaker VL1600H high breaking capacity Icu=70kA, 415V AC 4-pole, line protection trip unit LCD ETU40, LI/LS/LSI In=1600A, rated current IR=640...1600A, overload protection, ISD=1.5 to 8 xIR, II=9 xIN short-circuit protection N protected without auxiliary release without auxiliary/alarm switch | - | 0 | 0
3VL8716-2UJ40-0AA0-Z | U01 | 3VL8716-2UJ40-0AA0-ZU01 | 1 | UN | 1 | 5 | B | D | EAR99 | N | 85362090 | 1 |  | 40.8 | KG | 14898.4 | 14898.4 | LP20 | LP20 | circuit breaker VL1600H high breaking capacity Icu=70kA, 415V AC 4-pole, line protection trip unit LCD ETU40, LI/LS/LSI In=1600A, rated current IR=640...1600A, overload protection, ISD=1.5 to 8 xIR, II=9 xIN short-circuit protection N protected without auxiliary release without auxiliary/alarm switch with Safety Label for USA | - | 0 | 0
3VL8716-2UL30-0AA0 |  | 3VL8716-2UL30-0AA0 | 1 | UN | 1 | 5 | B | D | EAR99 | N | 85362090 | 1 | 4011209888739 | 33.4 | KG | 12430 | 12430 | LP20 | LP20 | circuit breaker VL1600H high breaking capacity Icu=70kA, 415V AC 3-pole, line protection trip unit LCD ETU42, LSIG 3 phases/3 lines In=1600A, rated current IR=640...1600A, overload protection, ISD=1.5 to 8xIR, II=9XIN short-circuit protection without auxiliary release without auxiliary/alarm switch | - | 0 | 0
3VL8716-2UL30-0AA0-Z | U01 | 3VL8716-2UL30-0AA0-ZU01 | 1 | UN | 1 | 5 | B | D | EAR99 | N | 85362090 | 1 |  | 31.3 | KG | 12478.4 | 12478.4 | LP20 | LP20 | circuit breaker VL1600H high breaking capacity Icu=70kA, 415V AC 3-pole, line protection trip unit LCD ETU42, LSIG 3 phases/3 lines In=1600A, rated current IR=640...1600A, overload protection, ISD=1.5 to 8xIR, II=9XIN short-circuit protection without auxiliary release without auxiliary/alarm switch with Safety Label for USA | - | 0 | 0
3VL8716-2UM30-0AA0 |  | 3VL8716-2UM30-0AA0 | 1 | UN | 1 | 5 | B | D | EAR99 | N | 85362090 | 1 | 4011209888760 | 33.4 | KG | 12430 | 12430 | LP20 | LP20 | circuit breaker VL1600H high breaking capacity Icu=70kA, 415V AC 3-pole, line protection trip unit LCD ETU42, LSIG 3 phases/4 lines with connecting cable In=1600A, rated current IR=640...1600A, overload protection, ISD=1.5 to 8xIR, II=9XIN short-circuit protection without auxiliary release without auxiliary/alarm switch | - | 0 | 0
3VL8716-2UM30-0AA0-Z | U01 | 3VL8716-2UM30-0AA0-ZU01 | 1 | UN | 1 | 5 | B | D | EAR99 | N | 85362090 | 1 |  | 31.3 | KG | 12478.4 | 12478.4 | LP20 | LP20 | circuit breaker VL1600H high breaking capacity Icu=70kA, 415V AC 3-pole, line protection trip unit LCD ETU42, LSIG 3 phases/4 lines with connecting cable In=1600A, rated current IR=640...1600A, overload protection, ISD=1.5 to 8xIR, II=9XIN short-circuit protection without auxiliary release without auxiliary/alarm switch with Safety Label for USA | - | 0 | 0
3VL8716-2UN40-0AA0 |  | 3VL8716-2UN40-0AA0 | 1 | UN | 1 | 5 | B | D | EAR99 | N | 85362090 | 1 | 4011209888821 | 42.038 | KG | 14850 | 14850 | LP20 | LP20 | circuit breaker VL1600H high breaking capacity Icu=70kA, 415V AC 4-pole, line protection trip unit LCD ETU42, LSIG In=1600A, rated current IR=640...1600A, overload protection, ISD=1.5 to 8 xIR, II=9 xIN short-circuit protection N protected with ground-fault protection without auxiliary release without auxiliary/alarm switch | - | 0 | 0
3VL8716-2UN40-0AA0-Z | U01 | 3VL8716-2UN40-0AA0-ZU01 | 1 | UN | 1 | 5 | B | D | EAR99 | N | 85362090 | 1 |  | 40.8 | KG | 14898.4 | 14898.4 | LP20 | LP20 | circuit breaker VL1600H high breaking capacity Icu=70kA, 415V AC 4-pole, line protection trip unit LCD ETU42, LSIG In=1600A, rated current IR=640...1600A, overload protection, ISD=1.5 to 8 xIR, II=9 xIN short-circuit protection N protected with ground-fault protection without auxiliary release without auxiliary/alarm switch with Safety Label for USA | - | 0 | 0
3VL8716-3AA30-0AA0 |  | 3VL8716-3AA30-0AA0 | 1 | UN | 1 | 5 | B | D | EAR99 | N | 85362090 | 1 | 4011209523838 | 29.707 | KG | 5005 | 5005 | LP20 | LP20 | circuit breaker VL1600L w/o Electronic Trip Unit very high breaking capacity Icu=100kA/415V AC, 3-pole In=< 1600A, rated current without auxiliary release with screw terminal connections for switching unit and ETU | - | 0 | 0
3VL8716-3AA40-0AA0 |  | 3VL8716-3AA40-0AA0 | 1 | UN | 1 | 5 | B | D | EAR99 | N | 85362090 | 1 | 4011209523821 | 38.7 | KG | 6479 | 6479 | LP20 | LP20 | circuit breaker VL1600L w/o Electronic Trip Unit very high breaking capacity Icu=100kA/415V AC, 4-pole In=< 1600A, rated current without auxiliary release with screw terminal connections for switching unit and ETU | - | 0 | 0
3VL8716-3CJ40-0AA0-Z | U01 | 3VL8716-3CJ40-0AA0-ZU01 | 1 | UN | 1 | 30 | D | D | EAR99 | N | 85362090 | 1 |  | 40.8 | KG | 27438.4 | 27438.4 | LP20 | LP20 | circuit breaker VL1600L very high breaking capacity Icu=100kA, 415V AC 4-pole, line protection trip unit LCD ETU40, LI/LS/LSI In=1600A, rated current IR=640...1600A, overload protection, ISD=1.5 to 8 xIR, II=9 xIN short-circuit protection N protected without auxiliary release without auxiliary/alarm switch with Safety Label for USA | - | 0 | 0
3VL8716-3CL30-0AA0-Z | U01 | 3VL8716-3CL30-0AA0-ZU01 | 1 | UN | 1 | 30 | D | D | EAR99 | N | 85362090 | 1 |  | 31.3 | KG | 22708.4 | 22708.4 | LP20 | LP20 | circuit breaker VL1600L very high breaking capacity Icu=100kA, 415V AC 3-pole, line protection trip unit LCD ETU42, LSIG 3 phases/3 lines In=1600A, rated current IR=640...1600A, overload protection, ISD=1.5 to 8xIR, II=9XIN short-circuit protection without auxiliary release without auxiliary/alarm switch with Safety Label for USA | - | 0 | 0
3VL8716-3CN40-0AA0-Z | U01 | 3VL8716-3CN40-0AA0-ZU01 | 1 | UN | 1 | 30 | D | D | EAR99 | N | 85362090 | 1 |  | 40.8 | KG | 27438.4 | 27438.4 | LP20 | LP20 | circuit breaker VL1600L very high breaking capacity Icu=100kA, 415V AC 4-pole, line protection trip unit LCD ETU42, LSIG In=1600A, rated current IR=640...1600A, overload protection, ISD=1.5 to 8 xIR, II=9 xIN short-circuit protection N protected with ground-fault protection without auxiliary release without auxiliary/alarm switch with Safety Label for USA | - | 0 | 0
3VL8716-3DE30-0AA0 |  | 3VL8716-3DE30-0AA0 | 1 | UN | 1 | 5 | B | D | EAR99 | N | 85362090 | 1 | 4011209490864 | 32.3 | KG | 9284 | 8506.1 | LP20 | LP20 | circuit breaker VL1600L very high breaking capacity Icu=100kA, 415V AC 3-pole, non-auto. air circ. br. trip unit magnetic In=1600A, rated current II=14400A, short-circuit protection without auxiliary release without auxiliary/alarm switch | - | 0 | 0
3VL8716-3DE30-0AA0-Z | U01 | 3VL8716-3DE30-0AA0-ZU01 | 1 | UN | 1 | 5 | B | D | EAR99 | N | 85362090 | 1 |  | 29.8 | KG | 9332.4 | 9332.4 | LP20 | LP20 | circuit breaker VL1600L very high breaking capacity Icu=100kA, 415V AC 3-pole, non-auto. air circ. br. trip unit magnetic In=1600A, rated current II=14400A, short-circuit protection without auxiliary release without auxiliary/alarm switch with Safety Label for USA | - | 0 | 0
3VL8716-3EE40-0AA0 |  | 3VL8716-3EE40-0AA0 | 1 | UN | 1 | 5 | B | D | EAR99 | N | 85362090 | 1 | 4011209490871 | 38.3 | KG | 10230 | 9368.3 | LP20 | LP20 | circuit breaker VL1600L very high breaking capacity Icu=100kA, 415V AC 4-pole, non-auto. air circ. br. trip unit magnetic In=1600A, rated current II=14400A, short-circuit protection without auxiliary release without auxiliary/alarm switch | - | 0 | 0
3VL8716-3EE40-0AA0-Z | U01 | 3VL8716-3EE40-0AA0-ZU01 | 1 | UN | 1 | 5 | B | D | EAR99 | N | 85362090 | 1 |  | 38.3 | KG | 10278.4 | 10278.4 | LP20 | LP20 | circuit breaker VL1600L very high breaking capacity Icu=100kA, 415V AC 4-pole, non-auto. air circ. br. trip unit magnetic In=1600A, rated current II=14400A, short-circuit protection without auxiliary release without auxiliary/alarm switch with Safety Label for USA | - | 0 | 0
3VL8716-3LA40-0AA0 |  | 3VL8716-3LA40-0AA0 | 1 | UN | 1 | 5 | B | D | EAR99 | N | 85362090 | 1 | 4011209876125 | 42.038 | KG | 15730 | 15730 | LP20 | LP20 | circuit breaker VL1600L very high breaking capacity Icu=100kA, 415V AC 4-pole, line protection trip unit ETU10, LI In=1600A, rated current IR=640...1600A, overload protection, II=1.25 to 9 xIN, short-circuit protection N protected shipbuilding certificate for LRS, DNV and gL without auxiliary release without auxiliary/alarm switch | - | 0 | 0
3VL8716-3LA40-0AA0-Z | U01 | 3VL8716-3LA40-0AA0-ZU01 | 1 | UN | 1 | 5 | B | D | EAR99 | N | 85362090 | 1 |  | 40.8 | KG | 15778.4 | 15778.4 | LP20 | LP20 | circuit breaker VL1600L very high breaking capacity Icu=100kA, 415V AC 4-pole, line protection trip unit ETU10, LI In=1600A, rated current IR=640...1600A, overload protection, II=1.25 to 9 xIN, short-circuit protection N protected shipbuilding certificate for LRS, DNV and gL without auxiliary release without auxiliary/alarm switch with Safety Label for USA | - | 0 | 0
3VL8716-3LB30-0AA0 |  | 3VL8716-3LB30-0AA0 | 1 | UN | 1 | 5 | B | D | EAR99 | N | 85362090 | 1 | 4011209876064 | 33.4 | KG | 11440 | 11440 | LP20 | LP20 | circuit breaker VL1600L very high breaking capacity Icu=100kA, 415V AC 3-pole, line protection trip unit ETU10, LI In=1600A, rated current IR=640...1600A, overload protection, II=1.25 to 9 xIN, short-circuit protection shipbuilding certificate for LRS, DNV and gL without auxiliary release without auxiliary/alarm switch | - | 0 | 0
3VL8716-3LB30-0AA0-Z | U01 | 3VL8716-3LB30-0AA0-ZU01 | 1 | UN | 1 | 5 | B | D | EAR99 | N | 85362090 | 1 |  | 31.3 | KG | 11488.4 | 11488.4 | LP20 | LP20 | circuit breaker VL1600L very high breaking capacity Icu=100kA, 415V AC 3-pole, line protection trip unit ETU10, LI In=1600A, rated current IR=640...1600A, overload protection, II=1.25 to 9 xIN, short-circuit protection shipbuilding certificate for LRS, DNV and gL without auxiliary release without auxiliary/alarm switch with Safety Label for USA | - | 0 | 0
3VL8716-3LE30-0AA0 |  | 3VL8716-3LE30-0AA0 | 1 | UN | 1 | 5 | B | D | EAR99 | N | 85362090 | 1 | 4011209876095 | 33.4 | KG | 11660 | 11660 | LP20 | LP20 | circuit breaker VL1600L very high breaking capacity Icu=100kA, 415V AC 3-pole, line protection trip unit ETU20, LSI In=1600A, rated current IR=640...1600A, overload protection, ISD=1.5 to 8 xIR, II=9 xIN short-circuit protection shipbuilding certificate for LRS, DNV and gL without auxiliary release without auxiliary/alarm switch | - | 0 | 0
3VL8716-3LE30-0AA0-Z | U01 | 3VL8716-3LE30-0AA0-ZU01 | 1 | UN | 1 | 5 | B | D | EAR99 | N | 85362090 | 1 |  | 31.3 | KG | 11708.4 | 11708.4 | LP20 | LP20 | circuit breaker VL1600L very high breaking capacity Icu=100kA, 415V AC 3-pole, line protection trip unit ETU20, LSI In=1600A, rated current IR=640...1600A, overload protection, ISD=1.5 to 8 xIR, II=9 xIN short-circuit protection shipbuilding certificate for LRS, DNV and gL without auxiliary release without auxiliary/alarm switch with Safety Label for USA | - | 0 | 0
3VL8716-3LF40-0AA0 |  | 3VL8716-3LF40-0AA0 | 1 | UN | 1 | 5 | B | D | EAR99 | N | 85362090 | 1 | 4011209876156 | 33.4 | KG | 15950 | 15950 | LP20 | LP20 | circuit breaker VL1600L very high breaking capacity Icu=100kA, 415V AC 4-pole, line protection trip unit ETU20, LSI In=1600A, rated current IR=640...1600A, overload protection, ISD=1.5 to 8 xIR, II=9 xIN short-circuit protection N protected shipbuilding certificate for LRS, DNV and gL without auxiliary release without auxiliary/alarm switch | - | 0 | 0
3VL8716-3LF40-0AA0-Z | U01 | 3VL8716-3LF40-0AA0-ZU01 | 1 | UN | 1 | 5 | B | D | EAR99 | N | 85362090 | 1 |  | 40.8 | KG | 15998.4 | 15998.4 | LP20 | LP20 | circuit breaker VL1600L very high breaking capacity Icu=100kA, 415V AC 4-pole, line protection trip unit ETU20, LSI In=1600A, rated current IR=640...1600A, overload protection, ISD=1.5 to 8 xIR, II=9 xIN short-circuit protection N protected shipbuilding certificate for LRS, DNV and gL without auxiliary release without auxiliary/alarm switch with Safety Label for USA | - | 0 | 0
3VL8716-3MB30-0AA0 |  | 3VL8716-3MB30-0AA0 | 1 | UN | 1 | 5 | B | D | EAR99 | N | 85362090 | 1 | 4011209826861 | 33.4 | KG | 9988 | 9988 | LP20 | LP20 | circuit breaker VL1600L very high breaking capacity Icu=100kA, 415V AC 3-pole, line protection trip unit ETU10, LI In=1600A, rated current IR=640...1600A, overload protection, II=1.25 to 9 xIN, short-circuit protection without auxiliary release ETU communication-capable without auxiliary/alarm switch | - | 0 | 0
3VL8716-3MB30-0AA0-Z | U01 | 3VL8716-3MB30-0AA0-ZU01 | 1 | UN | 1 | 5 | B | D | EAR99 | N | 85362090 | 1 |  | 31.3 | KG | 10036.4 | 10036.4 | LP20 | LP20 | circuit breaker VL1600L very high breaking capacity Icu=100kA, 415V AC 3-pole, line protection trip unit ETU10, LI In=1600A, rated current IR=640...1600A, overload protection, II=1.25 to 9 xIN, short-circuit protection without auxiliary release ETU communication-capable without auxiliary/alarm switch with Safety Label for USA | - | 0 | 0
3VL8716-3ME30-0AA0 |  | 3VL8716-3ME30-0AA0 | 1 | UN | 1 | 5 | B | D | EAR99 | N | 85362090 | 1 | 4011209826878 | 33.4 | KG | 10230 | 10230 | LP20 | LP20 | circuit breaker VL1600L very high breaking capacity Icu=100kA, 415V AC 3-pole, line protection trip unit ETU20, LSI In=1600A, rated current IR=640...1600A, overload protection, ISD=1.5 to 8 xIR, II=9 xIN short-circuit protection without auxiliary release ETU communication-capable without auxiliary/alarm switch | - | 0 | 0
3VL8716-3ME30-0AA0-Z | U01 | 3VL8716-3ME30-0AA0-ZU01 | 1 | UN | 1 | 5 | B | D | EAR99 | N | 85362090 | 1 |  | 31.3 | KG | 10278.4 | 10278.4 | LP20 | LP20 | circuit breaker VL1600L very high breaking capacity Icu=100kA, 415V AC 3-pole, line protection trip unit ETU20, LSI In=1600A, rated current IR=640...1600A, overload protection, ISD=1.5 to 8 xIR, II=9 xIN short-circuit protection without auxiliary release ETU communication-capable without auxiliary/alarm switch with Safety Label for USA | - | 0 | 0
3VL8716-3MF30-0AA0 |  | 3VL8716-3MF30-0AA0 | 1 | UN | 1 | 5 | B | D | EAR99 | N | 85362090 | 1 | 4011209826885 | 33.4 | KG | 12760 | 12760 | LP20 | LP20 | circuit breaker VL1600L very high breaking capacity Icu=100kA, 415V AC 3-pole, line protection trip unit ETU12, LIGN 3 phases/4 lines In=1600A, rated current IR=640...1600A, overload protection, II=1.25 to 9 xIN, protection, without auxiliary release ETU communication-capable without auxiliary/alarm switch | - | 0 | 0
3VL8716-3MF30-0AA0-Z | U01 | 3VL8716-3MF30-0AA0-ZU01 | 1 | UN | 1 | 5 | B | D | EAR99 | N | 85362090 | 1 |  | 31.3 | KG | 12808.4 | 12808.4 | LP20 | LP20 | circuit breaker VL1600L very high breaking capacity Icu=100kA, 415V AC 3-pole, line protection trip unit ETU12, LIGN 3 phases/4 lines In=1600A, rated current IR=640...1600A, overload protection, II=1.25 to 9 xIN, protection, without auxiliary release ETU communication-capable without auxiliary/alarm switch with Safety Label for USA | - | 0 | 0
3VL8716-3MG30-0AA0 |  | 3VL8716-3MG30-0AA0 | 1 | UN | 1 | 5 | B | D | EAR99 | N | 85362090 | 1 | 4011209826892 | 33.4 | KG | 11990 | 11990 | LP20 | LP20 | circuit breaker VL1600L very high breaking capacity Icu=100kA, 415V AC 3-pole, line protection trip unit ETU22, LSIG 3 phases/3 lines In=1600A, rated current IR=640...1600A, overload protection, ISD=1.5 to 8xIR, II=9XIN short-circuit protection without auxiliary release ETU communication-capable without auxiliary/alarm switch | - | 0 | 0
3VL8716-3MG30-0AA0-Z | U01 | 3VL8716-3MG30-0AA0-ZU01 | 1 | UN | 1 | 5 | B | D | EAR99 | N | 85362090 | 1 |  | 31.3 | KG | 12038.4 | 12038.4 | LP20 | LP20 | circuit breaker VL1600L very high breaking capacity Icu=100kA, 415V AC 3-pole, line protection trip unit ETU22, LSIG 3 phases/3 lines In=1600A, rated current IR=640...1600A, overload protection, ISD=1.5 to 8xIR, II=9XIN short-circuit protection without auxiliary release ETU communication-capable without auxiliary/alarm switch with Safety Label for USA | - | 0 | 0
3VL8716-3MH30-0AA0 |  | 3VL8716-3MH30-0AA0 | 1 | UN | 1 | 5 | B | D | EAR99 | N | 85362090 | 1 | 4011209826908 | 33.4 | KG | 11990 | 11990 | LP20 | LP20 | circuit breaker VL1600L very high breaking capacity Icu=100kA, 415V AC 3-pole, line protection trip unit ETU22, LSIG 3 phases/4 lines with connecting cable In=1600A, rated current IR=640...1600A, overload protection, ISD=1.5 to 8xIR, II=9XIN short-circuit protection without auxiliary release ETU communication-capable without auxiliary/alarm switch | - | 0 | 0
3VL8716-3MH30-0AA0-Z | U01 | 3VL8716-3MH30-0AA0-ZU01 | 1 | UN | 1 | 5 | B | D | EAR99 | N | 85362090 | 1 |  | 31.3 | KG | 12038.4 | 12038.4 | LP20 | LP20 | circuit breaker VL1600L very high breaking capacity Icu=100kA, 415V AC 3-pole, line protection trip unit ETU22, LSIG 3 phases/4 lines with connecting cable In=1600A, rated current IR=640...1600A, overload protection, ISD=1.5 to 8xIR, II=9XIN short-circuit protection without auxiliary release ETU communication-capable without auxiliary/alarm switch with Safety Label for USA | - | 0 | 0
3VL8716-3ML30-0AA0 |  | 3VL8716-3ML30-0AA0 | 1 | UN | 1 | 5 | B | D | EAR99 | N | 85362090 | 1 | 4011209826915 | 33.4 | KG | 11770 | 11770 | LP20 | LP20 | circuit breaker VL1600L very high breaking capacity Icu=100kA, 415V AC 3-pole, line protection trip unit ETU12, LIG 3 phases/3 lines In=1600A, rated current IR=640...1600A, overload protection, II=1.25 to 9 xIN, protection, without auxiliary release ETU communication-capable without auxiliary/alarm switch | - | 0 | 0
3VL8716-3ML30-0AA0-Z | U01 | 3VL8716-3ML30-0AA0-ZU01 | 1 | UN | 1 | 5 | B | D | EAR99 | N | 85362090 | 1 |  | 31.3 | KG | 11818.4 | 11818.4 | LP20 | LP20 | circuit breaker VL1600L very high breaking capacity Icu=100kA, 415V AC 3-pole, line protection trip unit ETU12, LIG 3 phases/3 lines In=1600A, rated current IR=640...1600A, overload protection, II=1.25 to 9 xIN, protection, without auxiliary release ETU communication-capable without auxiliary/alarm switch with Safety Label for USA | - | 0 | 0
3VL8716-3NA40-0AA0 |  | 3VL8716-3NA40-0AA0 | 1 | UN | 1 | 5 | B | D | EAR99 | N | 85362090 | 1 | 4011209826922 | 42.038 | KG | 13530 | 13530 | LP20 | LP20 | circuit breaker VL1600L very high breaking capacity Icu=100kA, 415V AC 4-pole, line protection trip unit ETU10, LIN In=1600A, rated current IR=640...1600A, overload protection, II=1.25 to 9 xIN, short-circuit protection N protected without auxiliary release ETU communication-capable without auxiliary/alarm switch | - | 0 | 0
3VL8716-3NA40-0AA0-Z | U01 | 3VL8716-3NA40-0AA0-ZU01 | 1 | UN | 1 | 5 | B | D | EAR99 | N | 85362090 | 1 |  | 40.8 | KG | 13578.4 | 13578.4 | LP20 | LP20 | circuit breaker VL1600L very high breaking capacity Icu=100kA, 415V AC 4-pole, line protection trip unit ETU10, LIN In=1600A, rated current IR=640...1600A, overload protection, II=1.25 to 9 xIN, short-circuit protection N protected without auxiliary release ETU communication-capable without auxiliary/alarm switch with Safety Label for USA | - | 0 | 0
3VL8716-3NB40-0AA0 |  | 3VL8716-3NB40-0AA0 | 1 | UN | 1 | 5 | B | D | EAR99 | N | 85362090 | 1 | 4011209826939 | 42.038 | KG | 12980 | 12980 | LP20 | LP20 | circuit breaker VL1600L very high breaking capacity Icu=100kA, 415V AC 4-pole, line protection trip unit ETU10, LI In=1600A, rated current IR=640...1600A, overload protection, II=1.25 to 9 xIN, short-circuit protection without auxiliary release ETU communication-capable without auxiliary/alarm switch | - | 0 | 0
3VL8716-3NB40-0AA0-Z | U01 | 3VL8716-3NB40-0AA0-ZU01 | 1 | UN | 1 | 5 | B | D | EAR99 | N | 85362090 | 1 |  | 40.8 | KG | 13028.4 | 13028.4 | LP20 | LP20 | circuit breaker VL1600L very high breaking capacity Icu=100kA, 415V AC 4-pole, line protection trip unit ETU10, LI In=1600A, rated current IR=640...1600A, overload protection, II=1.25 to 9 xIN, short-circuit protection without auxiliary release ETU communication-capable without auxiliary/alarm switch with Safety Label for USA | - | 0 | 0
3VL8716-3NE40-0AA0 |  | 3VL8716-3NE40-0AA0 | 1 | UN | 1 | 5 | B | D | EAR99 | N | 85362090 | 1 | 4011209826946 | 42.038 | KG | 13200 | 13200 | LP20 | LP20 | circuit breaker VL1600L very high breaking capacity Icu=100kA, 415V AC 4-pole, line protection trip unit ETU20, LSI In=1600A, rated current IR=640...1600A, overload protection, ISD=1.5 to 8 xIR, II=9 xIN short-circuit protection without auxiliary release ETU communication-capable without auxiliary/alarm switch | - | 0 | 0
3VL8716-3NE40-0AA0-Z | U01 | 3VL8716-3NE40-0AA0-ZU01 | 1 | UN | 1 | 5 | B | D | EAR99 | N | 85362090 | 1 |  | 40.8 | KG | 13248.4 | 13248.4 | LP20 | LP20 | circuit breaker VL1600L very high breaking capacity Icu=100kA, 415V AC 4-pole, line protection trip unit ETU20, LSI In=1600A, rated current IR=640...1600A, overload protection, ISD=1.5 to 8 xIR, II=9 xIN short-circuit protection without auxiliary release ETU communication-capable without auxiliary/alarm switch with Safety Label for USA | - | 0 | 0
3VL8716-3NF40-0AA0 |  | 3VL8716-3NF40-0AA0 | 1 | UN | 1 | 5 | B | D | EAR99 | N | 85362090 | 1 | 4011209826953 | 42.038 | KG | 14080 | 14080 | LP20 | LP20 | circuit breaker VL1600L very high breaking capacity Icu=100kA, 415V AC 4-pole, line protection trip unit ETU20, LSI In=1600A, rated current IR=640...1600A, overload protection, ISD=1.5 to 8 xIR, II=9 xIN short-circuit protection N protected without auxiliary release ETU communication-capable without auxiliary/alarm switch | - | 0 | 0
3VL8716-3NF40-0AA0-Z | U01 | 3VL8716-3NF40-0AA0-ZU01 | 1 | UN | 1 | 5 | B | D | EAR99 | N | 85362090 | 1 |  | 40.8 | KG | 14128.4 | 14128.4 | LP20 | LP20 | circuit breaker VL1600L very high breaking capacity Icu=100kA, 415V AC 4-pole, line protection trip unit ETU20, LSI In=1600A, rated current IR=640...1600A, overload protection, ISD=1.5 to 8 xIR, II=9 xIN short-circuit protection N protected without auxiliary release ETU communication-capable without auxiliary/alarm switch with Safety Label for USA | - | 0 | 0
3VL8716-3NH40-0AA0 |  | 3VL8716-3NH40-0AA0 | 1 | UN | 1 | 5 | B | D | EAR99 | N | 85362090 | 1 | 4011209826960 | 42.038 | KG | 16500 | 16500 | LP20 | LP20 | circuit breaker VL1600L very high breaking capacity Icu=100kA, 415V AC 4-pole, line protection trip unit ETU22, LSIG In=1600A, rated current IR=640...1600A, overload protection, ISD=1.5 to 8 xIR, II=9 xIN short-circuit protection N protected without auxiliary release ETU communication-capable without auxiliary/alarm switch | - | 0 | 0
3VL8716-3NH40-0AA0-Z | U01 | 3VL8716-3NH40-0AA0-ZU01 | 1 | UN | 1 | 5 | B | D | EAR99 | N | 85362090 | 1 |  | 40.8 | KG | 16548.4 | 16548.4 | LP20 | LP20 | circuit breaker VL1600L very high breaking capacity Icu=100kA, 415V AC 4-pole, line protection trip unit ETU22, LSIG In=1600A, rated current IR=640...1600A, overload protection, ISD=1.5 to 8 xIR, II=9 xIN short-circuit protection N protected without auxiliary release ETU communication-capable without auxiliary/alarm switch with Safety Label for USA | - | 0 | 0
3VL8716-3NN40-0AA0 |  | 3VL8716-3NN40-0AA0 | 1 | UN | 1 | 5 | B | D | EAR99 | N | 85362090 | 1 | 4011209826977 | 42.038 | KG | 16170 | 16170 | LP20 | LP20 | circuit breaker VL1600L very high breaking capacity Icu=100kA, 415V AC 4-pole, line protection trip unit ETU12, LIG In=1600A, rated current IR=640...1600A, overload protection, II=1.25 to 9 xIN, short-circuit protection N protected without auxiliary release ETU communication-capable without auxiliary/alarm switch | - | 0 | 0
3VL8716-3NN40-0AA0-Z | U01 | 3VL8716-3NN40-0AA0-ZU01 | 1 | UN | 1 | 5 | B | D | EAR99 | N | 85362090 | 1 |  | 40.8 | KG | 16218.4 | 16218.4 | LP20 | LP20 | circuit breaker VL1600L very high breaking capacity Icu=100kA, 415V AC 4-pole, line protection trip unit ETU12, LIG In=1600A, rated current IR=640...1600A, overload protection, II=1.25 to 9 xIN, short-circuit protection N protected without auxiliary release ETU communication-capable without auxiliary/alarm switch with Safety Label for USA | - | 0 | 0
3VL8716-3SB30-0AA0 |  | 3VL8716-3SB30-0AA0 | 1 | UN | 1 | 5 | B | D | EAR99 | N | 85362090 | 1 | 4011209826984 | 33.4 | KG | 9878 | 9055.5 | LP20 | LP20 | circuit breaker VL1600L very high breaking capacity Icu=100kA, 415V AC 3-pole, line protection trip unit ETU10, LI In=1600A, rated current IR=640...1600A, overload protection, II=1.25 to 9 xIN, short-circuit protection without auxiliary release without auxiliary/alarm switch | - | 0 | 0
3VL8716-3SB30-0AA0-Z | U01 | 3VL8716-3SB30-0AA0-ZU01 | 1 | UN | 1 | 5 | B | D | EAR99 | N | 85362090 | 1 |  | 31.3 | KG | 9926.4 | 9926.4 | LP20 | LP20 | circuit breaker VL1600L very high breaking capacity Icu=100kA, 415V AC 3-pole, line protection trip unit ETU10, LI In=1600A, rated current IR=640...1600A, overload protection, II=1.25 to 9 xIN, short-circuit protection without auxiliary release without auxiliary/alarm switch with Safety Label for USA | - | 0 | 0
3VL8716-3SE30-0AA0 |  | 3VL8716-3SE30-0AA0 | 1 | UN | 1 | 5 | B | D | EAR99 | N | 85362090 | 1 | 4011209826991 | 22.5 | KG | 10131 | 9280 | LP20 | LP20 | circuit breaker VL1600L very high breaking capacity Icu=100kA, 415V AC 3-pole, line protection trip unit ETU20, LSI In=1600A, rated current IR=640...1600A, overload protection, ISD=1.5 to 8 xIR, II=9 xIN short-circuit protection without auxiliary release without auxiliary/alarm switch | - | 0 | 0
3VL8716-3SE30-0AA0-Z | U01 | 3VL8716-3SE30-0AA0-ZU01 | 1 | UN | 1 | 5 | B | D | EAR99 | N | 85362090 | 1 |  | 31.3 | KG | 10179.4 | 10179.4 | LP20 | LP20 | circuit breaker VL1600L very high breaking capacity Icu=100kA, 415V AC 3-pole, line protection trip unit ETU20, LSI In=1600A, rated current IR=640...1600A, overload protection, ISD=1.5 to 8 xIR, II=9 xIN short-circuit protection without auxiliary release without auxiliary/alarm switch with Safety Label for USA | - | 0 | 0
3VL8716-3SF30-0AA0 |  | 3VL8716-3SF30-0AA0 | 1 | UN | 1 | 5 | B | D | EAR99 | N | 85362090 | 1 | 4011209827004 | 33.4 | KG | 12540 | 12540 | LP20 | LP20 | circuit breaker VL1600L very high breaking capacity Icu=100kA, 415V AC 3-pole, line protection trip unit ETU12, LIG 3 phases/4 lines In=1600A, rated current IR=640...1600A, overload protection, II=1.25 to 9 xIN, protection without auxiliary release without auxiliary/alarm switch | - | 0 | 0
3VL8716-3SF30-0AA0-Z | U01 | 3VL8716-3SF30-0AA0-ZU01 | 1 | UN | 1 | 5 | B | D | EAR99 | N | 85362090 | 1 |  | 31.3 | KG | 12588.4 | 12588.4 | LP20 | LP20 | circuit breaker VL1600L very high breaking capacity Icu=100kA, 415V AC 3-pole, line protection trip unit ETU12, LIG 3 phases/4 lines In=1600A, rated current IR=640...1600A, overload protection, II=1.25 to 9 xIN, protection without auxiliary release without auxiliary/alarm switch with Safety Label for USA | - | 0 | 0
3VL8716-3SG30-0AA0 |  | 3VL8716-3SG30-0AA0 | 1 | UN | 1 | 5 | B | D | EAR99 | N | 85362090 | 1 | 4011209827011 | 33.14 | KG | 11880 | 11880 | LP20 | LP20 | circuit breaker VL1600L very high breaking capacity Icu=100kA, 415V AC 3-pole, line protection trip unit ETU22, LSIG 3 phases/3 lines In=1600A, rated current IR=640...1600A, overload protection, ISD=1.5 to 8xIR, II=9XIN short-circuit protection without auxiliary release without auxiliary/alarm switch | - | 0 | 0
3VL8716-3SG30-0AA0-Z | U01 | 3VL8716-3SG30-0AA0-ZU01 | 1 | UN | 1 | 5 | B | D | EAR99 | N | 85362090 | 1 |  | 31.3 | KG | 11928.4 | 11928.4 | LP20 | LP20 | circuit breaker VL1600L very high breaking capacity Icu=100kA, 415V AC 3-pole, line protection trip unit ETU22, LSIG 3 phases/3 lines In=1600A, rated current IR=640...1600A, overload protection, ISD=1.5 to 8xIR, II=9XIN short-circuit protection without auxiliary release without auxiliary/alarm switch with Safety Label for USA | - | 0 | 0
3VL8716-3SH30-0AA0 |  | 3VL8716-3SH30-0AA0 | 1 | UN | 1 | 5 | B | D | EAR99 | N | 85362090 | 1 | 4011209827028 | 33.14 | KG | 11880 | 11880 | LP20 | LP20 | circuit breaker VL1600L very high breaking capacity Icu=100kA, 415V AC 3-pole, line protection trip unit ETU22, LSIG 3 phases/4 lines with connecting cable In=1600A, rated current IR=640...1600A, overload protection, ISD=1.5 to 8xIR, II=9XIN short-circuit protection without auxiliary release without auxiliary/alarm switch | - | 0 | 0
3VL8716-3SH30-0AA0-Z | U01 | 3VL8716-3SH30-0AA0-ZU01 | 1 | UN | 1 | 5 | B | D | EAR99 | N | 85362090 | 1 |  | 31.3 | KG | 11928.4 | 11928.4 | LP20 | LP20 | circuit breaker VL1600L very high breaking capacity Icu=100kA, 415V AC 3-pole, line protection trip unit ETU22, LSIG 3 phases/4 lines with connecting cable In=1600A, rated current IR=640...1600A, overload protection, ISD=1.5 to 8xIR, II=9XIN short-circuit protection without auxiliary release without auxiliary/alarm switch with Safety Label for USA | - | 0 | 0
3VL8716-3SL30-0AA0 |  | 3VL8716-3SL30-0AA0 | 1 | UN | 1 | 5 | B | D | EAR99 | N | 85362090 | 1 | 4011209827035 | 33.14 | KG | 11660 | 11660 | LP20 | LP20 | circuit breaker VL1600L very high breaking capacity Icu=100kA, 415V AC 3-pole, line protection trip unit ETU12, LIG 3 phases/3 lines In=1600A, rated current IR=640...1600A, overload protection, II=1.25 to 9 xIN, protection without auxiliary release without auxiliary/alarm switch | - | 0 | 0
3VL8716-3SL30-0AA0-Z | U01 | 3VL8716-3SL30-0AA0-ZU01 | 1 | UN | 1 | 5 | B | D | EAR99 | N | 85362090 | 1 |  | 31.3 | KG | 11708.4 | 11708.4 | LP20 | LP20 | circuit breaker VL1600L very high breaking capacity Icu=100kA, 415V AC 3-pole, line protection trip unit ETU12, LIG 3 phases/3 lines In=1600A, rated current IR=640...1600A, overload protection, II=1.25 to 9 xIN, protection without auxiliary release without auxiliary/alarm switch with Safety Label for USA | - | 0 | 0
3VL8716-3TA40-0AA0 |  | 3VL8716-3TA40-0AA0 | 1 | UN | 1 | 5 | B | D | EAR99 | N | 85362090 | 1 | 4011209827042 | 42.038 | KG | 13530 | 13530 | LP20 | LP20 | circuit breaker VL1600L very high breaking capacity Icu=100kA, 415V AC 4-pole, line protection trip unit ETU10, LIN In=1600A, rated current IR=640...1600A, overload protection, II=1.25 to 9 xIN, short-circuit protection N protected without auxiliary release without auxiliary/alarm switch | - | 0 | 0
3VL8716-3TA40-0AA0-Z | U01 | 3VL8716-3TA40-0AA0-ZU01 | 1 | UN | 1 | 5 | B | D | EAR99 | N | 85362090 | 1 |  | 40.8 | KG | 13578.4 | 13578.4 | LP20 | LP20 | circuit breaker VL1600L very high breaking capacity Icu=100kA, 415V AC 4-pole, line protection trip unit ETU10, LIN In=1600A, rated current IR=640...1600A, overload protection, II=1.25 to 9 xIN, short-circuit protection N protected without auxiliary release without auxiliary/alarm switch with Safety Label for USA | - | 0 | 0
3VL8716-3TB40-0AA0 |  | 3VL8716-3TB40-0AA0 | 1 | UN | 1 | 5 | B | D | EAR99 | N | 85362090 | 1 | 4011209827059 | 42.038 | KG | 12870 | 12870 | LP20 | LP20 | circuit breaker VL1600L very high breaking capacity Icu=100kA, 415V AC 4-pole, line protection trip unit ETU10, LI In=1600A, rated current IR=640...1600A, overload protection, II=1.25 to 9 xIN, short-circuit protection without auxiliary release without auxiliary/alarm switch | - | 0 | 0
3VL8716-3TB40-0AA0-Z | U01 | 3VL8716-3TB40-0AA0-ZU01 | 1 | UN | 1 | 5 | B | D | EAR99 | N | 85362090 | 1 |  | 40.8 | KG | 12918.4 | 12918.4 | LP20 | LP20 | circuit breaker VL1600L very high breaking capacity Icu=100kA, 415V AC 4-pole, line protection trip unit ETU10, LI In=1600A, rated current IR=640...1600A, overload protection, II=1.25 to 9 xIN, short-circuit protection without auxiliary release without auxiliary/alarm switch with Safety Label for USA | - | 0 | 0
3VL8716-3TE40-0AA0 |  | 3VL8716-3TE40-0AA0 | 1 | UN | 1 | 5 | B | D | EAR99 | N | 85362090 | 1 | 4011209827066 | 42.038 | KG | 13200 | 13200 | LP20 | LP20 | circuit breaker VL1600L very high breaking capacity Icu=100kA, 415V AC 4-pole, line protection trip unit ETU20, LSI In=1600A, rated current IR=640...1600A, overload protection, ISD=1.5 to 8 xIR, II=9 xIN short-circuit protection N protected without auxiliary release without auxiliary/alarm switch | - | 0 | 0
3VL8716-3TE40-0AA0-Z | U01 | 3VL8716-3TE40-0AA0-ZU01 | 1 | UN | 1 | 5 | B | D | EAR99 | N | 85362090 | 1 |  | 40.8 | KG | 13248.4 | 13248.4 | LP20 | LP20 | circuit breaker VL1600L very high breaking capacity Icu=100kA, 415V AC 4-pole, line protection trip unit ETU20, LSI In=1600A, rated current IR=640...1600A, overload protection, ISD=1.5 to 8 xIR, II=9 xIN short-circuit protection N protected without auxiliary release without auxiliary/alarm switch with Safety Label for USA | - | 0 | 0
3VL8716-3TF40-0AA0 |  | 3VL8716-3TF40-0AA0 | 1 | UN | 1 | 5 | B | D | EAR99 | N | 85362090 | 1 | 4011209827073 | 42.038 | KG | 13750 | 12688.1 | LP20 | LP20 | circuit breaker VL1600L very high breaking capacity Icu=100kA, 415V AC 4-pole, line protection trip unit ETU20, LSI In=1600A, rated current IR=640...1600A, overload protection, ISD=1.5 to 8 xIR, II=9 xIN short-circuit protection N protected without auxiliary release without auxiliary/alarm switch | - | 0 | 0
3VL8716-3TF40-0AA0-Z | U01 | 3VL8716-3TF40-0AA0-ZU01 | 1 | UN | 1 | 5 | B | D | EAR99 | N | 85362090 | 1 |  | 40.8 | KG | 13798.4 | 13798.4 | LP20 | LP20 | circuit breaker VL1600L very high breaking capacity Icu=100kA, 415V AC 4-pole, line protection trip unit ETU20, LSI In=1600A, rated current IR=640...1600A, overload protection, ISD=1.5 to 8 xIR, II=9 xIN short-circuit protection N protected without auxiliary release without auxiliary/alarm switch with Safety Label for USA | - | 0 | 0
3VL8716-3TH40-0AA0 |  | 3VL8716-3TH40-0AA0 | 1 | UN | 1 | 5 | B | D | EAR99 | N | 85362090 | 1 | 4011209827080 | 42.038 | KG | 16390 | 16390 | LP20 | LP20 | circuit breaker VL1600L very high breaking capacity Icu=100kA, 415V AC 4-pole, line protection trip unit ETU22, LSIG In=1600A, rated current IR=640...1600A, overload protection, ISD=1.5 to 8 xIR, II=9 xIN short-circuit protection N protected without auxiliary release without auxiliary/alarm switch | - | 0 | 0
3VL8716-3TH40-0AA0-Z | U01 | 3VL8716-3TH40-0AA0-ZU01 | 1 | UN | 1 | 5 | B | D | EAR99 | N | 85362090 | 1 |  | 40.8 | KG | 16438.4 | 16438.4 | LP20 | LP20 | circuit breaker VL1600L very high breaking capacity Icu=100kA, 415V AC 4-pole, line protection trip unit ETU22, LSIG In=1600A, rated current IR=640...1600A, overload protection, ISD=1.5 to 8 xIR, II=9 xIN short-circuit protection N protected without auxiliary release without auxiliary/alarm switch with Safety Label for USA | - | 0 | 0
3VL8716-3TN40-0AA0 |  | 3VL8716-3TN40-0AA0 | 1 | UN | 1 | 5 | B | D | EAR99 | N | 85362090 | 1 | 4011209827097 | 42.038 | KG | 16060 | 16060 | LP20 | LP20 | circuit breaker VL1600L very high breaking capacity Icu=100kA, 415V AC 4-pole, line protection trip unit ETU12, LIG In=1600A, rated current IR=640...1600A, overload protection, II=1.25 to 9 xIN, short-circuit protection N protected without auxiliary release without auxiliary/alarm switch | - | 0 | 0
3VL8716-3TN40-0AA0-Z | U01 | 3VL8716-3TN40-0AA0-ZU01 | 1 | UN | 1 | 5 | B | D | EAR99 | N | 85362090 | 1 |  | 40.8 | KG | 16108.4 | 16108.4 | LP20 | LP20 | circuit breaker VL1600L very high breaking capacity Icu=100kA, 415V AC 4-pole, line protection trip unit ETU12, LIG In=1600A, rated current IR=640...1600A, overload protection, II=1.25 to 9 xIN, short-circuit protection N protected without auxiliary release without auxiliary/alarm switch with Safety Label for USA | - | 0 | 0
3VL8716-3UH30-0AA0 |  | 3VL8716-3UH30-0AA0 | 1 | UN | 1 | 5 | B | D | EAR99 | N | 85362090 | 1 | 4011209888715 | 33.14 | KG | 13420 | 13420 | LP20 | LP20 | circuit breaker VL1600L very high breaking capacity Icu=100kA, 415V AC 3-pole, line protection trip unit LCD ETU40, LI/LS/LSI In=1600A, rated current IR=640...1600A, overload protection, ISD=1.5 to 8 xIR, II=9 xIN short-circuit protection without auxiliary release without auxiliary/alarm switch | - | 0 | 0
3VL8716-3UH30-0AA0-Z | U01 | 3VL8716-3UH30-0AA0-ZU01 | 1 | UN | 1 | 5 | B | D | EAR99 | N | 85362090 | 1 |  | 31.3 | KG | 13468.4 | 13468.4 | LP20 | LP20 | circuit breaker VL1600L very high breaking capacity Icu=100kA, 415V AC 3-pole, line protection trip unit LCD ETU40, LI/LS/LSI In=1600A, rated current IR=640...1600A, overload protection, ISD=1.5 to 8 xIR, II=9 xIN short-circuit protection without auxiliary release without auxiliary/alarm switch with Safety Label for USA | - | 0 | 0
3VL8716-3UJ40-0AA0 |  | 3VL8716-3UJ40-0AA0 | 1 | UN | 1 | 5 | B | D | EAR99 | N | 85362090 | 1 | 4011209888807 | 42.038 | KG | 16170 | 16170 | LP20 | LP20 | circuit breaker VL1600L very high breaking capacity Icu=100kA, 415V AC 4-pole, line protection trip unit LCD ETU40, LI/LS/LSI In=1600A, rated current IR=640...1600A, overload protection, ISD=1.5 to 8 xIR, II=9 xIN short-circuit protection N protected without auxiliary release without auxiliary/alarm switch | - | 0 | 0
3VL8716-3UJ40-0AA0-Z | U01 | 3VL8716-3UJ40-0AA0-ZU01 | 1 | UN | 1 | 5 | B | D | EAR99 | N | 85362090 | 1 |  | 40.8 | KG | 16218.4 | 16218.4 | LP20 | LP20 | circuit breaker VL1600L very high breaking capacity Icu=100kA, 415V AC 4-pole, line protection trip unit LCD ETU40, LI/LS/LSI In=1600A, rated current IR=640...1600A, overload protection, ISD=1.5 to 8 xIR, II=9 xIN short-circuit protection N protected without auxiliary release without auxiliary/alarm switch with Safety Label for USA | - | 0 | 0
3VL8716-3UL30-0AA0 |  | 3VL8716-3UL30-0AA0 | 1 | UN | 1 | 5 | B | D | EAR99 | N | 85362090 | 1 | 4011209888746 | 33.14 | KG | 13420 | 13420 | LP20 | LP20 | circuit breaker VL1600L very high breaking capacity Icu=100kA, 415V AC 3-pole, line protection trip unit LCD ETU42, LSIG 3 phases/3 lines In=1600A, rated current IR=640...1600A, overload protection, ISD=1.5 to 8xIR, II=9XIN short-circuit protection without auxiliary release without auxiliary/alarm switch | - | 0 | 0
3VL8716-3UL30-0AA0-Z | U01 | 3VL8716-3UL30-0AA0-ZU01 | 1 | UN | 1 | 5 | B | D | EAR99 | N | 85362090 | 1 |  | 31.3 | KG | 13468.4 | 13468.4 | LP20 | LP20 | circuit breaker VL1600L very high breaking capacity Icu=100kA, 415V AC 3-pole, line protection trip unit LCD ETU42, LSIG 3 phases/3 lines In=1600A, rated current IR=640...1600A, overload protection, ISD=1.5 to 8xIR, II=9XIN short-circuit protection without auxiliary release without auxiliary/alarm switch with Safety Label for USA | - | 0 | 0
3VL8716-3UM30-0AA0 |  | 3VL8716-3UM30-0AA0 | 1 | UN | 1 | 5 | B | D | EAR99 | N | 85362090 | 1 | 4011209888777 | 33.14 | KG | 13420 | 13420 | LP20 | LP20 | circuit breaker VL1600L very high breaking capacity Icu=100kA, 415V AC 3-pole, line protection trip unit LCD ETU42, LSIG 3 phases/4 lines with connecting cable In=1600A, rated current IR=640...1600A, overload protection, ISD=1.5 to 8xIR, II=9XIN short-circuit protection without auxiliary release without auxiliary/alarm switch | - | 0 | 0
3VL8716-3UM30-0AA0-Z | U01 | 3VL8716-3UM30-0AA0-ZU01 | 1 | UN | 1 | 5 | B | D | EAR99 | N | 85362090 | 1 |  | 31.3 | KG | 13468.4 | 13468.4 | LP20 | LP20 | circuit breaker VL1600L very high breaking capacity Icu=100kA, 415V AC 3-pole, line protection trip unit LCD ETU42, LSIG 3 phases/4 lines with connecting cable In=1600A, rated current IR=640...1600A, overload protection, ISD=1.5 to 8xIR, II=9XIN short-circuit protection without auxiliary release without auxiliary/alarm switch with Safety Label for USA | - | 0 | 0
3VL8716-3UN40-0AA0 |  | 3VL8716-3UN40-0AA0 | 1 | UN | 1 | 5 | B | D | EAR99 | N | 85362090 | 1 | 4011209888838 | 42.038 | KG | 16170 | 16170 | LP20 | LP20 | circuit breaker VL1600L very high breaking capacity Icu=100kA, 415V AC 4-pole, line protection trip unit LCD ETU42, LSIG In=1600A, rated current IR=640...1600A, overload protection, ISD=1.5 to 8 xIR, II=9 xIN short-circuit protection N protected with ground-fault protection without auxiliary release without auxiliary/alarm switch | - | 0 | 0
3VL8716-3UN40-0AA0-Z | U01 | 3VL8716-3UN40-0AA0-ZU01 | 1 | UN | 1 | 5 | B | D | EAR99 | N | 85362090 | 1 |  | 40.8 | KG | 16218.4 | 16218.4 | LP20 | LP20 | circuit breaker VL1600L very high breaking capacity Icu=100kA, 415V AC 4-pole, line protection trip unit LCD ETU42, LSIG In=1600A, rated current IR=640...1600A, overload protection, ISD=1.5 to 8 xIR, II=9 xIN short-circuit protection N protected with ground-fault protection without auxiliary release without auxiliary/alarm switch with Safety Label for USA | - | 0 | 0
3VL9000-3MY00 |  | 3VL9000-3MY00 | 1 | UN | 1 | 2 | A | D | N | N | 85366990 | 1 | 4011209838871 | 0.572 | KG | 95.04 | 95.04 | LP20 | LP20 | accessory for 3VL1-8 aux. circuit plug connection f. motorized op. mech. | - | 0 | 0
3VL9000-4WL00 |  | 3VL9000-4WL00 | 1 | UN | 1 | 5 | B | D | EAR99 | N | 85365080 | 1 | 4011209477360 | 0.039 | KG | 74.69 | 74.69 | LP20 | LP20 | accessory for VL160X, VL160, VL250, VL400, VL630, VL800, VL1250, VL1600, pos. signaling switch | - | 0 | 0
3VL9000-4WL01 |  | 3VL9000-4WL01 | 1 | UN | 1 | 5 | B | D | EAR99 | N | 85365080 | 1 |  | 0.04 | KG | 87.89 | 87.89 | LP20 | LP20 | accessory for VL150X UL, VL250 UL VL400 UL, VL400X UL, VL800 UL, VL1200 UL, VL1600 UL, (CG frame-PG frame) position signaling switch | - | 0 | 0
3VL9000-8AK10 |  | 3VL9000-8AK10 | 1 | UN | 1 | 2 | A | D | EAR99 | N | 85444290 | 1 | 4011209758520 | 0.025 | KG | 147.4 | 147.4 | LP20 | LP20 | connecting cable | - | 0 | 0
3VL9000-8AK30 |  | 3VL9000-8AK30 | 1 | UN | 1 | 2 | A | D | EAR99 | N | 85444290 | 1 | 4011209951174 | 2.11 | KG | 147.4 | 147.4 | LP20 | LP20 | connecting cable | - | 0 | 0
3VL9000-8AP01 |  | 3VL9000-8AP01 | 1 | UN | 1 | 5 | B | D | EAR99I | N | 85044082 | 1 |  | 0.185 | KG | 102.3 | 102.3 | LP20 | LP20 | accessory circuit breakers 3VL IEC/UL battery power supply for ETU/LCD ETU for VL160-1600 VL150-1600 UL (DG frame PG frame) | - | 0 | 0
3VL9000-8AQ20 |  | 3VL9000-8AQ20 | 1 | UN | 1 | 5 | B | D | EAR99 | N | 85444290 | 1 | 4011209758551 | 0.226 | KG | 48.62 | 48.62 | LP20 | LP20 | spare parts: extension cable 1.5m for connecting COM10 TO LCD ETU for all sizes | - | 0 | 7
3VL9000-8AQ50 |  | 3VL9000-8AQ50 | 1 | UN | 1 | 2 | A | D | EAR99 | N | 85444290 | 1 | 4011209909137 | 0.078 | KG | 80.96 | 80.96 | LP20 | LP20 | accessory for VL160-250 connecting cable COM2X-ETU, 1.5m | - | 0 | 0
3VL9000-8AQ51 |  | 3VL9000-8AQ51 | 1 | UN | 1 | 5 | B | D | EAR99 | N | 85444290 | 1 | 4011209909144 | 0.152 | KG | 98.89 | 98.89 | LP20 | LP20 | accessory for VL160-250 connecting cable COM2X-ETU, 3.0m | - | 0 | 0
3VL9000-8AQ60 |  | 3VL9000-8AQ60 | 1 | UN | 1 | 2 | A | D | EAR99 | N | 85444290 | 1 | 4011209742406 | 0.072 | KG | 89.98 | 89.98 | LP20 | LP20 | accessory for VL400 connecting cable COM2X-ETU, 1.5m | - | 0 | 0
3VL9000-8AQ61 |  | 3VL9000-8AQ61 | 1 | UN | 1 | 5 | B | D | EAR99 | N | 85444290 | 1 | 4011209742413 | 0.138 | KG | 108.02 | 108.02 | LP20 | LP20 | accessory for VL400 connecting cable COM2X-ETU; 3.0m | - | 0 | 0
3VL9000-8AQ70 |  | 3VL9000-8AQ70 | 1 | UN | 1 | 2 | A | D | EAR99 | N | 85444290 | 1 | 4011209742420 | 0.075 | KG | 108.02 | 108.02 | LP20 | LP20 | accessory for VL630-1600 connecting cable COM2X-ETU, 1.5m | - | 0 | 0
3VL9000-8AQ71 |  | 3VL9000-8AQ71 | 1 | UN | 1 | 5 | B | D | EAR99 | N | 85444290 | 1 | 4011209742437 | 0.134 | KG | 125.4 | 125.4 | LP20 | LP20 | accessory for VL630-1600 connecting cable COM2X-ETU 3.0m | - | 0 | 0
3VL9000-8AQ80 |  | 3VL9000-8AQ80 | 1 | UN | 1 | 2 | A | D | EAR99 | N | 85444290 | 1 | 4011209742444 | 0.072 | KG | 80.96 | 80.96 | LP20 | LP20 | accessory for VL160-250 connecting cable COM2X-ETU, 1.5m | - | 0 | 0
3VL9000-8AQ81 |  | 3VL9000-8AQ81 | 1 | UN | 1 | 5 | B | D | EAR99 | N | 85444290 | 1 | 4011209742376 | 0.136 | KG | 98.89 | 98.89 | LP20 | LP20 | accessory for VL160-250 connecting cable COM2X-ETU, 3.0m | - | 0 | 0
3VL9000-8AR00 |  | 3VL9000-8AR00 | 1 | UN | 1 | 5 | B | D | EAR99 | N | 85389099 | 1 | 4011209758575 | 1.22 | KG | 3597 | 3597 | LP20 | LP20 | accessory for VL160, VL250, VL400, VL630, VL800, VL1250, VL1600 COM10 module for connecting SENTRON VL to Profibus DP reading of measured and parameter values and signals, status of switching func. via motor, with DPV1 functionality | - | 0 | 0
3VL9000-8AU00 |  | 3VL9000-8AU00 | 1 | UN | 1 | 2 | A | D | EAR99 | N | 85371098 | 1 | 4011209742383 | 0.287 | KG | 1098.9 | 1098.9 | LP20 | LP20 | accessory for VL160, VL250, VL400, VL630, VL800, VL1250, VL1600 COM20 module for connecting SENTRON VL to Profibus DP reading of measured and parameter values and signals, status of switching func. via motor, with DPV1 functionality | - | 0 | 0
3VL9000-8AV00 |  | 3VL9000-8AV00 | 1 | UN | 1 | 2 | A | D | EAR99 | N | 85371098 | 1 | 4011209742390 | 0.295 | KG | 1098.9 | 1098.9 | LP20 | LP20 | accessory for VL160, VL250, VL400, VL630, VL800, VL1250, VL1600, COM21 module for connecting SENTRON VL to MODBUS RTU, reading of measured and parameter values and signals, status of switching func. via motor | - | 0 | 0
3VL9000-8LH10 |  | 3VL9000-8LH10 | 1 | UN | 1 | 5 | B | D | EAR99 | N | 85389099 | 1 | 4011209477865 | 0.303 | KG | 59.4 | 59.4 | LP20 | LP20 | accessory for VL160X, VL160, VL250, Bowden cable, 0.5m, for mechanical interlock | - | 0 | 0
3VL9000-8LH11 |  | 3VL9000-8LH11 | 1 | UN | 1 | 5 | B | D | EAR99 | N | 85389099 | 1 |  | 0.36 | KG | 69.96 | 69.96 | LP20 | LP20 | accessory for VL150X UL-VL250UL UL Bowden cable, 0.5m, for mechanical interlock | - | 0 | 0
3VL9000-8LH20 |  | 3VL9000-8LH20 | 1 | UN | 1 | 5 | B | D | EAR99 | N | 85389099 | 1 | 4011209477858 | 0.371 | KG | 94.6 | 94.6 | LP20 | LP20 | accessory for VL160X, VL160, VL250, VL400, VL630, VL800, Bowden cable, 1 meter, for mechanical interlock | - | 0 | 0
3VL9000-8LH21 |  | 3VL9000-8LH21 | 1 | UN | 1 | 5 | B | D | EAR99 | N | 85389099 | 1 |  | 0.4 | KG | 111.1 | 111.1 | LP20 | LP20 | accessory for circuit breaker 3VL, Bowden cable for mechanical interlocking | - | 0 | 0
3VL9000-8LH30 |  | 3VL9000-8LH30 | 1 | UN | 1 | 5 | B | D | EAR99 | N | 85389099 | 1 | 4011209477841 | 0.646 | KG | 129.8 | 129.8 | LP20 | LP20 | accessory for VL160X-VL1600, Bowden cable, 1.5m, for mechanical interlock | - | 0 | 0
3VL9000-8LH31 |  | 3VL9000-8LH31 | 1 | UN | 1 | 5 | B | D | EAR99 | N | 85389099 | 1 |  | 0.533 | KG | 154 | 154 | LP20 | LP20 | accessory for VL150X UL-VL1600 UL, Bowden cable, 1.5m, for mechanical interlock | - | 0 | 0
3VL9100-3MA10 |  | 3VL9100-3MA10 | 1 | UN | 1 | 5 | B | D | N | N | 85389099 | 1 | 4011209788664 | 1.807 | KG | 603.9 | 603.9 | LP20 | LP20 | accessory for VL160X motorized operating mechanism 24V DC | - | 0 | 0
3VL9100-3MC10 |  | 3VL9100-3MC10 | 1 | UN | 1 | 5 | B | D | N | N | 85389099 | 1 | 4011209788688 | 1.79 | KG | 603.9 | 603.9 | LP20 | LP20 | accessory for VL160X motorized operating mechanism 42-60V AC/DC | - | 0 | 0
3VL9100-3MD10 |  | 3VL9100-3MD10 | 1 | UN | 1 | 5 | B | D | N | N | 85389099 | 1 | 4011209788695 | 1.77 | KG | 603.9 | 603.9 | LP20 | LP20 | accessory for VL160X motorized operating mechanism 110-127V AC/DC | - | 0 | 0
3VL9100-3ME10 |  | 3VL9100-3ME10 | 1 | UN | 1 | 5 | B | D | N | N | 85389099 | 1 | 4011209788701 | 1.802 | KG | 603.9 | 603.9 | LP20 | LP20 | accessory for VL160X motorized operating mechanism 220-250V AC/DC | - | 0 | 0
3VL9100-3MY10 |  | 3VL9100-3MY10 | 1 | UN | 1 | 5 | B | D | N | N | 85389099 | 1 | 4011209891029 | 0.053 | KG | 38.17 | 38.17 | LP20 | LP20 | accessory for VL160X adapter plate with screws f. motorized op. mech. SEO | - | 0 | 0
3VL9100-4PA30 |  | 3VL9100-4PA30 | 1 | UN | 1 | 5 | B | D | EAR99 | N | 85369095 | 1 | 4011209476011 | 2.49 | KG | 309.1 | 309.1 | LP20 | LP20 | accessory for VL160X, plug-in base assembly kit rear connection, 3-pole | - | 0 | 0
3VL9100-4PA31 |  | 3VL9100-4PA31 | 1 | UN | 1 | 5 | B | D | EAR99 | N | 85369095 | 1 | 4011209731226 | 2.71 | KG | 387.2 | 387.2 | LP20 | LP20 | accessory for VL150XUL (CG frame) plug-in base assembly kit rear connection, 3-pole | - | 0 | 0
3VL9100-4PA40 |  | 3VL9100-4PA40 | 1 | UN | 1 | 5 | B | D | EAR99 | N | 85369095 | 1 | 4011209476004 | 3.272 | KG | 410.3 | 410.3 | LP20 | LP20 | accessory for VL160X, plug-in base assembly kit rear connection, 4-pole | - | 0 | 0
3VL9100-4PB30 |  | 3VL9100-4PB30 | 1 | UN | 1 | 5 | B | D | EAR99 | N | 85369095 | 1 | 4011209475991 | 3 | KG | 499.4 | 499.4 | LP20 | LP20 | accessory for VL160X, plug-in base assembly kit rear connection RCD module (RCD) 3-pole | - | 0 | 0
3VL9100-4PB40 |  | 3VL9100-4PB40 | 1 | UN | 1 | 5 | B | D | EAR99 | N | 85369095 | 1 | 4011209475984 | 3.79 | KG | 597.3 | 597.3 | LP20 | LP20 | accessory for VL160X, plug-in base assembly kit rear connection RCD module (RCD) 4-pole | - | 0 | 0
3VL9100-4PC30 |  | 3VL9100-4PC30 | 1 | UN | 1 | 5 | B | D | EAR99 | N | 85369095 | 1 | 4011209475977 | 2.291 | KG | 309.1 | 309.1 | LP20 | LP20 | accessory for VL160X, plug-in base assembly kit front connection, 3-pole | - | 0 | 0
3VL9100-4PC31 |  | 3VL9100-4PC31 | 1 | UN | 1 | 5 | B | D | EAR99 | N | 85369095 | 1 | 4011209731233 | 2.44 | KG | 387.2 | 387.2 | LP20 | LP20 | accessory for VL150XUL, (CG frame) plug-in base assembly kit front connection, 3-pole | - | 0 | 0
3VL9100-4PC40 |  | 3VL9100-4PC40 | 1 | UN | 1 | 5 | B | D | EAR99 | N | 85369095 | 1 | 4011209475960 | 2.942 | KG | 410.3 | 410.3 | LP20 | LP20 | accessory for VL160X, plug-in base assembly kit front connection, 4-pole | - | 0 | 0
3VL9100-4PD30 |  | 3VL9100-4PD30 | 1 | UN | 1 | 5 | B | D | EAR99 | N | 85369095 | 1 | 4011209475953 | 2.819 | KG | 499.4 | 499.4 | LP20 | LP20 | accessory for VL160X, plug-in base assembly kit front connection RCD module (RCD) 3-pole | - | 0 | 0
3VL9100-4PD40 |  | 3VL9100-4PD40 | 1 | UN | 1 | 5 | B | D | EAR99 | N | 85369095 | 1 | 4011209475946 | 3.502 | KG | 597.3 | 597.3 | LP20 | LP20 | accessory for VL160X, plug-in base assembly kit front connection RCD module (RCD) 4-pole | - | 0 | 0
3VL9100-4PF00 |  | 3VL9100-4PF00 | 1 | UN | 1 | 5 | B | D | EAR99 | N | 85389099 | 1 | 4011209758582 | 0.01 | KG | 30.91 | 30.91 | LP20 | LP20 | accessory for VL160X, trip pin+spring | - | 0 | 0
3VL9100-4PF01 |  | 3VL9100-4PF01 | 1 | UN | 1 | 5 | B | D | EAR99 | N | 85389099 | 1 | 4011209769014 | 0.013 | KG | 38.72 | 38.72 | LP20 | LP20 | accessory for VL150X UL CG frame trip pin+spring | - | 0 | 0
3VL9100-4PS30 |  | 3VL9100-4PS30 | 1 | UN | 1 | 5 | B | D | EAR99 | N | 85369095 | 1 | 4011209758599 | 0.312 | KG | 122.1 | 122.1 | LP20 | LP20 | accessory for VL160X, blade contact kit 3P comprises 6 blade contacts and 1 trip pin | - | 0 | 0
3VL9100-4PS31 |  | 3VL9100-4PS31 | 1 | UN | 1 | 5 | B | D | EAR99 | N | 85369095 | 1 | 4011209731240 | 0.332 | KG | 156.2 | 156.2 | LP20 | LP20 | accessory for VL150XUL, (CG frame) blade contact kit 3P comprises 6 blade contacts | - | 0 | 0
3VL9100-4PS40 |  | 3VL9100-4PS40 | 1 | UN | 1 | 5 | B | D | EAR99 | N | 85369095 | 1 | 4011209758605 | 0.396 | KG | 201.3 | 201.3 | LP20 | LP20 | accessory for VL160X, blade contact kit 4P comprises 8 blade contacts and 1 trip pin | - | 0 | 0
3VL9100-4RA00 |  | 3VL9100-4RA00 | 1 | UN | 1 | 5 | B | D | EAR99 | N | 85369010 | 1 | 4011209477353 | 0.163 | KG | 17.27 | 17.27 | LP20 | LP20 | accessory for VL160X, rear connection, short, round comprises 1 connection | - | 0 | 0
3VL9100-4RA01 |  | 3VL9100-4RA01 | 1 | UN | 1 | 5 | B | D | EAR99 | N | 85369010 | 1 | 4011209739901 | 0.158 | KG | 22.11 | 22.11 | LP20 | LP20 | accessory for VL150XUL (CG frame) rear connection short, round comprises 1 connection | - | 0 | 0
3VL9100-4RB00 |  | 3VL9100-4RB00 | 1 | UN | 1 | 5 | B | D | EAR99 | N | 85369010 | 1 | 4011209477346 | 0.26 | KG | 21.34 | 21.34 | LP20 | LP20 | accessory for VL160X, rear connection, long, round, comprises 1 connection | - | 0 | 0
3VL9100-4RB01 |  | 3VL9100-4RB01 | 1 | UN | 1 | 5 | B | D | EAR99 | N | 85369010 | 1 | 4011209739918 | 0.261 | KG | 26.84 | 26.84 | LP20 | LP20 | accessory for VL150XUL (CG frame) rear connection, long, round, comprises 1 connection | - | 0 | 0
3VL9100-4RC30 |  | 3VL9100-4RC30 | 1 | UN | 1 | 5 | B | D | EAR99 | N | 85369010 | 1 | 4011209477339 | 0.556 | KG | 56.76 | 56.76 | LP20 | LP20 | accessory for VL160X, rear connection, round comprises 3 connections short-long-short 3-pole | - | 0 | 0
3VL9100-4RC31 |  | 3VL9100-4RC31 | 1 | UN | 1 | 5 | B | D | EAR99 | N | 85369010 | 1 | 4011209731257 | 0.552 | KG | 71.72 | 71.72 | LP20 | LP20 | accessory for VL150XUL CG frame rear connection, round comprises 3 connections short-long-short 3-pole | - | 0 | 0
3VL9100-4RF40 |  | 3VL9100-4RF40 | 1 | UN | 1 | 5 | B | D | EAR99 | N | 85369010 | 1 | 4011209477322 | 0.805 | KG | 78.21 | 78.21 | LP20 | LP20 | accessory for VL160X, rear connection, round comprises 4 connections 2 long+2 short 4-pole | - | 0 | 0
3VL9100-4RK00 |  | 3VL9100-4RK00 | 1 | UN | 1 | 5 | B | D | EAR99 | N | 85369010 | 1 | 4011209477315 | 0.104 | KG | 20.24 | 20.24 | LP20 | LP20 | accessory for VL160X, rear connection, short/flat comprises 1 connection | - | 0 | 0
3VL9100-4RK01 |  | 3VL9100-4RK01 | 1 | UN | 1 | 5 | B | D | EAR99 | N | 85369010 | 1 | 4011209739925 | 0.126 | KG | 25.3 | 25.3 | LP20 | LP20 | accessory for VL150XUL (CG frame) rear connection, short/flat comprises 1 connection | - | 0 | 0
3VL9100-4RL00 |  | 3VL9100-4RL00 | 1 | UN | 1 | 5 | B | D | EAR99 | N | 85369010 | 1 | 4011209477308 | 0.222 | KG | 23.76 | 23.76 | LP20 | LP20 | accessory for VL160X, rear connection, long, round/flat comprises 1 connection | - | 0 | 0
3VL9100-4RL01 |  | 3VL9100-4RL01 | 1 | UN | 1 | 5 | B | D | EAR99 | N | 85369010 | 1 | 4011209739932 | 0.222 | KG | 29.48 | 29.48 | LP20 | LP20 | accessory for VL150XUL (CG frame) rear connection, long, round/flat comprises 1 connection | - | 0 | 0
3VL9100-4RM30 |  | 3VL9100-4RM30 | 1 | UN | 1 | 5 | B | D | EAR99 | N | 85369010 | 1 | 4011209477292 | 0.408 | KG | 63.91 | 63.91 | LP20 | LP20 | accessory for VL160X, rear connection, short, flat comprises 3 connections short-long-short 3-pole | - | 0 | 0
3VL9100-4RM31 |  | 3VL9100-4RM31 | 1 | UN | 1 | 5 | B | D | EAR99 | N | 85369010 | 1 | 4011209731264 | 0.462 | KG | 79.97 | 79.97 | LP20 | LP20 | accessory for VL150XUL CG frame rear connection, short, flat comprises 3 connections short-long-short 3-pole | - | 0 | 0
3VL9100-4RN40 |  | 3VL9100-4RN40 | 1 | UN | 1 | 5 | B | D | EAR99 | N | 85369010 | 1 | 4011209477285 | 0.652 | KG | 87.34 | 87.34 | LP20 | LP20 | accessory for VL160X, rear connection long, flat comprises 4 connections 2 long+2 short 4-pole | - | 0 | 0
3VL9100-4TA31 |  | 3VL9100-4TA31 | 1 | UN | 1 | 5 | B | D | EAR99 | N | 85369095 | 1 | 4011209719897 | 0.063 | KG | 35.31 | 35.31 | LP20 | LP20 | accessory for VL150XUL, (CG frame) connection with screw terminal metric thread comprises 3 connections | - | 0 | 0
3VL9100-4TC30 |  | 3VL9100-4TC30 | 1 | UN | 1 | 5 | B | D | EAR99 | N | 85389099 | 1 | 4011209477254 | 0.103 | KG | 30.14 | 30.14 | LP20 | LP20 | accessory for VL160X, box terminals comprises 3 box terminals 3-pole | - | 0 | 0
3VL9100-4TC40 |  | 3VL9100-4TC40 | 1 | UN | 1 | 5 | B | D | EAR99 | N | 85389099 | 1 | 4011209477247 | 0.132 | KG | 40.92 | 40.92 | LP20 | LP20 | accessory for VL160X, box terminals comprises 4 box terminals 4-pole | - | 0 | 0
3VL9100-4TD30 |  | 3VL9100-4TD30 | 1 | UN | 1 | 5 | B | D | EAR99 | N | 85389099 | 1 | 4011209477223 | 0.1 | KG | 28.71 | 28.71 | LP20 | LP20 | accessory for VL160X, circular conductor terminal for Cu/Al comprises 3 connections 3-pole | - | 0 | 0
3VL9100-4TD40 |  | 3VL9100-4TD40 | 1 | UN | 1 | 5 | B | D | EAR99 | N | 85389099 | 1 | 4011209477216 | 0.121 | KG | 37.62 | 37.62 | LP20 | LP20 | accessory for VL160X, circular conductor terminal for Cu/Al comprises 4 connections 4-pole | - | 0 | 0
3VL9112-5GA30 |  | 3VL9112-5GA30 | 1 | UN | 1 | 5 | B | D | EAR99H | N | 85363090 | 1 | 4011209472518 | 1.5 | KG | 1364 | 1256.6 | LP20 | LP20 | accessory for VL160X, RCD module, mounting on bottom In=160A Ue=127...480V 3-pole |  | 0 | 0
3VL9112-5GA40 |  | 3VL9112-5GA40 | 1 | UN | 1 | 5 | B | D | EAR99H | N | 85363090 | 1 | 4011209472563 | 1.849 | KG | 1562 | 1424.2 | LP20 | LP20 | accessory for VL160X, RCD module, mounting on bottom In=160A Ue=127...480V 4-pole |  | 0 | 0
3VL9115-4TD30 |  | 3VL9115-4TD30 | 1 | UN | 1 | 5 | B | D | EAR99 | N | 85389099 | 1 | 4011209856073 | 0.337 | KG | 80.96 | 80.96 | LP20 | LP20 | accessory for VL160X, circular conductor terminal comprises 3 circular conductor terminal and terminal cover 3-pole | - | 0 | 0
3VL9115-4TD40 |  | 3VL9115-4TD40 | 1 | UN | 1 | 5 | B | D | EAR99 | N | 85389099 | 1 | 4011209856080 | 0.429 | KG | 108.02 | 108.02 | LP20 | LP20 | accessory for VL160X, circular conductor terminal (DELETE) comprises 4 circular conductor terminal and terminal cover 4-pole | - | 0 | 0
3VL9116-4TA30 |  | 3VL9116-4TA30 | 1 | UN | 1 | 5 | B | D | EAR99 | N | 85369095 | 1 | 4011209673908 | 0.067 | KG | 28.71 | 28.71 | LP20 | LP20 | accessory for VL160X, connection with screw terminal metric thread M6 comprises 3 connections | - | 0 | 0
3VL9116-4TA40 |  | 3VL9116-4TA40 | 1 | UN | 1 | 5 | B | D | EAR99 | N | 85369095 | 1 | 4011209673915 | 0.084 | KG | 37.62 | 37.62 | LP20 | LP20 | accessory for VL160X, connection with screw terminal metric thread M6 comprises 4 4 connections | - | 0 | 0
3VL9120-4TC31 |  | 3VL9120-4TC31 | 1 | UN | 1 | 5 | B | D | EAR99 | N | 85389099 | 1 | 4011209731271 | 0.1 | KG | 37.07 | 37.07 | LP20 | LP20 | accessory for VL150XUL, (CG frame) box terminals comprises 3 box terminals 3-pole | - | 0 | 0
3VL9120-4TN31 |  | 3VL9120-4TN31 | 1 | UN | 1 | 5 | B | D | EAR99 | N | 85369010 | 1 | 4011209835139 | 0.269 | KG | 98.89 | 98.89 | LP20 | LP20 | accessory for VL160X box terminals comprises 3 box terminals and terminal cover 3-pole | - | 0 | 0
3VL9130-4TD31 |  | 3VL9130-4TD31 | 1 | UN | 1 | 30 | D | D | EAR99 | N | 85389099 | 1 | 4011209731288 | 0.093 | KG | 86.68 | 86.68 | LP20 | LP20 | accessory for VL150XUL, (CG frame) circular conductor terminal (DELETE) for Cu/Al comprises 3 connections 3-pole only for 60-150A cat. no. 3TA1CG30 | - | 0 | 0
3VL9200-3TN00 |  | 3VL9200-3TN00 | 1 | UN | 1 | 5 | B | D | EAR99 | N | 85369010 | 1 | 4011209686816 | 0.125 | KG | 108.79 | 108.79 | LP20 | LP20 | aux. conductor terminal 3VL1 1 set = 10 units | - | 0 | 0
3VL9200-4EC31 |  | 3VL9200-4EC31 | 1 | UN | 1 | 5 | B | D | EAR99I | N | 85369095 | 1 | 4011209690769 | 1.356 | KG | 167.2 | 167.2 | LP20 | LP20 | accessory for circuit breaker 3VL21 (DG) front connecting bars, comprises 3 connecting bars 3-pole (cat. no.: FBCD3) | - | 0 | 0
3VL9200-4PA30 |  | 3VL9200-4PA30 | 1 | UN | 1 | 5 | B | D | EAR99 | N | 85369095 | 1 | 4011209475939 | 2.666 | KG | 316.8 | 316.8 | LP20 | LP20 | accessory for VL160, plug-in base assembly kit rear connection, 3-pole | - | 0 | 0
3VL9200-4PA31 |  | 3VL9200-4PA31 | 1 | UN | 1 | 5 | B | D | EAR99 | N | 85369095 | 1 |  | 2.679 | KG | 383.9 | 383.9 | LP20 | LP20 | accessory for VL150UL (DG frame) plug-in base assembly kit rear connection, 3-pole | - | 0 | 0
3VL9200-4PA40 |  | 3VL9200-4PA40 | 1 | UN | 1 | 5 | B | D | EAR99 | N | 85369095 | 1 | 4011209475922 | 3.12 | KG | 424.6 | 424.6 | LP20 | LP20 | accessory for VL160, plug-in base assembly kit rear connection, 4-pole | - | 0 | 0
3VL9200-4PB30 |  | 3VL9200-4PB30 | 1 | UN | 1 | 5 | B | D | EAR99 | N | 85369095 | 1 | 4011209475915 | 2.991 | KG | 509.3 | 509.3 | LP20 | LP20 | accessory for VL160, plug-in base assembly kit rear connection RCD module (RCD) 3-pole | - | 0 | 0
3VL9200-4PB40 |  | 3VL9200-4PB40 | 1 | UN | 1 | 5 | B | D | EAR99 | N | 85369095 | 1 | 4011209475908 | 3.752 | KG | 612.7 | 612.7 | LP20 | LP20 | accessory for VL160, plug-in base assembly kit rear connection RCD module (RCD) 4-pole | - | 0 | 0
3VL9200-4PC30 |  | 3VL9200-4PC30 | 1 | UN | 1 | 5 | B | D | EAR99 | N | 85369095 | 1 | 4011209475892 | 2.254 | KG | 316.8 | 316.8 | LP20 | LP20 | accessory for VL160, plug-in base assembly kit front connection, 3-pole | - | 0 | 0
3VL9200-4PC31 |  | 3VL9200-4PC31 | 1 | UN | 1 | 5 | B | D | EAR99 | N | 85369095 | 1 |  | 2.53 | KG | 383.9 | 383.9 | LP20 | LP20 | accessory for VL150UL, (DG frame) plug-in base assembly kit front connection, 3-pole | - | 0 | 0
3VL9200-4PC40 |  | 3VL9200-4PC40 | 1 | UN | 1 | 5 | B | D | EAR99 | N | 85369095 | 1 | 4011209475885 | 3.007 | KG | 424.6 | 424.6 | LP20 | LP20 | accessory for VL160, plug-in base assembly kit front connection, 4-pole | - | 0 | 0
3VL9200-4PD30 |  | 3VL9200-4PD30 | 1 | UN | 1 | 5 | B | D | EAR99 | N | 85369095 | 1 | 4011209475878 | 2.481 | KG | 509.3 | 509.3 | LP20 | LP20 | accessory for VL160, plug-in base assembly kit front connection RCD module (RCD) 3-pole | - | 0 | 0
3VL9200-4PD40 |  | 3VL9200-4PD40 | 1 | UN | 1 | 5 | B | D | EAR99 | N | 85369095 | 1 | 4011209477155 | 3.395 | KG | 612.7 | 612.7 | LP20 | LP20 | accessory for VL160, plug-in base assembly kit front connection RCD module (RCD) 4-pole | - | 0 | 0
3VL9200-4PS30 |  | 3VL9200-4PS30 | 1 | UN | 1 | 5 | B | D | EAR99 | N | 85369095 | 1 | 4011209758735 | 0.303 | KG | 127.6 | 127.6 | LP20 | LP20 | accessory for VL160, blade switch contact kit 3P comprises 6 blade contacts and 1 trip pin | - | 0 | 0
3VL9200-4PS31 |  | 3VL9200-4PS31 | 1 | UN | 1 | 5 | B | D | EAR99 | N | 85369095 | 1 |  | 0.248 | KG | 151.8 | 151.8 | LP20 | LP20 | accessory for VL150UL, (DG frame) blade switch contact kit 3P comprises 6 blade contacts | - | 0 | 0
3VL9200-4PS40 |  | 3VL9200-4PS40 | 1 | UN | 1 | 5 | B | D | EAR99 | N | 85369095 | 1 | 4011209758742 | 0.381 | KG | 203.5 | 203.5 | LP20 | LP20 | accessory for VL160, blade switch contact kit 4P comprises 8 blade contacts and 1 trip pin | - | 0 | 0
3VL9200-4RA00 |  | 3VL9200-4RA00 | 1 | UN | 1 | 5 | B | D | EAR99 | N | 85369010 | 1 | 4011209477148 | 0.161 | KG | 20.24 | 20.24 | LP20 | LP20 | accessory for VL160, rear connection short, round comprises 1 connection | - | 0 | 0
3VL9200-4RA01 |  | 3VL9200-4RA01 | 1 | UN | 1 | 5 | B | D | EAR99 | N | 85369010 | 1 |  | 0.165 | KG | 24.2 | 24.2 | LP20 | LP20 | accessory for VL150UL (DG frame) rear connection short, round comprises 1 connection | - | 0 | 0
3VL9200-4RB00 |  | 3VL9200-4RB00 | 1 | UN | 1 | 5 | B | D | EAR99 | N | 85369010 | 1 | 4011209477131 | 0.264 | KG | 23.76 | 23.76 | LP20 | LP20 | accessory for VL160, rear connection, long, round comprises 1 connection | - | 0 | 0
3VL9200-4RB01 |  | 3VL9200-4RB01 | 1 | UN | 1 | 5 | B | D | EAR99 | N | 85369010 | 1 |  | 0.271 | KG | 28.16 | 28.16 | LP20 | LP20 | accessory for VL150UL (DG frame) rear connection, long, round comprises 1 connection | - | 0 | 0
3VL9200-4RC30 |  | 3VL9200-4RC30 | 1 | UN | 1 | 5 | B | D | EAR99 | N | 85369010 | 1 | 4011209477124 | 0.565 | KG | 63.91 | 63.91 | LP20 | LP20 | accessory for VL160, rear connection, round comprises 3 connections short-long-short 3-pole | - | 0 | 0
3VL9200-4RC31 |  | 3VL9200-4RC31 | 1 | UN | 1 | 5 | B | D | EAR99 | N | 85369010 | 1 |  | 0.566 | KG | 76.23 | 76.23 | LP20 | LP20 | accessory for VL150UL DG frame rear connection, round comprises 3 connections short-long-short 3-pole | - | 0 | 0
3VL9200-4RF40 |  | 3VL9200-4RF40 | 1 | UN | 1 | 5 | B | D | EAR99 | N | 85369010 | 1 | 4011209477117 | 0.817 | KG | 87.34 | 87.34 | LP20 | LP20 | accessory for VL160, rear connection, round comprises 4 connections 2 long+2 short 4-pole | - | 0 | 0
3VL9200-4RK00 |  | 3VL9200-4RK00 | 1 | UN | 1 | 5 | B | D | EAR99 | N | 85369010 | 1 | 4011209477100 | 0.133 | KG | 23.76 | 23.76 | LP20 | LP20 | accessory for VL160, rear connection, short, round/flat comprises 1 connection | - | 0 | 0
3VL9200-4RK01 |  | 3VL9200-4RK01 | 1 | UN | 1 | 5 | B | D | EAR99 | N | 85369010 | 1 |  | 0.132 | KG | 26.84 | 26.84 | LP20 | LP20 | accessory for VL150UL (DG frame) rear connection, short, round/flat comprises 1 connection | - | 0 | 0
3VL9200-4RL00 |  | 3VL9200-4RL00 | 1 | UN | 1 | 5 | B | D | EAR99 | N | 85369010 | 1 | 4011209477094 | 0.227 | KG | 26.51 | 26.51 | LP20 | LP20 | accessory for VL160, rear connection, long, round/flat comprises 1 connection | - | 0 | 0
3VL9200-4RL01 |  | 3VL9200-4RL01 | 1 | UN | 1 | 5 | B | D | EAR99 | N | 85369010 | 1 |  | 0.233 | KG | 31.46 | 31.46 | LP20 | LP20 | accessory for VL150UL (DG frame) rear connection, long, round/flat comprises 1 connection | - | 0 | 0
3VL9200-4RM30 |  | 3VL9200-4RM30 | 1 | UN | 1 | 5 | B | D | EAR99 | N | 85369010 | 1 | 4011209477087 | 0.455 | KG | 70.95 | 70.95 | LP20 | LP20 | accessory for VL160, rear connection, short, flat comprises 3 connections short-long-short 3-pole | - | 0 | 0
3VL9200-4RM31 |  | 3VL9200-4RM31 | 1 | UN | 1 | 5 | B | D | EAR99 | N | 85369010 | 1 |  | 0.46 | KG | 84.81 | 84.81 | LP20 | LP20 | accessory for VL150UL DG frame rear connection, short, flat comprises 3 connections short-long-short 3-pole | - | 0 | 0
3VL9200-4RN40 |  | 3VL9200-4RN40 | 1 | UN | 1 | 5 | B | D | EAR99 | N | 85369010 | 1 | 4011209477070 | 0.656 | KG | 97.02 | 97.02 | LP20 | LP20 | accessory for VL160, rear connection, long, flat comprises 4 connections 2 long+2 short 4-pole | - | 0 | 0
3VL9200-4TA31 |  | 3VL9200-4TA31 | 1 | UN | 1 | 5 | B | D | N | N | 85369095 | 1 | 4011209676756 | 0.075 | KG | 34.21 | 34.21 | LP20 | LP20 | accessory for VL150UL, (DG frame) connection with screw terminal metric thread comprises 3 connections | - | 0 | 0
3VL9200-4TB01 |  | 3VL9200-4TB01 | 1 | UN | 1 | 30 | D | D | EAR99 | N | 85389099 | 1 |  | 1.5 | KG | 12.76 | 12.76 | LP20 | LP20 | circuit br. VL std nut keeper D ACC cat. no. TNKD | - | 0 | 7
3VL9200-4TB31 |  | 3VL9200-4TB31 | 1 | UN | 1 | 30 | D | D | N | N | 85369095 | 1 | 4011209676800 | 0.068 | KG | 34.21 | 34.21 | LP20 | LP20 | accessory for VL150UL, (DG frame) connection with screw terminal inch thread comprises 3 connections | - | 0 | 0
3VL9200-4TC30 |  | 3VL9200-4TC30 | 1 | UN | 1 | 5 | B | D | EAR99 | N | 85369010 | 1 | 4011209477049 | 0.122 | KG | 30.14 | 30.14 | LP20 | LP20 | accessory for VL160, box terminals comprises 3 box terminals 3-pole | - | 0 | 0
3VL9200-4TC40 |  | 3VL9200-4TC40 | 1 | UN | 1 | 5 | B | D | EAR99 | N | 85369010 | 1 | 4011209477032 | 0.155 | KG | 40.7 | 40.7 | LP20 | LP20 | accessory for VL160, box terminals comprises 4 box terminals 4-pole | - | 0 | 0
3VL9200-4TD30 |  | 3VL9200-4TD30 | 1 | UN | 1 | 5 | B | D | EAR99 | N | 85369010 | 1 | 4011209477018 | 0.125 | KG | 28.71 | 28.71 | LP20 | LP20 | accessory for VL160, circular conductor terminal (DELETE) for Cu/Al comprises 3 connections 3-pole | - | 0 | 0
3VL9200-4TD40 |  | 3VL9200-4TD40 | 1 | UN | 1 | 5 | B | D | EAR99 | N | 85369010 | 1 | 4011209477001 | 0.161 | KG | 37.62 | 37.62 | LP20 | LP20 | accessory for VL160, circular conductor terminal (DELETE) for Cu/Al comprises 4 4 connections 4-pole | - | 0 | 0
3VL9200-4WA30 |  | 3VL9200-4WA30 | 1 | UN | 1 | 5 | B | D | EAR99 | N | 85369095 | 1 | 4011209758858 | 4.94 | KG | 499.4 | 499.4 | LP20 | LP20 | accessory for VL160, withdr. vers., assembly kit rear connection, 3-pole | - | 0 | 0
3VL9200-4WA31 |  | 3VL9200-4WA31 | 1 | UN | 1 | 5 | B | D | EAR99 | N | 85369095 | 1 |  | 5.231 | KG | 596.2 | 596.2 | LP20 | LP20 | accessory for VL150UL, (DG frame) withdr. vers., assembly kit rear connection, 3-pole | - | 0 | 0
3VL9200-4WA40 |  | 3VL9200-4WA40 | 1 | UN | 1 | 5 | B | D | EAR99 | N | 85369095 | 1 | 4011209758865 | 5.662 | KG | 664.4 | 664.4 | LP20 | LP20 | accessory for VL160, withdr. vers., assembly kit rear connection, 4-pole | - | 0 | 0
3VL9200-4WB30 |  | 3VL9200-4WB30 | 1 | UN | 1 | 5 | B | D | EAR99 | N | 85369095 | 1 | 4011209758872 | 6.301 | KG | 709.5 | 709.5 | LP20 | LP20 | accessory for VL160, withdr. vers., assembly kit rear connection RCD module (RCD) 3-pole | - | 0 | 0
3VL9200-4WB40 |  | 3VL9200-4WB40 | 1 | UN | 1 | 5 | B | D | EAR99 | N | 85369095 | 1 | 4011209758889 | 6.919 | KG | 872.3 | 872.3 | LP20 | LP20 | accessory for VL160, withdr. vers., assembly kit rear connection RCD module (RCD) 4-pole | - | 0 | 0
3VL9200-4WC30 |  | 3VL9200-4WC30 | 1 | UN | 1 | 5 | B | D | EAR99 | N | 85369095 | 1 | 4011209758896 | 4.987 | KG | 499.4 | 499.4 | LP20 | LP20 | accessory for VL160, withdr. vers., assembly kit front connection, 3-pole | - | 0 | 0
3VL9200-4WC31 |  | 3VL9200-4WC31 | 1 | UN | 1 | 5 | B | D | EAR99 | N | 85369095 | 1 |  | 4.987 | KG | 596.2 | 596.2 | LP20 | LP20 | accessory for VL150UL, (DG frame) withdr. vers., assembly kit front connection, 3-pole | - | 0 | 0
3VL9200-4WC40 |  | 3VL9200-4WC40 | 1 | UN | 1 | 5 | B | D | EAR99 | N | 85369095 | 1 | 4011209758902 | 5.56 | KG | 664.4 | 664.4 | LP20 | LP20 | accessory for VL160, withdr. vers., assembly kit front connection, 4-pole | - | 0 | 0
3VL9200-4WD30 |  | 3VL9200-4WD30 | 1 | UN | 1 | 5 | B | D | EAR99 | N | 85369095 | 1 | 4011209758919 | 6.045 | KG | 709.5 | 709.5 | LP20 | LP20 | accessory for VL160, withdr. vers., assembly kit front connection RCD module (RCD) 3-pole | - | 0 | 0
3VL9200-4WD40 |  | 3VL9200-4WD40 | 1 | UN | 1 | 5 | B | D | EAR99 | N | 85369095 | 1 | 4011209758926 | 6.732 | KG | 872.3 | 872.3 | LP20 | LP20 | accessory for VL160, withdr. vers., assembly kit front connection RCD module (RCD) 4-pole | - | 0 | 0
3VL9202-4TP01 |  | 3VL9202-4TP01 | 1 | UN | 1 | 30 | D | D | EAR99 | N | 85369010 | 1 |  | 0.107 | KG | 66.11 | 66.11 | LP20 | LP20 | circuit br. VL distribution LUG D15 cat. no. TA3DG02 | - | 0 | 7
3VL9202-4TP31 |  | 3VL9202-4TP31 | 1 | UN | 1 | 30 | D | D | EAR99 | N | 85369010 | 1 |  | 1.5 | KG | 229.9 | 229.9 | LP20 | LP20 | circuit br. VL3 kit LUGS D150 cat. no. 3TA3DG02 | - | 0 | 7
3VL9204-4TP01 |  | 3VL9204-4TP01 | 1 | UN | 1 | 30 | D | D | EAR99 | N | 85369010 | 1 |  | 0.1 | KG | 41.36 | 41.36 | LP20 | LP20 | circuit br. VL distribution LUGS D-FR cat. no. TA6DG04 | - | 0 | 7
3VL9204-4TP31 |  | 3VL9204-4TP31 | 1 | UN | 1 | 30 | D | D | EAR99 | N | 85369010 | 1 |  | 3.5 | KG | 145.2 | 145.2 | LP20 | LP20 | circuit br. VL3 kit distribution LUGS D-FR cat. no. 3TA6DG04 | - | 0 | 7
3VL9205-7DC30 |  | 3VL9205-7DC30 | 1 | UN | 1 | 10 | C | D | N | N | 85363030 | 1 | 4011209686311 | 0.682 | KG | 57.64 | 57.64 | LP20 | LP20 | ETU VL160 3-pole, line protection thermal-magnetic, LI IR=40...50A, overload protection II=250...500A, short-circuit protection box terminal/screw terminal connection in scope of supply of sw. unit | - | 0 | 0
3VL9205-7EJ40 |  | 3VL9205-7EJ40 | 1 | UN | 1 | 10 | C | D | N | N | 85363030 | 1 | 4011209686328 | 1.218 | KG | 75.35 | 75.35 | LP20 | LP20 | ETU VL160 4-pole, line protection thermal-magnetic, LI IR=40...50A, overload protection, II=250...500A, short-circuit protection, N unprotected connection with screw terminal terminal connections in scope of supply of sw. unit | - | 0 | 0
3VL9205-7EM40 |  | 3VL9205-7EM40 | 1 | UN | 1 | 10 | C | D | N | N | 85363030 | 1 | 4011209666221 | 1.233 | KG | 86.57 | 86.57 | LP20 | LP20 | ETU VL160 4-pole, line protection thermal-magnetic, LI IR=40...50A, overload prot., II=250...500A, short-circuit protection, N protected box terminal/screw terminal connections in scope of supply of sw. unit | - | 0 | 0
3VL9206-6CH30 |  | 3VL9206-6CH30 | 1 | UN | 1 | 30 | D | D | EAR99 | N | 85363030 | 1 | 4011209664067 | 0.954 | KG | 2332 | 2332 | LP20 | LP20 | ETU VL160 3-pole, line protection LCD ETU40, LI/LS/LSI IR=26...63A, overload protection, ISD=1.5 to 10xIR, II=11 xIN short-circuit protection box terminal/screw terminal connections in scope of supply of sw. unit | - | 0 | 0
3VL9206-6CJ40 |  | 3VL9206-6CJ40 | 1 | UN | 1 | 30 | D | D | EAR99 | N | 85363030 | 1 | 4011209664340 | 1.46 | KG | 2629 | 2629 | LP20 | LP20 | ETU VL160 4-pole, line protection LCD ETU40, LI/LS/LSI IR=26...63A, overload protection, ISD=1.5 to 10xIR, II=11 xIN short-circuit protection, N protected box terminal/screw terminal connections in scope of supply of sw. unit | - | 0 | 0
3VL9206-6CL30 |  | 3VL9206-6CL30 | 1 | UN | 1 | 30 | D | D | EAR99 | N | 85363030 | 1 | 4011209664074 | 0.954 | KG | 2662 | 2662 | LP20 | LP20 | ETU VL160 3-pole, line protection LCD ETU42, LSIG 3 phases/3 lines IR=26...63A, overload protection, ISD=1.5 to 10xIR, II=11 xIN short-circuit protection box terminal/screw terminal connections in scope of supply of sw. unit | - | 0 | 0
3VL9206-6CM30 |  | 3VL9206-6CM30 | 1 | UN | 1 | 30 | D | D | EAR99 | N | 85363030 | 1 | 4011209664098 | 0.968 | KG | 2662 | 2662 | LP20 | LP20 | ETU VL160 3-pole, line protection LCD ETU42, LSIG 3 phases/4 lines with connecting cable IR=26...63A, overload protection, ISD=1.5 to 10xIR, II=11 xIN short-circuit protection box terminal/screw terminal connections in scope of supply of sw. unit | - | 0 | 0
3VL9206-6CN40 |  | 3VL9206-6CN40 | 1 | UN | 1 | 30 | D | D | EAR99 | N | 85363030 | 1 | 4011209664357 | 1.299 | KG | 2629 | 2629 | LP20 | LP20 | ETU VL160 4-pole, line protection LCD ETU42, LSIG IR=26...63A, overload protection, ISD=1.5 to 10xIR, II=11 xIN short-circuit protection, N protected with ground-fault protection box terminal/screw terminal connections in scope of supply of sw. unit | - | 0 | 0
3VL9206-6CP30 |  | 3VL9206-6CP30 | 1 | UN | 1 | 30 | D | D | EAR99 | N | 85363030 | 1 | 4011209664081 | 0.96 | KG | 2332 | 2332 | LP20 | LP20 | ETU VL160 3-pole, motor/generator prot. LCD ETU40M, LI IR=26...63A, overload protection, ISD=1.5 to 10xIR, II=11 xIN short-circuit protection box terminal/screw terminal connections in scope of supply of sw. unit | - | 0 | 0
3VL9206-6LA40 |  | 3VL9206-6LA40 | 1 | UN | 1 | 10 | C | D | EAR99 | N | 85363030 | 1 | 4011209949225 | 1.11 | KG | 706.2 | 706.2 | LP20 | LP20 | ETU VL160 4-pole, line protection ETU10, LI IR=26...63A, overload protection, II=1.25 to 11xIN, short-circuit protection, N protected box terminal/screw terminal connections in scope of supply of sw. unit shipbuilding certificate for LRS, DNV and gL | - | 0 | 0
3VL9206-6LB30 |  | 3VL9206-6LB30 | 1 | UN | 1 | 10 | C | D | EAR99 | N | 85363030 | 1 | 4011209949232 | 0.887 | KG | 490.6 | 490.6 | LP20 | LP20 | ETU VL160 3-pole, line protection ETU10, LI IR=26...63A, overload protection, II=1.25 to 11xIN, short-circuit protection shipbuilding certificate for LRS, DNV and gL | - | 0 | 0
3VL9206-6LE30 |  | 3VL9206-6LE30 | 1 | UN | 1 | 10 | C | D | EAR99 | N | 85363030 | 1 | 4011209949249 | 0.888 | KG | 551.1 | 551.1 | LP20 | LP20 | ETU VL160 3-pole, line protection ETU20, LSI IR=26...63A, overload protection, ISD=1.5 to 10xIR, II=11 xIN short-circuit protection box terminal/screw terminal connections in scope of supply of sw. unit shipbuilding certificate for LRS, DNV and gL | - | 0 | 0
3VL9206-6LF40 |  | 3VL9206-6LF40 | 1 | UN | 1 | 10 | C | D | EAR99 | N | 85363030 | 1 | 4011209949256 | 1.093 | KG | 793.1 | 793.1 | LP20 | LP20 | ETU VL160 4-pole, line protection ETU20, LSI IR=26...63A, overload protection, ISD=1.5 to 10xIR, II=11 xIN short-circuit protection, N protected box terminal/screw terminal connections in scope of supply of sw. unit shipbuilding certificate for LRS, DNV and gL | - | 0 | 0
3VL9206-6LS30 |  | 3VL9206-6LS30 | 1 | UN | 1 | 10 | C | D | EAR99 | N | 85363030 | 1 | 4011209949263 | 0.89 | KG | 446.6 | 446.6 | LP20 | LP20 | ETU VL160 3-pole, motor protection ETU30M, LI IR=26...63A, overload protection, TC=10A...30, time lag class II=6/8/11 xIN, short-circuit protection box terminal/screw terminal connections in scope of supply of sw. unit shipbuilding certificate for LRS, DNV and gL | - | 0 | 0
3VL9206-6MB30 |  | 3VL9206-6MB30 | 1 | UN | 1 | 10 | C | D | EAR99 | N | 85363030 | 1 | 4011209949270 | 0.99 | KG | 523.6 | 523.6 | LP20 | LP20 | ETU VL160 3-pole, line protection ETU10, LI IR=26...63A, overload protection, II=1.25 to 11xIN, short-circuit protection | - | 0 | 0
3VL9206-6ME30 |  | 3VL9206-6ME30 | 1 | UN | 1 | 10 | C | D | EAR99 | N | 85363030 | 1 | 4011209949287 | 0.985 | KG | 579.7 | 579.7 | LP20 | LP20 | ETU VL160 3-pole, line protection ETU20, LSI IR=26...63A, overload protection, ISD=1.5 to 10xIR, II=11 xIN short-circuit protection box terminal/screw terminal connections in scope of supply of sw. unit | - | 0 | 0
3VL9206-6MF30 |  | 3VL9206-6MF30 | 1 | UN | 1 | 10 | C | D | EAR99 | N | 85363030 | 1 | 4011209949294 | 1.012 | KG | 808.5 | 808.5 | LP20 | LP20 | ETU VL160 3-pole, line protection ETU12, LIG 3 phases/3 lines IR=26...63A, overload protection, II=1.25 to 11xIN, short-circuit protection box terminal/screw terminal connections in scope of supply of sw. unit | - | 0 | 0
3VL9206-6MG30 |  | 3VL9206-6MG30 | 1 | UN | 1 | 10 | C | D | EAR99 | N | 85363030 | 1 | 4011209949300 | 0.993 | KG | 752.4 | 752.4 | LP20 | LP20 | ETU VL160 3-pole, line protection ETU22, LSIG 3 phases/3 lines IR=26...63A, overload protection, ISD=1.5 to 10xIR, II=11 xIN short-circuit protection box terminal/screw terminal connections in scope of supply of sw. unit | - | 0 | 0
3VL9206-6MH30 |  | 3VL9206-6MH30 | 1 | UN | 1 | 10 | C | D | EAR99 | N | 85363030 | 1 | 4011209949317 | 1.034 | KG | 843.7 | 843.7 | LP20 | LP20 | ETU VL160 3-pole, line protection ETU22, LSIG 3 phases/4 lines with connecting cable IR=26...63A, overload protection, ISD=1.5 to 10xIR, II=11 xIN short-circuit protection box terminal/screw terminal connections in scope of supply of sw. unit | - | 0 | 0
3VL9206-6ML30 |  | 3VL9206-6ML30 | 1 | UN | 1 | 10 | C | D | EAR99 | N | 85363030 | 1 | 4011209949324 | 1.014 | KG | 723.8 | 723.8 | LP20 | LP20 | ETU VL160 3-pole, line protection ETU12, LIG 3 phases/3 lines IR=26...63A, overload protection, II=1.25 to 11xIN, short-circuit protection box terminal/screw terminal connections in scope of supply of sw. unit | - | 0 | 0
3VL9206-6MP30 |  | 3VL9206-6MP30 | 1 | UN | 1 | 10 | C | D | EAR99 | N | 85363030 | 1 | 4011209949331 | 0.999 | KG | 438.9 | 438.9 | LP20 | LP20 | ETU VL160 3-pole, motor/generator prot. ETU10M, LI IR=26...63A, overload protection, II=1.25 to 11xIN, short-circuit protection box terminal/screw terminal connections in scope of supply of sw. unit | - | 0 | 0
3VL9206-6MS30 |  | 3VL9206-6MS30 | 1 | UN | 1 | 10 | C | D | EAR99 | N | 85363030 | 1 | 4011209949348 | 1.012 | KG | 487.3 | 487.3 | LP20 | LP20 | ETU VL160 3-pole, motor protection ETU30M, LI IR=26...63A, overload protection, TC=10A...30, time lag class II=6/8/11 xIN, short-circuit protection box terminal/screw terminal connections in scope of supply of sw. unit | - | 0 | 0
3VL9206-6NA40 |  | 3VL9206-6NA40 | 1 | UN | 1 | 10 | C | D | EAR99 | N | 85363030 | 1 | 4011209949355 | 1.163 | KG | 718.3 | 718.3 | LP20 | LP20 | ETU VL160 4-pole, line protection ETU10, LI IR=26...63A, overload protection, II=1.25 to 11xIN, short-circuit protection, N protected box terminal/screw terminal connections in scope of supply of sw. unit | - | 0 | 0
3VL9206-6NB40 |  | 3VL9206-6NB40 | 1 | UN | 1 | 10 | C | D | EAR99 | N | 85363030 | 1 | 4011209949362 | 1.1 | KG | 651.2 | 651.2 | LP20 | LP20 | ETU VL160 4-pole, line protection ETU10, LI IR=26...63A, overload protection, II=1.25 to 11xIN, short-circuit protection, box terminal/screw terminal connections in scope of supply of sw. unit | - | 0 | 0
3VL9206-6NE40 |  | 3VL9206-6NE40 | 1 | UN | 1 | 10 | C | D | EAR99 | N | 85363030 | 1 | 4011209949379 | 1.11 | KG | 722.7 | 722.7 | LP20 | LP20 | ETU VL160 4-pole, line protection ETU20, LIG IR=26...63A, overload protection, II=1.25 to 11xIN, short-circuit protection, box terminal/screw terminal connections in scope of supply of sw. unit | - | 0 | 0
3VL9206-6NF40 |  | 3VL9206-6NF40 | 1 | UN | 1 | 10 | C | D | EAR99 | N | 85363030 | 1 | 4011209949416 | 1.168 | KG | 789.8 | 789.8 | LP20 | LP20 | ETU VL160 4-pole, line protection ETU20, LSI IR=26...63A, overload protection, ISD=1.5 to 10xIR, II=11 xIN short-circuit protection, N protected box terminal/screw terminal connections in scope of supply of sw. unit | - | 0 | 0
3VL9206-6NH40 |  | 3VL9206-6NH40 | 1 | UN | 1 | 10 | C | D | EAR99 | N | 85363030 | 1 | 4011209949423 | 1.17 | KG | 1026.3 | 1026.3 | LP20 | LP20 | ETU VL160 4-pole, line protection ETU22, LSIG IR=26...63A, overload protection, ISD=1.5 to 10xIR, II=11 xIN short-circuit protection, N protected box terminal/screw terminal connections in scope of supply of sw. unit | - | 0 | 0
3VL9206-6NN40 |  | 3VL9206-6NN40 | 1 | UN | 1 | 10 | C | D | EAR99 | N | 85363030 | 1 | 4011209949430 | 1.164 | KG | 994.4 | 994.4 | LP20 | LP20 | ETU VL160 4-pole, line protection ETU12, LIG IR=26...63A, overload protection, II=1.25 to 11xIN, short-circuit protection, N protected box terminal/screw terminal connections in scope of supply of sw. unit | - | 0 | 0
3VL9206-6SB30 |  | 3VL9206-6SB30 | 1 | UN | 1 | 10 | C | D | EAR99 | N | 85363030 | 1 | 4011209949447 | 0.729 | KG | 424.6 | 424.6 | LP20 | LP20 | ETU VL160 3-pole, line protection ETU10, LI IR=26...63A, overload protection, II=1.25 to 11xIN, short-circuit protection | - | 0 | 0
3VL9206-6SE30 |  | 3VL9206-6SE30 | 1 | UN | 1 | 10 | C | D | EAR99 | N | 85363030 | 1 | 4011209949454 | 0.742 | KG | 476.3 | 476.3 | LP20 | LP20 | ETU VL160 3-pole, line protection ETU20, LSI IR=26...63A, overload protection, ISD=1.5 to 10xIR, II=11 xIN short-circuit protection box terminal/screw terminal connections in scope of supply of sw. unit | - | 0 | 0
3VL9206-6SF30 |  | 3VL9206-6SF30 | 1 | UN | 1 | 10 | C | D | EAR99 | N | 85363030 | 1 | 4011209949461 | 0.771 | KG | 708.4 | 708.4 | LP20 | LP20 | ETU VL160 3-pole, line protection ETU12, LIG 3 phases/4 lines IR=26...63A, overload protection, II=1.25 to 11xIN, short-circuit protection box terminal/screw terminal connections in scope of supply of sw. unit | - | 0 | 0
3VL9206-6SG30 |  | 3VL9206-6SG30 | 1 | UN | 1 | 10 | C | D | EAR99 | N | 85363030 | 1 | 4011209949478 | 0.74 | KG | 649 | 649 | LP20 | LP20 | ETU VL160 3-pole, line protection ETU22, LSIG 3 phases/3 lines IR=26...63A, overload protection, ISD=1.5 to 10xIR, II=11 xIN short-circuit protection box terminal/screw terminal connections in scope of supply of sw. unit | - | 0 | 0
3VL9206-6SH30 |  | 3VL9206-6SH30 | 1 | UN | 1 | 10 | C | D | EAR99 | N | 85363030 | 1 | 4011209667952 | 0.767 | KG | 741.4 | 741.4 | LP20 | LP20 | ETU VL160 3-pole, line protection ETU22, LSIG 3 phases/4 lines with connecting cable IR=26...63A, overload protection, ISD=1.5 to 10xIR, II=11 xIN short-circuit protection box terminal/screw terminal connections in scope of supply of sw. unit, tripping solenoid integrated | - | 0 | 0
3VL9206-6SL30 |  | 3VL9206-6SL30 | 1 | UN | 1 | 10 | C | D | EAR99 | N | 85363030 | 1 | 4011209949485 | 0.749 | KG | 623.7 | 623.7 | LP20 | LP20 | ETU VL160 3-pole, line protection ETU12, LIG 3 phases/3 lines IR=26...63A, overload protection, II=1.25 to 11xIN, short-circuit protection box terminal/screw terminal connections in scope of supply of sw. unit | - | 0 | 0
3VL9206-6SP30 |  | 3VL9206-6SP30 | 1 | UN | 1 | 10 | C | D | EAR99 | N | 85363030 | 1 | 4011209949492 | 0.748 | KG | 336.6 | 336.6 | LP20 | LP20 | ETU VL160 3-pole, motor/generator prot. ETU10M, LI IR=26...63A, overload protection, II=1.25 to 11xIN, short-circuit protection box terminal/screw terminal connections in scope of supply of sw. unit | - | 0 | 0
3VL9206-6SS30 |  | 3VL9206-6SS30 | 1 | UN | 1 | 10 | C | D | EAR99 | N | 85363030 | 1 | 4011209949508 | 0.741 | KG | 389.4 | 389.4 | LP20 | LP20 | ETU VL160 3-pole, motor protection ETU30M, LI IR=26...63A, overload protection, TC=10A...30, time lag class II=6/8/11 xIN, short-circuit protection box terminal/screw terminal connections in scope of supply of sw. unit | - | 0 | 0
3VL9206-6TA40 |  | 3VL9206-6TA40 | 1 | UN | 1 | 10 | C | D | EAR99 | N | 85363030 | 1 | 4011209949515 | 0.898 | KG | 614.9 | 614.9 | LP20 | LP20 | ETU VL160 4-pole, line protection ETU10, LI IR=26...63A, overload protection, II=1.25 to 11xIN, short-circuit protection, N protected box terminal/screw terminal connections in scope of supply of sw. unit | - | 0 | 0
3VL9206-6TB40 |  | 3VL9206-6TB40 | 1 | UN | 1 | 10 | C | D | EAR99 | N | 85363030 | 1 | 4011209949522 | 0.837 | KG | 554.4 | 554.4 | LP20 | LP20 | ETU VL 160 4-pole, line protection ETU10, LI IR= 26...63A, overload protection, II= 1.25 to 11 X IN, short-circuit protection, box terminal/screw terminal connections in scope of supply of sw. unit | - | 0 | 0
3VL9206-6TE40 |  | 3VL9206-6TE40 | 1 | UN | 1 | 10 | C | D | EAR99 | N | 85363030 | 1 | 4011209949539 | 0.893 | KG | 617.1 | 617.1 | LP20 | LP20 | ETU VL160 4-pole, line protection ETU20, LSI IR=26...63A, overload protection, ISD=1.5 to 10xIR, II=11 xIN short-circuit protection, N unprotected box terminal/screw terminal connections in scope of supply of sw. unit | - | 0 | 0
3VL9206-6TF40 |  | 3VL9206-6TF40 | 1 | UN | 1 | 10 | C | D | EAR99 | N | 85363030 | 1 | 4011209949546 | 0.9 | KG | 689.7 | 689.7 | LP20 | LP20 | ETU VL160 4-pole, line protection ETU20, LSI IR=26...63A, overload protection, ISD=1.5 to 10xIR, II=11 xIN short-circuit protection, N protected box terminal/screw terminal connections in scope of supply of sw. unit | - | 0 | 0
3VL9206-6TH40 |  | 3VL9206-6TH40 | 1 | UN | 1 | 10 | C | D | EAR99 | N | 85363030 | 1 | 4011209834972 | 0.893 | KG | 928.4 | 928.4 | LP20 | LP20 | ETU VL160 4-pole, line protection ETU22, LSIG IR=26...63A, overload protection, ISD=1.5 to 10xIR, II=11 xIN short-circuit protection, N protected box terminal/screw terminal connections in scope of supply of sw. unit | - | 0 | 0
3VL9206-6TN40 |  | 3VL9206-6TN40 | 1 | UN | 1 | 10 | C | D | EAR99 | N | 85363030 | 1 | 4011209949553 | 0.902 | KG | 895.4 | 895.4 | LP20 | LP20 | ETU VL160 4-pole, line protection ETU12, LIG IR=26...63A, overload protection, II=1.25 to 11xIN, short-circuit protection, N protected box terminal/screw terminal connections in scope of supply of sw. unit | - | 0 | 0
3VL9206-6UH30 |  | 3VL9206-6UH30 | 1 | UN | 1 | 5 | B | D | EAR99 | N | 85363030 | 1 | 4011209903555 | 0.985 | KG | 1496 | 1496 | LP20 | LP20 | ETU VL160 3-pole, line protection LCD ETU40, LI/LS/LSI IR=26...63A, overload protection, ISD=1.5 to 10xIR, II=11 xIN short-circuit protection box terminal/screw terminal connections in scope of supply of sw. unit | - | 0 | 0
3VL9206-6UJ40 |  | 3VL9206-6UJ40 | 1 | UN | 1 | 10 | C | D | EAR99 | N | 85363030 | 1 | 4011209903586 | 1.189 | KG | 1705 | 1705 | LP20 | LP20 | ETU VL160 4-pole, line protection LCD ETU40, LI/LS/LSI IR=26...63A, overload protection, ISD=1.5 to 10xIR, II=11 xIN short-circuit protection, N protected box terminal/screw terminal connections in scope of supply of sw. unit | - | 0 | 0
3VL9206-6UL30 |  | 3VL9206-6UL30 | 1 | UN | 1 | 10 | C | D | EAR99 | N | 85363030 | 1 | 4011209903562 | 1.3 | KG | 1727 | 1727 | LP20 | LP20 | ETU VL160 3-pole, line protection LCD ETU42, LSIG 3 phases/3 lines IR=26...63A, overload protection, ISD=1.5 to 10xIR, II=11 xIN short-circuit protection box terminal/screw terminal connections in scope of supply of sw. unit | - | 0 | 0
3VL9206-6UM30 |  | 3VL9206-6UM30 | 1 | UN | 1 | 5 | B | D | EAR99 | N | 85363030 | 1 | 4011209903579 | 1.038 | KG | 1727 | 1727 | LP20 | LP20 | ETU VL160 3-pole, line protection LCD ETU42, LSIG 3 phases/4 lines with connecting cable IR=26...63A, overload protection, ISD=1.5 to 10xIR, II=11 xIN short-circuit protection box terminal/screw terminal connections in scope of supply of sw. unit | - | 0 | 0
3VL9206-6UN40 |  | 3VL9206-6UN40 | 1 | UN | 1 | 10 | C | D | EAR99 | N | 85363030 | 1 | 4011209903593 | 1.192 | KG | 1705 | 1705 | LP20 | LP20 | ETU VL160 4-pole, line protection LCD ETU42, LSIG IR=26...63A, overload protection, ISD=1.5 to 10xIR, II=11 xIN short-circuit protection, N protected with ground-fault protection box terminal/screw terminal connections in scope of supply of sw. unit | - | 0 | 0
3VL9206-6UP30 |  | 3VL9206-6UP30 | 1 | UN | 1 | 10 | C | D | EAR99 | N | 85363030 | 1 | 4011209903548 | 1.03 | KG | 1496 | 1496 | LP20 | LP20 | ETU VL160 3-pole, motor/generator prot. LCD ETU40M, LI IR=26...63A, overload protection, ISD=1.5 to 10xIR, II=11 xIN short-circuit protection box terminal/screw terminal connections in scope of supply of sw. unit | - | 0 | 0
3VL9206-7DC30 |  | 3VL9206-7DC30 | 1 | UN | 1 | 10 | C | D | N | N | 85363030 | 1 | 4011209686441 | 0.684 | KG | 57.64 | 57.64 | LP20 | LP20 | ETU VL160 3-pole, line protection thermal-magnetic, LI IR=50...63A, overload protection II=300...600A, short-circuit protection box terminal/screw terminal connections in scope of supply of sw. unit | - | 0 | 0
3VL9206-7DK30 |  | 3VL9206-7DK30 | 1 | UN | 1 | 5 | B | D | N | N | 85363030 | 1 | 4011209666238 | 0.68 | KG | 24.2 | 24.2 | LP20 | LP20 | ETU VL160 3-pole, starter combination II=450...900A, short-circuit protection box terminal/screw terminal connections in scope of supply of sw. unit | - | 0 | 0
3VL9206-7EJ40 |  | 3VL9206-7EJ40 | 1 | UN | 1 | 10 | C | D | N | N | 85363030 | 1 | 4011209686335 | 1.025 | KG | 75.35 | 75.35 | LP20 | LP20 | ETU VL160 4-pole, line protection thermal-magnetic, LI IR=50...63A, overload protection, II=300...600A, short-circuit protection, N unprotected box terminal/screw terminal connections in scope of supply of sw. unit | - | 0 | 0
3VL9206-7EM40 |  | 3VL9206-7EM40 | 1 | UN | 1 | 10 | C | D | N | N | 85363030 | 1 | 4011209666245 | 1.265 | KG | 86.57 | 86.57 | LP20 | LP20 | ETU VL160 4-pole, line protection thermal-magnetic, LI Ir=50...63A, overload prot. II=300...600A, short-circuit protection, N protected box terminal/screw terminal connections in scope of supply of sw. unit | - | 0 | 0
3VL9206-8TT01 |  | 3VL9206-8TT01 | 1 | UN | 1 | 30 | D | D | EAR99 | N | 85389099 | 1 |  | 0.892 | KG | 1210 | 1210 | LP20 | LP20 | circuit br. VL NEUT CT 60A D FRM cat. no. NGSD060 | - | 0 | 7
3VL9208-7DC30 |  | 3VL9208-7DC30 | 1 | UN | 1 | 10 | C | D | N | N | 85363030 | 1 | 4011209686465 | 0.7 | KG | 81.95 | 81.95 | LP20 | LP20 | ETU VL160 3-pole, line protection thermal-magnetic, LI IR=63...80A, overload protection II=400...800A, short-circuit protection box terminal/screw terminal connections in scope of supply of sw. unit | - | 0 | 0
3VL9208-7EJ40 |  | 3VL9208-7EJ40 | 1 | UN | 1 | 5 | B | D | N | N | 85363030 | 1 | 4011209686489 | 1.24 | KG | 108.57 | 108.57 | LP20 | LP20 | ETU VL160 4-pole, line protection thermal-magnetic, LI IR=63...80A, overload protection, II=400...800A, short-circuit protection, N unprotected box terminal/screw terminal connections in scope of supply of sw. unit | - | 0 | 0
3VL9208-7EM40 |  | 3VL9208-7EM40 | 1 | UN | 1 | 10 | C | D | N | N | 85363030 | 1 | 4011209666252 | 1.065 | KG | 123.2 | 123.2 | LP20 | LP20 | ETU VL160 4-pole, line protection thermal-magnetic, LI IR=63...80A, overload prot., II=400...800A, short-circuit protection, N protected box terminal/screw terminal connections in scope of supply of sw. unit | - | 0 | 0
3VL9210-6CH30 |  | 3VL9210-6CH30 | 1 | UN | 1 | 30 | D | D | EAR99 | N | 85363030 | 1 | 4011209664104 | 0.936 | KG | 2332 | 2332 | LP20 | LP20 | ETU VL160 3-pole, line protection LCD ETU40, LI/LS/LSI IR=40...100A, overload protection, ISD=1.5 to 10xIR, II=11 xIN short-circuit protection box terminal/screw terminal connections in scope of supply of sw. unit | - | 0 | 0
3VL9210-6CJ40 |  | 3VL9210-6CJ40 | 1 | UN | 1 | 30 | D | D | EAR99 | N | 85363030 | 1 | 4011209664371 | 1.14 | KG | 2629 | 2629 | LP20 | LP20 | ETU VL160 4-pole, line protection LCD ETU40, LI/LS/LSI IR=40...100A, overload protection, ISD=1.5 to 10xIR, II=11 xIN short-circuit protection, N protected box terminal/screw terminal connections in scope of supply of sw. unit | - | 0 | 0
3VL9210-6CL30 |  | 3VL9210-6CL30 | 1 | UN | 1 | 30 | D | D | EAR99 | N | 85363030 | 1 | 4011209664111 | 1.1 | KG | 2662 | 2662 | LP20 | LP20 | ETU VL160 3-pole, line protection LCD ETU42, LSIG 3 phases/3 lines IR=40...100A, overload protection, ISD=1.5 to 10xIR, II=11 xIN short-circuit protection box terminal/screw terminal connections in scope of supply of sw. unit | - | 0 | 0
3VL9210-6CM30 |  | 3VL9210-6CM30 | 1 | UN | 1 | 30 | D | D | EAR99 | N | 85363030 | 1 | 4011209664128 | 0.939 | KG | 2662 | 2662 | LP20 | LP20 | ETU VL160 3-pole, line protection LCD ETU42, LSIG 3 phases/4 lines with connecting cable IR=40...100A, overload protection, ISD=1.5 to 10xIR, II=11 xIN short-circuit protection box terminal/screw terminal connections in scope of supply of sw. unit | - | 0 | 0
3VL9210-6CN40 |  | 3VL9210-6CN40 | 1 | UN | 1 | 30 | D | D | EAR99 | N | 85363030 | 1 | 4011209664364 | 1.268 | KG | 2629 | 2629 | LP20 | LP20 | ETU VL160 4-pole, line protection LCD ETU42, LSIG IR=40...100A, overload protection, ISD=1.5 to 10xIR, II=11 xIN short-circuit protection, N protected with ground-fault protection box terminal/screw terminal connections in scope of supply of sw. unit | - | 0 | 0
3VL9210-6CP30 |  | 3VL9210-6CP30 | 1 | UN | 1 | 30 | D | D | EAR99 | N | 85363030 | 1 | 4011209664135 | 0.926 | KG | 2332 | 2332 | LP20 | LP20 | ETU VL160 3-pole, motor/generator prot. LCD ETU40M, LI IR=40...100A, overload protection, ISD=1.5 to 10xIR, II=11 xIN short-circuit protection box terminal/screw terminal connections in scope of supply of sw. unit | - | 0 | 0
3VL9210-6LA40 |  | 3VL9210-6LA40 | 1 | UN | 1 | 10 | C | D | EAR99 | N | 85363030 | 1 | 4011209949560 | 1.075 | KG | 706.2 | 706.2 | LP20 | LP20 | ETU VL160 4-pole, line protection ETU10, LI IR=40...100A, overload protection, II=1.25 to 11xIN, short-circuit protection, N protected box terminal/screw terminal connections in scope of supply of sw. unit shipbuilding certificate for LRS, DNV and gL | - | 0 | 0
3VL9210-6LB30 |  | 3VL9210-6LB30 | 1 | UN | 1 | 10 | C | D | EAR99 | N | 85363030 | 1 | 4011209949577 | 0.853 | KG | 490.6 | 490.6 | LP20 | LP20 | ETU VL160 3-pole, line protection ETU10, LI IR=40...100A, overload protection, II=1.25 to 11xIN, short-circuit protection box terminal/screw terminal connections in scope of supply of sw. unit shipbuilding certificate for LRS, DNV and gL | - | 0 | 0
3VL9210-6LE30 |  | 3VL9210-6LE30 | 1 | UN | 1 | 10 | C | D | EAR99 | N | 85363030 | 1 | 4011209949584 | 0.857 | KG | 551.1 | 551.1 | LP20 | LP20 | ETU VL160 3-pole, line protection ETU20, LSI IR=40...100A, overload protection, ISD=1.5 to 10xIR, II=11 xIN short-circuit protection box terminal/screw terminal connections in scope of supply of sw. unit shipbuilding certificate for LRS, DNV and gL | - | 0 | 0
3VL9210-6LF40 |  | 3VL9210-6LF40 | 1 | UN | 1 | 10 | C | D | EAR99 | N | 85363030 | 1 | 4011209949591 | 1.04 | KG | 793.1 | 793.1 | LP20 | LP20 | ETU VL160 4-pole, line protection ETU20, LSI IR=40...100A, overload protection, ISD=1.5 to 10xIR, II=11 xIN short-circuit protection, N protected box terminal/screw terminal connections in scope of supply of sw. unit shipbuilding certificate for LRS, DNV and gL | - | 0 | 0
3VL9210-6LS30 |  | 3VL9210-6LS30 | 1 | UN | 1 | 10 | C | D | EAR99 | N | 85363030 | 1 | 4011209949607 | 0.863 | KG | 690.8 | 690.8 | LP20 | LP20 | ETU VL160 3-pole, motor protection ETU30M, LI IR=40...100A, overload protection, TC=10A...30, time lag class II=6/8/11 xIN, short-circuit protection box terminal/screw terminal connections in scope of supply of sw. unit shipbuilding certificate for LRS, DNV and gL | - | 0 | 0
3VL9210-6MB30 |  | 3VL9210-6MB30 | 1 | UN | 1 | 10 | C | D | EAR99 | N | 85363030 | 1 | 4011209949614 | 0.96 | KG | 523.6 | 523.6 | LP20 | LP20 | ETU VL160 3-pole, line protection ETU10, LI IR=40...100A, overload protection, II=1.25 to 11xIN, short-circuit protection box terminal/screw terminal connections in scope of supply of sw. unit | - | 0 | 0
3VL9210-6ME30 |  | 3VL9210-6ME30 | 1 | UN | 1 | 10 | C | D | EAR99 | N | 85363030 | 1 | 4011209949621 | 0.96 | KG | 579.7 | 579.7 | LP20 | LP20 | ETU VL160 3-pole, line protection ETU20, LSI IR=40...100A, overload protection, ISD=1.5 to 10xIR, II=11 xIN short-circuit protection box terminal/screw terminal connections in scope of supply of sw. unit | - | 0 | 0
3VL9210-6MF30 |  | 3VL9210-6MF30 | 1 | UN | 1 | 10 | C | D | EAR99 | N | 85363030 | 1 | 4011209949638 | 1.012 | KG | 808.5 | 808.5 | LP20 | LP20 | ETU VL160 3-pole, line protection ETU12, LIG 3 phases/3 lines IR=40...100A, overload protection, II=1.25 to 11xIN, short-circuit protection box terminal/screw terminal connections in scope of supply of sw. unit | - | 0 | 0
3VL9210-6MG30 |  | 3VL9210-6MG30 | 1 | UN | 1 | 10 | C | D | EAR99 | N | 85363030 | 1 | 4011209949645 | 0.97 | KG | 752.4 | 752.4 | LP20 | LP20 | ETU VL160 3-pole, line protection ETU22, LSIG 3 phases/3 lines IR=40...100A, overload protection, ISD=1.5 to 10xIR, II=11 xIN short-circuit protection box terminal/screw terminal connections in scope of supply of sw. unit | - | 0 | 0
3VL9210-6MH30 |  | 3VL9210-6MH30 | 1 | UN | 1 | 10 | C | D | EAR99 | N | 85363030 | 1 | 4011209949652 | 0.995 | KG | 843.7 | 843.7 | LP20 | LP20 | ETU VL160 3-pole, line protection ETU22, LSIG 3 phases/4 lines with connecting cable IR=40...100A, overload protection, ISD=1.5 to 10xIR, II=11 xIN short-circuit protection box terminal/screw terminal connections in scope of supply of sw. unit | - | 0 | 0
3VL9210-6ML30 |  | 3VL9210-6ML30 | 1 | UN | 1 | 10 | C | D | EAR99 | N | 85363030 | 1 | 4011209949669 | 0.982 | KG | 723.8 | 723.8 | LP20 | LP20 | ETU VL160 3-pole, line protection ETU12, LIG 3 phases/3 lines IR=40...100A, overload protection, II=1.25 to 11xIN, short-circuit protection box terminal/screw terminal connections in scope of supply of sw. unit | - | 0 | 0
3VL9210-6MP30 |  | 3VL9210-6MP30 | 1 | UN | 1 | 10 | C | D | EAR99 | N | 85363030 | 1 | 4011209949676 | 0.99 | KG | 623.7 | 623.7 | LP20 | LP20 | ETU VL160 3-pole, motor/generator prot. ETU10M, LI IR=40...100A, overload protection, II=1.25 to 11xIN, short-circuit protection box terminal/screw terminal connections in terminal connections in scope of supply of sw. unit | - | 0 | 0
3VL9210-6MS30 |  | 3VL9210-6MS30 | 1 | UN | 1 | 10 | C | D | EAR99 | N | 85363030 | 1 | 4011209949683 | 0.973 | KG | 699.6 | 699.6 | LP20 | LP20 | ETU VL160 3-pole, motor protection ETU30M, LI IR=40...100A, overload protection, TC=10A...30, time lag class II=6/8/11 xIN, short-circuit protection box terminal/screw terminal connections in scope of supply of sw. unit | - | 0 | 0
3VL9210-6NA40 |  | 3VL9210-6NA40 | 1 | UN | 1 | 5 | B | D | EAR99 | N | 85363030 | 1 | 4011209949690 | 1.127 | KG | 718.3 | 718.3 | LP20 | LP20 | ETU VL160 4-pole, line protection ETU10, LI IR=40...100A, overload protection, II=1.25 to 11xIN, short-circuit protection, N protected box terminal/screw terminal connections in scope of supply of sw. unit | - | 0 | 0
3VL9210-6NB40 |  | 3VL9210-6NB40 | 1 | UN | 1 | 5 | B | D | EAR99 | N | 85363030 | 1 | 4011209949706 | 1.101 | KG | 651.2 | 651.2 | LP20 | LP20 | ETU VL160 4-pole, line protection ETU10, LI IR=40...100A, overload protection, II=1.25 to 11xIN, short-circuit protection, box terminal/screw terminal connections in scope of supply of sw. unit | - | 0 | 0
3VL9210-6NE40 |  | 3VL9210-6NE40 | 1 | UN | 1 | 10 | C | D | EAR99 | N | 85363030 | 1 | 4011209949713 | 1.07 | KG | 722.7 | 722.7 | LP20 | LP20 | ETU VL160 4-pole, line protection ETU20, LIG IR=40...100A, overload protection, II=1.25 to 11xIN, short-circuit protection, box terminal/screw terminal connections in scope of supply of sw. unit | - | 0 | 0
3VL9210-6NF40 |  | 3VL9210-6NF40 | 1 | UN | 1 | 10 | C | D | EAR99 | N | 85363030 | 1 | 4011209949720 | 1.127 | KG | 789.8 | 789.8 | LP20 | LP20 | ETU VL160 4-pole, line protection ETU20, LSI IR=40...100A, overload protection, ISD=1.5 to 10xIR, II=11 xIN short-circuit protection, N protected box terminal/screw terminal connections in scope of supply of sw. unit | - | 0 | 0
3VL9210-6NH40 |  | 3VL9210-6NH40 | 1 | UN | 1 | 10 | C | D | EAR99 | N | 85363030 | 1 | 4011209949737 | 1.121 | KG | 1026.3 | 1026.3 | LP20 | LP20 | ETU VL160, 4-pole, line protection ETU22, LSIG IR=40...100A, overload protection, ISD=1.5 to 10xIR, II=11 xIN short-circuit protection, N protected box terminal/screw terminal connections in scope of supply of sw. unit | - | 0 | 0
3VL9210-6NN40 |  | 3VL9210-6NN40 | 1 | UN | 1 | 10 | C | D | EAR99 | N | 85363030 | 1 | 4011209949744 | 1.131 | KG | 994.4 | 994.4 | LP20 | LP20 | ETU VL160, 4-pole, line protection ETU12, LIG IR=40...100A, overload protection, II=1.25 to 11xIN, short-circuit protection, N protected box terminal/screw terminal connections in scope of supply of sw. unit | - | 0 | 0
3VL9210-6SB30 |  | 3VL9210-6SB30 | 1 | UN | 1 | 10 | C | D | EAR99 | N | 85363030 | 1 | 4011209949751 | 0.718 | KG | 424.6 | 424.6 | LP20 | LP20 | ETU VL160, 3-pole, line protection ETU10, LI IR=40...100A, overload protection, II=1.25 to 11xIN, short-circuit protection box terminal/screw terminal connections in scope of supply of sw. unit | - | 0 | 0
3VL9210-6SE30 |  | 3VL9210-6SE30 | 1 | UN | 1 | 10 | C | D | EAR99 | N | 85363030 | 1 | 4011209949768 | 0.712 | KG | 476.3 | 476.3 | LP20 | LP20 | ETU VL160, 3-pole, line protection ETU20, LSI IR=40...100A, overload protection, ISD=1.5 to 10xIR, II=11 xIN short-circuit protection box terminal/screw terminal connections in scope of supply of sw. unit | - | 0 | 0
3VL9210-6SF30 |  | 3VL9210-6SF30 | 1 | UN | 1 | 10 | C | D | EAR99 | N | 85363030 | 1 | 4011209949775 | 0.744 | KG | 708.4 | 708.4 | LP20 | LP20 | ETU VL160, 3-pole, line protection ETU12, LIG 3 phases/4 lines IR=40...100A, overload protection, II=1.25 to 11xIN, short-circuit protection box terminal/screw terminal connections in scope of supply of sw. unit | - | 0 | 0
3VL9210-6SG30 |  | 3VL9210-6SG30 | 1 | UN | 1 | 10 | C | D | EAR99 | N | 85363030 | 1 | 4011209949782 | 0.72 | KG | 649 | 649 | LP20 | LP20 | ETU VL160, 3-pole, line protection ETU22, LSIG 3 phases/3 lines IR=40...100A, overload protection, ISD=1.5 to 10xIR, II=11 xIN short-circuit protection box terminal/screw terminal connections in scope of supply of sw. unit | - | 0 | 0
3VL9210-6SH30 |  | 3VL9210-6SH30 | 1 | UN | 1 | 5 | B | D | EAR99 | N | 85363030 | 1 | 4011209667969 | 0.74 | KG | 741.4 | 741.4 | LP20 | LP20 | ETU VL160, 3-pole, line protection ETU22, LSIG 3 phases/4 lines with connecting cable IR=40...100A, overload protection, ISD=1.5 to 10xIR, II=11 xIN short-circuit protection box terminal/screw terminal connections in scope of supply of sw. unit, tripping solenoid integrated | - | 0 | 0
3VL9210-6SL30 |  | 3VL9210-6SL30 | 1 | UN | 1 | 10 | C | D | EAR99 | N | 85363030 | 1 | 4011209949799 | 0.721 | KG | 623.7 | 623.7 | LP20 | LP20 | ETU VL160, 3-pole, line protection ETU12, LIG 3 phases/3 lines IR=40...100A, overload protection, II=1.25 to 11xIN, short-circuit protection box terminal/screw terminal connections in scope of supply of sw. unit | - | 0 | 0
3VL9210-6SP30 |  | 3VL9210-6SP30 | 1 | UN | 1 | 10 | C | D | EAR99 | N | 85363030 | 1 | 4011209949805 | 0.712 | KG | 520.3 | 520.3 | LP20 | LP20 | ETU VL160, 3-pole, motor/generator prot. ETU10M, LI IR=40...100A, overload protection, II=1.25 to 11xIN, short-circuit protection box terminal/screw terminal connections in terminal connections in scope of supply of sw. unit | - | 0 | 0
3VL9210-6SS30 |  | 3VL9210-6SS30 | 1 | UN | 1 | 10 | C | D | EAR99 | N | 85363030 | 1 | 4011209949812 | 0.716 | KG | 597.3 | 597.3 | LP20 | LP20 | ETU VL160, 3-pole, motor protection ETU30M, LI IR=40...100A, overload protection, TC=10A...30, time lag class II=6/8/11 xIN, short-circuit protection box terminal/screw terminal connections in scope of supply of sw. unit | - | 0 | 0
3VL9210-6TA40 |  | 3VL9210-6TA40 | 1 | UN | 1 | 10 | C | D | EAR99 | N | 85363030 | 1 | 4011209949829 | 0.864 | KG | 614.9 | 614.9 | LP20 | LP20 | ETU VL160, 4-pole, line protection ETU10, LI IR=40...100A, overload protection, II=1.25 to 11xIN, short-circuit protection, N protected box terminal/screw terminal connections in scope of supply of sw. unit | - | 0 | 0
3VL9210-6TB40 |  | 3VL9210-6TB40 | 1 | UN | 1 | 10 | C | D | EAR99 | N | 85363030 | 1 | 4011209949836 | 0.845 | KG | 554.4 | 554.4 | LP20 | LP20 | ETU VL160, 4-pole, line protection ETU10, LI IR=40...100A, overload protection, II=1.25 to 11xIN, short-circuit protection, box terminal/screw terminal connections in scope of supply of sw. unit | - | 0 | 0
3VL9210-6TE40 |  | 3VL9210-6TE40 | 1 | UN | 1 | 10 | C | D | EAR99 | N | 85363030 | 1 | 4011209949843 | 0.805 | KG | 617.1 | 617.1 | LP20 | LP20 | ETU VL160, 4-pole, line protection ETU20, LSI IR=40...100A, overload protection, ISD=1.5 to 10xIR, II=11 xIN short-circuit protection, N unprotected box terminal/screw terminal connections in scope of supply of sw. unit | - | 0 | 0
3VL9210-6TF40 |  | 3VL9210-6TF40 | 1 | UN | 1 | 10 | C | D | EAR99 | N | 85363030 | 1 | 4011209951204 | 0.863 | KG | 689.7 | 689.7 | LP20 | LP20 | ETU VL160, 4-pole, line protection ETU20, LSI IR=40...100A, overload protection, ISD=1.5 to 10xIR, II=11 xIN short-circuit protection, N protected box terminal/screw terminal connections in scope of supply of sw. unit | - | 0 | 0
3VL9210-6TH40 |  | 3VL9210-6TH40 | 1 | UN | 1 | 10 | C | D | EAR99 | N | 85363030 | 1 | 4011209834989 | 0.867 | KG | 928.4 | 928.4 | LP20 | LP20 | ETU VL160, 4-pole, line protection ETU22, LSIG IR=40...100A, overload protection, ISD=1.5 to 10xIR, II=11 xIN short-circuit protection, N protected box terminal/screw terminal connections in scope of supply of sw. unit | - | 0 | 0
3VL9210-6TN40 |  | 3VL9210-6TN40 | 1 | UN | 1 | 10 | C | D | EAR99 | N | 85363030 | 1 | 4011209951211 | 0.88 | KG | 895.4 | 895.4 | LP20 | LP20 | ETU VL160, 4-pole, line protection ETU12, LIG IR=40...100A, overload protection, II=1.25 to 11xIN, short-circuit protection, N protected box terminal/screw terminal connections in scope of supply of sw. unit | - | 0 | 0
3VL9210-6UH30 |  | 3VL9210-6UH30 | 1 | UN | 1 | 10 | C | D | EAR99 | N | 85363030 | 1 | 4011209903616 | 0.95 | KG | 1496 | 1496 | LP20 | LP20 | ETU VL160, 3-pole, line protection LCD ETU40, LI/LS/LSI IR=40...100A, overload protection, ISD=1.5 to 10xIR, II=11 xIN short-circuit protection box terminal/screw terminal connections in scope of supply of sw. unit | - | 0 | 0
3VL9210-6UJ40 |  | 3VL9210-6UJ40 | 1 | UN | 1 | 10 | C | D | EAR99 | N | 85363030 | 1 | 4011209903647 | 1.15 | KG | 1705 | 1705 | LP20 | LP20 | ETU VL160, 4-pole, line protection LCD ETU40, LI/LS/LSI IR=40...100A, overload protection, ISD=1.5 to 10xIR, II=11 xIN short-circuit protection, N protected box terminal/screw terminal connections in scope of supply of sw. unit | - | 0 | 0
3VL9210-6UL30 |  | 3VL9210-6UL30 | 1 | UN | 1 | 10 | C | D | EAR99 | N | 85363030 | 1 | 4011209903623 | 0.998 | KG | 1727 | 1727 | LP20 | LP20 | ETU VL160, 3-pole, line protection LCD ETU42, LSIG 3 phases/3 lines IR=40...100A, overload protection, ISD=1.5 to 10xIR, II=11 xIN short-circuit protection box terminal/screw terminal connections in scope of supply of sw. unit | - | 0 | 0
3VL9210-6UM30 |  | 3VL9210-6UM30 | 1 | UN | 1 | 10 | C | D | EAR99 | N | 85363030 | 1 | 4011209903630 | 1.005 | KG | 1727 | 1727 | LP20 | LP20 | ETU VL160, 3-pole, line protection LCD ETU42, LSIG 3 phases/4 lines with connecting cable IR=40...100A, overload protection, ISD=1.5 to 10xIR, II=11 xIN short-circuit protection box terminal/screw terminal connections in scope of supply of sw. unit | - | 0 | 0
3VL9210-6UN40 |  | 3VL9210-6UN40 | 1 | UN | 1 | 10 | C | D | EAR99 | N | 85363030 | 1 | 4011209903654 | 1.157 | KG | 1705 | 1705 | LP20 | LP20 | ETU VL160, 4-pole, line protection LCD ETU42, LSIG IR=40...100A, overload protection, ISD=1.5 to 10xIR, II=11 xIN short-circuit protection, N protected with ground-fault protection box terminal/screw terminal connections in scope of supply of sw. unit | - | 0 | 0
3VL9210-6UP30 |  | 3VL9210-6UP30 | 1 | UN | 1 | 10 | C | D | EAR99 | N | 85363030 | 1 | 4011209903609 | 0.96 | KG | 1496 | 1496 | LP20 | LP20 | ETU VL160, 3-pole, motor/generator prot. LCD ETU40M, LI IR=40...100A, overload protection, ISD=1.5 to 10xIR, II=11 xIN short-circuit protection box terminal/screw terminal connections in scope of supply of sw. unit | - | 0 | 0
3VL9210-7DC30 |  | 3VL9210-7DC30 | 1 | UN | 1 | 10 | C | D | N | N | 85363030 | 1 | 4011209686496 | 0.681 | KG | 159.5 | 159.5 | LP20 | LP20 | ETU VL160, 3-pole, line protection thermal-magnetic, LI IR=80...100A, overload protection II=500...1000A, short-circuit protection box terminal/screw terminal connections in scope of supply of sw. unit | - | 0 | 0
3VL9210-7DK30 |  | 3VL9210-7DK30 | 1 | UN | 1 | 10 | C | D | N | N | 85363030 | 1 | 4011209686519 | 0.672 | KG | 121 | 121 | LP20 | LP20 | ETU VL160, 3-pole, starter combination II=750...1500A, short-circuit protection box terminal/screw terminal connections in scope of supply of sw. unit | - | 0 | 0
3VL9210-7EJ40 |  | 3VL9210-7EJ40 | 1 | UN | 1 | 5 | B | D | N | N | 85363030 | 1 | 4011209686540 | 1.03 | KG | 210.1 | 210.1 | LP20 | LP20 | ETU VL160, 4-pole, line protection thermal-magnetic, LI IR=80...100A, overload protection, II=500...1000A, short-circuit protection, N unprotected box terminal/screw terminal connections in scope of supply of sw. unit | - | 0 | 0
3VL9210-7EM40 |  | 3VL9210-7EM40 | 1 | UN | 1 | 10 | C | D | N | N | 85363030 | 1 | 4011209666269 | 1.058 | KG | 238.7 | 238.7 | LP20 | LP20 | ETU VL160, 4-pole, line protection thermal-magnetic, LI IR=80...100A, overload prot., II=500...1000A, short-circuit protection, N protected box terminal/screw terminal connections in scope of supply of sw. unit | - | 0 | 0
3VL9210-8TC00 |  | 3VL9210-8TC00 | 1 | UN | 1 | 5 | B | D | N | N | 85043180 | 1 | 4011209667860 | 0.46 | KG | 293.7 | 293.7 | LP20 | LP20 | accessory for VL160, current transformer for overload protection of N conductor and for ground-fault protection In=100A | - | 0 | 0
3VL9212-7DC30 |  | 3VL9212-7DC30 | 1 | UN | 1 | 10 | C | D | N | N | 85363030 | 1 | 4011209686359 | 0.692 | KG | 491.7 | 491.7 | LP20 | LP20 | ETU VL160, 3-pole, line protection thermal-magnetic, LI IR=100...125A, overload protection II=500...1000A, short-circuit protection box terminal/screw terminal connections in scope of supply of sw. unit | - | 0 | 0
3VL9212-7EC40 |  | 3VL9212-7EC40 | 1 | UN | 1 | 5 | B | D | N | N | 85363030 | 1 | 4011209686571 | 1.07 | KG | 734.8 | 734.8 | LP20 | LP20 | ETU VL160, 4-pole, line protection thermal-magnetic, LI Ir=100...125A, overload prot. II=625...1250A, short-circuit protection, N protected (60% box terminal/screw terminal connections in scope of supply of sw. unit | - | 0 | 0
3VL9212-7EJ40 |  | 3VL9212-7EJ40 | 1 | UN | 1 | 10 | C | D | N | N | 85363030 | 1 | 4011209686588 | 0.998 | KG | 641.3 | 641.3 | LP20 | LP20 | ETU VL160, 4-pole, line protection thermal-magnetic, LI IR=100...125A, overload protection, II=625...1250A, short-circuit protection, N unprotected box terminal/screw terminal connections in scope of supply of sw. unit | - | 0 | 0
3VL9212-7EM40 |  | 3VL9212-7EM40 | 1 | UN | 1 | 10 | C | D | N | N | 85363030 | 1 | 4011209666276 | 1.05 | KG | 734.8 | 734.8 | LP20 | LP20 | ETU VL160, 4-pole, line protection thermal-magnetic, LI IR=100...125A, overload prot., II=625...1250A, short-circuit protection, N protected (100%) box terminal/screw terminal connections in scope of supply of sw. unit | - | 0 | 0
3VL9215-4TD30 |  | 3VL9215-4TD30 | 1 | UN | 1 | 5 | B | D | EAR99 | N | 85389099 | 1 | 4011209856097 | 0.36 | KG | 80.96 | 80.96 | LP20 | LP20 | accessory for VL160 circular conductor terminal comprises 3 circular conductor terminal and terminal cover 3-pole | - | 0 | 0
3VL9215-4TD31 |  | 3VL9215-4TD31 | 1 | UN | 1 | 10 | C | D | EAR99 | N | 85389099 | 1 | 4011209856103 | 0.356 | KG | 100.76 | 100.76 | LP20 | LP20 | accessory for VL160, circular conductor terminal comprises 3 circular conductor terminal and terminal cover 3-pole | - | 0 | 0
3VL9215-4TD40 |  | 3VL9215-4TD40 | 1 | UN | 1 | 5 | B | D | EAR99 | N | 85389099 | 1 | 4011209856110 | 0.455 | KG | 108.02 | 108.02 | LP20 | LP20 | accessory for VL160, circular conductor terminal comprises 4 circular conductor terminal and terminal cover 4-pole | - | 0 | 0
3VL9216-4EC30 |  | 3VL9216-4EC30 | 1 | UN | 1 | 5 | B | D | EAR99 | N | 85369095 | 1 | 4011209680838 | 0.212 | KG | 56.76 | 56.76 | LP20 | LP20 | accessory for VL160X, VL160, front connecting bars, comprises 3 connections for switch connection M6, 3-pole | - | 0 | 0
3VL9216-4EC40 |  | 3VL9216-4EC40 | 1 | UN | 1 | 5 | B | D | EAR99 | N | 85369095 | 1 | 4011209680845 | 0.287 | KG | 75.46 | 75.46 | LP20 | LP20 | accessory for VL160X, VL160, front connecting bars, comprises 4 connections for switch connection M6, 4-pole | - | 0 | 0
3VL9216-4ED30 |  | 3VL9216-4ED30 | 1 | UN | 1 | 5 | B | D | EAR99 | N | 85369095 | 1 | 4011209680852 | 0.224 | KG | 78.21 | 78.21 | LP20 | LP20 | accessory for VL160X, VL160, front connecting bars, increased pole spacing comprises 3 connections switch connection M6, 3-pole | - | 0 | 0
3VL9216-4ED40 |  | 3VL9216-4ED40 | 1 | UN | 1 | 5 | B | D | EAR99 | N | 85369095 | 1 | 4011209680869 | 0.348 | KG | 104.17 | 104.17 | LP20 | LP20 | accessory for VL160X, VL160, front connecting bars, increased pole spacing comprises 4 connections switch connection M6, 4-pole | - | 0 | 0
3VL9216-4TA30 |  | 3VL9216-4TA30 | 1 | UN | 1 | 5 | B | D | EAR99 | N | 85369095 | 1 | 4011209673922 | 0.08 | KG | 28.71 | 28.71 | LP20 | LP20 | accessory for VL160, connection with screw terminal metric thread M6 comprises 3 connections | - | 0 | 0
3VL9216-4TA40 |  | 3VL9216-4TA40 | 1 | UN | 1 | 5 | B | D | EAR99 | N | 85369095 | 1 | 4011209673939 | 0.108 | KG | 37.62 | 37.62 | LP20 | LP20 | accessory for VL160, connection with screw terminal metric thread M6 comprises 4 4 connections | - | 0 | 0
3VL9216-5GC30 |  | 3VL9216-5GC30 | 1 | UN | 1 | 5 | B | D | N | N | 85363090 | 1 | 4011209472532 | 1.438 | KG | 1364 | 1256.6 | LP20 | LP20 | accessory for VL160, RCD module (RCD) In=160A Ue=127...480V 3-pole |  | 0 | 0
3VL9216-5GC40 |  | 3VL9216-5GC40 | 1 | UN | 1 | 5 | B | D | EAR99H | N | 85363090 | 1 | 4011209472587 | 1.743 | KG | 1562 | 1424.2 | LP20 | LP20 | accessory for VL160, RCD module (RCD) In=160A Ue=127...480V 4-pole |  | 0 | 0
3VL9216-5GD30 |  | 3VL9216-5GD30 | 1 | UN | 1 | 5 | B | D | EAR99H | N | 85363090 | 1 | 4011209472549 | 1.427 | KG | 1496 | 1496 | LP20 | LP20 | accessory for VL160, RCD module (RCD) In=160A Ue=230...690V, 3-pole | - | 0 | 0
3VL9216-5GD40 |  | 3VL9216-5GD40 | 1 | UN | 1 | 5 | B | D | EAR99 | N | 85363090 | 1 | 4011209472594 | 1.88 | KG | 1705 | 1705 | LP20 | LP20 | accessory for VL160, RCD module (RCD) In=160A Ue=230...690V, 4-pole | - | 0 | 0
3VL9216-6CH30 |  | 3VL9216-6CH30 | 1 | UN | 1 | 30 | D | D | EAR99 | N | 85363090 | 1 | 4011209664142 | 0.961 | KG | 2332 | 2332 | LP20 | LP20 | ETU VL160, 3-pole, line protection LCD ETU40, LI/LS/LSI IR=64...160A, overload protection, ISD=1.5 to 10xIR, II=11 xIN short-circuit protection box terminal/screw terminal connections in scope of supply of sw. unit | - | 0 | 0
3VL9216-6CJ40 |  | 3VL9216-6CJ40 | 1 | UN | 1 | 30 | D | D | EAR99 | N | 85363090 | 1 | 4011209664388 | 1.32 | KG | 3344 | 3344 | LP20 | LP20 | ETU VL160, 4-pole, line protection LCD ETU40, LI/LS/LSI IR=64...160A, overload protection, ISD=1.5 to 10xIR, II=11 xIN short-circuit protection, N protected box terminal/screw terminal connections in scope of supply of sw. unit | - | 0 | 0
3VL9216-6CL30 |  | 3VL9216-6CL30 | 1 | UN | 1 | 30 | D | D | EAR99 | N | 85363090 | 1 | 4011209664159 | 1.07 | KG | 2662 | 2662 | LP20 | LP20 | ETU VL160, 3-pole, line protection LCD ETU42, LSIG 3 phases/3 lines IR=64...160A, overload protection, ISD=1.5 to 10xIR, II=11 xIN short-circuit protection box terminal/screw terminal connections in scope of supply of sw. unit | - | 0 | 0
3VL9216-6CM30 |  | 3VL9216-6CM30 | 1 | UN | 1 | 30 | D | D | EAR99 | N | 85363090 | 1 | 4011209664166 | 0.965 | KG | 2662 | 2662 | LP20 | LP20 | ETU VL160, 3-pole, line protection LCD ETU42, LSIG 3 phases/4 lines with connecting cable IR=64...160A, overload protection, ISD=1.5 to 10xIR, II=11 xIN short-circuit protection box terminal/screw terminal connections in scope of supply of sw. unit | - | 0 | 0
3VL9216-6CN40 |  | 3VL9216-6CN40 | 1 | UN | 1 | 30 | D | D | EAR99 | N | 85363090 | 1 | 4011209664395 | 1.165 | KG | 3344 | 3344 | LP20 | LP20 | ETU VL160, 4-pole, line protection LCD ETU42, LSIG IR=64...160A, overload protection, ISD=1.5 to 10xIR, II=11 xIN short-circuit protection, N protected with ground-fault protection box terminal/screw terminal connections in scope of supply of sw. unit | - | 0 | 0
3VL9216-6CP30 |  | 3VL9216-6CP30 | 1 | UN | 1 | 30 | D | D | EAR99 | N | 85363090 | 1 | 4011209664173 | 0.953 | KG | 2332 | 2332 | LP20 | LP20 | ETU VL160, 3-pole, motor/generator prot. LCD ETU40M, LI IR=64...160A, overload protection, ISD=1.5 to 10xIR, II=11 xIN short-circuit protection box terminal/screw terminal connections in scope of supply of sw. unit | - | 0 | 0
3VL9216-6LA40 |  | 3VL9216-6LA40 | 1 | UN | 1 | 10 | C | D | EAR99 | N | 85363090 | 1 | 4011209951228 | 1.12 | KG | 1441 | 1441 | LP20 | LP20 | ETU VL160, 4-pole, line protection ETU10, LI IR=64...160A, overload protection, II=1.25 to 11xIN, short-circuit protection, N protected box terminal/screw terminal connections in scope of supply of sw. unit shipbuilding certificate for LRS, DNV and gL | - | 0 | 0
3VL9216-6LB30 |  | 3VL9216-6LB30 | 1 | UN | 1 | 10 | C | D | EAR99 | N | 85363090 | 1 | 4011209951235 | 0.891 | KG | 995.5 | 995.5 | LP20 | LP20 | ETU VL160, 3-pole, line protection ETU10, LI IR=64...160A, overload protection, II=1.25 to 11xIN, short-circuit protection box terminal/screw terminal connections in scope of supply of sw. unit shipbuilding certificate for LRS, DNV and gL | - | 0 | 0
3VL9216-6LE30 |  | 3VL9216-6LE30 | 1 | UN | 1 | 10 | C | D | EAR99 | N | 85363090 | 1 | 4011209951242 | 0.89 | KG | 1122 | 1122 | LP20 | LP20 | ETU VL160, 3-pole, line protection ETU20, LSI IR=64...160A, overload protection, ISD=1.5 to 10xIR, II=11 xIN short-circuit protection box terminal/screw terminal connections in scope of supply of sw. unit shipbuilding certificate for LRS, DNV and gL | - | 0 | 0
3VL9216-6LF40 |  | 3VL9216-6LF40 | 1 | UN | 1 | 10 | C | D | EAR99 | N | 85363090 | 1 | 4011209951259 | 1.246 | KG | 1606 | 1606 | LP20 | LP20 | ETU VL160, 4-pole, line protection ETU20, LSI IR=64...160A, overload protection, ISD=1.5 to 10xIR, II=11 xIN short-circuit protection, N protected box terminal/screw terminal connections in scope of supply of sw. unit shipbuilding certificate for LRS, DNV and gL | - | 0 | 0
3VL9216-6LS30 |  | 3VL9216-6LS30 | 1 | UN | 1 | 10 | C | D | EAR99 | N | 85363090 | 1 | 4011209951266 | 0.887 | KG | 1016.4 | 1016.4 | LP20 | LP20 | ETU VL160, 3-pole, motor protection ETU30M, LI IR=64...160A, overload protection, TC=10A...30, time lag class II=6/8/11 xIN, short-circuit protection box terminal/screw terminal connections in scope of supply of sw. unit shipbuilding certificate for LRS, DNV and gL | - | 0 | 0
3VL9216-6MB30 |  | 3VL9216-6MB30 | 1 | UN | 1 | 10 | C | D | EAR99 | N | 85363090 | 1 | 4011209951273 | 0.991 | KG | 968 | 968 | LP20 | LP20 | ETU VL160, 3-pole, line protection ETU10, LI IR=64...160A, overload protection, II=1.25 to 11xIN, short-circuit protection box terminal/screw terminal connections in scope of supply of sw. unit | - | 0 | 0
3VL9216-6ME30 |  | 3VL9216-6ME30 | 1 | UN | 1 | 10 | C | D | EAR99 | N | 85363090 | 1 | 4011209951280 | 1.025 | KG | 1078 | 1078 | LP20 | LP20 | ETU VL160, 3-pole, line protection ETU20, LSI IR=64...160A, overload protection, ISD=1.5 to 10xIR, II=11 xIN short-circuit protection box terminal/screw terminal connections in scope of supply of sw. unit | - | 0 | 0
3VL9216-6MF30 |  | 3VL9216-6MF30 | 1 | UN | 1 | 10 | C | D | EAR99 | N | 85363090 | 1 | 4011209951297 | 0.998 | KG | 1562 | 1562 | LP20 | LP20 | ETU VL160, 3-pole, line protection ETU12, LIG 3 phases/3 lines IR=64...160A, overload protection, II=1.25 to 11xIN, short-circuit protection box terminal/screw terminal connections in scope of supply of sw. unit | - | 0 | 0
3VL9216-6MG30 |  | 3VL9216-6MG30 | 1 | UN | 1 | 10 | C | D | EAR99 | N | 85363090 | 1 | 4011209951303 | 0.98 | KG | 1419 | 1419 | LP20 | LP20 | ETU VL160, 3-pole, line protection ETU22, LSIG 3 phases/3 lines IR=64...160A, overload protection, ISD=1.5 to 10xIR, II=11 xIN short-circuit protection box terminal/screw terminal connections in scope of supply of sw. unit | - | 0 | 0
3VL9216-6MH30 |  | 3VL9216-6MH30 | 1 | UN | 1 | 10 | C | D | EAR99 | N | 85363090 | 1 | 4011209951310 | 1.05 | KG | 1606 | 1606 | LP20 | LP20 | ETU VL160, 3-pole, line protection ETU22, LSIG 3 phases/4 lines with connecting cable IR=64...160A, overload protection, ISD=1.5 to 10xIR, II=11 xIN short-circuit protection box terminal/screw terminal connections in scope of supply of sw. unit | - | 0 | 0
3VL9216-6ML30 |  | 3VL9216-6ML30 | 1 | UN | 1 | 10 | C | D | EAR99 | N | 85363090 | 1 | 4011209951327 | 0.995 | KG | 1364 | 1364 | LP20 | LP20 | ETU VL160, 3-pole, line protection ETU12, LIG 3 phases/3 lines IR=64...160A, overload protection, II=1.25 to 11xIN, short-circuit protection box terminal/screw terminal connections in scope of supply of sw. unit | - | 0 | 0
3VL9216-6MP30 |  | 3VL9216-6MP30 | 1 | UN | 1 | 10 | C | D | EAR99 | N | 85363090 | 1 | 4011209951334 | 0.99 | KG | 872.3 | 872.3 | LP20 | LP20 | ETU VL160, 3-pole, motor/generator prot. ETU10M, LI IR=64...160A, overload protection, II=1.25 to 11xIN, short-circuit protection box terminal/screw terminal connections in scope of supply of sw. unit | - | 0 | 0
3VL9216-6MS30 |  | 3VL9216-6MS30 | 1 | UN | 1 | 10 | C | D | EAR99 | N | 85363090 | 1 | 4011209951341 | 0.96 | KG | 984.5 | 984.5 | LP20 | LP20 | ETU VL160, 3-pole, motor protection ETU30M, LI IR=64...160A, overload protection, TC=10A...30, time lag class II=6/8/11 xIN, short-circuit protection box terminal/screw terminal connections in scope of supply of sw. unit | - | 0 | 0
3VL9216-6NA40 |  | 3VL9216-6NA40 | 1 | UN | 1 | 5 | B | D | EAR99 | N | 85363090 | 1 | 4011209951358 | 1.11 | KG | 1342 | 1342 | LP20 | LP20 | ETU VL160, 4-pole, line protection ETU10, LI IR=64...160A, overload protection, II=1.25 to 11xIN, short-circuit protection, N protected box terminal/screw terminal connections in scope of supply of sw. unit | - | 0 | 0
3VL9216-6NB40 |  | 3VL9216-6NB40 | 1 | UN | 1 | 10 | C | D | EAR99 | N | 85363090 | 1 | 4011209951365 | 1.1 | KG | 1221 | 1221 | LP20 | LP20 | ETU VL160, 4-pole, line protection ETU10, LI IR=64...160A, overload protection, II=1.25 to 11xIN, short-circuit protection, box terminal/screw terminal connections in scope of supply of sw. unit | - | 0 | 0
3VL9216-6NE40 |  | 3VL9216-6NE40 | 1 | UN | 1 | 5 | B | D | EAR99 | N | 85363090 | 1 | 4011209951372 | 1.1 | KG | 1353 | 1353 | LP20 | LP20 | ETU VL160, 4-pole, line protection ETU20, LIG IR=64...160A, overload protection, II=1.25 to 11xIN, short-circuit protection, box terminal/screw terminal connections in scope of supply of sw. unit | - | 0 | 0
3VL9216-6NF40 |  | 3VL9216-6NF40 | 1 | UN | 1 | 10 | C | D | EAR99 | N | 85363090 | 1 | 4011209951389 | 1.164 | KG | 1496 | 1496 | LP20 | LP20 | ETU VL160, 4-pole, line protection ETU20, LSI IR=64...160A, overload protection, ISD=1.5 to 10xIR, II=11 xIN short-circuit protection, N protected box terminal/screw terminal connections in scope of supply of sw. unit | - | 0 | 0
3VL9216-6NH40 |  | 3VL9216-6NH40 | 1 | UN | 1 | 10 | C | D | EAR99 | N | 85363090 | 1 | 4011209951396 | 1.165 | KG | 2013 | 2013 | LP20 | LP20 | ETU VL160, 4-pole, line protection ETU22, LSIG IR=64...160A, overload protection, ISD=1.5 to 10xIR, II=11 xIN short-circuit protection, N protected box terminal/screw terminal connections in scope of supply of sw. unit | - | 0 | 0
3VL9216-6NN40 |  | 3VL9216-6NN40 | 1 | UN | 1 | 10 | C | D | EAR99 | N | 85363090 | 1 | 4011209951402 | 1.164 | KG | 1892 | 1892 | LP20 | LP20 | ETU VL160, 4-pole, line protection ETU12, LIG IR=64...160A, overload protection, II=1.25 to 11xIN, short-circuit protection, N protected box terminal/screw terminal connections in scope of supply of sw. unit | - | 0 | 0
3VL9216-6SB30 |  | 3VL9216-6SB30 | 1 | UN | 1 | 5 | B | D | EAR99 | N | 85363090 | 1 | 4011209951419 | 0.74 | KG | 865.7 | 865.7 | LP20 | LP20 | ETU VL160, 3-pole, line protection ETU10, LI IR=64...160A, overload protection, II=1.25 to 11xIN, short-circuit protection box terminal/screw terminal connections in scope of supply of sw. unit | - | 0 | 0
3VL9216-6SE30 |  | 3VL9216-6SE30 | 1 | UN | 1 | 10 | C | D | EAR99 | N | 85363090 | 1 | 4011209951426 | 0.737 | KG | 976.8 | 976.8 | LP20 | LP20 | ETU VL160, 3-pole, line protection ETU20, LSI IR=64...160A, overload protection, ISD=1.5 to 10xIR, II=11 xIN short-circuit protection box terminal/screw terminal connections in scope of supply of sw. unit | - | 0 | 0
3VL9216-6SF30 |  | 3VL9216-6SF30 | 1 | UN | 1 | 5 | B | D | EAR99 | N | 85363090 | 1 | 4011209951433 | 0.775 | KG | 1452 | 1452 | LP20 | LP20 | ETU VL160, 3-pole, line protection ETU12, LIG 3 phases/4 lines IR=64...160A, overload protection, II=1.25 to 11xIN, short-circuit protection box terminal/screw terminal connections in scope of supply of sw. unit | - | 0 | 0
3VL9216-6SG30 |  | 3VL9216-6SG30 | 1 | UN | 1 | 10 | C | D | EAR99 | N | 85363090 | 1 | 4011209951440 | 0.746 | KG | 1320 | 1320 | LP20 | LP20 | ETU VL160, 3-pole, line protection ETU22, LSIG 3 phases/3 lines IR=64...160A, overload protection, ISD=1.5 to 10xIR, II=11 xIN short-circuit protection box terminal/screw terminal connections in scope of supply of sw. unit | - | 0 | 0
3VL9216-6SH30 |  | 3VL9216-6SH30 | 1 | UN | 1 | 10 | C | D | EAR99 | N | 85363090 | 1 | 4011209667976 | 0.77 | KG | 1496 | 1496 | LP20 | LP20 | ETU VL160, 3-pole, line protection ETU22, LSIG 3 phases/4 lines with connecting cable IR=64...160A, overload protection, ISD=1.5 to 10xIR, II=11 xIN short-circuit protection box terminal/screw terminal connections in scope of supply of sw. unit, tripping solenoid integrated | - | 0 | 0
3VL9216-6SL30 |  | 3VL9216-6SL30 | 1 | UN | 1 | 10 | C | D | EAR99 | N | 85363090 | 1 | 4011209951457 | 0.742 | KG | 1276 | 1276 | LP20 | LP20 | ETU VL160, 3-pole, line protection ETU12, LIG 3 phases/3 lines IR=64...160A, overload protection, II=1.25 to 11xIN, short-circuit protection box terminal/screw terminal connections in scope of supply of sw. unit | - | 0 | 0
3VL9216-6SP30 |  | 3VL9216-6SP30 | 1 | UN | 1 | 10 | C | D | EAR99 | N | 85363090 | 1 | 4011209951464 | 0.735 | KG | 771.1 | 771.1 | LP20 | LP20 | ETU VL160, 3-pole, motor/generator prot. ETU10M, LI IR=64...160A, overload protection, II=1.25 to 11xIN, short-circuit protection box terminal/screw terminal connections in scope of supply of sw. unit | - | 0 | 0
3VL9216-6SS30 |  | 3VL9216-6SS30 | 1 | UN | 1 | 10 | C | D | EAR99 | N | 85363090 | 1 | 4011209951471 | 0.736 | KG | 883.3 | 883.3 | LP20 | LP20 | ETU VL160, 3-pole, motor protection ETU30M, LI IR=64...160A, overload protection, TC=10A...30, time lag class II=6/8/11 xIN, short-circuit protection box terminal/screw terminal connections in scope of supply of sw. unit | - | 0 | 0
3VL9216-6TA40 |  | 3VL9216-6TA40 | 1 | UN | 1 | 10 | C | D | EAR99 | N | 85363090 | 1 | 4011209951488 | 0.893 | KG | 1243 | 1243 | LP20 | LP20 | ETU VL160, 4-pole, line protection ETU10, LI IR=64...160A, overload protection, II=1.25 to 11xIN, short-circuit protection, N protected box terminal/screw terminal connections in scope of supply of sw. unit | - | 0 | 0
3VL9216-6TB40 |  | 3VL9216-6TB40 | 1 | UN | 1 | 10 | C | D | EAR99 | N | 85363090 | 1 | 4011209951495 | 0.838 | KG | 1122 | 1122 | LP20 | LP20 | ETU VL160, 4-pole, line protection ETU10, LI IR=64...160A, overload protection, II=1.25 to 11xIN, short-circuit protection, box terminal/screw terminal connections in scope of supply of sw. unit | - | 0 | 0
3VL9216-6TE40 |  | 3VL9216-6TE40 | 1 | UN | 1 | 10 | C | D | EAR99 | N | 85363090 | 1 | 4011209951501 | 0.845 | KG | 1254 | 1254 | LP20 | LP20 | ETU VL160, 4-pole, line protection ETU20, LSI IR=64...160A, overload protection, ISD=1.5 to 10xIR, II=11 xIN short-circuit protection, N unprotected box terminal/screw terminal connections in scope of supply of sw. unit | - | 0 | 0
3VL9216-6TF40 |  | 3VL9216-6TF40 | 1 | UN | 1 | 10 | C | D | EAR99 | N | 85363090 | 1 | 4011209951518 | 0.94 | KG | 1408 | 1408 | LP20 | LP20 | ETU VL160, 4-pole, line protection ETU20, LSI IR=64...160A, overload protection, ISD=1.5 to 10xIR, II=11 xIN short-circuit protection, N protected box terminal/screw terminal connections in scope of supply of sw. unit | - | 0 | 0
3VL9216-6TH40 |  | 3VL9216-6TH40 | 1 | UN | 1 | 10 | C | D | EAR99 | N | 85363090 | 1 | 4011209834996 | 0.86 | KG | 1881 | 1881 | LP20 | LP20 | ETU VL160, 4-pole, line protection ETU22, LSIG IR=64...160A, overload protection, ISD=1.5 to 10xIR, II=11 xIN short-circuit protection, N protected box terminal/screw terminal connections in scope of supply of sw. unit | - | 0 | 0
3VL9216-6TN40 |  | 3VL9216-6TN40 | 1 | UN | 1 | 10 | C | D | EAR99 | N | 85363090 | 1 | 4011209951525 | 0.96 | KG | 1826 | 1826 | LP20 | LP20 | ETU VL160, 4-pole, line protection ETU12, LIG IR=64...160A, overload protection, II=1.25 to 11xIN, short-circuit protection, N protected box terminal/screw terminal connections in scope of supply of sw. unit | - | 0 | 0
3VL9216-6UH30 |  | 3VL9216-6UH30 | 1 | UN | 1 | 10 | C | D | EAR99 | N | 85363090 | 1 | 4011209903678 | 1 | KG | 1496 | 1496 | LP20 | LP20 | ETU VL160, 3-pole, line protection LCD ETU40, LI/LS/LSI IR=64...160A, overload protection, ISD=1.5 to 10xIR, II=11 xIN short-circuit protection box terminal/screw terminal connections in scope of supply of sw. unit | - | 0 | 0
3VL9216-6UJ40 |  | 3VL9216-6UJ40 | 1 | UN | 1 | 10 | C | D | N | N | 85363090 | 1 | 4011209903708 | 1.198 | KG | 2167 | 2167 | LP20 | LP20 | ETU VL160, 4-pole, line protection LCD ETU40, LI/LS/LSI IR=64...160A, overload protection, ISD=1.5 to 10xIR, II=11 xIN short-circuit protection, N protected box terminal/screw terminal connections in scope of supply of sw. unit | - | 0 | 0
3VL9216-6UL30 |  | 3VL9216-6UL30 | 1 | UN | 1 | 10 | C | D | EAR99 | N | 85363090 | 1 | 4011209903685 | 1.021 | KG | 1727 | 1727 | LP20 | LP20 | ETU VL160, 3-pole, line protection LCD ETU42, LSIG 3 phases/3 lines IR=64...160A, overload protection, ISD=1.5 to 10xIR, II=11 xIN short-circuit protection box terminal/screw terminal connections in scope of supply of sw. unit | - | 0 | 0
3VL9216-6UM30 |  | 3VL9216-6UM30 | 1 | UN | 1 | 10 | C | D | EAR99 | N | 85363090 | 1 | 4011209903692 | 1.05 | KG | 1727 | 1727 | LP20 | LP20 | ETU VL160, 3-pole, line protection LCD ETU42, LSIG 3 phases/4 lines with connecting cable IR=64...160A, overload protection, ISD=1.5 to 10xIR, II=11 xIN short-circuit protection box terminal/screw terminal connections in scope of supply of sw. unit | - | 0 | 0
3VL9216-6UN40 |  | 3VL9216-6UN40 | 1 | UN | 1 | 10 | C | D | N | N | 85363090 | 1 | 4011209903715 | 1.187 | KG | 2167 | 2167 | LP20 | LP20 | ETU VL160, 4-pole, line protection LCD ETU42, LSIG IR=64...160A, overload protection, ISD=1.5 to 10xIR, II=11 xIN short-circuit protection, N protected with ground-fault protection box terminal/screw terminal connections in scope of supply of sw. unit | - | 0 | 0
3VL9216-6UP30 |  | 3VL9216-6UP30 | 1 | UN | 1 | 10 | C | D | EAR99 | N | 85363090 | 1 | 4011209903661 | 1.045 | KG | 1496 | 1496 | LP20 | LP20 | ETU VL160, 3-pole, motor/generator prot. LCD ETU40M, LI IR=64...160A, overload protection, ISD=1.5 to 10xIR, II=11 xIN short-circuit protection box terminal/screw terminal connections in scope of supply of sw. unit | - | 0 | 0
3VL9216-7DC30 |  | 3VL9216-7DC30 | 1 | UN | 1 | 10 | C | D | N | N | 85363090 | 1 | 4011209686595 | 0.691 | KG | 624.8 | 624.8 | LP20 | LP20 | ETU VL160, 3-pole, line protection thermal-magnetic, LI IR=125...160A, overload protection II=500...1000A, short-circuit protection box terminal/screw terminal connections in scope of supply of sw. unit | - | 0 | 0
3VL9216-7DK30 |  | 3VL9216-7DK30 | 1 | UN | 1 | 5 | B | D | N | N | 85363090 | 1 | 4011209686618 | 0.67 | KG | 581.9 | 581.9 | LP20 | LP20 | ETU VL160, 3-pole, starter combination II=1250...2500A, short-circuit protection box terminal/screw terminal connections in scope of supply of sw. unit | - | 0 | 0
3VL9216-7EJ40 |  | 3VL9216-7EJ40 | 1 | UN | 1 | 5 | B | D | N | N | 85363090 | 1 | 4011209686649 | 1.025 | KG | 809.6 | 809.6 | LP20 | LP20 | ETU VL160, 4-pole, line protection thermal-magnetic, LI IR=125...160A, overload protection, II=800...1600A, short-circuit protection, N unprotected box terminal/screw terminal connections in scope of supply of sw. unit | - | 0 | 0
3VL9216-7EM40 |  | 3VL9216-7EM40 | 1 | UN | 1 | 10 | C | D | N | N | 85363090 | 1 | 4011209666306 | 1.063 | KG | 932.8 | 932.8 | LP20 | LP20 | ETU VL160, 4-pole, line protection thermal-magnetic, LI IR=125...160A, overload prot., II=800...1600A, short-circuit protection, N protected (100%) box terminal/screw terminal connections in scope of supply of sw. unit | - | 0 | 0
3VL9216-8TC00 |  | 3VL9216-8TC00 | 1 | UN | 1 | 5 | B | D | N | N | 85043180 | 1 | 4011209667877 | 0.475 | KG | 293.7 | 293.7 | LP20 | LP20 | accessory for VL160, current transformer for overload protection of N conductor and for ground-fault protection In=125A/160A | - | 0 | 0
3VL9220-4TC31 |  | 3VL9220-4TC31 | 1 | UN | 1 | 5 | B | D | EAR99 | N | 85369010 | 1 | 4011209912236 | 0.115 | KG | 36.08 | 36.08 | LP20 | LP20 | accessory for VL150UL, (DG frame) box terminals comprises 3 box terminals 3-pole | - | 0 | 0
3VL9220-4TM21 |  | 3VL9220-4TM21 | 1 | UN | 1 | 30 | D | D | EAR99 | N | 85389099 | 1 |  | 1.5 | KG | 111.1 | 111.1 | LP20 | LP20 | Breaker DG LUGS Kit OF 2 COMPRE CAT number 2CLD20 | - | 0 | 7
3VL9220-4TM31 |  | 3VL9220-4TM31 | 1 | UN | 1 | 5 | B | D | EAR99 | N | 85389099 | 1 |  | 0.312 | KG | 64.9 | 64.9 | LP20 | LP20 | accessory for VL150UL (DG frame) cable lug connections 1 set = 3 units cat. no. 3CLD20 | - | 0 | 0
3VL9220-4TN31 |  | 3VL9220-4TN31 | 1 | UN | 1 | 5 | B | D | EAR99 | N | 85369010 | 1 | 4011209835146 | 0.277 | KG | 116.6 | 116.6 | LP20 | LP20 | accessory for VL160 box terminals comprises 3 box terminals and terminal cover 3-pole | - | 0 | 0
3VL9230-4TD01 |  | 3VL9230-4TD01 | 1 | UN | 1 | 30 | D | D | EAR99 | N | 85389099 | 1 |  | 0.044 | KG | 15.4 | 15.4 | LP20 | LP20 | Breaker VLLUG Cu/Al 30KCMIL E/ CAT number TA1DG30 | - | 0 | 7
3VL9230-4TD11 |  | 3VL9230-4TD11 | 1 | UN | 1 | 30 | D | D | EAR99 | N | 85389099 | 1 |  | 1.5 | KG | 69.63 | 69.63 | LP20 | LP20 | Breaker VLDG LUG, CU only 350K CAT number TC1DG30 | - | 0 | 7
3VL9230-4TD31 |  | 3VL9230-4TD31 | 1 | UN | 1 | 30 | D | D | EAR99 | N | 85369010 | 1 | 4011209676503 | 0.119 | KG | 34.21 | 34.21 | LP20 | LP20 | accessory for VL150UL, (DG frame) circular conductor terminal for Cu/Al comprises 3 connections 3-pole only for 60-150A cat. no. 3TA1DG30 | - | 0 | 0
3VL9230-4TD61 |  | 3VL9230-4TD61 | 1 | UN | 1 | 30 | D | D | EAR99 | N | 85389099 | 1 |  | 1.5 | KG | 212.3 | 212.3 | LP20 | LP20 | Breaker, Kit of 3 CU O CAT number 3TC1DG30 | - | 0 | 7
3VL9280-8TC00 |  | 3VL9280-8TC00 | 1 | UN | 1 | 5 | B | D | N | N | 85043180 | 1 | 4011209667853 | 0.48 | KG | 293.7 | 293.7 | LP20 | LP20 | accessory for VL160, current transformer for overload protection of N conductor and for ground-fault protection In=63A/80A | - | 0 | 0
3VL9300-2AP11 |  | 3VL9300-2AP11 | 1 | UN | 1 | 30 | D | D | EAR99 | N | 85365080 | 1 |  | 0.088 | KG | 251.9 | 251.9 | LP20 | LP20 | accessory for VL150XUL-VL250UL (CG frame FG frame) assembly kit, leading auxiliary switch, Max Flex 1 CO 1.5m connecting cable | - | 0 | 0
3VL9300-2AP21 |  | 3VL9300-2AP21 | 1 | UN | 1 | 30 | D | D | EAR99 | N | 85365080 | 1 |  | 0.156 | KG | 493.9 | 493.9 | LP20 | LP20 | accessory for VL150XUL-VL250UL (CG frame FG frame) assembly kit, leading auxiliary switch, Max Flex 2 CO 1.5m connecting cable | - | 0 | 0
3VL9300-3AF01 |  | 3VL9300-3AF01 | 1 | UN | 1 | 30 | D | D | EAR99 | N | 85389099 | 1 |  | 0.01 | KG | 224.4 | 224.4 | LP20 | LP20 | Breaker VLAUX software Kit through-door DG/FG | - | 0 | 7
3VL9300-3AF02 |  | 3VL9300-3AF02 | 1 | UN | 1 | 30 | D | D | EAR99 | N | 85389099 | 1 |  | 0.01 | KG | 282.7 | 282.7 | LP20 | LP20 | Breaker VL2-AUX software Kit through-door DG/FG | - | 0 | 7
3VL9300-3AS10 |  | 3VL9300-3AS10 | 1 | UN | 1 | 2 | A | D | EAR99 | N | 85365080 | 1 | 4011209475861 | 0.114 | KG | 27.39 | 27.39 | LP20 | LP20 | accessory for VL160X, VL160, VL250, assembly kit, leading auxiliary switch 1 CO, from off to on 1.5m connecting cable | - | 0 | 0
3VL9300-3AS11 |  | 3VL9300-3AS11 | 1 | UN | 1 | 5 | B | D | EAR99 | N | 85365080 | 1 | 4011209682740 | 0.09 | KG | 32.78 | 32.78 | LP20 | LP20 | accessory for VL150XUL-VL250UL (CG frame FG frame) assembly kit, leading auxiliary switch 1 CO, from off to on 1.5m connecting cable | - | 0 | 0
3VL9300-3AT10 |  | 3VL9300-3AT10 | 1 | UN | 1 | 2 | A | D | EAR99 | N | 85365080 | 1 | 4011209475854 | 0.183 | KG | 48.62 | 48.62 | LP20 | LP20 | accessory for VL160X, VL160, VL250, assembly kit, leading auxiliary switch 2 CO, from off to on 1.5m connecting cable | - | 0 | 0
3VL9300-3AT11 |  | 3VL9300-3AT11 | 1 | UN | 1 | 5 | B | D | EAR99 | N | 85365080 | 1 | 4011209682733 | 0.17 | KG | 58.3 | 58.3 | LP20 | LP20 | accessory for VL150XUL-VL250UL (CG frame FG frame) assembly kit, leading auxiliary switch 2 CO, from off to on 1.5m connecting cable | - | 0 | 0
3VL9300-3AU10 |  | 3VL9300-3AU10 | 1 | UN | 1 | 2 | A | D | EAR99 | N | 85365080 | 1 | 4011209475847 | 0.119 | KG | 27.39 | 27.39 | LP20 | LP20 | accessory for VL160X, VL160, VL250, assembly kit, leading auxiliary switch 1 CO, from on to off 1.5m connecting cable | - | 0 | 0
3VL9300-3AU11 |  | 3VL9300-3AU11 | 1 | UN | 1 | 5 | B | D | EAR99 | N | 85365080 | 1 | 4011209682719 | 0.14 | KG | 32.78 | 32.78 | LP20 | LP20 | accessory for VL150XUL-VL250UL (CG frame FG frame) assembly kit, leading auxiliary switch 1 CO, from on to off 1.5m connecting cable | - | 0 | 0
3VL9300-3AW10 |  | 3VL9300-3AW10 | 1 | UN | 1 | 2 | A | D | EAR99 | N | 85365080 | 1 | 4011209475830 | 0.189 | KG | 48.62 | 48.62 | LP20 | LP20 | accessory for VL160X, VL160, VL250, assembly kit, leading auxiliary switch 2 CO, from on to off 1.5m connecting cable | - | 0 | 0
3VL9300-3AW11 |  | 3VL9300-3AW11 | 1 | UN | 1 | 5 | B | D | EAR99 | N | 85365080 | 1 | 4011209682726 | 0.157 | KG | 58.3 | 58.3 | LP20 | LP20 | accessory for VL150XUL-VL250UL (CG frame FG frame) assembly kit, leading auxiliary switch 2 CO, from on to off 1.5m connecting cable | - | 0 | 0
3VL9300-3HA00 |  | 3VL9300-3HA00 | 1 | UN | 1 | 2 | A | D | EAR99 | N | 85389099 | 1 | 4011209475823 | 0.534 | KG | 93.5 | 85.8 | LP20 | LP20 | accessory for VL160X, VL160, VL250 front mounted rotary operator standard |  | 0 | 0
3VL9300-3HA01 |  | 3VL9300-3HA01 | 1 | UN | 1 | 5 | B | D | EAR99 | N | 85389099 | 1 | 4011209689930 | 0.41 | KG | 112.2 | 112.2 | LP20 | LP20 | accessory for VL150XUL-VL250UL (CG frame FG frame) front mounted rotary operator standard | - | 0 | 0
3VL9300-3HC00 |  | 3VL9300-3HC00 | 1 | UN | 1 | 2 | A | D | EAR99 | N | 85389099 | 1 | 4011209475816 | 0.5 | KG | 108.02 | 108.02 | LP20 | LP20 | accessory for VL160X, VL160, VL250 front mounted rotary operator EMERGENCY-OFF, red/yellow | - | 0 | 0
3VL9300-3HC01 |  | 3VL9300-3HC01 | 1 | UN | 1 | 5 | B | D | EAR99 | N | 85389099 | 1 | 4011209689947 | 0.42 | KG | 128.7 | 128.7 | LP20 | LP20 | accessory for VL150XUL-VL250UL (CG frame FG frame) front mounted rotary operator EMERGENCY-OFF, red/yellow | - | 0 | 0
3VL9300-3HE00 |  | 3VL9300-3HE00 | 1 | UN | 1 | 2 | A | D | EAR99 | N | 85389099 | 1 | 4011209475809 | 0.411 | KG | 84.37 | 84.37 | LP20 | LP20 | accessory for VL160X, VL160, VL250, front mounted rotary operator with shaft stub without knob add. op. mech. 8UC62 required | - | 0 | 0
3VL9300-3HE01 |  | 3VL9300-3HE01 | 1 | UN | 1 | 5 | B | D | EAR99 | N | 85389099 | 1 | 4011209769021 | 0.48 | KG | 102.3 | 102.3 | LP20 | LP20 | accessory for VL150X-VL250 UL (CG frame FG frame) front mounted rotary operator with shaft stub without knob add. drive 8UC63 ERFORD | - | 0 | 0
3VL9300-3HF01 |  | 3VL9300-3HF01 | 1 | UN | 1 | 5 | B | D | EAR99 | N | 85389099 | 1 | 4011209689954 | 0.9 | KG | 158.4 | 158.4 | LP20 | LP20 | accessory for VL150XUL-VL250UL (CG frame FG frame) f. inst. in doors, compl. standard door op. mech. 8UC6 design handle black masking plate, light gray for GM projects: acc. to GCCL the MLFB 3VL9300-3HF01 must be ordered! | - | 0 | 0
3VL9300-3HF05 |  | 3VL9300-3HF05 | 1 | UN | 1 | 2 | A | D | EAR99 | N | 85389099 | 1 | 4011209725072 | 0.8 | KG | 132 | 121.4 | LP20 | LP20 | accessory for VL160X, VL160, VL250 door-coupling rotary op. mech. f. inst. in doors, compl. standard door op. mech. 8UC7 new design handle ti-gray, masking plate, light gray |  | 0 | 0
3VL9300-3HF05-Z | H80 | 3VL9300-3HF05-ZH80 | 1 | UN | 1 | 10 | C | D | EAR99 | N | 85389099 | 1 | 4047621043494 | 0.8 | KG | 146.3 | 146.3 | LP20 | LP20 | accessory for VL160X, VL160, VL250 door-coupling rotary op. mech. f. inst. in doors, compl. standard special design, Hauni | - | 0 | 7
3VL9300-3HF06 |  | 3VL9300-3HF06 | 1 | UN | 1 | 5 | B | D | EAR99 | N | 85389099 | 1 | 4011209768925 | 0.87 | KG | 160.6 | 160.6 | LP20 | LP20 | accessory for VL150X UL, VL150 UL, VL250 UL (CG frame-FG frame) door-coupling rotary op. mech. f. inst. in doors, compl. standard door op. mech. 8UC7 new design | - | 0 | 0
3VL9300-3HG05 |  | 3VL9300-3HG05 | 1 | UN | 1 | 2 | A | D | EAR99 | N | 85389099 | 1 | 4011209725089 | 0.8 | KG | 146.3 | 146.3 | LP20 | LP20 | accessory for VL160X, VL160, VL250 f. inst. in doors, compl. door op. mech. 8UC7 new design handle red, masking plate yellow | - | 0 | 0
3VL9300-3HG06 |  | 3VL9300-3HG06 | 1 | UN | 1 | 5 | B | D | EAR99 | N | 85389099 | 1 | 4011209768932 | 0.828 | KG | 176 | 176 | LP20 | LP20 | accessory for VL150XUL-VL250UL (CG frame FG frame) door-coupling rotary op. mech. f. inst. in doors, compl. EMERGENCY-OFF, red/yellow | - | 0 | 0
3VL9300-3HK01 |  | 3VL9300-3HK01 | 1 | UN | 1 | 30 | D | D | EAR99 | N | 85389099 | 1 |  | 1.5 | KG | 55.77 | 55.77 | LP20 | LP20 | Breaker VLHDL BLOCKING Device CAT number HBDF | - | 0 | 7
3VL9300-3HL00 |  | 3VL9300-3HL00 | 1 | UN | 1 | 5 | B | D | EAR99 | N | 85389099 | 1 | 4011209477810 | 0.091 | KG | 65.23 | 65.23 | LP20 | LP20 | accessory for VL160X, VL160, VL250 handle locking device | - | 0 | 0
3VL9300-3HL01 |  | 3VL9300-3HL01 | 1 | UN | 1 | 5 | B | D | EAR99 | N | 85389099 | 1 |  | 0.07 | KG | 78.21 | 78.21 | LP20 | LP20 | accessory for VL150XUL-VL250UL (CG frame FG frame) handle locking device | - | 0 | 0
3VL9300-3HP00 |  | 3VL9300-3HP00 | 1 | UN | 1 | 2 | A | D | EAR99 | N | 85389099 | 1 | 4011209670280 | 0.417 | KG | 22.99 | 22.99 | LP20 | LP20 | accessory for VL160X, VL160, VL250, for VL150X UL, VL150 UL, VL250 UL (CG, DG and FG frame) fixing bracket f. 6Â mm shaft of door-coupling rot. op. mech. with locking device for up to 3 padlocks | - | 0 | 0
3VL9300-3HP02 |  | 3VL9300-3HP02 | 1 | UN | 1 | 2 | A | D | EAR99 | N | 85389099 | 1 | 4011209900394 | 0.409 | KG | 22.99 | 22.99 | LP20 | LP20 | accessory for VL160X, VL160, VL250, for VL150X UL, VL150 UL, VL250 UL (CG, DG and FG frame) fixing bracket f. 8Â mm shaft of door-coupling rot. op. mech. with locking device for up to 3 padlocks | - | 0 | 0
3VL9300-3HR10 |  | 3VL9300-3HR10 | 1 | UN | 1 | 5 | B | D | EAR99 | N | 85389099 | 1 | 4011209700635 | 1.758 | KG | 231 | 231 | LP20 | LP20 | side wall moun. rot. op. 3VL1-3 with 600mm Bowden cable rotary handle black | - | 0 | 0
3VL9300-3HR11 |  | 3VL9300-3HR11 | 1 | UN | 1 | 5 | B | D | EAR99 | N | 85389099 | 1 | 4011209700666 | 2.1 | KG | 226.6 | 226.6 | LP20 | LP20 | side wall moun. rot. op. 3VL1-3 with 600mm Bowden cable rotary handle red/yellow | - | 0 | 0
3VL9300-3HR20 |  | 3VL9300-3HR20 | 1 | UN | 1 | 5 | B | D | EAR99 | N | 85389099 | 1 | 4011209700642 | 1.77 | KG | 243.1 | 243.1 | LP20 | LP20 | side wall moun. rot. op. 3VL1-3 with 1000mm Bowden cable rotary handle black | - | 0 | 0
3VL9300-3HR21 |  | 3VL9300-3HR21 | 1 | UN | 1 | 5 | B | D | EAR99 | N | 85389099 | 1 | 4011209700673 | 2.1 | KG | 239.8 | 239.8 | LP20 | LP20 | side wall moun. rot. op. 3VL1-3 with 1000mm Bowden cable rotary handle red/yellow | - | 0 | 0
3VL9300-3HR30 |  | 3VL9300-3HR30 | 1 | UN | 1 | 5 | B | D | EAR99 | N | 85389099 | 1 | 4011209700659 | 1.9 | KG | 253 | 253 | LP20 | LP20 | side wall moun. rot. op. 3VL1-3 with 1500mm Bowden cable rotary handle black | - | 0 | 0
3VL9300-3HR31 |  | 3VL9300-3HR31 | 1 | UN | 1 | 5 | B | D | EAR99 | N | 85389099 | 1 | 4011209700680 | 2.1 | KG | 248.6 | 248.6 | LP20 | LP20 | side wall moun. rot. op. 3VL1-3 with 1500mm Bowden cable rotary handle red/yellow | - | 0 | 0
3VL9300-3JA01 |  | 3VL9300-3JA01 | 1 | UN | 1 | 5 | B | D | EAR99 | N | 85389099 | 1 |  | 0.98 | KG | 202.4 | 202.4 | LP20 | LP20 | Breaker VL rotary HDL 1.12 D/F-FR | - | 0 | 7
3VL9300-3JB01 |  | 3VL9300-3JB01 | 1 | UN | 1 | 30 | D | D | EAR99 | N | 85389099 | 1 |  | 0.62 | KG | 203.5 | 203.5 | LP20 | LP20 | Breaker VLTHRU-DOOR Red OP red/YLW D/F | - | 0 | 7
3VL9300-3JD01 |  | 3VL9300-3JD01 | 1 | UN | 1 | 5 | B | D | EAR99 | N | 85389099 | 1 |  | 0.854 | KG | 280.5 | 280.5 | LP20 | LP20 | Breaker VLVAR DEPTH red 1 3R 12 D/F-FR | - | 0 | 7
3VL9300-3JE01 |  | 3VL9300-3JE01 | 1 | UN | 1 | 5 | B | D | EAR99 | N | 85389099 | 1 |  | 0.376 | KG | 170.5 | 170.5 | LP20 | LP20 | Breaker VLVAR DEPTH red 1 3R 4x 12 D F | - | 0 | 7
3VL9300-3JF81 |  | 3VL9300-3JF81 | 1 | UN | 1 | 5 | B | D | EAR99 | N | 85389099 | 1 |  | 0.26 | KG | 136.4 | 136.4 | LP20 | LP20 | accessory for 3VL150UL and 3VL250UL (DG and FG frame) NFPA79 handle f. using w/ door-coupling rot. op. mech. RHVF (see SPEEDFAX catalog) cat. no.: RHVF79H | - | 0 | 7
3VL9300-3JM01 |  | 3VL9300-3JM01 | 1 | UN | 1 | 5 | B | D | EAR99 | N | 85389099 | 1 | 4011209676466 | 0.8 | KG | 842.6 | 842.6 | LP20 | LP20 | accessory for VL150XUL, VL250UL (CG frame FG frame) Max Flex operator, complete incl. op. mech., lever and Bowden cable (length=0.9m) | - | 0 | 0
3VL9300-3JM41 |  | 3VL9300-3JM41 | 1 | UN | 1 | 5 | B | D | EAR99 | N | 85389099 | 1 | 4011209893221 | 1.39 | KG | 843.7 | 843.7 | LP20 | LP20 | accessory for VL150XUL, VL250UL (CG frame and FG frame) Max Flex operator, complete incl. op. mech., lever and Bowden cable (1.2m length) | - | 0 | 0
3VL9300-3JN01 |  | 3VL9300-3JN01 | 1 | UN | 1 | 5 | B | D | EAR99 | N | 85389099 | 1 |  | 4.536 | KG | 262.9 | 262.9 | LP20 | LP20 | Breaker VLmax. FLEX Operator D/F-FR | - | 0 | 0
3VL9300-3JQ01 |  | 3VL9300-3JQ01 | 1 | UN | 1 | 5 | B | D | EAR99 | N | 85389099 | 1 |  | 0.709 | KG | 492.8 | 492.8 | LP20 | LP20 | Breaker VLCable max. FLEX 120 D/F-FR | - | 0 | 7
3VL9300-3JQ11 |  | 3VL9300-3JQ11 | 1 | UN | 1 | 5 | B | D | EAR99 | N | 85389099 | 1 |  | 0.729 | KG | 547.8 | 547.8 | LP20 | LP20 | Breaker VLCable max. FLEX 144 D/F-FR | - | 0 | 7
3VL9300-3JQ21 |  | 3VL9300-3JQ21 | 1 | UN | 1 | 5 | B | D | EAR99 | N | 85389099 | 1 |  | 0.584 | KG | 374 | 374 | LP20 | LP20 | Breaker VLCable max. FLEX 96 D/F-FR | - | 0 | 7
3VL9300-3JQ31 |  | 3VL9300-3JQ31 | 1 | UN | 1 | 5 | B | D | EAR99 | N | 85389099 | 1 |  | 0.335 | KG | 216.7 | 216.7 | LP20 | LP20 | mechanical connection between two circuit breakers | - | 0 | 0
3VL9300-3JQ41 |  | 3VL9300-3JQ41 | 1 | UN | 1 | 5 | B | D | EAR99 | N | 85389099 | 1 |  | 0.383 | KG | 251.9 | 251.9 | LP20 | LP20 | Breaker VLCable max. FLEX 48" D/F-FR | - | 0 | 0
3VL9300-3JQ61 |  | 3VL9300-3JQ61 | 1 | UN | 1 | 5 | B | D | EAR99 | N | 85389099 | 1 |  | 0.475 | KG | 282.7 | 282.7 | LP20 | LP20 | Breaker VLCable max. FLEX 60 D/F-FR | - | 0 | 7
3VL9300-3JQ71 |  | 3VL9300-3JQ71 | 1 | UN | 1 | 5 | B | D | EAR99 | N | 85389099 | 1 |  | 0.505 | KG | 313.5 | 313.5 | LP20 | LP20 | Breaker VLCable max. FLEX 72 D/F-FR | - | 0 | 7
3VL9300-3JQ81 |  | 3VL9300-3JQ81 | 1 | UN | 1 | 5 | B | D | EAR99 | N | 85389099 | 1 |  | 0.57 | KG | 346.5 | 346.5 | LP20 | LP20 | Breaker VLCable max. FLEX 84 D/F-FR | - | 0 | 7
3VL9300-3JS01 |  | 3VL9300-3JS01 | 1 | UN | 1 | 5 | B | D | EAR99 | N | 85389099 | 1 |  | 1.717 | KG | 357.5 | 357.5 | LP20 | LP20 | Breaker VLVAR DEPTH 1 3R 12 D/F-FR 3/4P | - | 0 | 7
3VL9300-3JS11 |  | 3VL9300-3JS11 | 1 | UN | 1 | 70 | X | D | EAR99 | N | 85389099 | 1 |  | 1.667 | KG | 357.5 | 357.5 | LP20 | LP20 | Breaker VLVAR DEPTH 1 3R 12 D/F-FR 3/4P | - | 0 | 7
3VL9300-3JS41 |  | 3VL9300-3JS41 | 1 | UN | 1 | 5 | B | D | EAR99 | N | 85389099 | 1 |  | 0.01 | KG | 475.2 | 475.2 | LP20 | LP20 | Breaker VLVAR DEPTH 4x D/F-FR 3/4P | - | 0 | 7
3VL9300-3JS51 |  | 3VL9300-3JS51 | 1 | UN | 1 | 5 | B | D | EAR99 | N | 85389099 | 1 |  | 2.417 | KG | 475.2 | 475.2 | LP20 | LP20 | Breaker VLVAR DEPTH 4x D/F-FR BLK HDL | - | 0 | 7
3VL9300-3JS61 |  | 3VL9300-3JS61 | 1 | UN | 1 | 15 | C | D | EAR99 | N | 85389099 | 1 |  | 2.417 | KG | 475.2 | 475.2 | LP20 | LP20 | molded case circ. br. 3VL UL accessory for 3VL11 (CG), 3VL25 (DG) and 3VL31/35 (FG) op. mech. w/ linkage for variable inst. depths handle red/black NEMA protection class 4X version for GM cat. no.: FHVF4XNT | - | 0 | 0
3VL9300-3JS71 |  | 3VL9300-3JS71 | 1 | UN | 1 | 15 | C | D | EAR99 | N | 85389099 | 1 |  | 2.417 | KG | 475.2 | 475.2 | LP20 | LP20 | molded case circ. br. 3VL UL accessory for 3VL11 (CG), 3VL25 (DG) and 3VL31/35 (FG) op. mech. w/ linkage for variable inst. depths handle black NEMA protection class 4X version for GM cat. no.: FHVF4XBNT | - | 0 | 0
3VL9300-3MA10 |  | 3VL9300-3MA10 | 1 | UN | 1 | 5 | B | D | N | N | 85389099 | 1 | 4011209788718 | 1.8 | KG | 645.7 | 645.7 | LP20 | LP20 | accessory for VL160; VL250 motorized operating mechanism 24V DC | - | 0 | 0
3VL9300-3MC10 |  | 3VL9300-3MC10 | 1 | UN | 1 | 5 | B | D | N | N | 85389099 | 1 | 4011209788732 | 1.799 | KG | 645.7 | 645.7 | LP20 | LP20 | accessory for VL160; VL250 motorized operating mechanism 42-60V AC/DC | - | 0 | 0
3VL9300-3MD10 |  | 3VL9300-3MD10 | 1 | UN | 1 | 5 | B | D | N | N | 85389099 | 1 | 4011209788749 | 1.797 | KG | 645.7 | 645.7 | LP20 | LP20 | accessory for VL160; VL250 motorized operating mechanism 110-127V AC/DC | - | 0 | 0
3VL9300-3ME10 |  | 3VL9300-3ME10 | 1 | UN | 1 | 5 | B | D | N | N | 85389099 | 1 | 4011209788756 | 1.805 | KG | 645.7 | 645.7 | LP20 | LP20 | accessory for VL160; VL250 motorized operating mechanism 220-250V AC/DC | - | 0 | 0
3VL9300-3MF00 |  | 3VL9300-3MF00 | 1 | UN | 1 | 20 | D | D | EAR99 | N | 85389099 | 1 | 4011209701052 | 2.786 | KG | 1133 | 1133 | LP20 | LP20 | accessory for VL160X, VL160, VL250 mot. op. mech. w/ strd en. mech 24 VDC with auxiliary switch | - | 0 | 0
3VL9300-3MG00 |  | 3VL9300-3MG00 | 1 | UN | 1 | 20 | D | D | EAR99 | N | 85389099 | 1 | 4011209701243 | 2.813 | KG | 1133 | 1133 | LP20 | LP20 | accessory for VL160X, VL160, VL250 mot. op. mech. w/ strd en. mech 42...48V AC/DC with auxiliary switch | - | 0 | 0
3VL9300-3MH00 |  | 3VL9300-3MH00 | 1 | UN | 1 | 20 | D | D | EAR99 | N | 85389099 | 1 | 4011209701236 | 2.812 | KG | 1133 | 1133 | LP20 | LP20 | accessory for VL160X, VL160, VL250 mot. op. mech. w/ strd en. mech 60V AC/DC with auxiliary switch | - | 0 | 0
3VL9300-3MJ00 |  | 3VL9300-3MJ00 | 1 | UN | 1 | 5 | B | D | EAR99 | N | 85389099 | 1 | 4011209476998 | 2.755 | KG | 911.9 | 835.7 | LP20 | LP20 | accessory for VL160X, VL160, VL250 mot. op. mech. w/ strd en. mech 24 VDC |  | 0 | 0
3VL9300-3MJ01 |  | 3VL9300-3MJ01 | 1 | UN | 1 | 5 | B | D | EAR99 | N | 85389099 | 1 | 4011209676374 | 2.797 | KG | 1035.1 | 1035.1 | LP20 | LP20 | accessory for VL150XUL, VL150UL, VL250UL (CG frame FG frame) mot. op. mech. w/ strd en. mech 24 VDC | - | 0 | 0
3VL9300-3MK00 |  | 3VL9300-3MK00 | 1 | UN | 1 | 20 | D | D | EAR99 | N | 85389099 | 1 | 4011209701229 | 2.82 | KG | 1133 | 1133 | LP20 | LP20 | accessory for VL160X, VL160, VL250 mot. op. mech. w/ strd en. mech 110...127V AC/DC with auxiliary switch | - | 0 | 0
3VL9300-3ML00 |  | 3VL9300-3ML00 | 1 | UN | 1 | 5 | B | D | EAR99 | N | 85389099 | 1 | 4011209476981 | 2.81 | KG | 911.9 | 835.7 | LP20 | LP20 | accessory for VL160X, VL160, VL250 mot. op. mech. w/ strd en. mech 42...48V AC/DC |  | 0 | 0
3VL9300-3ML01 |  | 3VL9300-3ML01 | 1 | UN | 1 | 15 | C | D | EAR99 | N | 85389099 | 1 |  | 2.81 | KG | 1035.1 | 1035.1 | LP20 | LP20 | accessory for VL150UL, VL250UL (DG frame â€“ FG frame) mot. op. mech. w/ strd en. mech 42-48V AC/DC | - | 0 | 0
3VL9300-3MM00 |  | 3VL9300-3MM00 | 1 | UN | 1 | 5 | B | D | EAR99 | N | 85389099 | 1 | 4011209701212 | 2.82 | KG | 1133 | 1133 | LP20 | LP20 | accessory for VL160X, VL160, VL250 mot. op. mech. w/ strd en. mech 220...250V AC/DC with auxiliary switch | - | 0 | 0
3VL9300-3MN00 |  | 3VL9300-3MN00 | 1 | UN | 1 | 5 | B | D | EAR99 | N | 85389099 | 1 | 4011209476974 | 2.782 | KG | 911.9 | 835.7 | LP20 | LP20 | accessory for VL160X, VL160, VL250 mot. op. mech. w/ strd en. mech 110...127V AC/DC |  | 0 | 0
3VL9300-3MN01 |  | 3VL9300-3MN01 | 1 | UN | 1 | 5 | B | D | EAR99 | N | 85389099 | 1 | 4011209676381 | 2.777 | KG | 1035.1 | 1035.1 | LP20 | LP20 | accessory for VL150UL, VL250UL (DG frame â€“ FG frame) mot. op. mech. w/ strd en. mech 110...127V AC/DC | - | 0 | 0
3VL9300-3MQ00 |  | 3VL9300-3MQ00 | 1 | UN | 1 | 5 | B | D | EAR99 | N | 85389099 | 1 | 4011209476967 | 2.818 | KG | 911.9 | 835.7 | LP20 | LP20 | accessory for VL160X, VL160, VL250 mot. op. mech. w/ strd en. mech 220...250V AC/DC |  | 0 | 0
3VL9300-3MQ01 |  | 3VL9300-3MQ01 | 1 | UN | 1 | 5 | B | D | EAR99 | N | 85389099 | 1 | 4011209676398 | 2.735 | KG | 1035.1 | 1035.1 | LP20 | LP20 | accessory for VL150UL, VL250UL (DG frame â€“ FG frame) mot. op. mech. w/ strd en. mech 220...250V AC/DC | - | 0 | 0
3VL9300-3MS00 |  | 3VL9300-3MS00 | 1 | UN | 1 | 5 | B | D | EAR99 | N | 85389099 | 1 | 4011209476950 | 2.773 | KG | 911.9 | 835.7 | LP20 | LP20 | accessory for VL160X, VL160, VL250 mot. op. mech. w/ strd en. mech 60V AC/DC |  | 0 | 0
3VL9300-3MS01 |  | 3VL9300-3MS01 | 1 | UN | 1 | 15 | C | D | EAR99 | N | 85389099 | 1 |  | 2.14 | KG | 1035.1 | 1035.1 | LP20 | LP20 | accessory for VL150UL, VL250UL (DG frame â€“ FG frame) mot. op. mech. w/ strd en. mech 60V AC/DC | - | 0 | 0
3VL9300-3MY10 |  | 3VL9300-3MY10 | 1 | UN | 1 | 5 | B | D | N | N | 85389099 | 1 | 4011209891036 | 0.064 | KG | 39.71 | 39.71 | LP20 | LP20 | accessory for VL160/VL250 adapter plates with screws f. motorized op. mech. SEO | - | 0 | 0
3VL9300-3TN00 |  | 3VL9300-3TN00 | 1 | UN | 1 | 5 | B | D | EAR99 | N | 85369010 | 1 | 4011209686823 | 0.133 | KG | 108.79 | 108.79 | LP20 | LP20 | aux. conductor terminal 3VL3 1 set = 10 units | - | 0 | 0
3VL9300-4EC30 |  | 3VL9300-4EC30 | 1 | UN | 1 | 5 | B | D | EAR99 | N | 85369095 | 1 | 4011209476936 | 0.269 | KG | 61.71 | 61.71 | LP20 | LP20 | accessory for VL250, front connecting bars, comprises 3 connections 3-pole | - | 0 | 0
3VL9300-4EC31 |  | 3VL9300-4EC31 | 1 | UN | 1 | 5 | B | D | EAR99 | N | 85369095 | 1 | 4011209690783 | 0.674 | KG | 182.6 | 182.6 | LP20 | LP20 | accessory for circuit breaker 3VL31 (FG) front connecting bars, comprises 3 connecting bars 3-pole (cat. no.: FBCF3) | - | 0 | 0
3VL9300-4EC40 |  | 3VL9300-4EC40 | 1 | UN | 1 | 5 | B | D | EAR99 | N | 85369095 | 1 | 4011209476929 | 0.346 | KG | 82.39 | 82.39 | LP20 | LP20 | accessory for VL250, front connecting bars, comprises 4 connections 4-pole | - | 0 | 0
3VL9300-4ED30 |  | 3VL9300-4ED30 | 1 | UN | 1 | 5 | B | D | EAR99 | N | 85369095 | 1 | 4011209476912 | 0.256 | KG | 85.36 | 85.36 | LP20 | LP20 | accessory for VL250, front connecting bars, increased pole spacing comprises 3 connections 3-pole | - | 0 | 0
3VL9300-4ED40 |  | 3VL9300-4ED40 | 1 | UN | 1 | 5 | B | D | EAR99 | N | 85369095 | 1 | 4011209476905 | 0.42 | KG | 113.3 | 113.3 | LP20 | LP20 | accessory for VL250, front connecting bars, increased pole spacing comprises 4 connections 4-pole | - | 0 | 0
3VL9300-4PA30 |  | 3VL9300-4PA30 | 1 | UN | 1 | 5 | B | D | EAR99 | N | 85369095 | 1 | 4011209476899 | 3.409 | KG | 331.1 | 331.1 | LP20 | LP20 | accessory for VL250, plug-in base assembly kit rear connection, 3-pole | - | 0 | 0
3VL9300-4PA31 |  | 3VL9300-4PA31 | 1 | UN | 1 | 5 | B | D | EAR99 | N | 85369095 | 1 |  | 2.92 | KG | 394.9 | 394.9 | LP20 | LP20 | accessory for VL250UL, (FG frame) plug-in base assembly kit rear connection, 3-pole | - | 0 | 0
3VL9300-4PA40 |  | 3VL9300-4PA40 | 1 | UN | 1 | 5 | B | D | EAR99 | N | 85369095 | 1 | 4011209476882 | 3.409 | KG | 442.2 | 442.2 | LP20 | LP20 | accessory for VL250, plug-in base assembly kit rear connection, 4-pole | - | 0 | 0
3VL9300-4PB30 |  | 3VL9300-4PB30 | 1 | UN | 1 | 5 | B | D | EAR99 | N | 85369095 | 1 | 4011209476875 | 3.12 | KG | 519.2 | 519.2 | LP20 | LP20 | accessory for VL250, plug-in base assembly kit rear connection RCD module (RCD) 3-pole | - | 0 | 0
3VL9300-4PB40 |  | 3VL9300-4PB40 | 1 | UN | 1 | 5 | B | D | EAR99 | N | 85369095 | 1 | 4011209476868 | 3.894 | KG | 627 | 627 | LP20 | LP20 | accessory for VL250, plug-in base assembly kit rear connection RCD module (RCD) 4-pole | - | 0 | 0
3VL9300-4PC30 |  | 3VL9300-4PC30 | 1 | UN | 1 | 5 | B | D | EAR99 | N | 85369095 | 1 | 4011209476851 | 2.4 | KG | 331.1 | 331.1 | LP20 | LP20 | accessory for VL250, plug-in base assembly kit front connection, 3-pole | - | 0 | 0
3VL9300-4PC31 |  | 3VL9300-4PC31 | 1 | UN | 1 | 5 | B | D | EAR99 | N | 85369095 | 1 |  | 2.672 | KG | 394.9 | 394.9 | LP20 | LP20 | accessory for VL250UL, (FG frame) plug-in base assembly kit front connection, 3-pole | - | 0 | 0
3VL9300-4PC40 |  | 3VL9300-4PC40 | 1 | UN | 1 | 5 | B | D | EAR99 | N | 85369095 | 1 | 4011209476844 | 3.01 | KG | 442.2 | 442.2 | LP20 | LP20 | accessory for VL250, plug-in base assembly kit front connection, 4-pole | - | 0 | 0
3VL9300-4PD30 |  | 3VL9300-4PD30 | 1 | UN | 1 | 5 | B | D | EAR99 | N | 85369095 | 1 | 4011209476837 | 2.668 | KG | 519.2 | 519.2 | LP20 | LP20 | accessory for VL250, plug-in base assembly kit front connection RCD module (RCD) 3-pole | - | 0 | 0
3VL9300-4PD40 |  | 3VL9300-4PD40 | 1 | UN | 1 | 5 | B | D | EAR99 | N | 85369095 | 1 | 4011209476820 | 3.5 | KG | 627 | 627 | LP20 | LP20 | accessory for VL250, plug-in base assembly kit front connection RCD module (RCD) 4-pole | - | 0 | 0
3VL9300-4PE30 |  | 3VL9300-4PE30 | 1 | UN | 1 | 5 | B | D | EAR99 | N | 85369095 | 1 | 4011209759022 | 0.452 | KG | 51.26 | 51.26 | LP20 | LP20 | accessory for VL160X, VL160, VL250, connecting adapter, 90Â° angle comprises 6 adapters 3-pole | - | 0 | 0
3VL9300-4PE40 |  | 3VL9300-4PE40 | 1 | UN | 1 | 5 | B | D | EAR99 | N | 85369095 | 1 | 4011209759039 | 0.548 | KG | 67.98 | 67.98 | LP20 | LP20 | accessory for VL160X, VL160, VL250, connecting adapter, 90Â° angle comprises 8 adapters 4-pole | - | 0 | 0
3VL9300-4PF00 |  | 3VL9300-4PF00 | 1 | UN | 1 | 5 | B | D | EAR99 | N | 85389099 | 1 | 4011209759046 | 0.005 | KG | 31.68 | 31.68 | LP20 | LP20 | accessory for VL160/250 trip pin+spring | - | 0 | 0
3VL9300-4PF01 |  | 3VL9300-4PF01 | 1 | UN | 1 | 5 | B | D | EAR99 | N | 85389099 | 1 |  | 0.013 | KG | 38.28 | 38.28 | LP20 | LP20 | accessory for VL150UL, VL250UL (DG frame â€“ FG frame) trip pin+spring | - | 0 | 0
3VL9300-4PJ00 |  | 3VL9300-4PJ00 | 1 | UN | 1 | 5 | B | D | EAR99 | N | 85366990 | 1 | 4011209476813 | 0.196 | KG | 77.44 | 77.44 | LP20 | LP20 | accessory for VL160X, VL160, VL250, aux. circuit plug connection for plug-in base | - | 0 | 0
3VL9300-4PJ01 |  | 3VL9300-4PJ01 | 1 | UN | 1 | 5 | B | D | EAR99 | N | 85366990 | 1 |  | 0.221 | KG | 92.29 | 92.29 | LP20 | LP20 | accessory for VL150XUL-VL250UL (CG frame FG frame) aux. circuit plug connection for plug-in base | - | 0 | 0
3VL9300-4PS30 |  | 3VL9300-4PS30 | 1 | UN | 1 | 5 | B | D | EAR99 | N | 85369095 | 1 | 4011209759077 | 0.424 | KG | 130.9 | 130.9 | LP20 | LP20 | accessory for VL250, blade contact kit 3P comprises 6 blade contacts and 1 trip pin | - | 0 | 0
3VL9300-4PS31 |  | 3VL9300-4PS31 | 1 | UN | 1 | 5 | B | D | EAR99 | N | 85369095 | 1 |  | 0.342 | KG | 157.3 | 157.3 | LP20 | LP20 | accessory for VL250UL (FG frame) blade contact kit 3P comprises 6 blade contacts and 1 trip pin without trip pin | - | 0 | 0
3VL9300-4PS40 |  | 3VL9300-4PS40 | 1 | UN | 1 | 5 | B | D | EAR99 | N | 85369095 | 1 | 4011209759084 | 0.535 | KG | 210.1 | 210.1 | LP20 | LP20 | accessory for VL250, blade contact kit 4P comprises 8 blade contacts and 1 trip pin | - | 0 | 0
3VL9300-4RA00 |  | 3VL9300-4RA00 | 1 | UN | 1 | 5 | B | D | EAR99 | N | 85369010 | 1 | 4011209476806 | 0.161 | KG | 23.76 | 23.76 | LP20 | LP20 | accessory for VL250, rear connection, short, round comprises 1 connection | - | 0 | 0
3VL9300-4RA01 |  | 3VL9300-4RA01 | 1 | UN | 1 | 5 | B | D | EAR99 | N | 85369010 | 1 |  | 0.164 | KG | 28.05 | 28.05 | LP20 | LP20 | accessory for VL250UL (FG frame) rear connection, short, round comprises 1 connection | - | 0 | 0
3VL9300-4RB00 |  | 3VL9300-4RB00 | 1 | UN | 1 | 5 | B | D | EAR99 | N | 85369010 | 1 | 4011209476790 | 0.265 | KG | 27.39 | 27.39 | LP20 | LP20 | accessory for VL250, rear connection, long, round comprises 1 connection | - | 0 | 0
3VL9300-4RB01 |  | 3VL9300-4RB01 | 1 | UN | 1 | 5 | B | D | EAR99 | N | 85369010 | 1 |  | 0.264 | KG | 32.78 | 32.78 | LP20 | LP20 | accessory for VL250UL (FG frame) rear connection, long, round comprises 1 connection | - | 0 | 0
3VL9300-4RC30 |  | 3VL9300-4RC30 | 1 | UN | 1 | 5 | B | D | EAR99 | N | 85369010 | 1 | 4011209476783 | 0.562 | KG | 74.69 | 74.69 | LP20 | LP20 | accessory for VL250, rear connection, round comprises 3 connections short-long-short 3-pole | - | 0 | 0
3VL9300-4RC31 |  | 3VL9300-4RC31 | 1 | UN | 1 | 5 | B | D | EAR99 | N | 85369010 | 1 | 4011209676619 | 0.555 | KG | 89.21 | 89.21 | LP20 | LP20 | accessory for VL250UL (FG frame) rear connection, round comprises 3 connections short-long-short 3-pole | - | 0 | 0
3VL9300-4RF40 |  | 3VL9300-4RF40 | 1 | UN | 1 | 5 | B | D | EAR99 | N | 85369010 | 1 | 4011209476776 | 0.85 | KG | 98.45 | 98.45 | LP20 | LP20 | accessory for VL250, rear connection, round comprises 4 connections 2 long+2 short 4-pole | - | 0 | 0
3VL9300-4RK00 |  | 3VL9300-4RK00 | 1 | UN | 1 | 5 | B | D | EAR99 | N | 85369010 | 1 | 4011209476769 | 0.126 | KG | 26.51 | 26.51 | LP20 | LP20 | accessory for VL250, rear connection, short, round/flat comprises 1 connection | - | 0 | 0
3VL9300-4RK01 |  | 3VL9300-4RK01 | 1 | UN | 1 | 5 | B | D | EAR99 | N | 85369010 | 1 |  | 0.129 | KG | 31.46 | 31.46 | LP20 | LP20 | accessory for VL250UL (FG frame) rear connection, short, round/flat comprises 1 connection | - | 0 | 0
3VL9300-4RL00 |  | 3VL9300-4RL00 | 1 | UN | 1 | 5 | B | D | EAR99 | N | 85369010 | 1 | 4011209476752 | 0.228 | KG | 29.48 | 29.48 | LP20 | LP20 | accessory for VL250, rear connection, long, round/flat comprises 1 connection | - | 0 | 0
3VL9300-4RL01 |  | 3VL9300-4RL01 | 1 | UN | 1 | 5 | B | D | EAR99 | N | 85369010 | 1 |  | 0.224 | KG | 35.42 | 35.42 | LP20 | LP20 | accessory for VL250UL (FG frame) rear connection, long; round/flat comprises 1 connection | - | 0 | 0
3VL9300-4RM30 |  | 3VL9300-4RM30 | 1 | UN | 1 | 5 | B | D | EAR99 | N | 85369010 | 1 | 4011209476745 | 0.447 | KG | 81.51 | 81.51 | LP20 | LP20 | accessory for VL250, rear connection, short, flat comprises 3 connections short-long-short 3-pole | - | 0 | 0
3VL9300-4RM31 |  | 3VL9300-4RM31 | 1 | UN | 1 | 5 | B | D | EAR99 | N | 85369010 | 1 | 4011209676602 | 0.451 | KG | 97.9 | 97.9 | LP20 | LP20 | accessory for VL250UL (FG frame) rear connection, short, flat comprises 3 connections short-long-short 3-pole | - | 0 | 0
3VL9300-4RN40 |  | 3VL9300-4RN40 | 1 | UN | 1 | 5 | B | D | EAR99 | N | 85369010 | 1 | 4011209476738 | 0.66 | KG | 111.1 | 111.1 | LP20 | LP20 | accessory for VL250, rear connection, long, flat comprises 4 connections 2 long+2 short 4-pole | - | 0 | 0
3VL9300-4TA30 |  | 3VL9300-4TA30 | 1 | UN | 1 | 5 | B | D | N | N | 85369095 | 1 | 4011209759176 | 0.114 | KG | 30.14 | 30.14 | LP20 | LP20 | accessory for VL250, connection with screw terminal metric thread comprises 3 connections | - | 0 | 0
3VL9300-4TA31 |  | 3VL9300-4TA31 | 1 | UN | 1 | 5 | B | D | N | N | 85369095 | 1 | 4011209676763 | 0.1 | KG | 36.08 | 36.08 | LP20 | LP20 | accessory for VL250UL, (FG frame) connection with screw terminal metric thread comprises 3 connections | - | 0 | 0
3VL9300-4TA40 |  | 3VL9300-4TA40 | 1 | UN | 1 | 5 | B | D | N | N | 85369095 | 1 | 4011209759183 | 0.144 | KG | 40.7 | 40.7 | LP20 | LP20 | accessory for VL250, connection with screw terminal metric thread comprises 4 4 connections | - | 0 | 0
3VL9300-4TB01 |  | 3VL9300-4TB01 | 1 | UN | 1 | 30 | D | D | EAR99 | N | 85389099 | 1 |  | 1.5 | KG | 12.76 | 12.76 | LP20 | LP20 | Breaker VLSTD Nut KEEPER F ACC CAT number TNKF | - | 0 | 7
3VL9300-4TB31 |  | 3VL9300-4TB31 | 1 | UN | 1 | 30 | D | D | N | N | 85369095 | 1 | 4011209676817 | 0.095 | KG | 36.08 | 36.08 | LP20 | LP20 | accessory for VL250UL, (FG frame) connection with screw terminal inch thread comprises 3 connections | - | 0 | 0
3VL9300-4TC30 |  | 3VL9300-4TC30 | 1 | UN | 1 | 5 | B | D | EAR99 | N | 85369010 | 1 | 4011209476707 | 0.213 | KG | 31.68 | 31.68 | LP20 | LP20 | accessory for VL250, box terminals comprises 3 box terminals 3-pole | - | 0 | 0
3VL9300-4TC40 |  | 3VL9300-4TC40 | 1 | UN | 1 | 5 | B | D | EAR99 | N | 85369010 | 1 | 4011209476691 | 0.278 | KG | 42.46 | 42.46 | LP20 | LP20 | accessory for VL250, box terminals comprises 4 box terminals 4-pole | - | 0 | 0
3VL9300-4TD30 |  | 3VL9300-4TD30 | 1 | UN | 1 | 5 | B | D | EAR99 | N | 85389099 | 1 | 4011209476677 | 0.183 | KG | 30.14 | 30.14 | LP20 | LP20 | accessory for VL250, circular conductor terminal for Cu/Al comprises 3 connections 3-pole | - | 0 | 0
3VL9300-4TD40 |  | 3VL9300-4TD40 | 1 | UN | 1 | 5 | B | D | EAR99 | N | 85389099 | 1 | 4011209476660 | 0.243 | KG | 40.7 | 40.7 | LP20 | LP20 | accessory for VL250, circular conductor terminal for Cu/Al comprises 4 4 connections 4-pole | - | 0 | 0
3VL9300-4WA30 |  | 3VL9300-4WA30 | 1 | UN | 1 | 5 | B | D | EAR99 | N | 85369095 | 1 | 4011209759190 | 5.192 | KG | 499.4 | 499.4 | LP20 | LP20 | accessory for VL250, withdr. vers., assembly kit rear connection, 3-pole | - | 0 | 0
3VL9300-4WA31 |  | 3VL9300-4WA31 | 1 | UN | 1 | 5 | B | D | EAR99 | N | 85369095 | 1 |  | 5.089 | KG | 596.2 | 596.2 | LP20 | LP20 | accessory for VL250UL (FG frame) withdr. vers., assembly kit rear connection, 3-pole | - | 0 | 0
3VL9300-4WA40 |  | 3VL9300-4WA40 | 1 | UN | 1 | 5 | B | D | EAR99 | N | 85369095 | 1 | 4011209759206 | 6.04 | KG | 676.5 | 676.5 | LP20 | LP20 | accessory for VL250, withdr. vers., assembly kit rear connection, 4-pole | - | 0 | 0
3VL9300-4WB30 |  | 3VL9300-4WB30 | 1 | UN | 1 | 5 | B | D | EAR99 | N | 85369095 | 1 | 4011209759213 | 9.8 | KG | 595.1 | 595.1 | LP20 | LP20 | accessory for VL250, withdr. vers., assembly kit rear connection RCD module (RCD) 3-pole | - | 0 | 0
3VL9300-4WB40 |  | 3VL9300-4WB40 | 1 | UN | 1 | 5 | B | D | EAR99 | N | 85369095 | 1 | 4011209759220 | 6.935 | KG | 889.9 | 889.9 | LP20 | LP20 | accessory for VL250, withdr. vers., assembly kit rear connection RCD module (RCD) 4-pole | - | 0 | 0
3VL9300-4WC30 |  | 3VL9300-4WC30 | 1 | UN | 1 | 5 | B | D | EAR99 | N | 85369095 | 1 | 4011209759237 | 5.1 | KG | 509.3 | 509.3 | LP20 | LP20 | accessory for VL250, withdr. vers., assembly kit front connection, 3-pole | - | 0 | 0
3VL9300-4WC31 |  | 3VL9300-4WC31 | 1 | UN | 1 | 5 | B | D | EAR99 | N | 85369095 | 1 |  | 4.94 | KG | 609.4 | 609.4 | LP20 | LP20 | accessory for VL250UL (FG frame) withdr. vers., assembly kit front connection, 3-pole | - | 0 | 0
3VL9300-4WC40 |  | 3VL9300-4WC40 | 1 | UN | 1 | 5 | B | D | EAR99 | N | 85369095 | 1 | 4011209759244 | 5.711 | KG | 676.5 | 676.5 | LP20 | LP20 | accessory for VL250, withdr. vers., assembly kit front connection, 4-pole | - | 0 | 0
3VL9300-4WD30 |  | 3VL9300-4WD30 | 1 | UN | 1 | 5 | B | D | EAR99 | N | 85369095 | 1 | 4011209759251 | 6.249 | KG | 720.5 | 720.5 | LP20 | LP20 | accessory for VL250, withdr. vers., assembly kit front connection RCD module (RCD) 3-pole | - | 0 | 0
3VL9300-4WD40 |  | 3VL9300-4WD40 | 1 | UN | 1 | 5 | B | D | EAR99 | N | 85369095 | 1 | 4011209759268 | 6.895 | KG | 889.9 | 889.9 | LP20 | LP20 | accessory for VL250, withdr. vers., assembly kit front connection RCD module (RCD) 4-pole | - | 0 | 0
3VL9300-4WF30 |  | 3VL9300-4WF30 | 1 | UN | 1 | 5 | B | D | EAR99 | N | 85389099 | 1 | 4011209759275 | 2.737 | KG | 188.1 | 188.1 | LP20 | LP20 | accessory for VL160, VL250, kit for conversion from plug-in version withdrawable version, 3-pole | - | 0 | 0
3VL9300-4WF31 |  | 3VL9300-4WF31 | 1 | UN | 1 | 5 | B | D | EAR99 | N | 85389099 | 1 |  | 2.737 | KG | 222.2 | 222.2 | LP20 | LP20 | accessory for VL150UL, VL250UL, (DG frame â€“ FG frame) kit for conversion from plug-in version withdrawable version, 3-pole | - | 0 | 0
3VL9300-4WF40 |  | 3VL9300-4WF40 | 1 | UN | 1 | 5 | B | D | EAR99 | N | 85389099 | 1 | 4011209759282 | 2.74 | KG | 248.6 | 248.6 | LP20 | LP20 | accessory for VL160, VL250, kit for conversion from plug-in version withdrawable version, 4-pole | - | 0 | 0
3VL9300-4WG30 |  | 3VL9300-4WG30 | 1 | UN | 1 | 5 | B | D | EAR99 | N | 85389099 | 1 | 4011209759299 | 2.74 | KG | 213.4 | 213.4 | LP20 | LP20 | accessory for VL160, VL250, kit for conversion from plug-in version withdrawable version RCD module (RCD) 3-pole | - | 0 | 0
3VL9300-4WG40 |  | 3VL9300-4WG40 | 1 | UN | 1 | 5 | B | D | EAR99 | N | 85389099 | 1 | 4011209759305 | 3.015 | KG | 273.9 | 273.9 | LP20 | LP20 | accessory for VL160, VL250, kit for conversion from plug-in version withdrawable version RCD module (RCD) 4-pole | - | 0 | 0
3VL9300-8AQ61 |  | 3VL9300-8AQ61 | 1 | UN | 1 | 30 | D | D | EAR99 | N | 85365080 | 1 |  | 0.142 | KG | 278.3 | 278.3 | LP20 | LP20 | accessory for circuit breaker 3VL21 (DG) and 3VL 31 (FG) communications interface comprising: -connecting cable length 1.5m auxiliary and alarm switch protective cover (cat. no.: COMKIT3) | - | 0 | 0
3VL9300-8AQ71 |  | 3VL9300-8AQ71 | 1 | UN | 1 | 30 | D | D | EAR99 | N | 85365080 | 1 |  | 0.205 | KG | 310.2 | 310.2 | LP20 | LP20 | accessory for circuit breaker 3VL21 (DG) and 3VL 31 (FG) communications interface comprising: -connecting cable length 3m auxiliary and alarm switch protective cover (cat. no.: COMKIT6) | - | 0 | 0
3VL9300-8BC00 |  | 3VL9300-8BC00 | 1 | UN | 1 | 5 | B | D | EAR99 | N | 85389099 | 1 | 4011209477803 | 0.083 | KG | 23.76 | 23.76 | LP20 | LP20 | accessory for VL160X, VL160, VL250, masking frame for door cut-out IP40, for fixed/plug-in mounting | - | 0 | 0
3VL9300-8BC01 |  | 3VL9300-8BC01 | 1 | UN | 1 | 5 | B | D | EAR99 | N | 85389099 | 1 |  | 0.052 | KG | 28.16 | 28.16 | LP20 | LP20 | accessory for VL150XUL-VL250UL (CG frame FG frame) masking frame for door cut-out IP40, for fixed/plug-in mounting | - | 0 | 0
3VL9300-8BD00 |  | 3VL9300-8BD00 | 1 | UN | 1 | 5 | B | D | EAR99 | N | 85389099 | 1 | 4011209477797 | 0.046 | KG | 52.91 | 52.91 | LP20 | LP20 | accessory for VL160X, VL160, VL250, masking frame for door cut-out IP40, for fixed/plug-in mounting with RCD module (RCD) | - | 0 | 0
3VL9300-8BG00 |  | 3VL9300-8BG00 | 1 | UN | 1 | 5 | B | D | EAR99 | N | 85389099 | 1 | 4011209477780 | 0.13 | KG | 33.11 | 33.11 | LP20 | LP20 | accessory for VL160X, VL160, VL250, masking frame for door cut-out IP40, for fixed/plug-in w/ rotary/motorized op. mech. | - | 0 | 0
3VL9300-8BG01 |  | 3VL9300-8BG01 | 1 | UN | 1 | 5 | B | D | EAR99 | N | 85389099 | 1 |  | 0.108 | KG | 39.49 | 39.49 | LP20 | LP20 | accessory for VL150XUL-VL250UL (CG frame FG frame) masking frame for door cut-out IP40, for fixed/plug-in w/ rotary/motorized op. mech. | - | 0 | 0
3VL9300-8BH00 |  | 3VL9300-8BH00 | 1 | UN | 1 | 5 | B | D | EAR99 | N | 85389099 | 1 | 4011209477773 | 0.332 | KG | 70.95 | 70.95 | LP20 | LP20 | accessory for VL160X, VL160, VL250, masking frame for door cut-out IP20, for withdrawable version with rotary op. mech. with RCD module (RCD) | - | 0 | 0
3VL9300-8BH01 |  | 3VL9300-8BH01 | 1 | UN | 1 | 5 | B | D | EAR99 | N | 85389099 | 1 |  | 0.325 | KG | 84.81 | 84.81 | LP20 | LP20 | accessory for VL150UL, VL250UL masking frame for door cut-out IP20, for withdrawable version with rotary op. mech. | - | 0 | 0
3VL9300-8BJ00 |  | 3VL9300-8BJ00 | 1 | UN | 1 | 5 | B | D | EAR99 | N | 85389099 | 1 | 4011209477766 | 1.04 | KG | 65.23 | 65.23 | LP20 | LP20 | accessory for VL160, VL250, masking frame for door cut-out IP40, for fixed/plug-in mounting, w/ motor. op. mech. with RCD module (RCD) | - | 0 | 0
3VL9300-8BM00 |  | 3VL9300-8BM00 | 1 | UN | 1 | 5 | B | D | EAR99 | N | 85389099 | 1 | 4011209477759 | 0.017 | KG | 16.94 | 16.94 | LP20 | LP20 | accessory for VL160, VL250, transparent cover for ETU, sealable thermal/magnetic | - | 0 | 0
3VL9300-8BM01 |  | 3VL9300-8BM01 | 1 | UN | 1 | 5 | B | D | EAR99 | N | 85389099 | 1 | 4011209929074 | 0.02 | KG | 20.35 | 20.35 | LP20 | LP20 | accessory for VL150UL, VL250UL, (DG frame â€“ FG frame) transparent cover for ETU, sealable thermal/magnetic | - | 0 | 0
3VL9300-8CA30 |  | 3VL9300-8CA30 | 1 | UN | 1 | 5 | B | D | N | N | 85389099 | 1 | 4011209476653 | 0.292 | KG | 47.41 | 47.41 | LP20 | LP20 | accessory for VL160X, VL160, VL250, terminal cover IP30, extended, comprises 2 covers 3-pole | - | 0 | 0
3VL9300-8CA31 |  | 3VL9300-8CA31 | 1 | UN | 1 | 5 | B | D | N | N | 85389099 | 1 | 4011209676671 | 0.306 | KG | 56.43 | 56.43 | LP20 | LP20 | accessory for VL150XUL-VL250UL, (CG frame FG frame) terminal cover IP30, extended, comprises 2 covers 3-pole | - | 0 | 0
3VL9300-8CA40 |  | 3VL9300-8CA40 | 1 | UN | 1 | 5 | B | D | EAR99 | N | 85389099 | 1 | 4011209476646 | 0.364 | KG | 62.04 | 62.04 | LP20 | LP20 | accessory for VL160X, VL160, VL250, terminal cover IP30 extended comprises 2 covers 4-pole | - | 0 | 0
3VL9300-8CB30 |  | 3VL9300-8CB30 | 1 | UN | 1 | 5 | B | D | EAR99 | N | 85389099 | 1 | 4011209476639 | 0.064 | KG | 37.18 | 37.18 | LP20 | LP20 | accessory for VL160X, VL160, VL250, terminal cover IP30 standard comprises 2 covers 3-pole | - | 0 | 0
3VL9300-8CB31 |  | 3VL9300-8CB31 | 1 | UN | 1 | 5 | B | D | EAR99 | N | 85389099 | 1 | 4011209676688 | 0.064 | KG | 44.66 | 44.66 | LP20 | LP20 | accessory for VL150XUL-VL250UL, (CG frame FG frame) terminal cover IP30 standard comprises 2 covers 3-pole | - | 0 | 0
3VL9300-8CB40 |  | 3VL9300-8CB40 | 1 | UN | 1 | 5 | B | D | EAR99 | N | 85389099 | 1 | 4011209477742 | 0.082 | KG | 49.28 | 49.28 | LP20 | LP20 | accessory for VL160X, VL160, VL250, terminal cover IP30 standard comprises 2 covers 4-pole | - | 0 | 0
3VL9300-8CD30 |  | 3VL9300-8CD30 | 1 | UN | 1 | 5 | B | D | EAR99 | N | 85389099 | 1 | 4011209835177 | 0.18 | KG | 28.82 | 28.82 | LP20 | LP20 | accessory for VL160X, 160, 250 terminal cover IP30 short comprises 1 cover 3-pole | - | 0 | 0
3VL9300-8CD31 |  | 3VL9300-8CD31 | 1 | UN | 1 | 5 | B | D | EAR99 | N | 85389099 | 1 | 4011209835184 | 0.16 | KG | 54.01 | 54.01 | LP20 | LP20 | access. for VL150XUL â€“ VL250UL terminal cover IP30 short comprises 1 cover 3-pole | - | 0 | 0
3VL9300-8CD40 |  | 3VL9300-8CD40 | 1 | UN | 1 | 5 | B | D | EAR99 | N | 85389099 | 1 | 4011209835191 | 0.23 | KG | 36.08 | 36.08 | LP20 | LP20 | accessory for VL160X, 160, 250 terminal cover IP30 short comprises 1 cover 4-pole | - | 0 | 0
3VL9300-8CE00 |  | 3VL9300-8CE00 | 1 | UN | 1 | 5 | B | D | N | N | 85472000 | 1 | 4011209477735 | 0.035 | KG | 30.91 | 30.91 | LP20 | LP20 | accessory for VL160X, VL160, VL250, phase barrier comprises 2 phase barriers | - | 0 | 0
3VL9300-8CE01 |  | 3VL9300-8CE01 | 1 | UN | 1 | 5 | B | D | N | N | 85472000 | 1 | 4011209676572 | 0.029 | KG | 38.28 | 38.28 | LP20 | LP20 | (CG frame FG frame) accessory for VL150XUL-VL250UL, phase barrier comprises 2 phase barriers | - | 0 | 0
3VL9300-8LA00 |  | 3VL9300-8LA00 | 1 | UN | 1 | 5 | B | D | EAR99 | N | 85389099 | 1 | 4011209477728 | 0.19 | KG | 76.89 | 76.89 | LP20 | LP20 | accessory for VL160X, VL160, VL250, locking with Bowden cable | - | 0 | 0
3VL9300-8LA01 |  | 3VL9300-8LA01 | 1 | UN | 1 | 5 | B | D | EAR99 | N | 85389099 | 1 |  | 0.194 | KG | 91.96 | 91.96 | LP20 | LP20 | accessory for VL150XUL-VL250UL (CG frame FG frame) locking with Bowden cable | - | 0 | 0
3VL9300-8LC00 |  | 3VL9300-8LC00 | 1 | UN | 1 | 5 | B | D | EAR99 | N | 85389099 | 1 | 4011209477711 | 0.32 | KG | 466.4 | 466.4 | LP20 | LP20 | accessory for VL160X, VL160, VL250, mutual interlocking w/ rocker, f. fixed-mntd vers. | - | 0 | 0
3VL9300-8LC01 |  | 3VL9300-8LC01 | 1 | UN | 1 | 5 | B | D | EAR99 | N | 85389099 | 1 |  | 0.473 | KG | 556.6 | 556.6 | LP20 | LP20 | accessory for VL150XUL-VL250UL (CG frame FG frame) mutual interlocking w/ rocker, f. fixed-mntd vers. cat. no. WBMFFM | - | 0 | 0
3VL9300-8LD00 |  | 3VL9300-8LD00 | 1 | UN | 1 | 5 | B | D | EAR99 | N | 85389099 | 1 | 4011209477704 | 0.383 | KG | 701.8 | 701.8 | LP20 | LP20 | accessory for VL160X, VL160, VL250, mutual interlocking with rocker, f. withdr./plug-in mounting | - | 0 | 0
3VL9300-8LD01 |  | 3VL9300-8LD01 | 1 | UN | 1 | 5 | B | D | EAR99 | N | 85389099 | 1 |  | 0.223 | KG | 839.3 | 839.3 | LP20 | LP20 | accessory for VL150UL, VL250UL, (DG frame â€“ FG frame) mutual interlocking with rocker, f. withdr./plug-in mounting | - | 0 | 0
3VL9300-8SA40 |  | 3VL9300-8SA40 | 1 | UN | 1 | 3 | B | D | EAR99 | N | 73181558 | 1 | 4011209477681 | 0.043 | KG | 30.91 | 30.91 | LP20 | LP20 | accessory for VL160X, VL160, VL250, fixing screws comprises 4 screws and nuts, metric thread | - | 0 | 0
3VL9300-8SB21 |  | 3VL9300-8SB21 | 1 | UN | 1 | 30 | D | D | EAR99 | N | 73181558 | 1 |  | 0.023 | KG | 7.57 | 7.57 | LP20 | LP20 | Breaker VLMOUNT Screw Kit 2PCS CAT number MSKF2 | - | 0 | 7
3VL9300-8SB41 |  | 3VL9300-8SB41 | 1 | UN | 1 | 30 | D | D | EAR99 | N | 73181558 | 1 |  | 1.5 | KG | 11.33 | 11.33 | LP20 | LP20 | Breaker VLMOUNT Screw Kit 4PCS CAT number MSKF4 | - | 0 | 7
3VL9300-8SE20 |  | 3VL9300-8SE20 | 1 | UN | 1 | 2 | A | D | N | N | 73181558 | 1 | 4011209840799 | 0.038 | KG | 18.26 | 18.26 | LP20 | LP20 | accessory for VL150XUL-VL250UL (CG, DG and FG frame) screw set for mounting the MCCBs incl. max. Flex operator on 8US busbar adapter (60 mm busbar system) contents: 3 screws M4x 100mm, metric thread | - | 0 | 0
3VL9302-4TP01 |  | 3VL9302-4TP01 | 1 | UN | 1 | 30 | D | D | EAR99 | N | 85369010 | 1 |  | 0.123 | KG | 77 | 77 | LP20 | LP20 | Breaker VL3-Kit Distribution L CAT number TA3FG20 | - | 0 | 7
3VL9302-4TP31 |  | 3VL9302-4TP31 | 1 | UN | 1 | 30 | D | D | EAR99 | N | 85369010 | 1 |  | 0.335 | KG | 229.9 | 229.9 | LP20 | LP20 | Breaker VL3-Kit Distribution L CAT number 3TA3FG20 | - | 0 | 7
3VL9304-4TP01 |  | 3VL9304-4TP01 | 1 | UN | 1 | 30 | D | D | EAR99 | N | 85369010 | 1 |  | 0.12 | KG | 77 | 77 | LP20 | LP20 | Breaker VL distribution LUG F-F CAT number TA6FG04 | - | 0 | 7
3VL9304-4TP31 |  | 3VL9304-4TP31 | 1 | UN | 1 | 30 | D | D | EAR99 | N | 85369010 | 1 |  | 1.5 | KG | 229.9 | 229.9 | LP20 | LP20 | Breaker VL3-Kit Distribution L CAT number 3TA6FG04 | - | 0 | 7
3VL9310-8TT01 |  | 3VL9310-8TT01 | 1 | UN | 1 | 5 | B | D | EAR99 | N | 85389099 | 1 |  | 0.2 | KG | 1210 | 1210 | LP20 | LP20 | Breaker VLNEUT CT 150A F FRAME CAT number NGSF100 | - | 0 | 7
3VL9315-3HA00 |  | 3VL9315-3HA00 | 1 | UN | 1 | 5 | B | D | EAR99 | N | 85389099 | 1 | 4011209890428 | 0.6 | KG | 287.1 | 287.1 | LP20 | LP20 | accessory for VL160X, VL160, VL250 front mounted rotary operator standard with Ronis lock | - | 0 | 7
3VL9320-6CH30 |  | 3VL9320-6CH30 | 1 | UN | 1 | 30 | D | D | EAR99 | N | 85363090 | 1 | 4011209664180 | 0.972 | KG | 3333 | 3333 | LP20 | LP20 | ETU VL250 3-pole, line protection LCD ETU40, LI/LS/LSI IR=80...200A, overload protection, ISD=1.5 to 10xIR, II=11 xIN short-circuit protection screw terminal connections in scope of delivery of switching unit | - | 0 | 0
3VL9320-6CJ40 |  | 3VL9320-6CJ40 | 1 | UN | 1 | 30 | D | D | EAR99 | N | 85363090 | 1 | 4011209664401 | 1.316 | KG | 4202 | 4202 | LP20 | LP20 | ETU VL250 4-pole, line protection LCD ETU40, LI/LS/LSI IR=80...200A, overload protection, ISD=1.5 to 10xIR, II=11 xIN short-circuit protection, N protected screw terminal connections in scope of delivery of switching unit | - | 0 | 0
3VL9320-6CL30 |  | 3VL9320-6CL30 | 1 | UN | 1 | 30 | D | D | EAR99 | N | 85363090 | 1 | 4011209664197 | 0.97 | KG | 3773 | 3773 | LP20 | LP20 | ETU VL250 3-pole, line protection LCD ETU42, LSIG 3 phases/3 lines IR=80...200A, overload protection, ISD=1.5 to 10xIR, II=11 xIN short-circuit protection screw terminal connections in scope of delivery of switching unit | - | 0 | 0
3VL9320-6CM30 |  | 3VL9320-6CM30 | 1 | UN | 1 | 30 | D | D | EAR99 | N | 85363090 | 1 | 4011209664203 | 0.987 | KG | 3773 | 3773 | LP20 | LP20 | ETU VL250 3-pole, line protection LCD ETU42, LSIG 3 phases/4 lines with connecting cable IR=80...200A, overload protection, ISD=1.5 to 10xIR, II=11 xIN short-circuit protection screw terminal connections in scope of delivery of switching unit | - | 0 | 0
3VL9320-6CN40 |  | 3VL9320-6CN40 | 1 | UN | 1 | 30 | D | D | EAR99 | N | 85363090 | 1 | 4011209664418 | 1.473 | KG | 4202 | 4202 | LP20 | LP20 | ETU VL250 4-pole, line protection LCD ETU42, LSIG IR=80...200A, overload protection, ISD=1.5 to 10xIR, II=11 xIN short-circuit protection, N protected with ground-fault protection screw terminal connections in scope of delivery of switching unit | - | 0 | 0
3VL9320-6CP30 |  | 3VL9320-6CP30 | 1 | UN | 1 | 30 | D | D | EAR99 | N | 85363090 | 1 | 4011209664210 | 0.963 | KG | 3333 | 3333 | LP20 | LP20 | ETU VL250 3-pole, motor/generator prot. LCD ETU40M, LI IR=80...200A, overload protection, ISD=1.5 to 10xIR, II=11 xIN short-circuit protection screw terminal connections in scope of delivery of switching unit | - | 0 | 0
3VL9320-6LA40 |  | 3VL9320-6LA40 | 1 | UN | 1 | 10 | C | D | EAR99 | N | 85363090 | 1 | 4011209951532 | 1.14 | KG | 1760 | 1760 | LP20 | LP20 | ETU VL250 4-pole, line protection ETU10, LI IR=80...200A, overload protection, II=1.25 to 11xIN, short-circuit protection, N protected screw terminal connections in scope of delivery of switching unit shipbuilding certificate for LRS, DNV and gL | - | 0 | 0
3VL9320-6LB30 |  | 3VL9320-6LB30 | 1 | UN | 1 | 10 | C | D | EAR99 | N | 85363090 | 1 | 4011209951549 | 0.899 | KG | 1232 | 1232 | LP20 | LP20 | ETU VL250 3-pole, line protection ETU10, LI IR=80...200A, overload protection, II=1.25 to 11xIN, short-circuit protection screw terminal connections in scope of delivery of switching unit shipbuilding certificate for LRS, DNV and gL | - | 0 | 0
3VL9320-6LE30 |  | 3VL9320-6LE30 | 1 | UN | 1 | 10 | C | D | EAR99 | N | 85363090 | 1 | 4011209951556 | 0.905 | KG | 1331 | 1331 | LP20 | LP20 | ETU VL250 3-pole, line protection ETU20, LSI IR=80...200A, overload protection, ISD=1.5 to 10xIR, II=11 xIN short-circuit protection screw terminal connections in scope of delivery of switching unit shipbuilding certificate for LRS, DNV and gL | - | 0 | 0
3VL9320-6LF40 |  | 3VL9320-6LF40 | 1 | UN | 1 | 10 | C | D | EAR99 | N | 85363090 | 1 | 4011209951563 | 1.16 | KG | 1903 | 1903 | LP20 | LP20 | ETU VL250 4-pole, line protection ETU20, LSI IR=80...200A, overload protection, ISD=1.5 to 10xIR, II=11 xIN short-circuit protection, N protected screw terminal connections in scope of delivery of switching unit shipbuilding certificate for LRS, DNV and gL | - | 0 | 0
3VL9320-6LS30 |  | 3VL9320-6LS30 | 1 | UN | 1 | 10 | C | D | EAR99 | N | 85363090 | 1 | 4011209951570 | 0.91 | KG | 1276 | 1276 | LP20 | LP20 | ETU VL250 3-pole, motor protection ETU30M, LI IR=80...200A, overload protection, TC=10A...30, time lag class II=6/8/11 xIN, short-circuit protection screw terminal connections in scope of delivery of switching unit shipbuilding certificate for LRS, DNV and gL | - | 0 | 0
3VL9320-6MB30 |  | 3VL9320-6MB30 | 1 | UN | 1 | 10 | C | D | EAR99 | N | 85363090 | 1 | 4011209951587 | 0.993 | KG | 1166 | 1166 | LP20 | LP20 | ETU VL250 3-pole, line protection ETU10, LI IR=80...200A, overload protection, II=1.25 to 11xIN, short-circuit protection screw terminal connections in scope of delivery of switching unit | - | 0 | 0
3VL9320-6ME30 |  | 3VL9320-6ME30 | 1 | UN | 1 | 10 | C | D | EAR99 | N | 85363090 | 1 | 4011209951594 | 1.005 | KG | 1254 | 1254 | LP20 | LP20 | ETU VL250 3-pole, line protection ETU20, LSI IR=80...200A, overload protection, ISD=1.5 to 10xIR, II=11 xIN short-circuit protection screw terminal connections in scope of delivery of switching unit | - | 0 | 0
3VL9320-6MF30 |  | 3VL9320-6MF30 | 1 | UN | 1 | 10 | C | D | EAR99 | N | 85363090 | 1 | 4011209951600 | 1.045 | KG | 1826 | 1826 | LP20 | LP20 | ETU VL250 3-pole, line protection ETU12, LIG 3 phases/3 lines IR=80...200A, overload protection, II=1.25 to 11xIN, short-circuit protection screw terminal connections in scope of delivery of switching unit | - | 0 | 0
3VL9320-6MG30 |  | 3VL9320-6MG30 | 1 | UN | 1 | 10 | C | D | EAR99 | N | 85363090 | 1 | 4011209951617 | 0.992 | KG | 1683 | 1683 | LP20 | LP20 | ETU VL250 3-pole, line protection ETU22, LSIG 3 phases/3 lines IR=80...200A, overload protection, ISD=1.5 to 10xIR, II=11 xIN short-circuit protection screw terminal connections in scope of delivery of switching unit | - | 0 | 0
3VL9320-6MH30 |  | 3VL9320-6MH30 | 1 | UN | 1 | 10 | C | D | EAR99 | N | 85363090 | 1 | 4011209951624 | 1.031 | KG | 1881 | 1881 | LP20 | LP20 | ETU VL250 3-pole, line protection ETU22, LSIG 3 phases/4 lines with connecting cable IR=80...200A, overload protection, ISD=1.5 to 10xIR, II=11 xIN short-circuit protection screw terminal connections in scope of delivery of switching unit | - | 0 | 0
3VL9320-6ML30 |  | 3VL9320-6ML30 | 1 | UN | 1 | 10 | C | D | EAR99 | N | 85363090 | 1 | 4011209951631 | 1.009 | KG | 1606 | 1606 | LP20 | LP20 | ETU VL250 3-pole, line protection ETU12, LIG 3 phases/3 lines IR=80...200A, overload protection, II=1.25 to 11xIN, short-circuit protection screw terminal connections in scope of delivery of switching unit | - | 0 | 0
3VL9320-6MP30 |  | 3VL9320-6MP30 | 1 | UN | 1 | 10 | C | D | EAR99 | N | 85363090 | 1 | 4011209951648 | 1 | KG | 1096.7 | 1096.7 | LP20 | LP20 | ETU VL250 3-pole, motor/generator prot. ETU10M, LI IR=80...200A, overload protection, II=1.25 to 11xIN, short-circuit protection screw terminal connections in scope of delivery of switching unit | - | 0 | 0
3VL9320-6MS30 |  | 3VL9320-6MS30 | 1 | UN | 1 | 10 | C | D | EAR99 | N | 85363090 | 1 | 4011209951655 | 0.99 | KG | 1199 | 1199 | LP20 | LP20 | ETU VL250 3-pole, motor protection ETU30M, LI IR=80...200A, overload protection, TC=10A...30, time lag class II=6/8/11 xIN, short-circuit protection screw terminal connections in scope of delivery of switching unit | - | 0 | 0
3VL9320-6NA40 |  | 3VL9320-6NA40 | 1 | UN | 1 | 10 | C | D | EAR99 | N | 85363090 | 1 | 4011209951662 | 1.179 | KG | 1639 | 1639 | LP20 | LP20 | ETU VL250 4-pole, line protection ETU10, LI IR=80...200A, overload protection, II=1.25 to 11xIN, short-circuit protection, N protected screw terminal connections in scope of delivery of switching unit | - | 0 | 0
3VL9320-6NB40 |  | 3VL9320-6NB40 | 1 | UN | 1 | 10 | C | D | EAR99 | N | 85363090 | 1 | 4011209951679 | 1.172 | KG | 1485 | 1485 | LP20 | LP20 | ETU VL250 4-pole, line protection ETU10, LI IR=80...200A, overload protection, II=1.25 to 11xIN, short-circuit protection, screw terminal connections in scope of delivery of switching unit | - | 0 | 0
3VL9320-6NE40 |  | 3VL9320-6NE40 | 1 | UN | 1 | 10 | C | D | EAR99 | N | 85363090 | 1 | 4011209951686 | 1.105 | KG | 1606 | 1606 | LP20 | LP20 | ETU VL250 4-pole, line protection ETU20, LIG IR=80...200A, overload protection, II=1.25 to 11xIN, short-circuit protection, screw terminal connections in scope of delivery of switching unit | - | 0 | 0
3VL9320-6NF40 |  | 3VL9320-6NF40 | 1 | UN | 1 | 10 | C | D | EAR99 | N | 85363090 | 1 | 4011209951693 | 1.205 | KG | 1760 | 1760 | LP20 | LP20 | ETU VL250 4-pole, line protection ETU20, LSI IR=80...200A, overload protection, ISD=1.5 to 10xIR, II=11 xIN short-circuit protection, N protected screw terminal connections in scope of delivery of switching unit | - | 0 | 0
3VL9320-6NH40 |  | 3VL9320-6NH40 | 1 | UN | 1 | 10 | C | D | EAR99 | N | 85363090 | 1 | 4011209951709 | 1.24 | KG | 2332 | 2332 | LP20 | LP20 | ETU VL250 4-pole, line protection ETU22, LSIG IR=80...200A, overload protection, ISD=1.5 to 10xIR, II=11 xIN short-circuit protection, N protected screw terminal connections in scope of delivery of switching unit | - | 0 | 0
3VL9320-6NN40 |  | 3VL9320-6NN40 | 1 | UN | 1 | 10 | C | D | EAR99 | N | 85363090 | 1 | 4011209951716 | 1.181 | KG | 2288 | 2288 | LP20 | LP20 | ETU VL250 4-pole, line protection ETU12, LIG IR=80...200A, overload protection, II=1.25 to 11xIN, short-circuit protection, N protected screw terminal connections in scope of delivery of switching unit | - | 0 | 0
3VL9320-6SB30 |  | 3VL9320-6SB30 | 1 | UN | 1 | 10 | C | D | EAR99 | N | 85363090 | 1 | 4011209951723 | 0.67 | KG | 1069.2 | 1069.2 | LP20 | LP20 | ETU VL250 3-pole, line protection ETU10, LI IR=80...200A, overload protection, II=1.25 to 11xIN, short-circuit protection screw terminal connections in scope of delivery of switching unit | - | 0 | 0
3VL9320-6SE30 |  | 3VL9320-6SE30 | 1 | UN | 1 | 10 | C | D | EAR99 | N | 85363090 | 1 | 4011209951730 | 0.744 | KG | 1166 | 1166 | LP20 | LP20 | ETU VL250 3-pole, line protection ETU20, LSI IR=80...200A, overload protection, ISD=1.5 to 10xIR, II=11 xIN short-circuit protection screw terminal connections in scope of delivery of switching unit | - | 0 | 0
3VL9320-6SF30 |  | 3VL9320-6SF30 | 1 | UN | 1 | 5 | B | D | EAR99 | N | 85363090 | 1 | 4011209951747 | 0.767 | KG | 1716 | 1716 | LP20 | LP20 | ETU VL250 3-pole, line protection ETU12, LIG 3 phases/4 lines IR=80...200A, overload protection, II=1.25 to 11xIN, short-circuit protection screw terminal connections in scope of delivery of switching unit | - | 0 | 0
3VL9320-6SG30 |  | 3VL9320-6SG30 | 1 | UN | 1 | 5 | B | D | EAR99 | N | 85363090 | 1 | 4011209951754 | 0.75 | KG | 1584 | 1584 | LP20 | LP20 | ETU VL250 3-pole, line protection ETU22, LSIG 3 phases/3 lines IR=80...200A, overload protection, ISD=1.5 to 10xIR, II=11 xIN short-circuit protection screw terminal connections in scope of delivery of switching unit | - | 0 | 0
3VL9320-6SH30 |  | 3VL9320-6SH30 | 1 | UN | 1 | 5 | B | D | EAR99 | N | 85363090 | 1 | 4011209667983 | 0.774 | KG | 1782 | 1782 | LP20 | LP20 | ETU VL250 3-pole, line protection ETU22, LSIG 3 phases/4 lines with connecting cable IR=80...200A, overload protection, ISD=1.5 to 10xIR, II=11 xIN short-circuit protection screw terminal connections in scope of delivery of switching unit, tripping solenoid integrated | - | 0 | 0
3VL9320-6SL30 |  | 3VL9320-6SL30 | 1 | UN | 1 | 10 | C | D | EAR99 | N | 85363090 | 1 | 4011209951761 | 0.765 | KG | 1496 | 1496 | LP20 | LP20 | ETU VL250 3-pole, line protection ETU12, LIG 3 phases/3 lines IR=80...200A, overload protection, II=1.25 to 11xIN, short-circuit protection screw terminal connections in scope of delivery of switching unit | - | 0 | 0
3VL9320-6SP30 |  | 3VL9320-6SP30 | 1 | UN | 1 | 10 | C | D | EAR99 | N | 85363090 | 1 | 4011209951778 | 0.748 | KG | 994.4 | 994.4 | LP20 | LP20 | ETU VL250 3-pole, motor/generator prot. ETU10M, LI IR=80...200A, overload protection, II=1.25 to 11xIN, short-circuit protection screw terminal connections in scope of delivery of switching unit | - | 0 | 0
3VL9320-6SS30 |  | 3VL9320-6SS30 | 1 | UN | 1 | 10 | C | D | EAR99 | N | 85363090 | 1 | 4011209951785 | 0.765 | KG | 1100 | 1100 | LP20 | LP20 | ETU VL250 3-pole, motor protection ETU30M, LI IR=80...200A, overload protection, TC=10A...30, time lag class II=6/8/11 xIN, short-circuit protection screw terminal connections in scope of delivery of switching unit | - | 0 | 0
3VL9320-6TA40 |  | 3VL9320-6TA40 | 1 | UN | 1 | 5 | B | D | EAR99 | N | 85363090 | 1 | 4011209951792 | 0.909 | KG | 1551 | 1551 | LP20 | LP20 | ETU VL250 4-pole, line protection ETU10, LI IR=80...200A, overload protection, II=1.25 to 11xIN, short-circuit protection, N protected screw terminal connections in scope of delivery of switching unit | - | 0 | 0
3VL9320-6TB40 |  | 3VL9320-6TB40 | 1 | UN | 1 | 10 | C | D | EAR99 | N | 85363090 | 1 | 4011209951808 | 0.859 | KG | 1375 | 1375 | LP20 | LP20 | ETU VL250 4-pole, line protection ETU10, LI IR=80...200A, overload protection, II=1.25 to 11xIN, short-circuit protection, screw terminal connections in scope of delivery of switching unit | - | 0 | 0
3VL9320-6TE40 |  | 3VL9320-6TE40 | 1 | UN | 1 | 10 | C | D | EAR99 | N | 85363090 | 1 | 4011209951815 | 0.855 | KG | 1496 | 1496 | LP20 | LP20 | ETU VL250 4-pole, line protection ETU20, LSI IR=80...200A, overload protection, ISD=1.5 to 10xIR, II=11 xIN short-circuit protection, N unprotected screw terminal connections in scope of delivery of switching unit | - | 0 | 0
3VL9320-6TF40 |  | 3VL9320-6TF40 | 1 | UN | 1 | 10 | C | D | EAR99 | N | 85363090 | 1 | 4011209951822 | 0.903 | KG | 1683 | 1683 | LP20 | LP20 | ETU VL250 4-pole, line protection ETU20, LSI IR=80...200A, overload protection, ISD=1.5 to 10xIR, II=11 xIN short-circuit protection, N protected screw terminal connections in scope of delivery of switching unit | - | 0 | 0
3VL9320-6TH40 |  | 3VL9320-6TH40 | 1 | UN | 1 | 10 | C | D | EAR99 | N | 85363090 | 1 | 4011209835009 | 0.909 | KG | 2255 | 2255 | LP20 | LP20 | ETU VL250 4-pole, line protection ETU22, LSIG IR=80...200A, overload protection, ISD=1.5 to 10xIR, II=11 xIN short-circuit protection, N protected screw terminal connections in scope of delivery of switching unit | - | 0 | 0
3VL9320-6TN40 |  | 3VL9320-6TN40 | 1 | UN | 1 | 10 | C | D | EAR99 | N | 85363090 | 1 | 4011209951839 | 0.89 | KG | 2178 | 2178 | LP20 | LP20 | ETU VL250 4-pole, line protection ETU12, LIG IR=80...200A, overload protection, II=1.25 to 11xIN, short-circuit protection, N protected screw terminal connections in scope of delivery of switching unit | - | 0 | 0
3VL9320-6UH30 |  | 3VL9320-6UH30 | 1 | UN | 1 | 10 | C | D | EAR99 | N | 85363090 | 1 | 4011209903739 | 1.015 | KG | 2156 | 2156 | LP20 | LP20 | ETU VL250 3-pole, line protection LCD ETU40, LI/LS/LSI IR=80...200A, overload protection, ISD=1.5 to 10xIR, II=11 xIN short-circuit protection screw terminal connections in scope of delivery of switching unit | - | 0 | 0
3VL9320-6UJ40 |  | 3VL9320-6UJ40 | 1 | UN | 1 | 10 | C | D | EAR99 | N | 85363090 | 1 | 4011209903760 | 1.193 | KG | 2750 | 2750 | LP20 | LP20 | ETU VL250 4-pole, line protection LCD ETU40, LI/LS/LSI IR=80...200A, overload protection, ISD=1.5 to 10xIR, II=11 xIN short-circuit protection, N protected screw terminal connections in scope of delivery of switching unit | - | 0 | 0
3VL9320-6UL30 |  | 3VL9320-6UL30 | 1 | UN | 1 | 10 | C | D | EAR99 | N | 85363090 | 1 | 4011209903746 | 1.034 | KG | 2420 | 2420 | LP20 | LP20 | ETU VL250 3-pole, line protection LCD ETU42, LSIG 3 phases/3 lines IR=80...200A, overload protection, ISD=1.5 to 10xIR, II=11 xIN short-circuit protection screw terminal connections in scope of delivery of switching unit | - | 0 | 0
3VL9320-6UM30 |  | 3VL9320-6UM30 | 1 | UN | 1 | 5 | B | D | EAR99 | N | 85363090 | 1 | 4011209903753 | 1.015 | KG | 2420 | 2420 | LP20 | LP20 | ETU VL250 3-pole, line protection LCD ETU42, LSIG 3 phases/4 lines with connecting cable IR=80...200A, overload protection, ISD=1.5 to 10xIR, II=11 xIN short-circuit protection screw terminal connections in scope of delivery of switching unit | - | 0 | 0
3VL9320-6UN40 |  | 3VL9320-6UN40 | 1 | UN | 1 | 10 | C | D | EAR99 | N | 85363090 | 1 | 4011209903777 | 1.209 | KG | 2750 | 2750 | LP20 | LP20 | ETU VL250 4-pole, line protection LCD ETU42, LSIG IR=80...200A, overload protection, ISD=1.5 to 10xIR, II=11 xIN short-circuit protection, N protected with ground-fault protection screw terminal connections in scope of delivery of switching unit | - | 0 | 0
3VL9320-6UP30 |  | 3VL9320-6UP30 | 1 | UN | 1 | 10 | C | D | EAR99 | N | 85363090 | 1 | 4011209903722 | 1.027 | KG | 2156 | 2156 | LP20 | LP20 | ETU VL250 3-pole, motor/generator prot. LCD ETU40M, LI IR=80...200A, overload protection, ISD=1.5 to 10xIR, II=11 xIN short-circuit protection screw terminal connections in scope of delivery of switching unit | - | 0 | 0
3VL9320-7DC30 |  | 3VL9320-7DC30 | 1 | UN | 1 | 10 | C | D | N | N | 85363090 | 1 | 4011209686366 | 0.7 | KG | 624.8 | 624.8 | LP20 | LP20 | ETU VL250 3-pole, line protection thermal-magnetic, LI IR=160...200A, overload protection II=1000...2000A, short-circuit protection screw terminal conn. in scope of delivery of switching unit | - | 0 | 0
3VL9320-7EC40 |  | 3VL9320-7EC40 | 1 | UN | 1 | 10 | C | D | N | N | 85363090 | 1 | 4011209686663 | 1.255 | KG | 932.8 | 932.8 | LP20 | LP20 | ETU VL250 4-pole, line protection thermal-magnetic, LI IR=160-200A, overload protection, II=1000-2000A, short-circuit protection, N protected (60%) screw terminal connections in scope of delivery of switching unit | - | 0 | 0
3VL9320-7EJ40 |  | 3VL9320-7EJ40 | 1 | UN | 1 | 10 | C | D | N | N | 85363090 | 1 | 4011209686403 | 1.045 | KG | 809.6 | 809.6 | LP20 | LP20 | ETU VL250 4-pole, line protection thermal-magnetic, LI IR=160...200A, overload protection, II=1000...2000A, short-circuit protection, N unprotected screw terminal connections in scope of delivery of switching unit | - | 0 | 0
3VL9320-7EM40 |  | 3VL9320-7EM40 | 1 | UN | 1 | 5 | B | D | N | N | 85363090 | 1 | 4011209666290 | 1.072 | KG | 932.8 | 932.8 | LP20 | LP20 | ETU VL250 4-pole, line protection thermal-magnetic, LI IR=160...200A, overload prot., II=1000...2000A, short-circuit protection, N protected (100%) screw terminal connections in scope of delivery of switching unit | - | 0 | 0
3VL9320-8TC00 |  | 3VL9320-8TC00 | 1 | UN | 1 | 2 | A | D | N | N | 85043180 | 1 | 4011209667884 | 0.452 | KG | 331.1 | 331.1 | LP20 | LP20 | accessory for VL250, current transformer for overload protection of N conductor and for ground-fault protection In=200A | - | 0 | 0
3VL9321-8HA00 |  | 3VL9321-8HA00 | 1 | UN | 1 | 5 | B | D | EAR99 | N | 83014090 | 1 | 4011209682481 | 0.039 | KG | 124.3 | 124.3 | LP20 | LP20 | accessory for VL160X, VL160, VL250, assembly kit with safety lock type Filli Giussani, for mot. op. mech. w/ strd en. mech | - | 0 | 0
3VL9321-8HA01 |  | 3VL9321-8HA01 | 1 | UN | 1 | 5 | B | D | EAR99 | N | 83014090 | 1 |  | 0.041 | KG | 148.5 | 148.5 | LP20 | LP20 | accessory for VL150XUL-VL250UL (CG frame FG frame) assembly kit with safety lock type Filli Giussani, for mot. op. mech. w/ strd en. mech | - | 0 | 0
3VL9324-4TD30 |  | 3VL9324-4TD30 | 1 | UN | 1 | 5 | B | D | EAR99 | N | 85389099 | 1 | 4011209856127 | 0.459 | KG | 86.57 | 86.57 | LP20 | LP20 | accessory for VL250, circular conductor terminal comprises 3 circular conductor terminal and terminal cover 3-pole | - | 0 | 0
3VL9324-4TD40 |  | 3VL9324-4TD40 | 1 | UN | 1 | 5 | B | D | EAR99 | N | 85389099 | 1 | 4011209856134 | 0.676 | KG | 115.5 | 115.5 | LP20 | LP20 | accessory for VL250, circular conductor terminal comprises 4 circular conductor terminal and terminal cover 4-pole | - | 0 | 0
3VL9325-5GE30 |  | 3VL9325-5GE30 | 1 | UN | 1 | 2 | A | D | N | N | 85363090 | 1 | 4011209472556 | 1.578 | KG | 1474 | 1348.5 | LP20 | LP20 | accessory for VL250, RCD module (RCD) In=250A Ue=127...480V, 3-pole |  | 0 | 0
3VL9325-5GE40 |  | 3VL9325-5GE40 | 1 | UN | 1 | 2 | A | D | EAR99H | N | 85363090 | 1 | 4011209472600 | 1.806 | KG | 1683 | 1536.3 | LP20 | LP20 | accessory for VL250, RCD module (RCD) In=250A Ue=127...480V, 4-pole |  | 0 | 0
3VL9325-5GF30 |  | 3VL9325-5GF30 | 1 | UN | 1 | 2 | A | D | EAR99H | N | 85363090 | 1 | 4011209472648 | 1.487 | KG | 1595 | 1595 | LP20 | LP20 | accessory for VL250, RCD module (RCD) In=250A Ue=230...690V, 3-pole | - | 0 | 0
3VL9325-5GF40 |  | 3VL9325-5GF40 | 1 | UN | 1 | 2 | A | D | EAR99H | N | 85363090 | 1 | 4011209472617 | 1.81 | KG | 1848 | 1848 | LP20 | LP20 | accessory for VL250, RCD module (RCD) In=250A Ue=230...690V, 4-pole | - | 0 | 0
3VL9325-6CH30 |  | 3VL9325-6CH30 | 1 | UN | 1 | 30 | D | D | EAR99 | N | 85363090 | 1 | 4011209664227 | 1.02 | KG | 3333 | 3333 | LP20 | LP20 | ETU VL250 3-pole, line protection LCD ETU40, LI/LS/LSI IR=100...250A, overload protection, ISD=1.5 to 10xIR, II=11 xIN short-circuit protection screw terminal connections in scope of delivery of switching unit | - | 0 | 0
3VL9325-6CJ40 |  | 3VL9325-6CJ40 | 1 | UN | 1 | 30 | D | D | EAR99 | N | 85363090 | 1 | 4011209664425 | 1.323 | KG | 4202 | 4202 | LP20 | LP20 | ETU VL250 4-pole, line protection LCD ETU40, LI/LS/LSI IR=100...250A, overload protection, ISD=1.5 to 10xIR, II=11 xIN short-circuit protection, N protected screw terminal connections in scope of delivery of switching unit | - | 0 | 0
3VL9325-6CL30 |  | 3VL9325-6CL30 | 1 | UN | 1 | 30 | D | D | EAR99 | N | 85363090 | 1 | 4011209664234 | 0.978 | KG | 3773 | 3773 | LP20 | LP20 | ETU VL250 3-pole, line protection LCD ETU42, LSIG 3 phases/3 lines IR=100...250A, overload protection, ISD=1.5 to 10xIR, II=11 xIN short-circuit protection screw terminal connections in scope of delivery of switching unit | - | 0 | 0
3VL9325-6CM30 |  | 3VL9325-6CM30 | 1 | UN | 1 | 30 | D | D | EAR99 | N | 85363090 | 1 | 4011209664241 | 0.992 | KG | 3773 | 3773 | LP20 | LP20 | ETU VL250 3-pole, line protection LCD ETU42, LSIG 3 phases/4 lines with connecting cable IR=100...250A, overload protection, ISD=1.5 to 10xIR, II=11 xIN short-circuit protection screw terminal connections in scope of delivery of switching unit | - | 0 | 0
3VL9325-6CN40 |  | 3VL9325-6CN40 | 1 | UN | 1 | 30 | D | D | EAR99 | N | 85363090 | 1 | 4011209664432 | 1.481 | KG | 4202 | 4202 | LP20 | LP20 | ETU VL250 4-pole, line protection LCD ETU42, LSIG IR=100...250A, overload protection, ISD=1.5 to 10xIR, II=11 xIN short-circuit protection, N protected with ground-fault protection screw terminal connections in scope of delivery of switching unit | - | 0 | 0
3VL9325-6CP30 |  | 3VL9325-6CP30 | 1 | UN | 1 | 30 | D | D | EAR99 | N | 85363090 | 1 | 4011209664258 | 0.97 | KG | 3333 | 3333 | LP20 | LP20 | ETU VL250 3-pole, motor/generator prot. LCD ETU40M, LI IR=100...250A, overload protection, ISD=1.5 to 10xIR, II=11 xIN short-circuit protection screw terminal connections in scope of delivery of switching unit | - | 0 | 0
3VL9325-6LA40 |  | 3VL9325-6LA40 | 1 | UN | 1 | 10 | C | D | EAR99 | N | 85363090 | 1 | 4011209951846 | 1.26 | KG | 1760 | 1760 | LP20 | LP20 | ETU VL250 4-pole, line protection ETU10, LI IR=100...250A, overload protection, II=1.25 to 11xIN, short-circuit protection, N protected screw terminal connections in scope of delivery of switching unit shipbuilding certificate for LRS, DNV and gL | - | 0 | 0
3VL9325-6LB30 |  | 3VL9325-6LB30 | 1 | UN | 1 | 10 | C | D | EAR99 | N | 85363090 | 1 | 4011209951853 | 0.906 | KG | 1232 | 1232 | LP20 | LP20 | ETU VL250 3-pole, line protection ETU10, LI IR=100...250A, overload protection, II=1.25 to 11xIN, short-circuit protection screw terminal connections in scope of delivery of switching unit shipbuilding certificate for LRS, DNV and gL | - | 0 | 0
3VL9325-6LE30 |  | 3VL9325-6LE30 | 1 | UN | 1 | 10 | C | D | EAR99 | N | 85363090 | 1 | 4011209951860 | 0.911 | KG | 1331 | 1331 | LP20 | LP20 | ETU VL250 3-pole, line protection ETU20, LSI IR=100...250A, overload protection, ISD=1.5 to 10xIR, II=11 xIN short-circuit protection screw terminal connections in scope of delivery of switching unit shipbuilding certificate for LRS, DNV and gL | - | 0 | 0
3VL9325-6LF40 |  | 3VL9325-6LF40 | 1 | UN | 1 | 10 | C | D | EAR99 | N | 85363090 | 1 | 4011209951877 | 1.27 | KG | 1903 | 1903 | LP20 | LP20 | ETU VL250 4-pole, line protection ETU20, LSI IR=100...250A, overload protection, ISD=1.5 to 10xIR, II=11 xIN short-circuit protection, N protected screw terminal connections in scope of delivery of switching unit shipbuilding certificate for LRS, DNV and gL | - | 0 | 0
3VL9325-6LS30 |  | 3VL9325-6LS30 | 1 | UN | 1 | 5 | B | D | EAR99 | N | 85363090 | 1 | 4011209951884 | 0.907 | KG | 1430 | 1430 | LP20 | LP20 | ETU VL250 3-pole, motor protection ETU30M, LI IR=100...250A, overload protection, TC=10A...30, time lag class II=6/8/11 xIN, short-circuit protection screw terminal connections in scope of delivery of switching unit shipbuilding certificate for LRS, DNV and gL | - | 0 | 0
3VL9325-6MB30 |  | 3VL9325-6MB30 | 1 | UN | 1 | 10 | C | D | EAR99 | N | 85363090 | 1 | 4011209951891 | 1.01 | KG | 1166 | 1166 | LP20 | LP20 | ETU VL250 3-pole, line protection ETU10, LI IR=100...250A, overload protection, II=1.25 to 11xIN, short-circuit protection screw terminal connections in scope of delivery of switching unit | - | 0 | 0
3VL9325-6ME30 |  | 3VL9325-6ME30 | 1 | UN | 1 | 10 | C | D | EAR99 | N | 85363090 | 1 | 4011209951907 | 1.002 | KG | 1254 | 1254 | LP20 | LP20 | ETU VL250 3-pole, line protection ETU20, LSI IR=100...250A, overload protection, ISD=1.5 to 10xIR, II=11 xIN short-circuit protection screw terminal connections in scope of delivery of switching unit | - | 0 | 0
3VL9325-6MF30 |  | 3VL9325-6MF30 | 1 | UN | 1 | 10 | C | D | EAR99 | N | 85363090 | 1 | 4011209951914 | 1.047 | KG | 1826 | 1826 | LP20 | LP20 | ETU VL250 3-pole, line protection ETU12, LIG 3 phases/3 lines IR=100...250A, overload protection, II=1.25 to 11xIN, short-circuit protection screw terminal connections in scope of delivery of switching unit | - | 0 | 0
3VL9325-6MG30 |  | 3VL9325-6MG30 | 1 | UN | 1 | 10 | C | D | EAR99 | N | 85363090 | 1 | 4011209951921 | 0.995 | KG | 1683 | 1683 | LP20 | LP20 | ETU VL250 3-pole, line protection ETU22, LSIG 3 phases/3 lines IR=100...250A, overload protection, ISD=1.5 to 10xIR, II=11 xIN short-circuit protection screw terminal connections in scope of delivery of switching unit | - | 0 | 0
3VL9325-6MH30 |  | 3VL9325-6MH30 | 1 | UN | 1 | 10 | C | D | EAR99 | N | 85363090 | 1 | 4011209951938 | 1.025 | KG | 1881 | 1881 | LP20 | LP20 | ETU VL250 3-pole, line protection ETU22, LSIG 3 phases/4 lines with connecting cable IR=100...250A, overload protection, ISD=1.5 to 10xIR, II=11 xIN short-circuit protection screw terminal connections in scope of delivery of switching unit | - | 0 | 0
3VL9325-6ML30 |  | 3VL9325-6ML30 | 1 | UN | 1 | 10 | C | D | EAR99 | N | 85363090 | 1 | 4011209951945 | 1.003 | KG | 1606 | 1606 | LP20 | LP20 | ETU VL250 3-pole, line protection ETU12, LIG 3 phases/3 lines IR=100...250A, overload protection, II=1.25 to 11xIN, short-circuit protection screw terminal connections in scope of delivery of switching unit | - | 0 | 0
3VL9325-6MP30 |  | 3VL9325-6MP30 | 1 | UN | 1 | 10 | C | D | EAR99 | N | 85363090 | 1 | 4011209951952 | 1.002 | KG | 1221 | 1221 | LP20 | LP20 | ETU VL250 3-pole, motor/generator prot. ETU10M, LI IR=100...250A, overload protection, II=1.25 to 11xIN, short-circuit protection screw terminal connections in scope of delivery of switching unit | - | 0 | 0
3VL9325-6MS30 |  | 3VL9325-6MS30 | 1 | UN | 1 | 5 | B | D | EAR99 | N | 85363090 | 1 | 4011209951969 | 1.011 | KG | 1342 | 1342 | LP20 | LP20 | ETU VL250 3-pole, motor protection ETU30M, LI IR=100...250A, overload protection, TC=10A...30, time lag class II=6/8/11 xIN, short-circuit protection screw terminal connections in scope of delivery of switching unit | - | 0 | 0
3VL9325-6NA40 |  | 3VL9325-6NA40 | 1 | UN | 1 | 5 | B | D | EAR99 | N | 85363090 | 1 | 4011209951976 | 1.181 | KG | 1639 | 1639 | LP20 | LP20 | ETU VL250 4-pole, line protection ETU10, LI IR=100...250A, overload protection, II=1.25 to 11xIN, short-circuit protection, N protected screw terminal connections in scope of delivery of switching unit | - | 0 | 0
3VL9325-6NB40 |  | 3VL9325-6NB40 | 1 | UN | 1 | 10 | C | D | EAR99 | N | 85363090 | 1 | 4011209951983 | 1.135 | KG | 1485 | 1485 | LP20 | LP20 | ETU VL250 4-pole, line protection ETU10, LI IR=100...250A, overload protection, II=1.25 to 11xIN, short-circuit protection, screw terminal connections in scope of delivery of switching unit | - | 0 | 0
3VL9325-6NE40 |  | 3VL9325-6NE40 | 1 | UN | 1 | 5 | B | D | EAR99 | N | 85363090 | 1 | 4011209951990 | 1.115 | KG | 1606 | 1606 | LP20 | LP20 | ETU VL250 4-pole, line protection ETU20, LIG IR=100...250A, overload protection, II=1.25 to 11xIN, short-circuit protection, screw terminal connections in scope of delivery of switching unit | - | 0 | 0
3VL9325-6NF40 |  | 3VL9325-6NF40 | 1 | UN | 1 | 10 | C | D | EAR99 | N | 85363090 | 1 | 4011209952003 | 1.175 | KG | 1760 | 1760 | LP20 | LP20 | ETU VL250 4-pole, line protection ETU20, LSI IR=100...250A, overload protection, ISD=1.5 to 10xIR, II=11 xIN short-circuit protection, N protected screw terminal connections in scope of delivery of switching unit | - | 0 | 0
3VL9325-6NH40 |  | 3VL9325-6NH40 | 1 | UN | 1 | 10 | C | D | EAR99 | N | 85363090 | 1 | 4011209952010 | 1.175 | KG | 2332 | 2332 | LP20 | LP20 | ETU VL250 4-pole, line protection ETU22, LSIG IR=100...250A, overload protection, ISD=1.5 to 10xIR, II=11 xIN short-circuit protection, N protected screw terminal connections in scope of delivery of switching unit | - | 0 | 0
3VL9325-6NN40 |  | 3VL9325-6NN40 | 1 | UN | 1 | 10 | C | D | EAR99 | N | 85363090 | 1 | 4011209952027 | 1.178 | KG | 2288 | 2288 | LP20 | LP20 | ETU VL250 4-pole, line protection ETU12, LIG IR=100...250A, overload protection, II=1.25 to 11xIN, short-circuit protection, N protected screw terminal connections in scope of delivery of switching unit | - | 0 | 0
3VL9325-6SB30 |  | 3VL9325-6SB30 | 1 | UN | 1 | 10 | C | D | EAR99 | N | 85363090 | 1 | 4011209952034 | 0.74 | KG | 1069.2 | 1069.2 | LP20 | LP20 | ETU VL250 3-pole, line protection ETU10, LI IR=100...250A, overload protection, II=1.25 to 11xIN, short-circuit protection screw terminal connections in scope of delivery of switching unit | - | 0 | 0
3VL9325-6SE30 |  | 3VL9325-6SE30 | 1 | UN | 1 | 10 | C | D | EAR99 | N | 85363090 | 1 | 4011209952041 | 0.747 | KG | 1166 | 1166 | LP20 | LP20 | ETU VL250 3-pole, line protection ETU20, LSI IR=100...250A, overload protection, ISD=1.5 to 10xIR, II=11 xIN short-circuit protection screw terminal connections in scope of delivery of switching unit | - | 0 | 0
3VL9325-6SF30 |  | 3VL9325-6SF30 | 1 | UN | 1 | 10 | C | D | EAR99 | N | 85363090 | 1 | 4011209952058 | 0.782 | KG | 1716 | 1716 | LP20 | LP20 | ETU VL250 3-pole, line protection ETU12, LIG 3 phases/4 lines IR=100...250A, overload protection, II=1.25 to 11xIN, short-circuit protection screw terminal connections in scope of delivery of switching unit | - | 0 | 0
3VL9325-6SG30 |  | 3VL9325-6SG30 | 1 | UN | 1 | 10 | C | D | EAR99 | N | 85363090 | 1 | 4011209952065 | 0.76 | KG | 1584 | 1584 | LP20 | LP20 | ETU VL250 3-pole, line protection ETU22, LSIG 3 phases/3 lines IR=100...250A, overload protection, ISD=1.5 to 10xIR, II=11 xIN short-circuit protection screw terminal connections in scope of delivery of switching unit | - | 0 | 0
3VL9325-6SH30 |  | 3VL9325-6SH30 | 1 | UN | 1 | 10 | C | D | EAR99 | N | 85363090 | 1 | 4011209667990 | 0.78 | KG | 1782 | 1782 | LP20 | LP20 | ETU VL250 3-pole, line protection ETU22, LSIG 3 phases/4 lines with connecting cable IR=100...250A, overload protection, ISD=1.5 to 10xIR, II=11 xIN short-circuit protection screw terminal connections in scope of delivery of switching unit, tripping solenoid integrated | - | 0 | 0
3VL9325-6SL30 |  | 3VL9325-6SL30 | 1 | UN | 1 | 10 | C | D | EAR99 | N | 85363090 | 1 | 4011209952072 | 0.765 | KG | 1496 | 1496 | LP20 | LP20 | ETU VL250 3-pole, line protection ETU12, LIG 3 phases/3 lines IR=100...250A, overload protection, II=1.25 to 11xIN, short-circuit protection screw terminal connections in scope of delivery of switching unit | - | 0 | 0
3VL9325-6SP30 |  | 3VL9325-6SP30 | 1 | UN | 1 | 10 | C | D | EAR99 | N | 85363090 | 1 | 4011209952089 | 0.75 | KG | 1122 | 1122 | LP20 | LP20 | ETU VL250 3-pole, motor/generator prot. ETU10M, LI IR=100...250A, overload protection, II=1.25 to 11xIN, short-circuit protection screw terminal connections in scope of delivery of switching unit | - | 0 | 0
3VL9325-6SS30 |  | 3VL9325-6SS30 | 1 | UN | 1 | 10 | C | D | EAR99 | N | 85363090 | 1 | 4011209952096 | 0.747 | KG | 1243 | 1243 | LP20 | LP20 | ETU VL250 3-pole, motor protection ETU30M, LI IR=100...250A, overload protection, TC=10A...30, time lag class II=6/8/11 xIN, short-circuit protection screw terminal connections in scope of delivery of switching unit | - | 0 | 0
3VL9325-6TA40 |  | 3VL9325-6TA40 | 1 | UN | 1 | 10 | C | D | EAR99 | N | 85363090 | 1 | 4011209952102 | 0.92 | KG | 1551 | 1551 | LP20 | LP20 | ETU VL250 4-pole, line protection ETU10, LI IR=100...250A, overload protection, II=1.25 to 11xIN, short-circuit protection, N protected screw terminal connections in scope of delivery of switching unit | - | 0 | 0
3VL9325-6TB40 |  | 3VL9325-6TB40 | 1 | UN | 1 | 10 | C | D | EAR99 | N | 85363090 | 1 | 4011209952119 | 0.86 | KG | 1375 | 1375 | LP20 | LP20 | ETU VL250 4-pole, line protection ETU10, LI IR=100...250A, overload protection, II=1.25 to 11xIN, short-circuit protection, screw terminal connections in scope of delivery of switching unit | - | 0 | 0
3VL9325-6TE40 |  | 3VL9325-6TE40 | 1 | UN | 1 | 10 | C | D | EAR99 | N | 85363090 | 1 | 4011209952126 | 0.855 | KG | 1496 | 1496 | LP20 | LP20 | ETU VL250 4-pole, line protection ETU20, LSI IR=100...250A, overload protection, ISD=1.5 to 10xIR, II=11 xIN short-circuit protection, N unprotected screw terminal connections in scope of delivery of switching unit | - | 0 | 0
3VL9325-6TF40 |  | 3VL9325-6TF40 | 1 | UN | 1 | 10 | C | D | EAR99 | N | 85363090 | 1 | 4011209952133 | 0.92 | KG | 1683 | 1683 | LP20 | LP20 | ETU VL250 4-pole, line protection ETU20, LSI IR=100...250A, overload protection, ISD=1.5 to 10xIR, II=11 xIN short-circuit protection, N protected screw terminal connections in scope of delivery of switching unit | - | 0 | 0
3VL9325-6TH40 |  | 3VL9325-6TH40 | 1 | UN | 1 | 10 | C | D | EAR99 | N | 85363090 | 1 | 4011209835016 | 0.925 | KG | 2255 | 2255 | LP20 | LP20 | ETU VL250 4-pole, line protection ETU22, LSIG IR=100...250A, overload protection, ISD=1.5 to 10xIR, II=11 xIN short-circuit protection, N protected screw terminal connections in scope of delivery of switching unit | - | 0 | 0
3VL9325-6TN40 |  | 3VL9325-6TN40 | 1 | UN | 1 | 5 | B | D | EAR99 | N | 85363090 | 1 | 4011209952140 | 0.92 | KG | 2178 | 2178 | LP20 | LP20 | ETU VL250 4-pole, line protection ETU12, LIG IR=100...250A, overload protection, II=1.25 to 11xIN, short-circuit protection, N protected screw terminal connections in scope of delivery of switching unit | - | 0 | 0
3VL9325-6UH30 |  | 3VL9325-6UH30 | 1 | UN | 1 | 10 | C | D | EAR99 | N | 85363090 | 1 | 4011209903791 | 1.033 | KG | 2156 | 2156 | LP20 | LP20 | ETU VL250 3-pole, line protection LCD ETU40, LI/LS/LSI IR=100...250A, overload protection, ISD=1.5 to 10xIR, II=11 xIN short-circuit protection screw terminal connections in scope of delivery of switching unit | - | 0 | 0
3VL9325-6UJ40 |  | 3VL9325-6UJ40 | 1 | UN | 1 | 10 | C | D | EAR99 | N | 85363090 | 1 | 4011209903821 | 1.198 | KG | 2750 | 2750 | LP20 | LP20 | ETU VL250 4-pole, line protection LCD ETU40, LI/LS/LSI IR=100...250A, overload protection, ISD=1.5 to 10xIR, II=11 xIN short-circuit protection, N protected screw terminal connections in scope of delivery of switching unit | - | 0 | 0
3VL9325-6UL30 |  | 3VL9325-6UL30 | 1 | UN | 1 | 10 | C | D | EAR99 | N | 85363090 | 1 | 4011209903807 | 1.03 | KG | 2420 | 2420 | LP20 | LP20 | ETU VL250 3-pole, line protection LCD ETU42, LSIG 3 phases/3 lines IR=100...250A, overload protection, ISD=1.5 to 10xIR, II=11 xIN short-circuit protection screw terminal connections in scope of delivery of switching unit | - | 0 | 0
3VL9325-6UM30 |  | 3VL9325-6UM30 | 1 | UN | 1 | 10 | C | D | EAR99 | N | 85363090 | 1 | 4011209903814 | 1.051 | KG | 2420 | 2420 | LP20 | LP20 | ETU VL250 3-pole, line protection LCD ETU42, LSIG 3 phases/4 lines with connecting cable IR=100...250A, overload protection, ISD=1.5 to 10xIR, II=11 xIN short-circuit protection screw terminal connections in scope of delivery of switching unit | - | 0 | 0
3VL9325-6UN40 |  | 3VL9325-6UN40 | 1 | UN | 1 | 10 | C | D | EAR99 | N | 85363090 | 1 | 4011209903838 | 1.18 | KG | 2750 | 2750 | LP20 | LP20 | ETU VL250 4-pole, line protection LCD ETU42, LSIG IR=100...250A, overload protection, ISD=1.5 to 10xIR, II=11 xIN short-circuit protection, N protected with ground-fault protection screw terminal connections in scope of delivery of switching unit | - | 0 | 0
3VL9325-6UP30 |  | 3VL9325-6UP30 | 1 | UN | 1 | 5 | B | D | EAR99 | N | 85363090 | 1 | 4011209903784 | 1.029 | KG | 2156 | 2156 | LP20 | LP20 | ETU VL250 3-pole, motor/generator prot. LCD ETU40M, LI IR=100...250A, overload protection, ISD=1.5 to 10xIR, II=11 xIN short-circuit protection screw terminal connections in scope of delivery of switching unit | - | 0 | 0
3VL9325-7DC30 |  | 3VL9325-7DC30 | 1 | UN | 1 | 5 | B | D | N | N | 85363090 | 1 | 4011209686670 | 0.68 | KG | 793.1 | 793.1 | LP20 | LP20 | ETU VL250 3-pole, line protection thermal-magnetic, LI IR=200...250A, overload protection II=1200...2500A, short-circuit protection screw terminal conn. in scope of delivery of switching unit | - | 0 | 0
3VL9325-7DK30 |  | 3VL9325-7DK30 | 1 | UN | 1 | 10 | C | D | N | N | 85363090 | 1 | 4011209686373 | 0.685 | KG | 360.8 | 360.8 | LP20 | LP20 | ETU VL250 3-pole, starter combination II=1750...3500A, short-circuit protection screw terminal conn. in scope of delivery of switching unit | - | 0 | 0
3VL9325-7EC40 |  | 3VL9325-7EC40 | 1 | UN | 1 | 5 | B | D | N | N | 85363090 | 1 | 4011209686687 | 1.01 | KG | 1188 | 1188 | LP20 | LP20 | ETU VL250 4-pole, line protection thermal-magnetic, LI IR=200-250A, overload protection, II=1200-2500A, short-circuit protection, N protected (60%) screw terminal connections in scope of delivery of switching unit | - | 0 | 0
3VL9325-7EJ40 |  | 3VL9325-7EJ40 | 1 | UN | 1 | 5 | B | D | N | N | 85363090 | 1 | 4011209686564 | 1.04 | KG | 639.1 | 639.1 | LP20 | LP20 | ETU VL250 4-pole, line protection thermal-magnetic, LI IR=200...250A, overload protection, II=1200...2500A, short-circuit protection, N unprotected screw terminal connections in scope of delivery of switching unit | - | 0 | 0
3VL9325-7EM40 |  | 3VL9325-7EM40 | 1 | UN | 1 | 10 | C | D | N | N | 85363090 | 1 | 4011209666283 | 1.07 | KG | 1188 | 1188 | LP20 | LP20 | ETU VL250 4-pole, line protection thermal-magnetic, LI IR=200...250A, overload prot., II=1250...2500A, short-circuit protection, N protected (100%) screw terminal connections in scope of delivery of switching unit | - | 0 | 0
3VL9325-8TC00 |  | 3VL9325-8TC00 | 1 | UN | 1 | 2 | A | D | N | N | 85043180 | 1 | 4011209667891 | 0.455 | KG | 331.1 | 331.1 | LP20 | LP20 | accessory for VL250, current transformer for overload protection of N conductor and for ground-fault protection In=250A | - | 0 | 0
3VL9335-4TC31 |  | 3VL9335-4TC31 | 1 | UN | 1 | 5 | B | D | EAR99 | N | 85369010 | 1 | 4011209912243 | 0.204 | KG | 38.39 | 38.39 | LP20 | LP20 | accessory for VL250UL, (FG frame) box terminals comprises 3 box terminals 3-pole | - | 0 | 0
3VL9335-4TD01 |  | 3VL9335-4TD01 | 1 | UN | 1 | 30 | D | D | EAR99 | N | 85389099 | 1 |  | 1.5 | KG | 46.42 | 46.42 | LP20 | LP20 | Breaker FG LUG, CU or AL CAT number TAW1FG350 | - | 0 | 7
3VL9335-4TD03 |  | 3VL9335-4TD03 | 1 | UN | 1 | 0 | A | D | EAR99 | N | 85389099 | 1 |  | 1.5 | KG | 64.02 | 64.02 | LP20 | LP20 | Breaker FG LUG, CU or AL Power | - | 0 | 7
3VL9335-4TD11 |  | 3VL9335-4TD11 | 1 | UN | 1 | 30 | D | D | EAR99 | N | 85389099 | 1 |  | 1.5 | KG | 71.61 | 71.61 | LP20 | LP20 | Breaker VLFG LUG, CU only 3-0 CAT number TCW1FG350 | - | 0 | 7
3VL9335-4TD31 |  | 3VL9335-4TD31 | 1 | UN | 1 | 30 | D | D | EAR99 | N | 85369010 | 1 | 4011209676527 | 0.155 | KG | 36.08 | 36.08 | LP20 | LP20 | accessory for VL250UL, (FG frame) circular conductor terminal for Cu/Al comprises 3 connections 3-pole cat. no. 3TAW1FG350 | - | 0 | 0
3VL9335-4TD61 |  | 3VL9335-4TD61 | 1 | UN | 1 | 30 | D | D | EAR99 | N | 85389099 | 1 |  | 1.5 | KG | 216.7 | 216.7 | LP20 | LP20 | Breaker FG LUGS, Kit OF 3, CU O CAT number 3TCW1FG350 | - | 0 | 7
3VL9335-4TM21 |  | 3VL9335-4TM21 | 1 | UN | 1 | 30 | D | D | EAR99 | N | 85362090 | 1 |  | 0.75 | KG | 133.1 | 133.1 | LP20 | LP20 | Breaker VLCRIMP LUGS D/F-FR 2P CAT number 2CLF350 | - | 0 | 7
3VL9335-4TM31 |  | 3VL9335-4TM31 | 1 | UN | 1 | 5 | B | D | EAR99 | N | 85389099 | 1 |  | 0.374 | KG | 198 | 198 | LP20 | LP20 | accessory for VL150UL, VL250UL (DG frame â€“ FG frame) cable lug connections 1 set = 3 units cat. no. 3CLF350 | - | 0 | 0
3VL9335-4TN31 |  | 3VL9335-4TN31 | 1 | UN | 1 | 5 | B | D | EAR99 | N | 85369010 | 1 | 4011209835153 | 0.378 | KG | 116.6 | 116.6 | LP20 | LP20 | accessory for VL250, box terminals comprises 3 box terminals and terminal cover 3-pole | - | 0 | 0
3VL9400-1SC00 |  | 3VL9400-1SC00 | 1 | UN | 1 | 5 | B | D | N | N | 85364190 | 1 | 4011209477674 | 0.104 | KG | 143 | 130.6 | LP20 | LP20 | accessory for VL160X, VL160, VL250, VL400, shunt release 24V AC/DC for installation on right |  | 0 | 0
3VL9400-1SC01 |  | 3VL9400-1SC01 | 1 | UN | 1 | 5 | B | D | N | N | 85364190 | 1 | 4011209676282 | 0.101 | KG | 167.2 | 167.2 | LP20 | LP20 | accessory for VL150XUL, VL150UL VL250 UL, VL400UL, VL400XUL (CG frame FG frame) shunt release 24V AC/DC for installation on right | - | 0 | 0
3VL9400-1SJ00 |  | 3VL9400-1SJ00 | 1 | UN | 1 | 5 | B | D | N | N | 85364190 | 1 | 4011209475700 | 0.103 | KG | 143 | 130.9 | LP20 | LP20 | accessory for VL160X, VL160, VL250, VL400, shunt release 48...60V DC for installation on right |  | 0 | 0
3VL9400-1SJ01 |  | 3VL9400-1SJ01 | 1 | UN | 1 | 5 | B | D | N | N | 85364190 | 1 | 4011209677005 | 0.103 | KG | 167.2 | 167.2 | LP20 | LP20 | accessory for VL150XUL, VL150UL VL250 UL, VL400UL, VL400XUL (CG frame FG frame) shunt release 48...60V DC for installation on right | - | 0 | 0
3VL9400-1SK00 |  | 3VL9400-1SK00 | 1 | UN | 1 | 5 | B | D | N | N | 85364900 | 1 | 4011209475694 | 0.18 | KG | 143 | 130.6 | LP20 | LP20 | accessory for VL160X, VL160, VL250, VL400, shunt release 110...127V DC for installation on right |  | 0 | 0
3VL9400-1SK01 |  | 3VL9400-1SK01 | 1 | UN | 1 | 5 | B | D | N | N | 85364900 | 1 | 4011209677012 | 0.101 | KG | 167.2 | 167.2 | LP20 | LP20 | accessory for VL150XUL, VL150UL VL250 UL, VL400UL, VL400XUL (CG frame FG frame) shunt release 110...127V DC for installation on right | - | 0 | 0
3VL9400-1SM00 |  | 3VL9400-1SM00 | 1 | UN | 1 | 5 | B | D | N | N | 85364190 | 1 | 4011209475687 | 0.105 | KG | 143 | 130.9 | LP20 | LP20 | accessory for VL160X, VL160, VL250, VL400, shunt release 48...60V AC for installation on right |  | 0 | 0
3VL9400-1SM01 |  | 3VL9400-1SM01 | 1 | UN | 1 | 5 | B | D | N | N | 85364190 | 1 | 4011209677029 | 0.103 | KG | 167.2 | 167.2 | LP20 | LP20 | accessory for VL150XUL, VL150UL VL250 UL, VL400UL, VL400XUL (CG frame FG frame) shunt release 48...60V AC for installation on right | - | 0 | 0
3VL9400-1SQ00 |  | 3VL9400-1SQ00 | 1 | UN | 1 | 5 | B | D | N | N | 85364900 | 1 | 4011209475670 | 0.098 | KG | 143 | 130.6 | LP20 | LP20 | accessory for VL160X, VL160, VL250, VL400, shunt release 220...250V DC for installation on right |  | 0 | 0
3VL9400-1SQ01 |  | 3VL9400-1SQ01 | 1 | UN | 1 | 5 | B | D | N | N | 85364900 | 1 | 4011209677036 | 0.099 | KG | 167.2 | 167.2 | LP20 | LP20 | accessory for VL150XUL, VL150UL VL250 UL, VL400UL, VL400XUL (CG frame FG frame) shunt release 220...250V DC for installation on right | - | 0 | 0
3VL9400-1SR00 |  | 3VL9400-1SR00 | 1 | UN | 1 | 5 | B | D | N | N | 85364900 | 1 | 4011209475663 | 0.101 | KG | 143 | 130.6 | LP20 | LP20 | accessory for VL160X, VL160, VL250, VL400, shunt release 110...127V AC for installation on right |  | 0 | 0
3VL9400-1SR01 |  | 3VL9400-1SR01 | 1 | UN | 1 | 5 | B | D | N | N | 85364900 | 1 | 4011209676299 | 1.64 | KG | 167.2 | 167.2 | LP20 | LP20 | accessory for VL150XUL, VL150UL VL250 UL, VL400UL, VL400XUL (CG frame FG frame) shunt release 110...127V AC for installation on right | - | 0 | 0
3VL9400-1ST00 |  | 3VL9400-1ST00 | 1 | UN | 1 | 5 | B | D | N | N | 85364900 | 1 | 4011209476578 | 0.1 | KG | 143 | 130.6 | LP20 | LP20 | accessory for VL160X, VL160, VL250, VL400, shunt release 208...277V AC for installation on right |  | 0 | 0
3VL9400-1ST01 |  | 3VL9400-1ST01 | 1 | UN | 1 | 5 | B | D | N | N | 85364900 | 1 | 4011209676305 | 0.102 | KG | 167.2 | 167.2 | LP20 | LP20 | accessory for VL150XUL, VL150UL VL250 UL, VL400UL, VL400XUL (CG frame FG frame) shunt release 208...277V AC for installation on right | - | 0 | 0
3VL9400-1SV00 |  | 3VL9400-1SV00 | 1 | UN | 1 | 5 | B | D | N | N | 85364900 | 1 | 4011209475656 | 0.106 | KG | 143 | 130.6 | LP20 | LP20 | accessory for VL160X, VL160, VL250, VL400, shunt release 380...600V AC for installation on right |  | 0 | 0
3VL9400-1SV01 |  | 3VL9400-1SV01 | 1 | UN | 1 | 5 | B | D | N | N | 85364900 | 1 | 4011209677043 | 0.11 | KG | 167.2 | 167.2 | LP20 | LP20 | accessory for VL150XUL, VL150UL VL250 UL, VL400UL, VL400XUL (CG frame FG frame) shunt release 380...600V AC for installation on right | - | 0 | 0
3VL9400-1UD00 |  | 3VL9400-1UD00 | 1 | UN | 1 | 5 | B | D | EAR99 | N | 85364190 | 1 | 4011209646254 | 0.103 | KG | 190.3 | 174.9 | LP20 | LP20 | accessory for VL160X, VL160, VL250, VL400, undervoltage release 24V AC for installation on right |  | 0 | 0
3VL9400-1UD01 |  | 3VL9400-1UD01 | 1 | UN | 1 | 5 | B | D | N | N | 85364190 | 1 |  | 0.1 | KG | 221.1 | 221.1 | LP20 | LP20 | accessory for VL150XUL, VL150UL VL250UL, VL400UL, VL400XUL (CG frame â€“ LG frame) undervoltage release 24V AC f. inst. in r.h. access. comp. | - | 0 | 0
3VL9400-1UG00 |  | 3VL9400-1UG00 | 1 | UN | 1 | 5 | B | D | EAR99 | N | 85364900 | 1 | 4011209477667 | 0.103 | KG | 190.3 | 174.9 | LP20 | LP20 | accessory for VL160X, VL160, VL250, VL400, undervoltage release 110..127V AC for installation on right |  | 0 | 0
3VL9400-1UG01 |  | 3VL9400-1UG01 | 1 | UN | 1 | 5 | B | D | N | N | 85364900 | 1 | 4011209676268 | 0.099 | KG | 221.1 | 221.1 | LP20 | LP20 | accessory for VL150XUL, VL150UL VL250UL, VL400UL, VL400XUL (CG frame â€“ LG frame) undervoltage release 110...127V AC f. inst. in r.h. access. comp. | - | 0 | 0
3VL9400-1UH00 |  | 3VL9400-1UH00 | 1 | UN | 1 | 5 | B | D | EAR99 | N | 85364900 | 1 | 4011209475649 | 0.105 | KG | 190.3 | 174.9 | LP20 | LP20 | accessory for VL160X, VL160, VL250, VL400, undervoltage release 220...250V AC for installation on right |  | 0 | 0
3VL9400-1UH01 |  | 3VL9400-1UH01 | 1 | UN | 1 | 5 | B | D | EAR99 | N | 85364900 | 1 | 4011209676275 | 0.099 | KG | 221.1 | 221.1 | LP20 | LP20 | accessory for VL150XUL, VL150UL VL250UL, VL400UL, VL400XUL (CG frame â€“ LG frame) undervoltage release 220...250V AC f. inst. in r.h. access. comp. | - | 0 | 0
3VL9400-1UJ00 |  | 3VL9400-1UJ00 | 1 | UN | 1 | 5 | B | D | EAR99 | N | 85364900 | 1 | 4011209475632 | 0.104 | KG | 190.3 | 174.9 | LP20 | LP20 | accessory for VL160X, VL160, VL250, VL400, undervoltage release 380...415V AC for installation on right |  | 0 | 0
3VL9400-1UJ01 |  | 3VL9400-1UJ01 | 1 | UN | 1 | 5 | B | D | EAR99 | N | 85364900 | 1 | 4011209677050 | 0.104 | KG | 221.1 | 221.1 | LP20 | LP20 | accessory for VL150XUL, VL150UL VL250UL, VL400UL, VL400XUL (CG frame â€“ LG frame) undervoltage release 380...415V AC f. inst. in r.h. access. comp. | - | 0 | 0
3VL9400-1UK00 |  | 3VL9400-1UK00 | 1 | UN | 1 | 5 | B | D | EAR99 | N | 85364900 | 1 | 4011209475625 | 0.14 | KG | 190.3 | 174.9 | LP20 | LP20 | accessory for VL160X, VL160, VL250, VL400, undervoltage release 440...480V AC for installation on right |  | 0 | 0
3VL9400-1UK01 |  | 3VL9400-1UK01 | 1 | UN | 1 | 5 | B | D | EAR99 | N | 85364900 | 1 | 4011209677067 | 0.099 | KG | 221.1 | 221.1 | LP20 | LP20 | accessory for VL150XUL, VL150UL VL250UL, VL400UL, VL400XUL (CG frame â€“ LG frame) undervoltage release 440...480V AC f. inst. in r.h. access. comp. | - | 0 | 0
3VL9400-1UL00 |  | 3VL9400-1UL00 | 1 | UN | 1 | 5 | B | D | EAR99 | N | 85364900 | 1 | 4011209475618 | 0.103 | KG | 190.3 | 174.9 | LP20 | LP20 | accessory for VL160X, VL160, VL250, VL400, undervoltage release 500...525V AC for installation on right |  | 0 | 0
3VL9400-1UL01 |  | 3VL9400-1UL01 | 1 | UN | 1 | 5 | B | D | EAR99 | N | 85364900 | 1 |  | 0.1 | KG | 221.1 | 221.1 | LP20 | LP20 | accessory for VL150XUL, VL150UL VL250UL, VL400UL, VL400XUL (CG frame â€“ LG frame) undervoltage release 550...525V AC f. inst. in r.h. access. comp. | - | 0 | 0
3VL9400-1UM00 |  | 3VL9400-1UM00 | 1 | UN | 1 | 5 | B | D | EAR99 | N | 85364900 | 1 | 4011209475601 | 0.152 | KG | 190.3 | 174.9 | LP20 | LP20 | accessory for VL160X, VL160, VL250, VL400, undervoltage release 208V AC for installation on right |  | 0 | 0
3VL9400-1UM01 |  | 3VL9400-1UM01 | 1 | UN | 1 | 5 | B | D | N | N | 85364900 | 1 | 4011209677074 | 0.101 | KG | 221.1 | 221.1 | LP20 | LP20 | accessory for VL150XUL, VL150UL VL250UL, VL400UL, VL400XUL (CG frame â€“ LG frame) undervoltage release 208V AC f. inst. in r.h. access. comp. | - | 0 | 0
3VL9400-1UN00 |  | 3VL9400-1UN00 | 1 | UN | 1 | 5 | B | D | N | N | 85364190 | 1 | 4011209475595 | 0.1 | KG | 190.3 | 174.9 | LP20 | LP20 | accessory for VL160X, VL160, VL250, VL400, undervoltage release 12V DC for installation on right |  | 0 | 0
3VL9400-1UN01 |  | 3VL9400-1UN01 | 1 | UN | 1 | 5 | B | D | N | N | 85364190 | 1 | 4011209677081 | 0.092 | KG | 221.1 | 221.1 | LP20 | LP20 | accessory for VL150XUL, VL150UL VL250UL, VL400UL, VL400XUL (CG frame â€“ LG frame) undervoltage release 12V DC f. inst. in r.h. access. comp. | - | 0 | 0
3VL9400-1UP00 |  | 3VL9400-1UP00 | 1 | UN | 1 | 5 | B | D | N | N | 85364190 | 1 | 4011209475588 | 0.103 | KG | 190.3 | 174.9 | LP20 | LP20 | accessory for VL160X, VL160, VL250, VL400, undervoltage release 24 VDC for installation on right |  | 0 | 0
3VL9400-1UP01 |  | 3VL9400-1UP01 | 1 | UN | 1 | 5 | B | D | N | N | 85364190 | 1 | 4011209676251 | 0.096 | KG | 221.1 | 221.1 | LP20 | LP20 | accessory for VL150XUL, VL150UL VL250UL, VL400UL, VL400XUL (CG frame â€“ LG frame) undervoltage release 24 VDC f. inst. in r.h. access. comp. | - | 0 | 0
3VL9400-1UQ00 |  | 3VL9400-1UQ00 | 1 | UN | 1 | 5 | B | D | EAR99 | N | 85364900 | 1 | 4011209475571 | 0.114 | KG | 190.3 | 174.9 | LP20 | LP20 | accessory for VL160X, VL160, VL250, VL400, undervoltage release 277V AC for installation on right |  | 0 | 0
3VL9400-1UQ01 |  | 3VL9400-1UQ01 | 1 | UN | 1 | 5 | B | D | EAR99 | N | 85364900 | 1 | 4011209677098 | 0.094 | KG | 221.1 | 221.1 | LP20 | LP20 | accessory for VL150XUL, VL150UL VL250UL, VL400UL, VL400XUL (CG frame â€“ LG frame) undervoltage release 277V AC f. inst. in r.h. access. comp. | - | 0 | 0
3VL9400-1UR00 |  | 3VL9400-1UR00 | 1 | UN | 1 | 5 | B | D | N | N | 85364900 | 1 | 4011209475564 | 0.099 | KG | 190.3 | 174.9 | LP20 | LP20 | accessory for VL160X, VL160, VL250, VL400, undervoltage release 110...127V DC for installation on right |  | 0 | 0
3VL9400-1UR01 |  | 3VL9400-1UR01 | 1 | UN | 1 | 5 | B | D | N | N | 85364900 | 1 | 4011209677104 | 0.099 | KG | 221.1 | 221.1 | LP20 | LP20 | accessory for VL150XUL, VL150UL VL250UL, VL400UL, VL400XUL (CG frame â€“ LG frame) undervoltage release 110...127V DC f. inst. in r.h. access. comp. | - | 0 | 0
3VL9400-1US00 |  | 3VL9400-1US00 | 1 | UN | 1 | 5 | B | D | N | N | 85364900 | 1 | 4011209475557 | 0.102 | KG | 190.3 | 174.9 | LP20 | LP20 | accessory for VL160X, VL160, VL250, VL400, undervoltage release 220...250V DC for installation on right |  | 0 | 0
3VL9400-1US01 |  | 3VL9400-1US01 | 1 | UN | 1 | 5 | B | D | N | N | 85364900 | 1 | 4011209677111 | 0.105 | KG | 221.1 | 221.1 | LP20 | LP20 | accessory for VL150XUL, VL150UL VL250UL, VL400UL, VL400XUL (CG frame â€“ LG frame) undervoltage release 220...250V DC f. inst. in r.h. access. comp. | - | 0 | 0
3VL9400-1UT00 |  | 3VL9400-1UT00 | 1 | UN | 1 | 5 | B | D | EAR99 | N | 85364900 | 1 | 4011209477650 | 0.104 | KG | 190.3 | 174.9 | LP20 | LP20 | accessory for VL160X, VL160, VL250, VL400, undervoltage release 600V AC for installation on right |  | 0 | 0
3VL9400-1UU00 |  | 3VL9400-1UU00 | 1 | UN | 1 | 5 | B | D | N | N | 85364190 | 1 | 4011209475540 | 0.1 | KG | 190.3 | 174.9 | LP20 | LP20 | accessory for VL160X, VL160, VL250, VL400, undervoltage release 48V DC for installation on right |  | 0 | 0
3VL9400-1UU01 |  | 3VL9400-1UU01 | 1 | UN | 1 | 5 | B | D | N | N | 85364190 | 1 | 4011209677135 | 0.097 | KG | 221.1 | 221.1 | LP20 | LP20 | accessory for VL150XUL, VL150UL VL250UL, VL400UL, VL400XUL (CG frame â€“ LG frame) undervoltage release 48V DC f. inst. in r.h. access. comp. | - | 0 | 0
3VL9400-1UV00 |  | 3VL9400-1UV00 | 1 | UN | 1 | 5 | B | D | N | N | 85364190 | 1 | 4011209475533 | 0.18 | KG | 190.3 | 174.9 | LP20 | LP20 | accessory for VL160X, VL160, VL250, VL400, undervoltage release 60V DC for installation on right |  | 0 | 0
3VL9400-1UV01 |  | 3VL9400-1UV01 | 1 | UN | 1 | 5 | B | D | N | N | 85364190 | 1 | 4011209677142 | 0.098 | KG | 221.1 | 221.1 | LP20 | LP20 | accessory for VL150XUL, VL150UL VL250UL, VL400UL, VL400XUL (CG frame â€“ LG frame) undervoltage release 60V DC f. inst. in r.h. access. comp. | - | 0 | 0
3VL9400-2AB00 |  | 3VL9400-2AB00 | 1 | UN | 1 | 2 | A | D | N | N | 85365080 | 1 | 4011209478015 | 0.056 | KG | 70.95 | 65.1 | LP20 | LP20 | accessory for VL160X, VL160, VL250, VL400, auxiliary switch kit 2 HS (1NO+1NC) f. inst. N-pole/left/right |  | 0 | 0
3VL9400-2AB01 |  | 3VL9400-2AB01 | 1 | UN | 1 | 5 | B | D | N | N | 85365080 | 1 | 4011209676329 | 0.058 | KG | 83.6 | 83.6 | LP20 | LP20 | accessory for VL150XUL, VL150UL VL250UL, VL400UL, VL400XUL (CG frame FG frame) auxiliary switch kit 2 HS (1NO+1NC) f. inst. N-pole/left/right | - | 0 | 0
3VL9400-2AD00 |  | 3VL9400-2AD00 | 1 | UN | 1 | 2 | A | D | EAR99 | N | 85365080 | 1 | 4011209478022 | 0.087 | KG | 94.6 | 86.7 | LP20 | LP20 | accessory for VL160X, VL160, VL250, VL400, auxiliary/alarm switch kit 2 HS (1NO+1NC)+1 AS (1NO) f. inst. left/right |  | 0 | 0
3VL9400-2AD01 |  | 3VL9400-2AD01 | 1 | UN | 1 | 5 | B | D | EAR99 | N | 85365080 | 1 | 4011209676336 | 0.084 | KG | 111.1 | 111.1 | LP20 | LP20 | accessory for VL150XUL, VL150UL VL250UL, VL400UL, VL400XUL (CG frame FG frame) auxiliary/alarm switch kit 2 HS (1NO+1NC)+1 AS (1NO) f. inst. left/right | - | 0 | 0
3VL9400-2AG01 |  | 3VL9400-2AG01 | 1 | UN | 1 | 30 | D | D | EAR99 | N | 85389099 | 1 |  | 1.5 | KG | 546.7 | 546.7 | LP20 | LP20 | Breaker VL1-BA Kit D/F/J/L AC CAT number ASKL1 | - | 0 | 7
3VL9400-2AH00 |  | 3VL9400-2AH00 | 1 | UN | 1 | 2 | A | D | N | N | 85389099 | 1 | 4011209475526 | 0.038 | KG | 42.46 | 42.46 | LP20 | LP20 | accessory for VL160X, VL160, VL250, VL400, adapter for auxiliary switch up to 3 HS f. inst. N-pole/left/right | - | 0 | 0
3VL9400-2AH01 |  | 3VL9400-2AH01 | 1 | UN | 1 | 5 | B | D | N | N | 85389099 | 1 |  | 0.04 | KG | 50.27 | 50.27 | LP20 | LP20 | accessory for VL150XUL, VL150UL VL250UL, VL400UL, VL400XUL (CG frame FG frame) adapter for auxiliary switch up to 3 HS f. inst. N-pole/left/right | - | 0 | 0
3VL9400-2AJ10 |  | 3VL9400-2AJ10 | 1 | UN | 1 | 2 | A | D | EAR99 | N | 85389099 | 1 | 4011209475519 | 0.039 | KG | 51.04 | 51.04 | LP20 | LP20 | accessory for VL160X, VL160, VL250, VL400, adapter for auxiliary switch 2 HS+1 AS for mounting on left | - | 0 | 0
3VL9400-2AJ11 |  | 3VL9400-2AJ11 | 1 | UN | 1 | 5 | B | D | EAR99 | N | 85389099 | 1 | 4047621044736 | 0.041 | KG | 60.06 | 60.06 | LP20 | LP20 | accessory for VL150XUL, VL150UL VL250UL, VL400UL, VL400XUL (CG frame FG frame) adapter for auxiliary switch 2 HS+1 AS for mounting on left | - | 0 | 0
3VL9400-2AJ20 |  | 3VL9400-2AJ20 | 1 | UN | 1 | 2 | A | D | EAR99 | N | 85389099 | 1 | 4011209475502 | 0.039 | KG | 60.39 | 60.39 | LP20 | LP20 | accessory for VL160X, VL160, VL250, VL400, adapter for auxiliary switch 2 HS+1 AS for installation on right | - | 0 | 0
3VL9400-2AJ21 |  | 3VL9400-2AJ21 | 1 | UN | 1 | 5 | B | D | EAR99 | N | 85389099 | 1 |  | 0.033 | KG | 71.06 | 71.06 | LP20 | LP20 | accessory for VL150XUL, VL150UL VL250UL, VL400UL, VL400XUL (CG frame FG frame) adapter for auxiliary switch 2 HS+1 AS for installation on right | - | 0 | 0
3VL9400-2AP11 |  | 3VL9400-2AP11 | 1 | UN | 1 | 5 | B | D | EAR99 | N | 85365080 | 1 |  | 0.075 | KG | 210.1 | 210.1 | LP20 | LP20 | Breaker VLAUX software kit max. FLEX JG/LG | - | 0 | 7
3VL9400-2AP21 |  | 3VL9400-2AP21 | 1 | UN | 1 | 30 | D | D | EAR99 | N | 85365080 | 1 |  | 0.16 | KG | 421.3 | 421.3 | LP20 | LP20 | Max Flex double aux. switch JG-LG | - | 0 | 7
3VL9400-3AF01 |  | 3VL9400-3AF01 | 1 | UN | 1 | 30 | D | D | EAR99 | N | 85389099 | 1 |  | 0.01 | KG | 221.1 | 221.1 | LP20 | LP20 | Breaker VLAUX software Kit through-door JG/LG | - | 0 | 7
3VL9400-3AF02 |  | 3VL9400-3AF02 | 1 | UN | 1 | 30 | D | D | EAR99 | N | 85389099 | 1 |  | 0.01 | KG | 279.4 | 279.4 | LP20 | LP20 | Breaker VL2-AUX software Kit through-door JG/LG | - | 0 | 7
3VL9400-3AS10 |  | 3VL9400-3AS10 | 1 | UN | 1 | 2 | A | D | EAR99 | N | 85365080 | 1 | 4011209759404 | 0.114 | KG | 33.55 | 33.55 | LP20 | LP20 | accessory for VL400, assembly kit, leading auxiliary switch 1 CO, from off to on 1.5m connecting cable | - | 0 | 0
3VL9400-3AS11 |  | 3VL9400-3AS11 | 1 | UN | 1 | 5 | B | D | EAR99 | N | 85365080 | 1 | 4011209682788 | 0.096 | KG | 39.71 | 39.71 | LP20 | LP20 | accessory for VL400UL, VL400XUL (FG frame â€“ LG frame) assembly kit, leading auxiliary switch 1 CO, from off to on 1.5m connecting cable | - | 0 | 0
3VL9400-3AT10 |  | 3VL9400-3AT10 | 1 | UN | 1 | 2 | A | D | EAR99 | N | 85365080 | 1 | 4011209759411 | 0.181 | KG | 60.17 | 60.17 | LP20 | LP20 | accessory for VL400, assembly kit, leading auxiliary switch 2 CO, from off to on 1.5m connecting cable | - | 0 | 0
3VL9400-3AT11 |  | 3VL9400-3AT11 | 1 | UN | 1 | 5 | B | D | EAR99 | N | 85365080 | 1 | 4011209682771 | 0.18 | KG | 70.62 | 70.62 | LP20 | LP20 | accessory for VL400UL, VL400XUL (FG frame â€“ LG frame) assembly kit, leading auxiliary switch 2 CO, from off to on 1.5m connecting cable | - | 0 | 0
3VL9400-3AU10 |  | 3VL9400-3AU10 | 1 | UN | 1 | 2 | A | D | EAR99 | N | 85365080 | 1 | 4011209759428 | 0.114 | KG | 33.55 | 33.55 | LP20 | LP20 | accessory for VL400, assembly kit, leading auxiliary switch 1 CO, from on to off 1.5m connecting cable | - | 0 | 0
3VL9400-3AU11 |  | 3VL9400-3AU11 | 1 | UN | 1 | 5 | B | D | EAR99 | N | 85365080 | 1 | 4011209682757 | 0.1 | KG | 39.71 | 39.71 | LP20 | LP20 | accessory for VL400UL, VL400XUL (FG frame â€“ LG frame) assembly kit, leading auxiliary switch 1 CO, from on to off 1.5m connecting cable | - | 0 | 0
3VL9400-3AW10 |  | 3VL9400-3AW10 | 1 | UN | 1 | 2 | A | D | EAR99 | N | 85365080 | 1 | 4011209759435 | 0.185 | KG | 60.17 | 60.17 | LP20 | LP20 | accessory for VL400, assembly kit, leading auxiliary switch 2 CO, from on to off 1.5m connecting cable | - | 0 | 0
3VL9400-3AW11 |  | 3VL9400-3AW11 | 1 | UN | 1 | 5 | B | D | EAR99 | N | 85365080 | 1 | 4011209682764 | 0.16 | KG | 70.62 | 70.62 | LP20 | LP20 | accessory for VL400UL, VL400XUL (FG frame â€“ LG frame) assembly kit, leading auxiliary switch 2 CO, from on to off 1.5m connecting cable | - | 0 | 0
3VL9400-3HA00 |  | 3VL9400-3HA00 | 1 | UN | 1 | 2 | A | D | EAR99 | N | 85389099 | 1 | 4011209759442 | 1.281 | KG | 104.17 | 95.6 | LP20 | LP20 | accessory for VL400, front mounted rotary operator standard |  | 0 | 0
3VL9400-3HA01 |  | 3VL9400-3HA01 | 1 | UN | 1 | 5 | B | D | EAR99 | N | 85389099 | 1 | 4011209689978 | 1.18 | KG | 122.1 | 122.1 | LP20 | LP20 | accessory for VL400UL, VL400XUL (FG frame â€“ LG frame) front mounted rotary operator standard | - | 0 | 0
3VL9400-3HC00 |  | 3VL9400-3HC00 | 1 | UN | 1 | 2 | A | D | EAR99 | N | 85389099 | 1 | 4011209759459 | 1.291 | KG | 114.4 | 114.4 | LP20 | LP20 | accessory for VL400, front mounted rotary operator EMERGENCY-OFF, red/yellow | - | 0 | 0
3VL9400-3HC01 |  | 3VL9400-3HC01 | 1 | UN | 1 | 5 | B | D | EAR99 | N | 85389099 | 1 | 4011209689985 | 1.129 | KG | 134.2 | 134.2 | LP20 | LP20 | accessory for VL400UL, VL400XUL (FG frame â€“ LG frame) front mounted rotary operator EMERGENCY-OFF, red/yellow | - | 0 | 0
3VL9400-3HE00 |  | 3VL9400-3HE00 | 1 | UN | 1 | 2 | A | D | EAR99 | N | 85389099 | 1 | 4011209759466 | 1.126 | KG | 95.26 | 95.26 | LP20 | LP20 | accessory for VL400, front mounted rotary operator with shaft stub without knob add. drive 8UC63 ERFORD | - | 0 | 0
3VL9400-3HE01 |  | 3VL9400-3HE01 | 1 | UN | 1 | 5 | B | D | EAR99 | N | 85389099 | 1 | 4011209769038 | 1.1 | KG | 112.2 | 112.2 | LP20 | LP20 | accessory for VL400UL, VL400XUL (FG frame â€“ LG frame) front mounted rotary operator with shaft stub without knob add. drive 8UC63 ERFORD | - | 0 | 0
3VL9400-3HF05 |  | 3VL9400-3HF05 | 1 | UN | 1 | 2 | A | D | EAR99 | N | 85389099 | 1 | 4011209725096 | 1.56 | KG | 215.6 | 197.3 | LP20 | LP20 | accessory for VL400, f. inst. in doors, compl. door op. mech. 8UC7 new design handle ti-gray, masking plate, light gray |  | 0 | 0
3VL9400-3HF06 |  | 3VL9400-3HF06 | 1 | UN | 1 | 5 | B | D | EAR99 | N | 85389099 | 1 | 4011209768949 | 1.52 | KG | 246.4 | 246.4 | LP20 | LP20 | accessory for VL400UL, VL400XUL (FG frame â€“ LG frame) door-coupling rotary op. mech. f. inst. in doors, compl. standard | - | 0 | 0
3VL9400-3HG05 |  | 3VL9400-3HG05 | 1 | UN | 1 | 2 | A | D | EAR99 | N | 85389099 | 1 | 4011209725102 | 1.569 | KG | 231 | 231 | LP20 | LP20 | accessory for VL400, f. inst. in doors, compl. door op. mech. 8UC7 new design handle red, masking plate yellow | - | 0 | 0
3VL9400-3HG06 |  | 3VL9400-3HG06 | 1 | UN | 1 | 5 | B | D | EAR99 | N | 85389099 | 1 | 4011209768956 | 1.597 | KG | 266.2 | 266.2 | LP20 | LP20 | accessory for VL400UL, VL400XUL (JG frame-LG frame) door-coupling rotary op. mech. f. inst. in doors, compl. EMERGENCY-OFF, red/yellow | - | 0 | 0
3VL9400-3HK01 |  | 3VL9400-3HK01 | 1 | UN | 1 | 30 | D | D | EAR99 | N | 85389099 | 1 |  | 1.5 | KG | 54.89 | 54.89 | LP20 | LP20 | Breaker VLHDL BLOCKING Device CAT number HBDL | - | 0 | 7
3VL9400-3HL00 |  | 3VL9400-3HL00 | 1 | UN | 1 | 5 | B | D | EAR99 | N | 85389099 | 1 | 4011209759473 | 0.145 | KG | 108.57 | 108.57 | LP20 | LP20 | accessory for VL400, handle locking device | - | 0 | 0
3VL9400-3HL01 |  | 3VL9400-3HL01 | 1 | UN | 1 | 5 | B | D | EAR99 | N | 85389099 | 1 |  | 0.145 | KG | 128.7 | 128.7 | LP20 | LP20 | accessory for VL400UL, VL400XUL (FG frame â€“ LG frame) handle locking device | - | 0 | 0
3VL9400-3HN00 |  | 3VL9400-3HN00 | 1 | UN | 1 | 2 | A | D | EAR99 | N | 85389099 | 1 | 4011209759480 | 0.023 | KG | 29.48 | 29.48 | LP20 | LP20 | accessory for VL400, handle extension packed with screws in bag | - | 0 | 0
3VL9400-3HN01 |  | 3VL9400-3HN01 | 1 | UN | 1 | 5 | B | D | EAR99 | N | 73181558 | 1 |  | 0.025 | KG | 34.87 | 34.87 | LP20 | LP20 | accessory for VL400UL, VL400XUL (FG frame â€“ LG frame) handle extension packed with screws in bag | - | 0 | 0
3VL9400-3HP00 |  | 3VL9400-3HP00 | 1 | UN | 1 | 2 | A | D | EAR99 | N | 85389099 | 1 | 4011209670297 | 0.516 | KG | 27.94 | 27.94 | LP20 | LP20 | accessory for VL400, VL400UL, VL400XUL (JG and LG frame) fixing bracket for shaft of door-coupling rot. op. mech. with locking device for up to 3 padlocks | - | 0 | 0
3VL9400-3HR10 |  | 3VL9400-3HR10 | 1 | UN | 1 | 5 | B | D | EAR99 | N | 85389099 | 1 | 4011209700697 | 2.64 | KG | 322.3 | 322.3 | LP20 | LP20 | side wall mounted rot. op. 3VL4 with 600mm Bowden cable rotary handle black | - | 0 | 0
3VL9400-3HR11 |  | 3VL9400-3HR11 | 1 | UN | 1 | 5 | B | D | EAR99 | N | 85389099 | 1 | 4011209700727 | 2.619 | KG | 315.7 | 315.7 | LP20 | LP20 | side wall mounted rot. op. 3VL4 with 600mm Bowden cable rotary handle red/yellow | - | 0 | 0
3VL9400-3HR20 |  | 3VL9400-3HR20 | 1 | UN | 1 | 5 | B | D | EAR99 | N | 85389099 | 1 | 4011209700703 | 2.657 | KG | 331.1 | 331.1 | LP20 | LP20 | side wall mounted rot. op. 3VL4 with 1000mm Bowden cable rotary handle black | - | 0 | 0
3VL9400-3HR21 |  | 3VL9400-3HR21 | 1 | UN | 1 | 5 | B | D | EAR99 | N | 85389099 | 1 | 4011209700734 | 2.66 | KG | 324.5 | 324.5 | LP20 | LP20 | side wall mounted rot. op. 3VL4 with 1000mm Bowden cable rotary handle red/yellow | - | 0 | 0
3VL9400-3HR30 |  | 3VL9400-3HR30 | 1 | UN | 1 | 5 | B | D | EAR99 | N | 85389099 | 1 | 4011209700710 | 2.525 | KG | 341 | 341 | LP20 | LP20 | side wall mounted rot. op. 3VL4 with 1500mm Bowden cable rotary handle black | - | 0 | 0
3VL9400-3HR31 |  | 3VL9400-3HR31 | 1 | UN | 1 | 5 | B | D | EAR99 | N | 85389099 | 1 | 4011209700741 | 3.5 | KG | 334.4 | 334.4 | LP20 | LP20 | side wall mounted rot. op. 3VL4 with 1500mm Bowden cable rotary handle red/yellow | - | 0 | 0
3VL9400-3HS10 |  | 3VL9400-3HS10 | 1 | UN | 1 | 5 | B | D | EAR99 | N | 85389099 | 1 | 4011209717961 | 2.145 | KG | 84.81 | 84.81 | LP20 | LP20 | Bowden cable, single length 600m | - | 0 | 0
3VL9400-3HS20 |  | 3VL9400-3HS20 | 1 | UN | 1 | 5 | B | D | EAR99 | N | 85389099 | 1 | 4011209717978 | 2.22 | KG | 84.81 | 84.81 | LP20 | LP20 | Bowden cable, single length 1000m | - | 0 | 0
3VL9400-3HS30 |  | 3VL9400-3HS30 | 1 | UN | 1 | 5 | B | D | EAR99 | N | 85389099 | 1 | 4011209717985 | 2.633 | KG | 84.81 | 84.81 | LP20 | LP20 | Bowden cable, single length 1500m | - | 0 | 0
3VL9400-3JA01 |  | 3VL9400-3JA01 | 1 | UN | 1 | 40 | X | D | EAR99 | N | 85389099 | 1 |  | 1.375 | KG | 249.7 | 249.7 | LP20 | LP20 | Breaker VLrotary HDL 12 J/L-FR 12 J/L-FR | - | 0 | 7
3VL9400-3JB01 |  | 3VL9400-3JB01 | 1 | UN | 1 | 30 | D | D | EAR99 | N | 85389099 | 1 |  | 0.01 | KG | 243.1 | 243.1 | LP20 | LP20 | Breaker VLTHRU-DOOR red OP Red/YLW J/L | - | 0 | 7
3VL9400-3JD01 |  | 3VL9400-3JD01 | 1 | UN | 1 | 5 | B | D | EAR99 | N | 85389099 | 1 |  | 1.45 | KG | 382.8 | 382.8 | LP20 | LP20 | Breaker VLVAR DEPTH red 1 3R 12 J/L-FR | - | 0 | 7
3VL9400-3JE01 |  | 3VL9400-3JE01 | 1 | UN | 1 | 5 | B | D | EAR99 | N | 85389099 | 1 |  | 0.904 | KG | 275 | 275 | LP20 | LP20 | Breaker VLDOOR MNT RHO 1.12.3R J/L | - | 0 | 7
3VL9400-3JM01 |  | 3VL9400-3JM01 | 1 | UN | 1 | 5 | B | D | EAR99 | N | 85389099 | 1 | 4011209676473 | 2.051 | KG | 1018.6 | 1018.6 | LP20 | LP20 | accessory for VL400UL, VL400XUL (JG frame-LG frame) Max Flex operator, complete incl. op. mech., Bowden cable & HEBE | - | 0 | 0
3VL9400-3JS01 |  | 3VL9400-3JS01 | 1 | UN | 1 | 5 | B | D | EAR99 | N | 85389099 | 1 |  | 0.01 | KG | 372.9 | 372.9 | LP20 | LP20 | Breaker VLVAR DEPTH 1 3R 12 J/L-FR 3/4P | - | 0 | 0
3VL9400-3JS11 |  | 3VL9400-3JS11 | 1 | UN | 1 | 70 | X | D | EAR99 | N | 85389099 | 1 |  | 0.01 | KG | 372.9 | 372.9 | LP20 | LP20 | Breaker VLVAR DEPTH 1 3R 12 J/L-FR 3/4P | - | 0 | 0
3VL9400-3JS41 |  | 3VL9400-3JS41 | 1 | UN | 1 | 5 | B | D | EAR99 | N | 85389099 | 1 |  | 0.01 | KG | 496.1 | 496.1 | LP20 | LP20 | Breaker VLVAR DEPTH 4x J/L-FR 3/4P | - | 0 | 0
3VL9400-3JS51 |  | 3VL9400-3JS51 | 1 | UN | 1 | 5 | B | D | EAR99 | N | 85389099 | 1 |  | 2.353 | KG | 497.2 | 497.2 | LP20 | LP20 | Breaker VLVAR DEPTH 4x J/L-FR BLK HDL | - | 0 | 0
3VL9400-3JS61 |  | 3VL9400-3JS61 | 1 | UN | 1 | 15 | C | D | EAR99 | N | 85389099 | 1 |  | 2.6 | KG | 497.2 | 497.2 | LP20 | LP20 | molded case circ. br. 3VL UL accessory for 3VL41 (JG) and 3VL48 (LG) op. mech. w/ linkage for variable inst. depths handle red/black NEMA protection class 4X version for GM cat. no.: FHVL4XNT | - | 0 | 0
3VL9400-3JS71 |  | 3VL9400-3JS71 | 1 | UN | 1 | 15 | C | D | EAR99 | N | 85389099 | 1 |  | 2.492 | KG | 497.2 | 497.2 | LP20 | LP20 | molded case circ. br. 3VL UL accessory for 3VL41 (JG) and 3VL48 (LG) op. mech. w/ linkage for variable inst. depths handle black NEMA protection class 4X version for GM cat. no.: FHVL4XBNT | - | 0 | 0
3VL9400-3JS81 |  | 3VL9400-3JS81 | 1 | UN | 1 | 15 | C | D | EAR99 | N | 85389099 | 1 |  | 1.3 | KG | 268.4 | 268.4 | LP20 | LP20 | molded case circ. br. 3VL UL accessory for 3VL25 (DG), 3VL31/35 (FG) 3VL41 (JG) and 3VL48 (LG) op. mech. w/ linkage for variable inst. depths handle for replacement version for GM cat. no.: FHVL4XBNT | - | 0 | 0
3VL9400-3MA10 |  | 3VL9400-3MA10 | 1 | UN | 1 | 5 | B | D | N | N | 85389099 | 1 | 4011209788763 | 2.298 | KG | 1032.9 | 1032.9 | LP20 | LP20 | accessory for VL400 motorized op. mech. 24V DC for all TMTUs for ETUs greater than, equal to *E03*01* | - | 0 | 0
3VL9400-3MC10 |  | 3VL9400-3MC10 | 1 | UN | 1 | 5 | B | D | N | N | 85389099 | 1 | 4011209788787 | 2.33 | KG | 1032.9 | 1032.9 | LP20 | LP20 | accessory for VL400 mot. op. mech. 42-60V AC/DC for all TMTUs for ETUs greater than, equal to *E03*01* | - | 0 | 0
3VL9400-3MD10 |  | 3VL9400-3MD10 | 1 | UN | 1 | 5 | B | D | N | N | 85389099 | 1 | 4011209788794 | 2.32 | KG | 1032.9 | 1032.9 | LP20 | LP20 | accessory for VL400 mot. op. mech. 110-127V AC/DC for all TMTUs for ETUs greater than, equal to *E03*01* | - | 0 | 0
3VL9400-3ME10 |  | 3VL9400-3ME10 | 1 | UN | 1 | 5 | B | D | N | N | 85389099 | 1 | 4011209788800 | 2.325 | KG | 1032.9 | 1032.9 | LP20 | LP20 | accessory for VL400 mot. op. mech. 220-250V AC/DC for all TMTUs for ETUs greater than, equal to *E03*01* | - | 0 | 0
3VL9400-3MF00 |  | 3VL9400-3MF00 | 1 | UN | 1 | 20 | D | D | EAR99 | N | 85389099 | 1 | 4011209701205 | 4.602 | KG | 1595 | 1595 | LP20 | LP20 | accessory for VL400, mot. op. mech. w/ strd en. mech 24 VDC with auxiliary switch | - | 0 | 0
3VL9400-3MG00 |  | 3VL9400-3MG00 | 1 | UN | 1 | 20 | D | D | EAR99 | N | 85389099 | 1 | 4011209701199 | 4.7 | KG | 1595 | 1595 | LP20 | LP20 | accessory for VL400, mot. op. mech. w/ strd en. mech 42...48V AC/DC with auxiliary switch | - | 0 | 0
3VL9400-3MH00 |  | 3VL9400-3MH00 | 1 | UN | 1 | 20 | D | D | EAR99 | N | 85389099 | 1 | 4011209701182 | 4.614 | KG | 1595 | 1595 | LP20 | LP20 | accessory for VL400, mot. op. mech. w/ strd en. mech 60V AC/DC with auxiliary switch | - | 0 | 0
3VL9400-3MJ00 |  | 3VL9400-3MJ00 | 1 | UN | 1 | 5 | B | D | N | N | 85389099 | 1 | 4011209628458 | 4.61 | KG | 1364 | 1256.3 | LP20 | LP20 | accessory for VL400, mot. op. mech. w/ strd en. mech 24 VDC |  | 0 | 0
3VL9400-3MJ01 |  | 3VL9400-3MJ01 | 1 | UN | 1 | 5 | B | D | N | N | 85389099 | 1 | 4011209676404 | 4.55 | KG | 1551 | 1551 | LP20 | LP20 | accessory for VL400UL, VL400XUL mot. op. mech. w/ strd en. mech 24 VDC | - | 0 | 0
3VL9400-3MK00 |  | 3VL9400-3MK00 | 1 | UN | 1 | 20 | D | D | EAR99 | N | 85389099 | 1 | 4011209701175 | 4.616 | KG | 1595 | 1595 | LP20 | LP20 | accessory for VL400, mot. op. mech. w/ strd en. mech 110...127V AC/DC with auxiliary switch | - | 0 | 0
3VL9400-3ML00 |  | 3VL9400-3ML00 | 1 | UN | 1 | 5 | B | D | EAR99 | N | 85389099 | 1 | 4011209628465 | 4.594 | KG | 1364 | 1256.3 | LP20 | LP20 | accessory for VL400, mot. op. mech. w/ strd en. mech 42...48V AC/DC |  | 0 | 0
3VL9400-3ML01 |  | 3VL9400-3ML01 | 1 | UN | 1 | 15 | C | D | EAR99 | N | 85389099 | 1 |  | 4.594 | KG | 1551 | 1551 | LP20 | LP20 | accessory for VL400UL, VL400XUL (FG frame â€“ LG frame) mot. op. mech. w/ strd en. mech 42...48V AC/DC | - | 0 | 0
3VL9400-3MM00 |  | 3VL9400-3MM00 | 1 | UN | 1 | 5 | B | D | EAR99 | N | 85389099 | 1 | 4011209701168 | 4.64 | KG | 1595 | 1595 | LP20 | LP20 | accessory for VL400, mot. op. mech. w/ strd en. mech 220...250V AC/DC with auxiliary switch | - | 0 | 0
3VL9400-3MN00 |  | 3VL9400-3MN00 | 1 | UN | 1 | 5 | B | D | EAR99 | N | 85389099 | 1 | 4011209628472 | 4.602 | KG | 1364 | 1256.3 | LP20 | LP20 | accessory for VL400, mot. op. mech. w/ strd en. mech 110...127V AC/DC |  | 0 | 0
3VL9400-3MN01 |  | 3VL9400-3MN01 | 1 | UN | 1 | 15 | C | D | EAR99 | N | 85389099 | 1 | 4011209676411 | 4.651 | KG | 1551 | 1551 | LP20 | LP20 | accessory for VL400UL, VL400XUL mot. op. mech. w/ strd en. mech 110...127V AC/DC | - | 0 | 0
3VL9400-3MQ00 |  | 3VL9400-3MQ00 | 1 | UN | 1 | 5 | B | D | EAR99 | N | 85389099 | 1 | 4011209628489 | 4.593 | KG | 1364 | 1256.3 | LP20 | LP20 | accessory for VL400, mot. op. mech. w/ strd en. mech 220...250V AC/DC |  | 0 | 0
3VL9400-3MQ01 |  | 3VL9400-3MQ01 | 1 | UN | 1 | 5 | B | D | EAR99 | N | 85389099 | 1 | 4011209676428 | 4.592 | KG | 1551 | 1551 | LP20 | LP20 | accessory for VL400UL, VL400XUL mot. op. mech. w/ strd en. mech 220...250V AC/DC | - | 0 | 0
3VL9400-3MS00 |  | 3VL9400-3MS00 | 1 | UN | 1 | 5 | B | D | EAR99 | N | 85389099 | 1 | 4011209628496 | 4.596 | KG | 1364 | 1256.3 | LP20 | LP20 | accessory for VL400, mot. op. mech. w/ strd en. mech 60V AC/DC |  | 0 | 0
3VL9400-3MS01 |  | 3VL9400-3MS01 | 1 | UN | 1 | 15 | C | D | EAR99 | N | 85389099 | 1 |  | 4.561 | KG | 1551 | 1551 | LP20 | LP20 | accessory for VL400UL, VL400XUL (FG frame â€“ LG frame) mot. op. mech. w/ strd en. mech 60V AC/DC | - | 0 | 0
3VL9400-3TN00 |  | 3VL9400-3TN00 | 1 | UN | 1 | 5 | B | D | EAR99 | N | 85369010 | 1 | 4011209686830 | 0.14 | KG | 108.79 | 108.79 | LP20 | LP20 | aux. conductor terminal 3VL4 1 set = 10 units | - | 0 | 0
3VL9400-4EC30 |  | 3VL9400-4EC30 | 1 | UN | 1 | 5 | B | D | EAR99 | N | 85369095 | 1 | 4011209690806 | 0.918 | KG | 84.37 | 84.37 | LP20 | LP20 | accessory for VL400, front connecting bars, comprises 3 connections 3-pole | - | 0 | 0
3VL9400-4EC31 |  | 3VL9400-4EC31 | 1 | UN | 1 | 5 | B | D | EAR99 | N | 85369095 | 1 | 4011209684027 | 1.313 | KG | 224.4 | 224.4 | LP20 | LP20 | accessory for circuit breaker 3VL41 (JG) front connecting bars, comprises 3 connecting bars 3-pole (cat. no.: FBCJ3) | - | 0 | 0
3VL9400-4EC40 |  | 3VL9400-4EC40 | 1 | UN | 1 | 5 | B | D | EAR99 | N | 85369095 | 1 | 4011209690813 | 1.256 | KG | 112.2 | 112.2 | LP20 | LP20 | accessory for VL400, front connecting bars, comprises 4 connections 4-pole | - | 0 | 0
3VL9400-4ED30 |  | 3VL9400-4ED30 | 1 | UN | 1 | 5 | B | D | EAR99 | N | 85369095 | 1 | 4011209690820 | 0.896 | KG | 137.5 | 137.5 | LP20 | LP20 | accessory for VL400, front connecting bars, increased pole spacing comprises 3 connections 3-pole | - | 0 | 0
3VL9400-4ED40 |  | 3VL9400-4ED40 | 1 | UN | 1 | 5 | B | D | EAR99 | N | 85369095 | 1 | 4011209690837 | 1.476 | KG | 185.9 | 185.9 | LP20 | LP20 | accessory for VL400, front connecting bars, increased pole spacing comprises 4 connections 4-pole | - | 0 | 0
3VL9400-4PA30 |  | 3VL9400-4PA30 | 1 | UN | 1 | 5 | B | D | EAR99 | N | 85369095 | 1 | 4011209759503 | 7.106 | KG | 853.6 | 853.6 | LP20 | LP20 | accessory for VL400, plug-in base assembly kit rear connection, 3-pole | - | 0 | 0
3VL9400-4PA31 |  | 3VL9400-4PA31 | 1 | UN | 1 | 5 | B | D | EAR99 | N | 85369095 | 1 |  | 6.942 | KG | 1005.4 | 1005.4 | LP20 | LP20 | accessory for VL400UL, (JG frame) plug-in base assembly kit rear connection, 3-pole | - | 0 | 0
3VL9400-4PA40 |  | 3VL9400-4PA40 | 1 | UN | 1 | 5 | B | D | EAR99 | N | 85369095 | 1 | 4011209759510 | 8.91 | KG | 1133 | 1133 | LP20 | LP20 | accessory for VL400, plug-in base assembly kit rear connection, 4-pole | - | 0 | 0
3VL9400-4PB40 |  | 3VL9400-4PB40 | 1 | UN | 1 | 5 | B | D | EAR99 | N | 85369095 | 1 | 4011209759534 | 9.857 | KG | 1353 | 1353 | LP20 | LP20 | accessory for VL400, plug-in base assembly kit rear connection RCD module (RCD) 4-pole | - | 0 | 0
3VL9400-4PC30 |  | 3VL9400-4PC30 | 1 | UN | 1 | 5 | B | D | EAR99 | N | 85369095 | 1 | 4011209759541 | 6.67 | KG | 853.6 | 853.6 | LP20 | LP20 | accessory for VL400, plug-in base assembly kit front connection, 3-pole | - | 0 | 0
3VL9400-4PC31 |  | 3VL9400-4PC31 | 1 | UN | 1 | 5 | B | D | EAR99 | N | 85369095 | 1 |  | 42 | KG | 1005.4 | 1005.4 | LP20 | LP20 | accessory for VL400UL, (JG frame) plug-in base assembly kit front connection, 3-pole | - | 0 | 0
3VL9400-4PC40 |  | 3VL9400-4PC40 | 1 | UN | 1 | 5 | B | D | EAR99 | N | 85369095 | 1 | 4011209759558 | 7.69 | KG | 1133 | 1133 | LP20 | LP20 | accessory for VL400, plug-in base assembly kit front connection, 4-pole | - | 0 | 0
3VL9400-4PD40 |  | 3VL9400-4PD40 | 1 | UN | 1 | 5 | B | D | EAR99 | N | 85369095 | 1 | 4011209759572 | 9.298 | KG | 1353 | 1353 | LP20 | LP20 | accessory for VL400, plug-in base assembly kit front connection RCD module (RCD) 4-pole | - | 0 | 0
3VL9400-4PF00 |  | 3VL9400-4PF00 | 1 | UN | 1 | 5 | B | D | EAR99 | N | 85389099 | 1 | 4011209759589 | 0.012 | KG | 33.11 | 33.11 | LP20 | LP20 | accessory for VL400, trip pin+spring | - | 0 | 0
3VL9400-4PF01 |  | 3VL9400-4PF01 | 1 | UN | 1 | 5 | B | D | EAR99 | N | 85389099 | 1 |  | 0.032 | KG | 38.83 | 38.83 | LP20 | LP20 | accessory for VL400UL, (JG frame) trip pin+spring | - | 0 | 0
3VL9400-4PJ00 |  | 3VL9400-4PJ00 | 1 | UN | 1 | 5 | B | D | EAR99 | N | 85366990 | 1 | 4011209759619 | 0.215 | KG | 91.74 | 91.74 | LP20 | LP20 | accessory for VL400, plug-in base assembly kit aux. circuit plug connection for plug-in base | - | 0 | 0
3VL9400-4PJ01 |  | 3VL9400-4PJ01 | 1 | UN | 1 | 5 | B | D | EAR99 | N | 85366990 | 1 |  | 0.231 | KG | 107.8 | 107.8 | LP20 | LP20 | accessory for VL400UL, (JG frame) plug-in base assembly kit aux. circuit plug connection for plug-in base | - | 0 | 0
3VL9400-4PS30 |  | 3VL9400-4PS30 | 1 | UN | 1 | 5 | B | D | EAR99 | N | 85369095 | 1 | 4011209759626 | 1.292 | KG | 341 | 341 | LP20 | LP20 | accessory for VL400, blade contact kit 3P comprises 6 blade contacts and 1 trip pin | - | 0 | 0
3VL9400-4PS31 |  | 3VL9400-4PS31 | 1 | UN | 1 | 5 | B | D | EAR99 | N | 85369095 | 1 |  | 0.72 | KG | 400.4 | 400.4 | LP20 | LP20 | accessory for VL400UL, (JG frame) blade contact kit 3P comprises 6 blade contacts and 1 trip pin | - | 0 | 0
3VL9400-4PS40 |  | 3VL9400-4PS40 | 1 | UN | 1 | 5 | B | D | EAR99 | N | 85369095 | 1 | 4011209759633 | 1.744 | KG | 452.1 | 452.1 | LP20 | LP20 | accessory for VL400, blade contact kit 4P comprises 8 blade contacts and 1 trip pin | - | 0 | 0
3VL9400-4RA00 |  | 3VL9400-4RA00 | 1 | UN | 1 | 5 | B | D | EAR99 | N | 85369010 | 1 | 4011209734111 | 0.268 | KG | 46.2 | 46.2 | LP20 | LP20 | accessory for VL400, rear connection, short, round comprises 1 connection | - | 0 | 0
3VL9400-4RA01 |  | 3VL9400-4RA01 | 1 | UN | 1 | 5 | B | D | EAR99 | N | 85369010 | 1 |  | 0.428 | KG | 54.56 | 54.56 | LP20 | LP20 | accessory for VL400UL, (JG frame) rear connection, short, round comprises 1 connection cat. no. RTLJSR | - | 0 | 0
3VL9400-4RB00 |  | 3VL9400-4RB00 | 1 | UN | 1 | 5 | B | D | EAR99 | N | 85369010 | 1 | 4011209735002 | 0.433 | KG | 53.02 | 53.02 | LP20 | LP20 | accessory for VL400, rear connection, long, round comprises 1 connection | - | 0 | 0
3VL9400-4RB01 |  | 3VL9400-4RB01 | 1 | UN | 1 | 5 | B | D | EAR99 | N | 85369010 | 1 |  | 0.712 | KG | 61.93 | 61.93 | LP20 | LP20 | accessory for VL400UL, (JG frame) rear connection, long, round comprises 1 connection cat. no. RTLJLR | - | 0 | 0
3VL9400-4RC30 |  | 3VL9400-4RC30 | 1 | UN | 1 | 5 | B | D | EAR99 | N | 85369010 | 1 | 4011209735019 | 0.93 | KG | 145.2 | 145.2 | LP20 | LP20 | accessory for VL400, rear connection, round comprises 3 connections short-long-short 3-pole | - | 0 | 0
3VL9400-4RC31 |  | 3VL9400-4RC31 | 1 | UN | 1 | 5 | B | D | EAR99 | N | 85369010 | 1 | 4011209676633 | 1.203 | KG | 169.4 | 169.4 | LP20 | LP20 | accessory for VL400UL, (JG frame) rear connection, round comprises 3 connections short-long-short 3-pole cat. no. SRTJR3 | - | 0 | 0
3VL9400-4RF40 |  | 3VL9400-4RF40 | 1 | UN | 1 | 5 | B | D | EAR99 | N | 85369010 | 1 | 4011209735026 | 1.337 | KG | 196.9 | 196.9 | LP20 | LP20 | accessory for VL400, rear connection, round comprises 4 connections 2 long+2 short 4-pole | - | 0 | 0
3VL9400-4RK00 |  | 3VL9400-4RK00 | 1 | UN | 1 | 5 | B | D | EAR99 | N | 85369010 | 1 | 4011209735033 | 0.38 | KG | 51.26 | 51.26 | LP20 | LP20 | accessory for VL400, rear connection, short, round/flat comprises 1 connection | - | 0 | 0
3VL9400-4RK01 |  | 3VL9400-4RK01 | 1 | UN | 1 | 5 | B | D | EAR99 | N | 85369010 | 1 |  | 0.389 | KG | 60.17 | 60.17 | LP20 | LP20 | accessory for VL400UL, (JG frame) rear connection, short, round/flat comprises 1 connection cat. no. RTLJSF | - | 0 | 0
3VL9400-4RL00 |  | 3VL9400-4RL00 | 1 | UN | 1 | 5 | B | D | EAR99 | N | 85369010 | 1 | 4011209735040 | 0.542 | KG | 57.53 | 57.53 | LP20 | LP20 | accessory for VL400, rear connection, long, round/flat comprises 1 connection | - | 0 | 0
3VL9400-4RL01 |  | 3VL9400-4RL01 | 1 | UN | 1 | 30 | D | D | EAR99 | N | 85369010 | 1 |  | 0.7 | KG | 67.65 | 67.65 | LP20 | LP20 | accessory for VL400UL, (JG frame) rear connection, long, round/flat comprises 1 connection cat. no. RTLJLF | - | 0 | 0
3VL9400-4RM30 |  | 3VL9400-4RM30 | 1 | UN | 1 | 5 | B | D | EAR99 | N | 85369010 | 1 | 4011209735057 | 1.305 | KG | 159.5 | 159.5 | LP20 | LP20 | accessory for VL400, rear connection, short, flat comprises 3 connections short-long-short 3-pole | - | 0 | 0
3VL9400-4RM31 |  | 3VL9400-4RM31 | 1 | UN | 1 | 5 | B | D | EAR99 | N | 85369010 | 1 |  | 1.458 | KG | 189.2 | 189.2 | LP20 | LP20 | accessory for VL400UL, (JG frame) rear connection, short, flat comprises 3 connections short-long-short 3-pole cat. no. SRTJF3 | - | 0 | 0
3VL9400-4RN40 |  | 3VL9400-4RN40 | 1 | UN | 1 | 5 | B | D | EAR99 | N | 85369010 | 1 | 4011209735064 | 1.783 | KG | 216.7 | 216.7 | LP20 | LP20 | accessory for VL400, rear connection, long, flat comprises 4 connections 2 long+2 short 4-pole | - | 0 | 0
3VL9400-4TA01 |  | 3VL9400-4TA01 | 1 | UN | 1 | 30 | D | D | EAR99 | N | 85389099 | 1 |  | 1.5 | KG | 12.54 | 12.54 | LP20 | LP20 | Breaker VL metric nut KEEPER J CAT number TMKJ | - | 0 | 7
3VL9400-4TA30 |  | 3VL9400-4TA30 | 1 | UN | 1 | 5 | B | D | N | N | 85369095 | 1 | 4011209759732 | 0.125 | KG | 69.96 | 69.96 | LP20 | LP20 | accessory for VL400, connection with screw terminal metric thread comprises 3 connections | - | 0 | 0
3VL9400-4TA31 |  | 3VL9400-4TA31 | 1 | UN | 1 | 11 | C | D | N | N | 73181568 | 1 | 4011209676770 | 0.116 | KG | 82.17 | 82.17 | LP20 | LP20 | accessory for VL400UL, (JG frame) connection with screw terminal metric thread comprises 3 connections | - | 0 | 0
3VL9400-4TA40 |  | 3VL9400-4TA40 | 1 | UN | 1 | 5 | B | D | N | N | 85369095 | 1 | 4011209759749 | 0.161 | KG | 92.95 | 92.95 | LP20 | LP20 | accessory for VL400, connection with screw terminal metric thread comprises 4 4 connections | - | 0 | 0
3VL9400-4TA51 |  | 3VL9400-4TA51 | 1 | UN | 1 | 5 | B | D | N | N | 73181568 | 1 |  | 0.117 | KG | 97.57 | 97.57 | LP20 | LP20 | accessory for VL400UL, (JG frame) connection with screw terminal metric thread, 30mm comprises 3 connections | - | 0 | 7
3VL9400-4TC30 |  | 3VL9400-4TC30 | 1 | UN | 1 | 5 | B | D | EAR99 | N | 85389099 | 1 | 4011209759763 | 0.488 | KG | 147.4 | 147.4 | LP20 | LP20 | accessory for VL400, box terminals comprises 3 box terminals 3-pole | - | 0 | 0
3VL9400-4TC40 |  | 3VL9400-4TC40 | 1 | UN | 1 | 5 | B | D | EAR99 | N | 85389099 | 1 | 4011209759770 | 0.617 | KG | 196.9 | 196.9 | LP20 | LP20 | accessory for VL400, box terminals comprises 4 box terminals 4-pole | - | 0 | 0
3VL9400-4TD30 |  | 3VL9400-4TD30 | 1 | UN | 1 | 5 | B | D | EAR99 | N | 85369010 | 1 | 4011209759794 | 0.295 | KG | 137.5 | 137.5 | LP20 | LP20 | accessory for VL400, circular conductor terminal for Cu/Al comprises 3 connections 1 hole, 3-pole | - | 0 | 0
3VL9400-4TD40 |  | 3VL9400-4TD40 | 1 | UN | 1 | 5 | B | D | EAR99 | N | 85369010 | 1 | 4011209759800 | 0.391 | KG | 185.9 | 185.9 | LP20 | LP20 | accessory for VL400, circular conductor terminal for Cu/Al comprises 4 4 connections 1 hole, 4-pole | - | 0 | 0
3VL9400-4TF00 |  | 3VL9400-4TF00 | 1 | UN | 1 | 5 | B | D | EAR99 | N | 85369010 | 1 | 4011209759817 | 0.152 | KG | 58.74 | 58.74 | LP20 | LP20 | accessory for VL400, multiple feed-in terminal for Cu/Al for 2 conductors per terminal | - | 0 | 0
3VL9400-4TF30 |  | 3VL9400-4TF30 | 1 | UN | 1 | 5 | B | D | EAR99 | N | 85369010 | 1 | 4011209759824 | 0.434 | KG | 172.7 | 172.7 | LP20 | LP20 | accessory for VL400, multiple feed-in terminal for Cu/Al for 2 conductors per terminal 1 set = 3 units | - | 0 | 0
3VL9400-4TF40 |  | 3VL9400-4TF40 | 1 | UN | 1 | 5 | B | D | EAR99 | N | 85369010 | 1 | 4011209759831 | 0.575 | KG | 231 | 231 | LP20 | LP20 | accessory for VL400, multiple feed-in terminal for Cu/Al for 2 conductors per terminal 1 set = 4 units | - | 0 | 0
3VL9400-4WA30 |  | 3VL9400-4WA30 | 1 | UN | 1 | 5 | B | D | EAR99 | N | 85369095 | 1 | 4011209759848 | 12.65 | KG | 1287 | 1287 | LP20 | LP20 | accessory for VL400, withdr. vers., assembly kit rear connection, 3-pole | - | 0 | 0
3VL9400-4WA31 |  | 3VL9400-4WA31 | 1 | UN | 1 | 5 | B | D | EAR99 | N | 85369095 | 1 |  | 12.65 | KG | 1518 | 1518 | LP20 | LP20 | accessory for VL400UL, (JG frame) withdr. vers., assembly kit rear connection, 3-pole | - | 0 | 0
3VL9400-4WA40 |  | 3VL9400-4WA40 | 1 | UN | 1 | 5 | B | D | EAR99 | N | 85369095 | 1 | 4011209759855 | 14.582 | KG | 1683 | 1683 | LP20 | LP20 | accessory for VL400, withdr. vers., assembly kit rear connection, 4-pole | - | 0 | 0
3VL9400-4WB40 |  | 3VL9400-4WB40 | 1 | UN | 1 | 5 | B | D | EAR99 | N | 85369095 | 1 | 4011209759862 | 15.78 | KG | 1958 | 1958 | LP20 | LP20 | accessory for VL400, withdr. vers., assembly kit rear connection RCD module (RCD) 4-pole | - | 0 | 0
3VL9400-4WC30 |  | 3VL9400-4WC30 | 1 | UN | 1 | 5 | B | D | EAR99 | N | 85369095 | 1 | 4011209759879 | 12.24 | KG | 1287 | 1287 | LP20 | LP20 | accessory for VL400, withdr. vers., assembly kit front connection, 3-pole | - | 0 | 0
3VL9400-4WC31 |  | 3VL9400-4WC31 | 1 | UN | 1 | 5 | B | D | EAR99 | N | 85369095 | 1 |  | 6.5 | KG | 1518 | 1518 | LP20 | LP20 | accessory for VL400UL, (JG frame) withdr. vers., assembly kit front connection, 3-pole | - | 0 | 0
3VL9400-4WC40 |  | 3VL9400-4WC40 | 1 | UN | 1 | 5 | B | D | EAR99 | N | 85369095 | 1 | 4011209759886 | 14.24 | KG | 1683 | 1683 | LP20 | LP20 | accessory for VL400, withdr. vers., assembly kit front connection, 4-pole | - | 0 | 0
3VL9400-4WD40 |  | 3VL9400-4WD40 | 1 | UN | 1 | 5 | B | D | EAR99 | N | 85369095 | 1 | 4011209759893 | 18.219 | KG | 1958 | 1958 | LP20 | LP20 | accessory for VL400, withdr. vers., assembly kit front connection RCD module (RCD) 4-pole | - | 0 | 0
3VL9400-4WF30 |  | 3VL9400-4WF30 | 1 | UN | 1 | 5 | B | D | EAR99 | N | 85369095 | 1 | 4011209759909 | 4.822 | KG | 447.7 | 447.7 | LP20 | LP20 | accessory for VL400, kit for conversion from plug-in version withdrawable version, 3-pole | - | 0 | 0
3VL9400-4WF31 |  | 3VL9400-4WF31 | 1 | UN | 1 | 5 | B | D | EAR99 | N | 85389099 | 1 |  | 4.822 | KG | 526.9 | 526.9 | LP20 | LP20 | accessory for VL400UL, (JG frame) kit for conversion from plug-in version withdrawable version, 3-pole | - | 0 | 0
3VL9400-4WF40 |  | 3VL9400-4WF40 | 1 | UN | 1 | 5 | B | D | EAR99 | N | 85369095 | 1 | 4011209759916 | 4.88 | KG | 588.5 | 588.5 | LP20 | LP20 | accessory for VL400, kit for conversion from plug-in version withdrawable version, 4-pole | - | 0 | 0
3VL9400-4WG40 |  | 3VL9400-4WG40 | 1 | UN | 1 | 5 | B | D | EAR99 | N | 85369095 | 1 | 4011209759923 | 6.523 | KG | 611.6 | 611.6 | LP20 | LP20 | accessory for VL400, kit for conversion from plug-in version withdrawable version RCD module (RCD) 4-pole | - | 0 | 0
3VL9400-8AQ61 |  | 3VL9400-8AQ61 | 1 | UN | 1 | 30 | D | D | EAR99 | N | 85365080 | 1 |  | 0.16 | KG | 275 | 275 | LP20 | LP20 | accessory for circuit breaker 3VL41 (JG) communications interface comprising: -connecting cable length 1.5m auxiliary and alarm switch protective cover (cat. no.: COMKIT4) | - | 0 | 0
3VL9400-8AQ71 |  | 3VL9400-8AQ71 | 1 | UN | 1 | 30 | D | D | EAR99 | N | 85365080 | 1 |  | 0.214 | KG | 305.8 | 305.8 | LP20 | LP20 | accessory for circuit breaker 3VL41 (JG) communications interface comprising: -connecting cable length 3m auxiliary and alarm switch protective cover (cat. no.: COMKIT7) | - | 0 | 0
3VL9400-8BC00 |  | 3VL9400-8BC00 | 1 | UN | 1 | 5 | B | D | EAR99 | N | 85389099 | 1 | 4011209690929 | 0.053 | KG | 31.57 | 31.57 | LP20 | LP20 | accessory for VL400, masking frame for door cut-out IP40, for fixed/plug-in mounting | - | 0 | 0
3VL9400-8BC01 |  | 3VL9400-8BC01 | 1 | UN | 1 | 5 | B | D | EAR99 | N | 85389099 | 1 |  | 0.044 | KG | 37.62 | 37.62 | LP20 | LP20 | accessory for VL400UL, (JG frame) masking frame for door cut-out IP40, for fixed/plug-in mounting | - | 0 | 0
3VL9400-8BD00 |  | 3VL9400-8BD00 | 1 | UN | 1 | 5 | B | D | EAR99 | N | 85389099 | 1 | 4011209690967 | 0.044 | KG | 62.04 | 62.04 | LP20 | LP20 | accessory for VL400, masking frame for door cut-out IP40, for fixed/plug-in mounting with RCD module (RCD) | - | 0 | 0
3VL9400-8BG00 |  | 3VL9400-8BG00 | 1 | UN | 1 | 5 | B | D | EAR99 | N | 85389099 | 1 | 4011209690943 | 0.189 | KG | 43.89 | 43.89 | LP20 | LP20 | accessory for VL400, masking frame for door cut-out IP40, for fixed/plug-in w/ rotary/motorized op. mech. | - | 0 | 0
3VL9400-8BG01 |  | 3VL9400-8BG01 | 1 | UN | 1 | 5 | B | D | EAR99 | N | 85389099 | 1 |  | 0.163 | KG | 51.59 | 51.59 | LP20 | LP20 | accessory for VL400UL, (JG frame) masking frame for door cut-out IP40, for fixed/plug-in w/ rotary/motorized op. mech. | - | 0 | 0
3VL9400-8BH00 |  | 3VL9400-8BH00 | 1 | UN | 1 | 5 | B | D | EAR99 | N | 85389099 | 1 | 4011209690974 | 0.468 | KG | 85.36 | 85.36 | LP20 | LP20 | accessory for VL400, masking frame for door cut-out IP20, for withdrawable version with rotary op. mech. | - | 0 | 0
3VL9400-8BH01 |  | 3VL9400-8BH01 | 1 | UN | 1 | 5 | B | D | EAR99 | N | 85389099 | 1 |  | 0.435 | KG | 100.65 | 100.65 | LP20 | LP20 | accessory for VL400UL, (JG frame) masking frame for door cut-out IP20, for withdrawable version with rotary op. mech. | - | 0 | 0
3VL9400-8BJ00 |  | 3VL9400-8BJ00 | 1 | UN | 1 | 5 | B | D | EAR99 | N | 85389099 | 1 | 4011209690998 | 0.396 | KG | 75.46 | 75.46 | LP20 | LP20 | accessory for VL400, masking frame for door cut-out IP40, for fixed/plug-in mounting, w/ motor. op. mech. with RCD module (RCD) | - | 0 | 0
3VL9400-8BM00 |  | 3VL9400-8BM00 | 1 | UN | 1 | 5 | B | D | EAR99 | N | 85389099 | 1 | 4011209742192 | 0.03 | KG | 14.3 | 14.3 | LP20 | LP20 | accessory for VL400, transparent cover for ETU, sealable thermal/magnetic | - | 0 | 0
3VL9400-8BM01 |  | 3VL9400-8BM01 | 1 | UN | 1 | 5 | B | D | EAR99 | N | 85389099 | 1 | 4011209929081 | 0.035 | KG | 16.72 | 16.72 | LP20 | LP20 | accessory for VL400UL, VL400XUL (JG frame-LG frame) transparent cover for ETU, sealable thermal/magnetic | - | 0 | 0
3VL9400-8CA30 |  | 3VL9400-8CA30 | 1 | UN | 1 | 5 | B | D | EAR99 | N | 85389099 | 1 | 4011209672925 | 0.75 | KG | 65.34 | 65.34 | LP20 | LP20 | accessory for VL400, terminal cover IP30 extended comprises 2 covers 3-pole | - | 0 | 0
3VL9400-8CA31 |  | 3VL9400-8CA31 | 1 | UN | 1 | 5 | B | D | EAR99 | N | 85389099 | 1 | 4011209676695 | 0.615 | KG | 79.31 | 79.31 | LP20 | LP20 | accessory for VL400UL, VL400X (JG frame, LG frame) terminal cover IP30 extended comprises 2 covers 3-pole | - | 0 | 0
3VL9400-8CA40 |  | 3VL9400-8CA40 | 1 | UN | 1 | 5 | B | D | EAR99 | N | 85389099 | 1 | 4011209672932 | 0.966 | KG | 86.9 | 86.9 | LP20 | LP20 | accessory for VL400, terminal cover IP30 extended comprises 2 covers 4-pole | - | 0 | 0
3VL9400-8CB30 |  | 3VL9400-8CB30 | 1 | UN | 1 | 5 | B | D | N | N | 85389099 | 1 | 4011209672949 | 0.128 | KG | 55.33 | 55.33 | LP20 | LP20 | accessory for VL400, terminal cover IP30 standard comprises 2 covers 3-pole | - | 0 | 0
3VL9400-8CB31 |  | 3VL9400-8CB31 | 1 | UN | 1 | 5 | B | D | N | N | 85389099 | 1 | 4011209676701 | 0.132 | KG | 66.66 | 66.66 | LP20 | LP20 | accessory for VL400UL, VL400X (JG frame, LG frame) terminal cover IP30 standard comprises 2 covers 3-pole | - | 0 | 0
3VL9400-8CB40 |  | 3VL9400-8CB40 | 1 | UN | 1 | 5 | B | D | EAR99 | N | 85389099 | 1 | 4011209672956 | 0.168 | KG | 72.16 | 72.16 | LP20 | LP20 | accessory for VL400, terminal cover IP30 standard comprises 2 covers 4-pole | - | 0 | 0
3VL9400-8CD30 |  | 3VL9400-8CD30 | 1 | UN | 1 | 5 | B | D | EAR99 | N | 85389099 | 1 | 4011209835207 | 0.308 | KG | 79.31 | 79.31 | LP20 | LP20 | accessory for VL400 terminal cover IP30 short comprises 1 cover 3-pole | - | 0 | 0
3VL9400-8CD31 |  | 3VL9400-8CD31 | 1 | UN | 1 | 5 | B | D | EAR99 | N | 85389099 | 1 | 4011209835214 | 0.308 | KG | 64.79 | 64.79 | LP20 | LP20 | accessory for VL400UL terminal cover IP30 short comprises 1 cover 3-pole | - | 0 | 0
3VL9400-8CD40 |  | 3VL9400-8CD40 | 1 | UN | 1 | 5 | B | D | EAR99 | N | 85389099 | 1 | 4011209835221 | 0.389 | KG | 80.96 | 80.96 | LP20 | LP20 | accessory for VL400 terminal cover IP30 short comprises 1 cover 4-pole | - | 0 | 0
3VL9400-8LA00 |  | 3VL9400-8LA00 | 1 | UN | 1 | 5 | B | D | EAR99 | N | 85389099 | 1 | 4011209760011 | 0.225 | KG | 103.73 | 103.73 | LP20 | LP20 | accessory for VL400, locking with Bowden cable | - | 0 | 0
3VL9400-8LA01 |  | 3VL9400-8LA01 | 1 | UN | 1 | 5 | B | D | EAR99 | N | 85389099 | 1 |  | 0.235 | KG | 122.1 | 122.1 | LP20 | LP20 | accessory for VL400UL, (JG frame) locking with Bowden cable | - | 0 | 0
3VL9400-8LC00 |  | 3VL9400-8LC00 | 1 | UN | 1 | 5 | B | D | EAR99 | N | 85389099 | 1 | 4011209760028 | 3.624 | KG | 797.5 | 797.5 | LP20 | LP20 | accessory for VL400, mutual interlocking w/ rocker, f. fixed-mntd vers. | - | 0 | 0
3VL9400-8LC01 |  | 3VL9400-8LC01 | 1 | UN | 1 | 90 | X | D | EAR99 | N | 85389099 | 1 |  | 3.768 | KG | 939.4 | 939.4 | LP20 | LP20 | accessory for VL400UL, (JG frame) mutual interlocking w/ rocker, f. fixed-mntd vers. cat. no. WBMLFM | - | 0 | 0
3VL9400-8LD00 |  | 3VL9400-8LD00 | 1 | UN | 1 | 5 | B | D | EAR99 | N | 85389099 | 1 | 4011209760035 | 1.28 | KG | 1199 | 1199 | LP20 | LP20 | accessory for VL400, mutual interlocking with rocker, f. withdr./plug-in mounting | - | 0 | 0
3VL9400-8LD01 |  | 3VL9400-8LD01 | 1 | UN | 1 | 5 | B | D | N | N | 85389099 | 1 |  | 1.28 | KG | 1430 | 1430 | LP20 | LP20 | accessory for VL400UL, (JG frame) mutual interlocking with rocker, f. withdr./plug-in mounting | - | 0 | 0
3VL9402-4TP01 |  | 3VL9402-4TP01 | 1 | UN | 1 | 30 | D | D | EAR99 | N | 85369010 | 1 |  | 0.51 | KG | 182.6 | 182.6 | LP20 | LP20 | Breaker VLDistribution LUG J40 CAT number TA6JG20 | - | 0 | 7
3VL9402-4TP31 |  | 3VL9402-4TP31 | 1 | UN | 1 | 30 | D | D | EAR99 | N | 85369010 | 1 |  | 3.51 | KG | 546.7 | 546.7 | LP20 | LP20 | Breaker VL3-Kit Distribution L CAT number 3TA6JG20 | - | 0 | 7
3VL9404-4TP01 |  | 3VL9404-4TP01 | 1 | UN | 1 | 30 | D | D | EAR99 | N | 85369010 | 1 |  | 1.5 | KG | 182.6 | 182.6 | LP20 | LP20 | Breaker VLDistribution LUG J40 CAT number TA12JG04 | - | 0 | 7
3VL9404-4TP31 |  | 3VL9404-4TP31 | 1 | UN | 1 | 30 | D | D | EAR99 | N | 85369010 | 1 |  | 3.51 | KG | 546.7 | 546.7 | LP20 | LP20 | Breaker VL3-Kit Distribution L CAT number 3TA12JG04 | - | 0 | 7
3VL9420-7DC30 |  | 3VL9420-7DC30 | 1 | UN | 1 | 10 | C | D | N | N | 85363090 | 1 | 4011209664616 | 1.46 | KG | 682 | 682 | LP20 | LP20 | ETU VL400, 3-pole, line protection thermal-magnetic, LI IR=160...200A, overload protection II=1000...2000A, short-circuit protection screw terminal conn. in scope of delivery of switching unit | - | 0 | 0
3VL9420-7DK30 |  | 3VL9420-7DK30 | 1 | UN | 1 | 10 | C | D | N | N | 85363090 | 1 | 4011209664654 | 1.423 | KG | 519.2 | 519.2 | LP20 | LP20 | ETU VL400, 3-pole, starter combination II=1250...2500A, short-circuit protection screw terminal conn. in scope of delivery of switching unit | - | 0 | 0
3VL9420-7EC40 |  | 3VL9420-7EC40 | 1 | UN | 1 | 10 | C | D | N | N | 85363090 | 1 | 4011209664487 | 1.64 | KG | 1035.1 | 1035.1 | LP20 | LP20 | ETU VL400, 4-pole, line protection thermal-magnetic, LI IR=160...200A, overload prot., II=1000...2000A, short-circuit protection, N protected (60%) screw terminal connections in scope of delivery of switching unit | - | 0 | 0
3VL9420-7EJ40 |  | 3VL9420-7EJ40 | 1 | UN | 1 | 5 | B | D | N | N | 85363090 | 1 | 4011209664494 | 2.03 | KG | 899.8 | 899.8 | LP20 | LP20 | ETU VL400, 4-pole, line protection thermal-magnetic, LI IR=160...200A, overload protection, II=1000...2000A, short-circuit protection, N unprotected screw terminal connections in scope of delivery of switching unit | - | 0 | 0
3VL9420-7EM40 |  | 3VL9420-7EM40 | 1 | UN | 1 | 10 | C | D | N | N | 85363090 | 1 | 4011209664500 | 1.87 | KG | 1035.1 | 1035.1 | LP20 | LP20 | ETU VL400, 4-pole, line protection thermal-magnetic, LI IR=160...200A, overload prot., II=1000...2000A, short-circuit protection, N protected (100%) screw terminal connections in scope of delivery of switching unit | - | 0 | 0
3VL9425-4TF01 |  | 3VL9425-4TF01 | 1 | UN | 1 | 30 | D | D | EAR99 | N | 85389099 | 1 |  | 0.33 | KG | 59.51 | 59.51 | LP20 | LP20 | Breaker VLLUG Cu/Al 250KCMIL J CAT number TA2JG250 | - | 0 | 7
3VL9425-4TF03 |  | 3VL9425-4TF03 | 1 | UN | 1 | 30 | D | D | EAR99 | N | 85369010 | 1 |  | 0.182 | KG | 83.38 | 83.38 | LP20 | LP20 | Breaker JG LUG Power TAP CU or CAT number TA2JG250PT | - | 0 | 0
3VL9425-4TF11 |  | 3VL9425-4TF11 | 1 | UN | 1 | 30 | D | D | EAR99 | N | 85389099 | 1 |  | 0.07 | KG | 158.4 | 158.4 | LP20 | LP20 | Breaker JG LUG CU only CAT number TC2JG250 | - | 0 | 7
3VL9425-4TF31 |  | 3VL9425-4TF31 | 1 | UN | 1 | 11 | C | D | EAR99 | N | 85369010 | 1 | 4011209676558 | 0.497 | KG | 207.9 | 207.9 | LP20 | LP20 | accessory for VL400UL, (JG frame) multiple feed-in terminal for Cu/Al for 2 conductors per terminal 1 set = 3 units cat. no. 3TA2JG250 | - | 0 | 0
3VL9425-7DC30 |  | 3VL9425-7DC30 | 1 | UN | 1 | 5 | B | D | N | N | 85363090 | 1 | 4011209664623 | 1.44 | KG | 682 | 682 | LP20 | LP20 | ETU VL400, 3-pole, line protection thermal-magnetic, LI IR=200...250A, overload protection II=1250...2500A, short-circuit protection screw terminal conn. in scope of delivery of switching unit | - | 0 | 0
3VL9425-7DK30 |  | 3VL9425-7DK30 | 1 | UN | 1 | 5 | B | D | N | N | 85363090 | 1 | 4011209664661 | 1.66 | KG | 519.2 | 519.2 | LP20 | LP20 | ETU VL400, 3-pole, starter combination II=2000...4000A, short-circuit protection screw terminal conn. in scope of delivery of switching unit | - | 0 | 0
3VL9425-7EC40 |  | 3VL9425-7EC40 | 1 | UN | 1 | 5 | B | D | N | N | 85363090 | 1 | 4011209664517 | 1.822 | KG | 1035.1 | 1035.1 | LP20 | LP20 | ETU VL400, 4-pole, line protection thermal-magnetic, LI IR=200...250A, overload prot., II=1250...2500A, short-circuit protection, N protected screw terminal connections in scope of delivery of switching unit | - | 0 | 0
3VL9425-7EJ40 |  | 3VL9425-7EJ40 | 1 | UN | 1 | 5 | B | D | N | N | 85363090 | 1 | 4011209664524 | 1.795 | KG | 899.8 | 899.8 | LP20 | LP20 | ETU VL400, 4-pole, line protection thermal-magnetic, LI IR=200...250A, overload protection, II=1250...2500A, short-circuit protection, N unprotected screw terminal connections in scope of delivery of switching unit | - | 0 | 0
3VL9425-7EM40 |  | 3VL9425-7EM40 | 1 | UN | 1 | 5 | B | D | N | N | 85363090 | 1 | 4011209664531 | 1.803 | KG | 1035.1 | 1035.1 | LP20 | LP20 | ETU VL400, 4-pole, line protection thermal-magnetic, LI IR=200...250A, overload prot., II=1250...2500A, short-circuit protection, N protected (100%) screw terminal connections in scope of delivery of switching unit | - | 0 | 0
3VL9425-8TT01 |  | 3VL9425-8TT01 | 1 | UN | 1 | 5 | B | D | EAR99 | N | 85389099 | 1 |  | 0.2 | KG | 1199 | 1199 | LP20 | LP20 | Breaker VLNEUT CT 250 A J FRAME CAT number NGSJ250 | - | 0 | 7
3VL9431-6CH30 |  | 3VL9431-6CH30 | 1 | UN | 1 | 30 | D | D | EAR99 | N | 85363090 | 1 | 4011209664265 | 1.736 | KG | 3542 | 3542 | LP20 | LP20 | ETU VL400, 3-pole, line protection LCD ETU40, LI/LS/LSI IR=26...315A, overload protection, ISD=1.5 to 10xIR, II=11 xIN short-circuit protection screw terminal connections in scope of delivery of switching unit | - | 0 | 0
3VL9431-6CJ40 |  | 3VL9431-6CJ40 | 1 | UN | 1 | 30 | D | D | EAR99 | N | 85363090 | 1 | 4011209664449 | 2.355 | KG | 4367 | 4367 | LP20 | LP20 | ETU VL400, 4-pole, line protection LCD ETU40, LI/LS/LSI IR=126...315A, overload protection, ISD=1.5 to 10xIR, II=11 xIN short-circuit protection, N protected screw terminal connections in scope of delivery of switching unit | - | 0 | 0
3VL9431-6CL30 |  | 3VL9431-6CL30 | 1 | UN | 1 | 30 | D | D | EAR99 | N | 85363090 | 1 | 4011209664272 | 1.908 | KG | 4103 | 4103 | LP20 | LP20 | ETU VL400, 3-pole, line protection LCD ETU42, LSIG 3 phases/3 lines IR=126...315A, overload protection, ISD=1.5 to 10xIR, II=11 xIN short-circuit protection screw terminal connections in scope of delivery of switching unit | - | 0 | 0
3VL9431-6CM30 |  | 3VL9431-6CM30 | 1 | UN | 1 | 30 | D | D | EAR99 | N | 85363090 | 1 | 4011209664289 | 1.925 | KG | 4103 | 4103 | LP20 | LP20 | ETU VL400, 3-pole, line protection LCD ETU42, LSIG 3 phases/4 lines with connecting cable IR=126...315A, overload protection ISD=1.5 to 10xIR, II=11 xIN short-circuit protection screw terminal connections in scope of delivery of switching unit | - | 0 | 0
3VL9431-6CN40 |  | 3VL9431-6CN40 | 1 | UN | 1 | 30 | D | D | EAR99 | N | 85363090 | 1 | 4011209664456 | 2.346 | KG | 4367 | 4367 | LP20 | LP20 | ETU VL400, 4-pole, line protection LCD ETU42, LSIG IR=126...315A, overload protection, ISD=1.5 to 10xIR, II=11 xIN short-circuit protection, N protected with ground-fault protection screw terminal connections in scope of delivery of switching unit | - | 0 | 0
3VL9431-6CP30 |  | 3VL9431-6CP30 | 1 | UN | 1 | 30 | D | D | EAR99 | N | 85363090 | 1 | 4011209664296 | 1.714 | KG | 3542 | 3542 | LP20 | LP20 | ETU VL400, 3-pole, motor/generator prot. LCD ETU40M, LI IR=126...315A, overload protection, ISD=1.5 to 10xIR, II=11 xIN short-circuit protection screw terminal connections in scope of delivery of switching unit | - | 0 | 0
3VL9431-6LA40 |  | 3VL9431-6LA40 | 1 | UN | 1 | 10 | C | D | EAR99 | N | 85363090 | 1 | 4011209952164 | 2.069 | KG | 1837 | 1837 | LP20 | LP20 | ETU VL400, 4-pole, line protection ETU10, LI IR=126...315A, overload protection, II=1.25 to 11xIN, short-circuit protection, N protected screw terminal connections in scope of delivery of switching unit shipbuilding certificate for LRS, DNV and gL | - | 0 | 0
3VL9431-6LB30 |  | 3VL9431-6LB30 | 1 | UN | 1 | 10 | C | D | EAR99 | N | 85363090 | 1 | 4011209952171 | 1.67 | KG | 1287 | 1287 | LP20 | LP20 | ETU VL400, 3-pole, line protection ETU10, LI IR=126...315A, overload protection, II=1.25 to 11xIN, short-circuit protection screw terminal connections in scope of delivery of switching unit shipbuilding certificate for LRS, DNV and gL | - | 0 | 0
3VL9431-6LE30 |  | 3VL9431-6LE30 | 1 | UN | 1 | 10 | C | D | EAR99 | N | 85363090 | 1 | 4011209952188 | 1.659 | KG | 1562 | 1562 | LP20 | LP20 | ETU VL400, 3-pole, line protection ETU20, LSI IR=126...315A, overload protection, ISD=1.5 to 10xIR, II=11 xIN short-circuit protection screw terminal connections in scope of delivery of switching unit shipbuilding certificate for LRS, DNV and gL | - | 0 | 0
3VL9431-6LF40 |  | 3VL9431-6LF40 | 1 | UN | 1 | 10 | C | D | EAR99 | N | 85363090 | 1 | 4011209952195 | 2.052 | KG | 2244 | 2244 | LP20 | LP20 | ETU VL400, 4-pole, line protection ETU20, LSI IR=126...315A, overload protection, ISD=1.5 to 10xIR, II=11 xIN short-circuit protection, N protected screw terminal connections in scope of delivery of switching unit shipbuilding certificate for LRS, DNV and gL | - | 0 | 0
3VL9431-6LS30 |  | 3VL9431-6LS30 | 1 | UN | 1 | 10 | C | D | EAR99 | N | 85363090 | 1 | 4011209952201 | 1.656 | KG | 1771 | 1771 | LP20 | LP20 | ETU VL400, 3-pole, motor protection ETU30M, LI IR=126...315A, overload protection, TC=10A...30, time lag class II=6/8/11 xIN, short-circuit protection screw terminal connections in scope of delivery of switching unit shipbuilding certificate for LRS, DNV and gL | - | 0 | 0
3VL9431-6MB30 |  | 3VL9431-6MB30 | 1 | UN | 1 | 10 | C | D | EAR99 | N | 85363090 | 1 | 4011209952218 | 1.816 | KG | 1210 | 1210 | LP20 | LP20 | ETU VL400, 3-pole, line protection ETU10, LI IR=126...315A, overload protection, II=1.25 to 11xIN, short-circuit protection screw terminal connections in scope of delivery of switching unit | - | 0 | 0
3VL9431-6ME30 |  | 3VL9431-6ME30 | 1 | UN | 1 | 10 | C | D | EAR99 | N | 85363090 | 1 | 4011209952225 | 1.775 | KG | 1452 | 1452 | LP20 | LP20 | ETU VL400, 3-pole, line protection ETU20, LSI IR=126...315A, overload protection, ISD=1.5 to 10xIR, II=11 xIN short-circuit protection screw terminal connections in scope of delivery of switching unit | - | 0 | 0
3VL9431-6MF30 |  | 3VL9431-6MF30 | 1 | UN | 1 | 10 | C | D | EAR99 | N | 85363090 | 1 | 4011209952232 | 1.818 | KG | 2123 | 2123 | LP20 | LP20 | ETU VL400, 3-pole, line protection ETU12, LIG 3 phases/3 lines IR=126...315A, overload protection, II=1.25 to 11xIN, short-circuit protection screw terminal connections in scope of delivery of switching unit | - | 0 | 0
3VL9431-6MG30 |  | 3VL9431-6MG30 | 1 | UN | 1 | 10 | C | D | EAR99 | N | 85363090 | 1 | 4011209952249 | 1.806 | KG | 1892 | 1892 | LP20 | LP20 | ETU VL400, 3-pole, line protection ETU22, LSIG 3 phases/3 lines IR=126...315A, overload protection, ISD=1.5 to 10xIR, II=11 xIN short-circuit protection screw terminal connections in scope of delivery of switching unit | - | 0 | 0
3VL9431-6MH30 |  | 3VL9431-6MH30 | 1 | UN | 1 | 10 | C | D | EAR99 | N | 85363090 | 1 | 4011209952256 | 1.839 | KG | 2167 | 2167 | LP20 | LP20 | ETU VL400, 3-pole, line protection ETU22, LSIG 3 phases/4 lines with connecting cable IR=126...315A, overload protection, ISD=1.5 to 10xIR, II=11 xIN short-circuit protection screw terminal connections in scope of delivery of switching unit | - | 0 | 0
3VL9431-6ML30 |  | 3VL9431-6ML30 | 1 | UN | 1 | 10 | C | D | EAR99 | N | 85363090 | 1 | 4011209952263 | 1.8 | KG | 1848 | 1848 | LP20 | LP20 | ETU VL400, 3-pole, line protection ETU12, LIG 3 phases/3 lines IR=126...315A, overload protection, II=1.25 to 11xIN, short-circuit protection screw terminal connections in scope of delivery of switching unit | - | 0 | 0
3VL9431-6MP30 |  | 3VL9431-6MP30 | 1 | UN | 1 | 10 | C | D | EAR99 | N | 85363090 | 1 | 4011209952270 | 1.797 | KG | 1353 | 1353 | LP20 | LP20 | ETU VL400, 3-pole, motor/generator prot. ETU10M, LI IR=126...315A, overload protection, II=1.25 to 11xIN, short-circuit protection screw terminal connections in scope of delivery of switching unit | - | 0 | 0
3VL9431-6MS30 |  | 3VL9431-6MS30 | 1 | UN | 1 | 5 | B | D | EAR99 | N | 85363090 | 1 | 4011209952287 | 1.802 | KG | 1672 | 1672 | LP20 | LP20 | ETU VL400, 3-pole, motor protection ETU30M, LI IR=126...315A, overload protection, TC=10A...30, time lag class II=6/8/11 xIN, short-circuit protection screw terminal connections in scope of delivery of switching unit | - | 0 | 0
3VL9431-6NA40 |  | 3VL9431-6NA40 | 1 | UN | 1 | 10 | C | D | EAR99 | N | 85363090 | 1 | 4011209952294 | 2.227 | KG | 1705 | 1705 | LP20 | LP20 | ETU VL400, 4-pole, line protection ETU10, LI IR=126...315A, overload protection, II=1.25 to 11xIN, short-circuit protection, N protected screw terminal connections in scope of delivery of switching unit | - | 0 | 0
3VL9431-6NB40 |  | 3VL9431-6NB40 | 1 | UN | 1 | 10 | C | D | EAR99 | N | 85363090 | 1 | 4011209952300 | 2.092 | KG | 1562 | 1562 | LP20 | LP20 | ETU VL400, 4-pole, line protection ETU10, LI IR=126...315A, overload protection, II=1.25 to 11xIN, short-circuit protection, screw terminal connections in scope of delivery of switching unit | - | 0 | 0
3VL9431-6NE40 |  | 3VL9431-6NE40 | 1 | UN | 1 | 10 | C | D | EAR99 | N | 85363090 | 1 | 4011209952317 | 2.137 | KG | 1837 | 1837 | LP20 | LP20 | ETU VL400, 4-pole, line protection ETU20, LIG IR=126...315A, overload protection, II=1.25 to 11xIN, short-circuit protection, screw terminal connections in scope of delivery of switching unit | - | 0 | 0
3VL9431-6NF40 |  | 3VL9431-6NF40 | 1 | UN | 1 | 10 | C | D | EAR99 | N | 85363090 | 1 | 4011209952324 | 2.182 | KG | 2046 | 2046 | LP20 | LP20 | ETU VL400, 4-pole, line protection ETU20, LSI IR=126...315A, overload protection, ISD=1.5 to 10xIR, II=11 xIN short-circuit protection, N protected screw terminal connections in scope of delivery of switching unit | - | 0 | 0
3VL9431-6NH40 |  | 3VL9431-6NH40 | 1 | UN | 1 | 10 | C | D | EAR99 | N | 85363090 | 1 | 4011209952331 | 2.183 | KG | 2750 | 2750 | LP20 | LP20 | ETU VL400, 4-pole, line protection ETU22, LSIG IR=126...315A, overload protection, ISD=1.5 to 10xIR, II=11 xIN short-circuit protection, N protected screw terminal connections in scope of delivery of switching unit | - | 0 | 0
3VL9431-6NN40 |  | 3VL9431-6NN40 | 1 | UN | 1 | 10 | C | D | EAR99 | N | 85363090 | 1 | 4011209952348 | 2.204 | KG | 2640 | 2640 | LP20 | LP20 | ETU VL400, 4-pole, line protection ETU12, LIG IR=126...315A, overload protection, II=1.25 to 11xIN, short-circuit protection, N protected screw terminal connections in scope of delivery of switching unit | - | 0 | 0
3VL9431-6SB30 |  | 3VL9431-6SB30 | 1 | UN | 1 | 10 | C | D | EAR99 | N | 85363090 | 1 | 4011209952355 | 1.738 | KG | 1111 | 1111 | LP20 | LP20 | ETU VL400, 3-pole, line protection ETU10, LI IR=126...315A, overload protection, II=1.25 to 11xIN, short-circuit protection screw terminal connections in scope of delivery of switching unit | - | 0 | 0
3VL9431-6SE30 |  | 3VL9431-6SE30 | 1 | UN | 1 | 10 | C | D | EAR99 | N | 85363090 | 1 | 4011209952362 | 1.648 | KG | 1342 | 1342 | LP20 | LP20 | ETU VL400, 3-pole, line protection ETU20, LSI IR=126...315A, overload protection, ISD=1.5 to 10xIR, II=11 xIN short-circuit protection screw terminal connections in scope of delivery of switching unit | - | 0 | 0
3VL9431-6SF30 |  | 3VL9431-6SF30 | 1 | UN | 1 | 10 | C | D | EAR99 | N | 85363090 | 1 | 4011209952379 | 1.699 | KG | 2013 | 2013 | LP20 | LP20 | ETU VL400, 3-pole, line protection ETU12, LIG 3 phases/4 lines IR=126...315A, overload protection, II=1.25 to 11xIN, short-circuit protection screw terminal connections in scope of delivery of switching unit | - | 0 | 0
3VL9431-6SG30 |  | 3VL9431-6SG30 | 1 | UN | 1 | 5 | B | D | EAR99 | N | 85363090 | 1 | 4011209952386 | 1.669 | KG | 1826 | 1826 | LP20 | LP20 | ETU VL400, 3-pole, line protection ETU22, LSIG 3 phases/3 lines IR=126...315A, overload protection, ISD=1.5 to 10xIR, II=11 xIN short-circuit protection screw terminal connections in scope of delivery of switching unit | - | 0 | 0
3VL9431-6SH30 |  | 3VL9431-6SH30 | 1 | UN | 1 | 10 | C | D | EAR99 | N | 85363090 | 1 | 4011209952393 | 1.68 | KG | 2068 | 2068 | LP20 | LP20 | ETU VL400, 3-pole, line protection ETU22, LSIG 3 phases/4 lines with connecting cable IR=126...315A, overload protection, ISD=1.5 to 10xIR, II=11 xIN short-circuit protection screw terminal connections in scope of delivery of switching unit | - | 0 | 0
3VL9431-6SL30 |  | 3VL9431-6SL30 | 1 | UN | 1 | 10 | C | D | EAR99 | N | 85363090 | 1 | 4011209952409 | 1.665 | KG | 1738 | 1738 | LP20 | LP20 | ETU VL400, 3-pole, line protection ETU12, LIG 3 phases/3 lines IR=126...315A, overload protection, II=1.25 to 11xIN, short-circuit protection screw terminal connections in scope of delivery of switching unit | - | 0 | 0
3VL9431-6SP30 |  | 3VL9431-6SP30 | 1 | UN | 1 | 10 | C | D | EAR99 | N | 85363090 | 1 | 4011209952416 | 1.662 | KG | 1243 | 1243 | LP20 | LP20 | ETU VL400, 3-pole, motor/generator prot. ETU10M, LI IR=126...315A, overload protection, II=1.25 to 11xIN, short-circuit protection screw terminal connections in scope of delivery of switching unit | - | 0 | 0
3VL9431-6SS30 |  | 3VL9431-6SS30 | 1 | UN | 1 | 10 | C | D | EAR99 | N | 85363090 | 1 | 4011209952423 | 1.76 | KG | 1562 | 1562 | LP20 | LP20 | ETU VL400, 3-pole, motor protection ETU30M, LI IR=126...315A, overload protection, TC=10A...30, time lag class II=6/8/11 xIN, short-circuit protection screw terminal connections in scope of delivery of switching unit | - | 0 | 0
3VL9431-6TA40 |  | 3VL9431-6TA40 | 1 | UN | 1 | 10 | C | D | EAR99 | N | 85363090 | 1 | 4011209952430 | 2.047 | KG | 1606 | 1606 | LP20 | LP20 | ETU VL400, 4-pole, line protection ETU10, LI IR=126...315A, overload protection, II=1.25 to 11xIN, short-circuit protection, N protected screw terminal connections in scope of delivery of switching unit | - | 0 | 0
3VL9431-6TB40 |  | 3VL9431-6TB40 | 1 | UN | 1 | 10 | C | D | EAR99 | N | 85363090 | 1 | 4011209952447 | 1.971 | KG | 1452 | 1452 | LP20 | LP20 | ETU VL400, 4-pole, line protection ETU10, LI IR=126...315A, overload protection, II=1.25 to 11xIN, short-circuit protection, screw terminal connections in scope of delivery of switching unit | - | 0 | 0
3VL9431-6TE40 |  | 3VL9431-6TE40 | 1 | UN | 1 | 10 | C | D | EAR99 | N | 85363090 | 1 | 4011209952454 | 2.07 | KG | 1738 | 1738 | LP20 | LP20 | ETU VL400, 4-pole, line protection ETU20, LSI IR=126...315A, overload protection, ISD=1.5 to 10xIR, II=11 xIN short-circuit protection, N unprotected screw terminal connections in scope of delivery of switching unit | - | 0 | 0
3VL9431-6TF40 |  | 3VL9431-6TF40 | 1 | UN | 1 | 10 | C | D | EAR99 | N | 85363090 | 1 | 4011209952461 | 2.051 | KG | 1936 | 1936 | LP20 | LP20 | ETU VL400, 4-pole, line protection ETU20, LSI IR=126...315A, overload protection, ISD=1.5 to 10xIR, II=11 xIN short-circuit protection, N protected screw terminal connections in scope of delivery of switching unit | - | 0 | 0
3VL9431-6TH40 |  | 3VL9431-6TH40 | 1 | UN | 1 | 10 | C | D | EAR99 | N | 85363090 | 1 | 4011209952478 | 2.073 | KG | 2640 | 2640 | LP20 | LP20 | ETU VL400, 4-pole, line protection ETU22, LSIG IR=126...315A, overload protection, ISD=1.5 to 10xIR, II=11 xIN short-circuit protection, N protected screw terminal connections in scope of delivery of switching unit | - | 0 | 0
3VL9431-6TN40 |  | 3VL9431-6TN40 | 1 | UN | 1 | 10 | C | D | EAR99 | N | 85363090 | 1 | 4011209952485 | 2.056 | KG | 2508 | 2508 | LP20 | LP20 | ETU VL400, 4-pole, line protection ETU12, LIG IR=126...315A, overload protection, II=1.25 to 11xIN, short-circuit protection, N protected screw terminal connections in scope of delivery of switching unit | - | 0 | 0
3VL9431-6UH30 |  | 3VL9431-6UH30 | 1 | UN | 1 | 10 | C | D | EAR99 | N | 85363090 | 1 | 4011209903852 | 1.812 | KG | 2299 | 2299 | LP20 | LP20 | ETU VL400, 3-pole, line protection LCD ETU40, LI/LS/LSI IR=26...315A, overload protection, ISD=1.5 to 10xIR, II=11 xIN short-circuit protection screw terminal connections in scope of delivery of switching unit | - | 0 | 0
3VL9431-6UJ40 |  | 3VL9431-6UJ40 | 1 | UN | 1 | 10 | C | D | EAR99 | N | 85363090 | 1 | 4011209903883 | 2.197 | KG | 2816 | 2816 | LP20 | LP20 | ETU VL400, 4-pole, line protection LCD ETU40, LI/LS/LSI IR=126...315A, overload protection, ISD=1.5 to 10xIR, II=11 xIN short-circuit protection, N protected screw terminal connections in scope of delivery of switching unit | - | 0 | 0
3VL9431-6UL30 |  | 3VL9431-6UL30 | 1 | UN | 1 | 10 | C | D | EAR99 | N | 85363090 | 1 | 4011209903869 | 1.816 | KG | 2662 | 2662 | LP20 | LP20 | ETU VL400, 3-pole, line protection LCD ETU42, LSIG 3 phases/3 lines IR=126...315A, overload protection, ISD=1.5 to 10xIR, II=11 xIN short-circuit protection screw terminal connections in scope of delivery of switching unit | - | 0 | 0
3VL9431-6UM30 |  | 3VL9431-6UM30 | 1 | UN | 1 | 10 | C | D | EAR99 | N | 85363090 | 1 | 4011209903876 | 1.74 | KG | 2662 | 2662 | LP20 | LP20 | ETU VL400, 3-pole, line protection LCD ETU42, LSIG 3 phases/4 lines with connecting cable IR=126...315A, overload protection ISD=1.5 to 10xIR, II=11 xIN short-circuit protection screw terminal connections in scope of delivery of switching unit | - | 0 | 0
3VL9431-6UN40 |  | 3VL9431-6UN40 | 1 | UN | 1 | 10 | C | D | EAR99 | N | 85363090 | 1 | 4011209903890 | 2.172 | KG | 2816 | 2816 | LP20 | LP20 | ETU VL400, 4-pole, line protection LCD ETU42, LSIG IR=126...315A, overload protection, ISD=1.5 to 10xIR, II=11 xIN short-circuit protection, N protected with ground-fault protection screw terminal connections in scope of delivery of switching unit | - | 0 | 0
3VL9431-6UP30 |  | 3VL9431-6UP30 | 1 | UN | 1 | 10 | C | D | EAR99 | N | 85363090 | 1 | 4011209903845 | 1.811 | KG | 2299 | 2299 | LP20 | LP20 | ETU VL400, 3-pole, motor/generator prot. LCD ETU40M, LI IR=26...315A, overload protection, ISD=1.5 to 10xIR, II=11 xIN short-circuit protection screw terminal connections in scope of delivery of switching unit | - | 0 | 0
3VL9431-7DC30 |  | 3VL9431-7DC30 | 1 | UN | 1 | 5 | B | D | N | N | 85363090 | 1 | 4011209664630 | 1.429 | KG | 682 | 682 | LP20 | LP20 | ETU VL400, 3-pole, line protection thermal-magnetic, LI IR=250...315A, overload protection II=1575...3150A, short-circuit protection screw terminal conn. in scope of delivery of switching unit | - | 0 | 0
3VL9431-7DK30 |  | 3VL9431-7DK30 | 1 | UN | 1 | 10 | C | D | N | N | 85363090 | 1 | 4011209664678 | 1.42 | KG | 519.2 | 519.2 | LP20 | LP20 | ETU VL400, 3-pole, starter combination II=2000...4000A, short-circuit protection screw terminal conn. in scope of delivery of switching unit | - | 0 | 0
3VL9431-7EC40 |  | 3VL9431-7EC40 | 1 | UN | 1 | 5 | B | D | N | N | 85363090 | 1 | 4011209664548 | 1.801 | KG | 1035.1 | 1035.1 | LP20 | LP20 | ETU VL400, 4-pole, line protection thermal-magnetic, LI IR=250...315A, overload prot., II=1575...3150A, short-circuit protection, N protected screw terminal connections in scope of delivery of switching unit | - | 0 | 0
3VL9431-7EJ40 |  | 3VL9431-7EJ40 | 1 | UN | 1 | 5 | B | D | N | N | 85363090 | 1 | 4011209664555 | 1.87 | KG | 899.8 | 899.8 | LP20 | LP20 | ETU VL400, 4-pole, line protection thermal-magnetic, LI IR=250...315A, overload protection, II=1575...3150A, short-circuit protection, N unprotected screw terminal connections in scope of delivery of switching unit | - | 0 | 0
3VL9431-7EM40 |  | 3VL9431-7EM40 | 1 | UN | 1 | 10 | C | D | N | N | 85363090 | 1 | 4011209664562 | 1.805 | KG | 1035.1 | 1035.1 | LP20 | LP20 | ETU VL400, 4-pole, line protection thermal-magnetic, LI IR=250...315A, overload prot., II=1575...3150A, short-circuit protection, N protected (100%) screw terminal connections in scope of delivery of switching unit | - | 0 | 0
3VL9435-4TM31 |  | 3VL9435-4TM31 | 1 | UN | 1 | 40 | X | D | EAR99 | N | 85389099 | 1 |  | 0.07 | KG | 920.7 | 920.7 | LP20 | LP20 | Breaker JG LUGS Kit OF 3 COMPRE CAT number 3CLJ350 | - | 0 | 0
3VL9435-4TM61 |  | 3VL9435-4TM61 | 1 | UN | 1 | 40 | X | D | EAR99 | N | 85389099 | 1 |  | 0.07 | KG | 1848 | 1848 | LP20 | LP20 | Breaker LG LUGS Kit OF 6 COMPRE | - | 0 | 7
3VL9440-5GG40 |  | 3VL9440-5GG40 | 1 | UN | 1 | 2 | A | D | N | N | 85363090 | 1 | 4011209472624 | 3.327 | KG | 2266 | 2073.3 | LP20 | LP20 | accessory for VL400, RCD module (RCD) In=400A Ue=127...480V, 4-pole |  | 0 | 0
3VL9440-5GH40 |  | 3VL9440-5GH40 | 1 | UN | 1 | 2 | A | D | EAR99 | N | 85363090 | 1 | 4011209472631 | 3.325 | KG | 2574 | 2574 | LP20 | LP20 | accessory for VL400, RCD module (RCD) In=400A Ue=230...690V, 4-pole | - | 0 | 0
3VL9440-6CH30 |  | 3VL9440-6CH30 | 1 | UN | 1 | 30 | D | D | EAR99 | N | 85363090 | 1 | 4011209664302 | 1.82 | KG | 3542 | 3542 | LP20 | LP20 | ETU VL400, 3-pole, line protection LCD ETU40, LI/LS/LSI IR=160...400A, overload protection, ISD=1.5 to 10xIR, II=11 xIN short-circuit protection screw terminal connections in scope of delivery of switching unit | - | 0 | 0
3VL9440-6CJ40 |  | 3VL9440-6CJ40 | 1 | UN | 1 | 30 | D | D | EAR99 | N | 85363090 | 1 | 4011209664463 | 2.118 | KG | 4367 | 4367 | LP20 | LP20 | ETU VL400, 4-pole, line protection LCD ETU40, LI/LS/LSI IR=160...400A, overload protection, ISD=1.5 to 10xIR, II=11 xIN short-circuit protection, N protected screw terminal connections in scope of delivery of switching unit | - | 0 | 0
3VL9440-6CL30 |  | 3VL9440-6CL30 | 1 | UN | 1 | 30 | D | D | EAR99 | N | 85363090 | 1 | 4011209664319 | 1.726 | KG | 4103 | 4103 | LP20 | LP20 | ETU VL400, 3-pole, line protection LCD ETU42, LSIG 3 phases/3 lines IR=160...400A, overload protection, ISD=1.5 to 10xIR, II=11 xIN short-circuit protection screw terminal connections in scope of delivery of switching unit | - | 0 | 0
3VL9440-6CM30 |  | 3VL9440-6CM30 | 1 | UN | 1 | 30 | D | D | EAR99 | N | 85363090 | 1 | 4011209664326 | 1.738 | KG | 4103 | 4103 | LP20 | LP20 | ETU VL400, 3-pole, line protection LCD ETU42, LSIG 3 phases/4 lines with connecting cable IR=160...400A, overload protection, ISD=1.5 to 10xIR, II=11 xIN short-circuit protection screw terminal connections in scope of delivery of switching unit | - | 0 | 0
3VL9440-6CN40 |  | 3VL9440-6CN40 | 1 | UN | 1 | 30 | D | D | EAR99 | N | 85363090 | 1 | 4011209664470 | 2.132 | KG | 4367 | 4367 | LP20 | LP20 | ETU VL400, 4-pole, line protection LCD ETU42, LSIG IR=160...400A, overload protection, ISD=1.5 to 10xIR, II=11 xIN short-circuit protection, N protected with ground-fault protection screw terminal connections in scope of delivery of switching unit | - | 0 | 0
3VL9440-6LA40 |  | 3VL9440-6LA40 | 1 | UN | 1 | 10 | C | D | EAR99 | N | 85363090 | 1 | 4011209952492 | 2.045 | KG | 1837 | 1837 | LP20 | LP20 | ETU VL400, 4-pole, line protection ETU10, LI IR=160...400A, overload protection, II=1.25 to 11xIN, short-circuit protection, N protected screw terminal connections in scope of delivery of switching unit shipbuilding certificate for LRS, DNV and gL | - | 0 | 0
3VL9440-6LB30 |  | 3VL9440-6LB30 | 1 | UN | 1 | 10 | C | D | EAR99 | N | 85363090 | 1 | 4011209952508 | 1.651 | KG | 1287 | 1287 | LP20 | LP20 | ETU VL400, 3-pole, line protection ETU10, LI IR=160...400A, overload protection, II=1.25 to 11xIN, short-circuit protection screw terminal connections in scope of delivery of switching unit shipbuilding certificate for LRS, DNV and gL | - | 0 | 0
3VL9440-6LE30 |  | 3VL9440-6LE30 | 1 | UN | 1 | 10 | C | D | EAR99 | N | 85363090 | 1 | 4011209952515 | 1.654 | KG | 1562 | 1562 | LP20 | LP20 | ETU VL400, 3-pole, line protection ETU20, LSI IR=160...400A, overload protection, ISD=1.5 to 10xIR, II=11 xIN short-circuit protection screw terminal connections in scope of delivery of switching unit shipbuilding certificate for LRS, DNV and gL | - | 0 | 0
3VL9440-6LF40 |  | 3VL9440-6LF40 | 1 | UN | 1 | 10 | C | D | EAR99 | N | 85363090 | 1 | 4011209952522 | 2.081 | KG | 2244 | 2244 | LP20 | LP20 | ETU VL400, 4-pole, line protection ETU20, LSI IR=160...400A, overload protection, ISD=1.5 to 10xIR, II=11 xIN short-circuit protection, N protected screw terminal connections in scope of delivery of switching unit shipbuilding certificate for LRS, DNV and gL | - | 0 | 0
3VL9440-6MB30 |  | 3VL9440-6MB30 | 1 | UN | 1 | 10 | C | D | EAR99 | N | 85363090 | 1 | 4011209952539 | 1.8 | KG | 1210 | 1210 | LP20 | LP20 | ETU VL400, 3-pole, line protection ETU10, LI IR=160...400A, overload protection, II=1.25 to 11xIN, short-circuit protection screw terminal connections in scope of delivery of switching unit | - | 0 | 0
3VL9440-6ME30 |  | 3VL9440-6ME30 | 1 | UN | 1 | 10 | C | D | EAR99 | N | 85363090 | 1 | 4011209952546 | 1.76 | KG | 1452 | 1452 | LP20 | LP20 | ETU VL400, 3-pole, line protection ETU20, LSI IR=160...400A, overload protection, ISD=1.5 to 10xIR, II=11 xIN short-circuit protection screw terminal connections in scope of delivery of switching unit | - | 0 | 0
3VL9440-6MF30 |  | 3VL9440-6MF30 | 1 | UN | 1 | 10 | C | D | EAR99 | N | 85363090 | 1 | 4011209952553 | 1.657 | KG | 2123 | 2123 | LP20 | LP20 | ETU VL400, 3-pole, line protection ETU12, LIG 3 phases/3 lines IR=160...400A, overload protection, II=1.25 to 11xIN, short-circuit protection screw terminal connections in scope of delivery of switching unit | - | 0 | 0
3VL9440-6MG30 |  | 3VL9440-6MG30 | 1 | UN | 1 | 10 | C | D | EAR99 | N | 85363090 | 1 | 4011209952560 | 1.744 | KG | 1892 | 1892 | LP20 | LP20 | ETU VL400, 3-pole, line protection ETU22, LSIG 3 phases/3 lines IR=160...400A, overload protection, ISD=1.5 to 10xIR, II=11 xIN short-circuit protection screw terminal connections in scope of delivery of switching unit | - | 0 | 0
3VL9440-6MH30 |  | 3VL9440-6MH30 | 1 | UN | 1 | 10 | C | D | EAR99 | N | 85363090 | 1 | 4011209952577 | 1.806 | KG | 2167 | 2167 | LP20 | LP20 | ETU VL400, 3-pole, line protection ETU22, LSIG 3 phases/4 lines with connecting cable IR=160...400A, overload protection, ISD=1.5 to 10xIR, II=11 xIN short-circuit protection screw terminal connections in scope of delivery of switching unit | - | 0 | 0
3VL9440-6ML30 |  | 3VL9440-6ML30 | 1 | UN | 1 | 10 | C | D | EAR99 | N | 85363090 | 1 | 4011209952584 | 1.789 | KG | 1848 | 1848 | LP20 | LP20 | ETU VL400, 3-pole, line protection ETU12, LIG 3 phases/3 lines IR=160...400A, overload protection, II=1.25 to 11xIN, short-circuit protection screw terminal connections in scope of delivery of switching unit | - | 0 | 0
3VL9440-6NA40 |  | 3VL9440-6NA40 | 1 | UN | 1 | 10 | C | D | EAR99 | N | 85363090 | 1 | 4011209952591 | 2.18 | KG | 1705 | 1705 | LP20 | LP20 | ETU VL400, 4-pole, line protection ETU10, LI IR=160...400A, overload protection, II=1.25 to 11xIN, short-circuit protection, N protected screw terminal connections in scope of delivery of switching unit | - | 0 | 0
3VL9440-6NB40 |  | 3VL9440-6NB40 | 1 | UN | 1 | 10 | C | D | EAR99 | N | 85363090 | 1 | 4011209952607 | 2.11 | KG | 1562 | 1562 | LP20 | LP20 | ETU VL400, 4-pole, line protection ETU10, LI IR=160...400A, overload protection, II=1.25 to 11xIN, short-circuit protection, screw terminal connections in scope of delivery of switching unit | - | 0 | 0
3VL9440-6NE40 |  | 3VL9440-6NE40 | 1 | UN | 1 | 10 | C | D | EAR99 | N | 85363090 | 1 | 4011209952614 | 2 | KG | 1837 | 1837 | LP20 | LP20 | ETU VL400, 4-pole, line protection ETU20, LIG IR=160...400A, overload protection, II=1.25 to 11xIN, short-circuit protection, screw terminal connections in scope of delivery of switching unit | - | 0 | 0
3VL9440-6NF40 |  | 3VL9440-6NF40 | 1 | UN | 1 | 10 | C | D | EAR99 | N | 85363090 | 1 | 4011209952621 | 2.158 | KG | 2046 | 2046 | LP20 | LP20 | ETU VL400, 4-pole, line protection ETU20, LSI IR=160...400A, overload protection, ISD=1.5 to 10xIR, II=11 xIN short-circuit protection, N protected screw terminal connections in scope of delivery of switching unit | - | 0 | 0
3VL9440-6NH40 |  | 3VL9440-6NH40 | 1 | UN | 1 | 10 | C | D | EAR99 | N | 85363090 | 1 | 4011209952638 | 2.17 | KG | 2750 | 2750 | LP20 | LP20 | ETU VL400, 4-pole, line protection ETU22, LSIG IR=160...400A, overload protection, ISD=1.5 to 10xIR, II=11 xIN short-circuit protection, N protected screw terminal connections in scope of delivery of switching unit | - | 0 | 0
3VL9440-6NN40 |  | 3VL9440-6NN40 | 1 | UN | 1 | 10 | C | D | EAR99 | N | 85363090 | 1 | 4011209952645 | 2.21 | KG | 2640 | 2640 | LP20 | LP20 | ETU VL400, 4-pole, line protection ETU12, LIG IR=160...400A, overload protection, II=1.25 to 11xIN, short-circuit protection, N protected screw terminal connections in scope of delivery of switching unit | - | 0 | 0
3VL9440-6SB30 |  | 3VL9440-6SB30 | 1 | UN | 1 | 10 | C | D | EAR99 | N | 85363090 | 1 | 4011209952652 | 1.67 | KG | 1111 | 1111 | LP20 | LP20 | ETU VL400, 3-pole, line protection ETU10, LI IR=160...400A, overload protection, II=1.25 to 11xIN, short-circuit protection screw terminal connections in scope of delivery of switching unit | - | 0 | 0
3VL9440-6SE30 |  | 3VL9440-6SE30 | 1 | UN | 1 | 5 | B | D | EAR99 | N | 85363090 | 1 | 4011209952669 | 1.655 | KG | 1342 | 1342 | LP20 | LP20 | ETU VL400, 3-pole, line protection ETU20, LSI IR=160...400A, overload protection, ISD=1.5 to 10xIR, II=11 xIN short-circuit protection screw terminal connections in scope of delivery of switching unit | - | 0 | 0
3VL9440-6SF30 |  | 3VL9440-6SF30 | 1 | UN | 1 | 10 | C | D | EAR99 | N | 85363090 | 1 | 4011209952676 | 1.686 | KG | 2013 | 2013 | LP20 | LP20 | ETU VL400, 3-pole, line protection ETU12, LIG 3 phases/4 lines IR=160...400A, overload protection, II=1.25 to 11xIN, short-circuit protection screw terminal connections in scope of delivery of switching unit | - | 0 | 0
3VL9440-6SG30 |  | 3VL9440-6SG30 | 1 | UN | 1 | 10 | C | D | EAR99 | N | 85363090 | 1 | 4011209952683 | 1.673 | KG | 1826 | 1826 | LP20 | LP20 | ETU VL400, 3-pole, line protection ETU22, LSIG 3 phases/3 lines IR=160...400A, overload protection, ISD=1.5 to 10xIR, II=11 xIN short-circuit protection screw terminal connections in scope of delivery of switching unit | - | 0 | 0
3VL9440-6SH30 |  | 3VL9440-6SH30 | 1 | UN | 1 | 10 | C | D | EAR99 | N | 85363090 | 1 | 4011209952690 | 1.684 | KG | 2068 | 2068 | LP20 | LP20 | ETU VL400, 3-pole, line protection ETU22, LSIG 3 phases/4 lines with connecting cable IR=160...400A, overload protection, ISD=1.5 to 10xIR, II=11 xIN short-circuit protection screw terminal connections in scope of delivery of switching unit | - | 0 | 0
3VL9440-6SL30 |  | 3VL9440-6SL30 | 1 | UN | 1 | 10 | C | D | EAR99 | N | 85363090 | 1 | 4011209952706 | 1.689 | KG | 1738 | 1738 | LP20 | LP20 | ETU VL400, 3-pole, line protection ETU12, LIG 3 phases/3 lines IR=160...400A, overload protection, II=1.25 to 11xIN, short-circuit protection screw terminal connections in scope of delivery of switching unit | - | 0 | 0
3VL9440-6TA40 |  | 3VL9440-6TA40 | 1 | UN | 1 | 10 | C | D | EAR99 | N | 85363090 | 1 | 4011209952713 | 2.039 | KG | 1606 | 1606 | LP20 | LP20 | ETU VL400, 4-pole, line protection ETU10, LI IR=160...400A, overload protection, II=1.25 to 11xIN, short-circuit protection, N protected screw terminal connections in scope of delivery of switching unit | - | 0 | 0
3VL9440-6TB40 |  | 3VL9440-6TB40 | 1 | UN | 1 | 10 | C | D | EAR99 | N | 85363090 | 1 | 4011209952720 | 1.995 | KG | 1452 | 1452 | LP20 | LP20 | ETU VL400, 4-pole, line protection ETU10, LI IR=160...400A, overload protection, II=1.25 to 11xIN, short-circuit protection, screw terminal connections in scope of delivery of switching unit | - | 0 | 0
3VL9440-6TE40 |  | 3VL9440-6TE40 | 1 | UN | 1 | 10 | C | D | EAR99 | N | 85363090 | 1 | 4011209952737 | 2.074 | KG | 1738 | 1738 | LP20 | LP20 | ETU VL400, 4-pole, line protection ETU20, LSI IR=160...400A, overload protection, ISD=1.5 to 10xIR, II=11 xIN short-circuit protection, N unprotected screw terminal connections in scope of delivery of switching unit | - | 0 | 0
3VL9440-6TF40 |  | 3VL9440-6TF40 | 1 | UN | 1 | 10 | C | D | EAR99 | N | 85363090 | 1 | 4011209952744 | 2.059 | KG | 1936 | 1936 | LP20 | LP20 | ETU VL400, 4-pole, line protection ETU20, LSI IR=160...400A, overload protection, ISD=1.5 to 10xIR, II=11 xIN short-circuit protection, N protected screw terminal connections in scope of delivery of switching unit | - | 0 | 0
3VL9440-6TH40 |  | 3VL9440-6TH40 | 1 | UN | 1 | 10 | C | D | EAR99 | N | 85363090 | 1 | 4011209952751 | 2.067 | KG | 2640 | 2640 | LP20 | LP20 | ETU VL400, 4-pole, line protection ETU22, LSIG IR=160...400A, overload protection, ISD=1.5 to 10xIR, II=11 xIN short-circuit protection, N protected screw terminal connections in scope of delivery of switching unit | - | 0 | 0
3VL9440-6TN40 |  | 3VL9440-6TN40 | 1 | UN | 1 | 10 | C | D | EAR99 | N | 85363090 | 1 | 4011209952768 | 2.062 | KG | 2508 | 2508 | LP20 | LP20 | ETU VL400, 4-pole, line protection ETU12, LIG IR=160...400A, overload protection, II=1.25 to 11xIN, short-circuit protection, N protected screw terminal connections in scope of delivery of switching unit | - | 0 | 0
3VL9440-6UH30 |  | 3VL9440-6UH30 | 1 | UN | 1 | 10 | C | D | EAR99 | N | 85363090 | 1 | 4011209903906 | 1.8 | KG | 2299 | 2299 | LP20 | LP20 | ETU VL400, 3-pole, line protection LCD ETU40, LI/LS/LSI IR=160...400A, overload protection, ISD=1.5 to 10xIR, II=11 xIN short-circuit protection screw terminal connections in scope of delivery of switching unit | - | 0 | 0
3VL9440-6UJ40 |  | 3VL9440-6UJ40 | 1 | UN | 1 | 10 | C | D | EAR99 | N | 85363090 | 1 | 4011209903937 | 2.196 | KG | 2816 | 2816 | LP20 | LP20 | ETU VL400, 4-pole, line protection LCD ETU40, LI/LS/LSI IR=160...400A, overload protection, ISD=1.5 to 10xIR, II=11 xIN short-circuit protection, N protected screw terminal connections in scope of delivery of switching unit | - | 0 | 0
3VL9440-6UL30 |  | 3VL9440-6UL30 | 1 | UN | 1 | 10 | C | D | EAR99 | N | 85363090 | 1 | 4011209903913 | 1.808 | KG | 2662 | 2662 | LP20 | LP20 | ETU VL400, 3-pole, line protection LCD ETU42, LSIG 3 phases/3 lines IR=160...400A, overload protection, ISD=1.5 to 10xIR, II=11 xIN short-circuit protection screw terminal connections in scope of delivery of switching unit | - | 0 | 0
3VL9440-6UM30 |  | 3VL9440-6UM30 | 1 | UN | 1 | 10 | C | D | EAR99 | N | 85363090 | 1 | 4011209903920 | 1.85 | KG | 2662 | 2662 | LP20 | LP20 | ETU VL400, 3-pole, line protection LCD ETU42, LSIG 3 phases/4 lines with connecting cable IR=160...400A, overload protection, ISD=1.5 to 10xIR, II=11 xIN short-circuit protection screw terminal connections in scope of delivery of switching unit | - | 0 | 0
3VL9440-6UN40 |  | 3VL9440-6UN40 | 1 | UN | 1 | 10 | C | D | EAR99 | N | 85363090 | 1 | 4011209903944 | 2.193 | KG | 2816 | 2816 | LP20 | LP20 | ETU VL400, 4-pole, line protection LCD ETU42, LSIG IR=160...400A, overload protection, ISD=1.5 to 10xIR, II=11 xIN short-circuit protection, N protected with ground-fault protection screw terminal connections in scope of delivery of switching unit | - | 0 | 0
3VL9440-7DC30 |  | 3VL9440-7DC30 | 1 | UN | 1 | 5 | B | D | N | N | 85363090 | 1 | 4011209664647 | 1.491 | KG | 843.7 | 843.7 | LP20 | LP20 | ETU VL400, 3-pole, line protection thermal-magnetic, LI IR=320...400A, overload protection II=2000...4000A, short-circuit protection screw terminal conn. in scope of delivery of switching unit | - | 0 | 0
3VL9440-7EC40 |  | 3VL9440-7EC40 | 1 | UN | 1 | 5 | B | D | N | N | 85363090 | 1 | 4011209664579 | 1.84 | KG | 1254 | 1254 | LP20 | LP20 | ETU VL400, 4-pole, line protection thermal-magnetic, LI IR=320...400A, overload prot., II=2000...4000A, short-circuit protection, N protected (60%) screw terminal connections in scope of delivery of switching unit | - | 0 | 0
3VL9440-7EJ40 |  | 3VL9440-7EJ40 | 1 | UN | 1 | 10 | C | D | N | N | 85363090 | 1 | 4011209664593 | 1.8 | KG | 1093.4 | 1093.4 | LP20 | LP20 | ETU VL400, 4-pole, line protection thermal-magnetic, LI IR=320...400A, overload protection, II=2000...4000A, short-circuit protection, N unprotected screw terminal connections in scope of delivery of switching unit | - | 0 | 0
3VL9440-7EM40 |  | 3VL9440-7EM40 | 1 | UN | 1 | 5 | B | D | N | N | 85363090 | 1 | 4011209664609 | 1.785 | KG | 1254 | 1254 | LP20 | LP20 | ETU VL400, 4-pole, line protection thermal-magnetic, LI IR=320...400A, overload prot., II=2000...4000A, short-circuit protection, N protected (100%) screw terminal connections in scope of delivery of switching unit | - | 0 | 0
3VL9440-8TC00 |  | 3VL9440-8TC00 | 1 | UN | 1 | 2 | A | D | EAR99 | N | 85043180 | 1 | 4011209667907 | 0.648 | KG | 341 | 341 | LP20 | LP20 | accessory for VL400, current transformer for overload protection of N conductor and for ground-fault protection In=315A/400A | - | 0 | 0
3VL9440-8TT01 |  | 3VL9440-8TT01 | 1 | UN | 1 | 5 | B | D | EAR99 | N | 85389099 | 1 |  | 0.913 | KG | 1199 | 1199 | LP20 | LP20 | Breaker VLNEUT CT 250 A J FRAME CAT number NGSL400 | - | 0 | 7
3VL9460-4EC31 |  | 3VL9460-4EC31 | 1 | UN | 1 | 5 | B | D | EAR99 | N | 85369095 | 1 | 4011209684041 | 2.145 | KG | 389.4 | 389.4 | LP20 | LP20 | accessory for circuit breaker 3VL4X (LG) front connecting bars, comprises 3 connecting bars 3-pole (cat. no.: FBCL3) | - | 0 | 0
3VL9460-4PA31 |  | 3VL9460-4PA31 | 1 | UN | 1 | 5 | B | D | EAR99 | N | 85389099 | 1 |  | 8.2 | KG | 1068.1 | 1068.1 | LP20 | LP20 | accessory for VL400XUL, (LG frame) plug-in base assembly kit rear connection, 3-pole | - | 0 | 0
3VL9460-4PC31 |  | 3VL9460-4PC31 | 1 | UN | 1 | 5 | B | D | EAR99 | N | 85389099 | 1 |  | 6.67 | KG | 1068.1 | 1068.1 | LP20 | LP20 | accessory for VL400XUL, (LG frame) plug-in base assembly kit front connection, 3-pole | - | 0 | 0
3VL9460-4PF01 |  | 3VL9460-4PF01 | 1 | UN | 1 | 5 | B | D | EAR99 | N | 85389099 | 1 |  | 0.018 | KG | 60.06 | 60.06 | LP20 | LP20 | accessory for VL400XUL, (LG frame) trip pin+spring | - | 0 | 0
3VL9460-4PJ01 |  | 3VL9460-4PJ01 | 1 | UN | 1 | 5 | B | D | EAR99 | N | 85389099 | 1 | 4011209717350 | 0.316 | KG | 118.8 | 118.8 | LP20 | LP20 | accessory for VL400X UL auxiliary connection for plug-in base | - | 0 | 0
3VL9460-4PS31 |  | 3VL9460-4PS31 | 1 | UN | 1 | 10 | C | D | EAR99 | N | 85369095 | 1 | 4011209677197 | 1.313 | KG | 431.2 | 431.2 | LP20 | LP20 | accessory for circuit breaker VL630 (LG frame) blade contact kit 3P (6 connection contacts, 1 trip pin) | - | 0 | 0
3VL9460-4RG01 |  | 3VL9460-4RG01 | 1 | UN | 1 | 5 | B | D | EAR99 | N | 85369095 | 1 |  | 0.448 | KG | 68.64 | 68.64 | LP20 | LP20 | accessory for VL400XUL, (LG frame) flat connecting bars comprises 1 connection | - | 0 | 0
3VL9460-4RH31 |  | 3VL9460-4RH31 | 1 | UN | 1 | 5 | B | D | EAR99 | N | 85389099 | 1 | 4011209676640 | 1.272 | KG | 206.8 | 206.8 | LP20 | LP20 | accessory for VL400XUL, (LG frame) flat rear connecting bars comprises 3 connections 3-pole | - | 0 | 0
3VL9460-4RM31 |  | 3VL9460-4RM31 | 1 | UN | 1 | 5 | B | D | EAR99 | N | 85389099 | 1 |  | 2.62 | KG | 1375 | 1375 | LP20 | LP20 | Breaker VLREAR STUD flat 2SH+1 | - | 0 | 7
3VL9460-4RP01 |  | 3VL9460-4RP01 | 1 | UN | 1 | 35 | X | D | EAR99 | N | 85369010 | 1 |  | 0.81 | KG | 551.1 | 551.1 | LP20 | LP20 | Breaker VLREAR STUD long flat | - | 0 | 7
3VL9460-4TA31 |  | 3VL9460-4TA31 | 1 | UN | 1 | 5 | B | D | N | N | 73181568 | 1 | 4011209713079 | 0.171 | KG | 98.34 | 98.34 | LP20 | LP20 | accessory for VL400XUL (LG frame) connection with screw terminal metric thread comprises 3 connections | - | 0 | 0
3VL9460-4TA51 |  | 3VL9460-4TA51 | 1 | UN | 1 | 5 | B | D | N | N | 73181568 | 1 |  | 0.173 | KG | 115.5 | 115.5 | LP20 | LP20 | accessory for VL400XUL (LG frame) connection with screw terminal metric thread, 30mm comprises 3 connections | - | 0 | 7
3VL9460-4TB01 |  | 3VL9460-4TB01 | 1 | UN | 1 | 70 | X | D | EAR99 | N | 85389099 | 1 |  | 0.058 | KG | 20.24 | 20.24 | LP20 | LP20 | Breaker VLSTD Nut KEEPER L ACC | - | 0 | 7
3VL9460-4TB31 |  | 3VL9460-4TB31 | 1 | UN | 1 | 70 | X | D | N | N | 73181568 | 1 | 4011209676824 | 0.143 | KG | 98.34 | 98.34 | LP20 | LP20 | accessory for VL400UL, VL400XUL (JG frame-LG frame) connection with screw terminal inch thread comprises 3 connections | - | 0 | 0
3VL9460-4TC31 |  | 3VL9460-4TC31 | 1 | UN | 1 | 5 | B | D | EAR99 | N | 85389099 | 1 | 4011209719873 | 0.463 | KG | 170.5 | 170.5 | LP20 | LP20 | accessory for VL400UL, (JG frame) box terminals comprises 3 box terminals 3-pole | - | 0 | 0
3VL9460-4TF30 |  | 3VL9460-4TF30 | 1 | UN | 1 | 5 | B | D | EAR99 | N | 85389099 | 1 | 4011209858398 | 0.892 | KG | 294.8 | 294.8 | LP20 | LP20 | accessory for VL400, multiple feed-in terminal for Cu/Al for 2 conductors per terminal 1 set = 3 units | - | 0 | 0
3VL9460-4TF31 |  | 3VL9460-4TF31 | 1 | UN | 1 | 5 | B | D | EAR99 | N | 85389099 | 1 | 4011209676565 | 0.899 | KG | 377.3 | 377.3 | LP20 | LP20 | accessory for VL400, circular conductor terminal comprises 3 circular conductor terminal and terminal cover 3-pole | - | 0 | 0
3VL9460-4TF40 |  | 3VL9460-4TF40 | 1 | UN | 1 | 5 | B | D | EAR99 | N | 85389099 | 1 | 4011209858404 | 1.2 | KG | 389.4 | 389.4 | LP20 | LP20 | accessory for VL400, multiple feed-in terminal for Cu/Al for 2 conductors per terminal 1 set = 4 units | - | 0 | 0
3VL9460-4TM31 |  | 3VL9460-4TM31 | 1 | UN | 1 | 40 | X | D | EAR99 | N | 85389099 | 1 |  | 0.625 | KG | 311.3 | 311.3 | LP20 | LP20 | accessory for VL400UL (JG frame) cable lug connections 1 set = 3 units | - | 0 | 0
3VL9460-4TM61 |  | 3VL9460-4TM61 | 1 | UN | 1 | 40 | X | D | EAR99 | N | 85369010 | 1 |  | 3.175 | KG | 1144 | 1144 | LP20 | LP20 | accessory for VL400X UL (LG frame) cable lug connections 1 set=6 units | - | 0 | 7
3VL9460-4TN31 |  | 3VL9460-4TN31 | 1 | UN | 1 | 5 | B | D | EAR99 | N | 85369010 | 1 | 4011209835160 | 0.795 | KG | 294.8 | 294.8 | LP20 | LP20 | accessory for VL400 box terminals comprises 3 box terminals and terminal cover 3-pole | - | 0 | 0
3VL9460-4TX21 |  | 3VL9460-4TX21 | 1 | UN | 1 | 30 | D | D | EAR99 | N | 85389099 | 1 |  | 0.639 | KG | 148.5 | 148.5 | LP20 | LP20 | Breaker LG LUGS Kit OF 2 CUAL L CAT number 2TA2LG600LN | - | 0 | 7
3VL9460-4TX31 |  | 3VL9460-4TX31 | 1 | UN | 1 | 5 | B | D | EAR99 | N | 85369010 | 1 |  | 0.822 | KG | 261.8 | 261.8 | LP20 | LP20 | accessory for VL400XUL, (LG frame) multiple feed-in terminal for Cu/Al, feeder side for 2 conductors per terminal 1 set = 3 units extension terminal covers in scope of supply of terminals | - | 0 | 0
3VL9460-4TX33 |  | 3VL9460-4TX33 | 1 | UN | 1 | 30 | D | D | EAR99 | N | 73181568 | 1 |  | 0.07 | KG | 292.6 | 292.6 | LP20 | LP20 | Breaker LG LUG, Kit OF 3 Power | - | 0 | 0
3VL9460-4TX61 |  | 3VL9460-4TX61 | 1 | UN | 1 | 30 | D | D | EAR99 | N | 85389099 | 1 |  | 0.07 | KG | 474.1 | 474.1 | LP20 | LP20 | Breaker LG LUGS Kit OF 3 CU ONL | - | 0 | 7
3VL9460-4TY21 |  | 3VL9460-4TY21 | 1 | UN | 1 | 30 | D | D | EAR99 | N | 85389099 | 1 |  | 1.5 | KG | 148.5 | 148.5 | LP20 | LP20 | Breaker LG LUGS Kit OF 2 CUAL L CAT number 2TA2LG600LD | - | 0 | 7
3VL9460-4TY31 |  | 3VL9460-4TY31 | 1 | UN | 1 | 5 | B | D | EAR99 | N | 85369010 | 1 |  | 0.82 | KG | 261.8 | 261.8 | LP20 | LP20 | accessory for VL400XUL, (LG frame) multiple outgoing terminal for Cu/Al, outgoing side for 2 conductors per terminal 1 set = 3 units extension terminal covers in scope of supply of terminals | - | 0 | 0
3VL9460-4TY33 |  | 3VL9460-4TY33 | 1 | UN | 1 | 30 | D | D | EAR99 | N | 85369010 | 1 |  | 0.832 | KG | 292.6 | 292.6 | LP20 | LP20 | Breaker LG LUGS Kit OF 3 Power | - | 0 | 0
3VL9460-4TY61 |  | 3VL9460-4TY61 | 1 | UN | 1 | 30 | D | D | EAR99 | N | 85389099 | 1 |  | 0.07 | KG | 474.1 | 474.1 | LP20 | LP20 | Breaker LG LUGS Kit OF 3 CU ONL | - | 0 | 7
3VL9460-4WA31 |  | 3VL9460-4WA31 | 1 | UN | 1 | 5 | B | D | EAR99 | N | 85389099 | 1 |  | 11.5 | KG | 1672 | 1672 | LP20 | LP20 | accessory for VL400XUL, (LG frame) withdr. vers., assembly kit rear connection, 3-pole | - | 0 | 7
3VL9460-4WC31 |  | 3VL9460-4WC31 | 1 | UN | 1 | 5 | B | D | EAR99 | N | 85389099 | 1 |  | 10.866 | KG | 1672 | 1672 | LP20 | LP20 | accessory for VL400XUL, (LG frame) withdr. vers., assembly kit front connection, 3-pole | - | 0 | 0
3VL9460-4WF31 |  | 3VL9460-4WF31 | 1 | UN | 1 | 5 | B | D | EAR99 | N | 85389099 | 1 |  | 4.5 | KG | 509.3 | 509.3 | LP20 | LP20 | accessory for VL400XUL, (LG frame) kit for conversion from plug-in version withdrawable version, 3-pole | - | 0 | 0
3VL9460-8SB41 |  | 3VL9460-8SB41 | 1 | UN | 1 | 30 | D | D | EAR99 | N | 73181558 | 1 |  | 0.22 | KG | 22.55 | 22.55 | LP20 | LP20 | Breaker VLJ FRM MNTG Screw Kit | - | 0 | 7
3VL9460-8SE20 |  | 3VL9460-8SE20 | 1 | UN | 1 | 2 | A | D | EAR99 | N | 73181558 | 1 | 4011209897151 | 0.123 | KG | 23.65 | 23.65 | LP20 | LP20 | accessory for VL400UL, VL400XUL (JG and LG frame) screw set for mounting the MCCBs incl. max. Flex operator on 8US busbar adapter (60 mm busbar system) contents: 2 screws M6x 120mm, metric thread | - | 0 | 0
3VL9475-4TD01 |  | 3VL9475-4TD01 | 1 | UN | 1 | 30 | D | D | EAR99 | N | 85389099 | 1 |  | 0.2 | KG | 74.14 | 74.14 | LP20 | LP20 | Breaker VLLUG Cu/Al 750KCMIL J | - | 0 | 7
3VL9475-4TD11 |  | 3VL9475-4TD11 | 1 | UN | 1 | 30 | D | D | EAR99 | N | 85389099 | 1 |  | 0.305 | KG | 158.4 | 158.4 | LP20 | LP20 | Breaker JG LUG, CU only | - | 0 | 7
3VL9475-4TD31 |  | 3VL9475-4TD31 | 1 | UN | 1 | 30 | D | D | EAR99 | N | 85369010 | 1 | 4011209676541 | 0.353 | KG | 161.7 | 161.7 | LP20 | LP20 | accessory for VL400UL, VL400XUL (JG frame-LG frame) circular conductor terminal for Cu/Al comprises 3 connections 3-pole | - | 0 | 0
3VL9475-4TM31 |  | 3VL9475-4TM31 | 1 | UN | 1 | 40 | X | D | EAR99 | N | 85389099 | 1 |  | 0.789 | KG | 600.6 | 600.6 | LP20 | LP20 | accessory for VL400XUL (LG frame) cable lug connections 1 set = 3 units | - | 0 | 0
3VL9500-3HR10 |  | 3VL9500-3HR10 | 1 | UN | 1 | 5 | B | D | EAR99 | N | 85389099 | 1 | 4011209700758 | 2.675 | KG | 347.6 | 347.6 | LP20 | LP20 | side wall mounted rot. op. 3VL5 with 600mm Bowden cable rotary handle black | - | 0 | 0
3VL9500-3HR11 |  | 3VL9500-3HR11 | 1 | UN | 1 | 5 | B | D | EAR99 | N | 85389099 | 1 | 4011209700789 | 2.87 | KG | 343.2 | 343.2 | LP20 | LP20 | side wall mounted rot. op. 3VL5 with 600mm Bowden cable rotary handle red/yellow | - | 0 | 0
3VL9500-3HR20 |  | 3VL9500-3HR20 | 1 | UN | 1 | 5 | B | D | EAR99 | N | 85389099 | 1 | 4011209700765 | 2.852 | KG | 360.8 | 360.8 | LP20 | LP20 | side wall mounted rot. op. 3VL5 with 1000mm Bowden cable rotary handle black | - | 0 | 0
3VL9500-3HR21 |  | 3VL9500-3HR21 | 1 | UN | 1 | 5 | B | D | EAR99 | N | 85389099 | 1 | 4011209700796 | 2.889 | KG | 354.2 | 354.2 | LP20 | LP20 | side wall mounted rot. op. 3VL5 with 1000mm Bowden cable rotary handle red/yellow | - | 0 | 0
3VL9500-3HR30 |  | 3VL9500-3HR30 | 1 | UN | 1 | 5 | B | D | EAR99 | N | 85389099 | 1 | 4011209700772 | 2.852 | KG | 367.4 | 367.4 | LP20 | LP20 | side wall mounted rot. op. 3VL5 with 1500mm Bowden cable rotary handle black | - | 0 | 0
3VL9500-3HR31 |  | 3VL9500-3HR31 | 1 | UN | 1 | 5 | B | D | EAR99 | N | 85389099 | 1 | 4011209700802 | 2.94 | KG | 361.9 | 361.9 | LP20 | LP20 | side wall mounted rot. op. 3VL5 with 1500mm Bowden cable rotary handle red/yellow | - | 0 | 0
3VL9500-3HS10 |  | 3VL9500-3HS10 | 1 | UN | 1 | 5 | B | D | EAR99 | N | 85389099 | 1 | 4011209717992 | 2.43 | KG | 84.81 | 84.81 | LP20 | LP20 | Bowden cable, single length 600m | - | 0 | 0
3VL9500-3HS20 |  | 3VL9500-3HS20 | 1 | UN | 1 | 5 | B | D | EAR99 | N | 85389099 | 1 | 4011209718005 | 2.46 | KG | 84.81 | 84.81 | LP20 | LP20 | Bowden cable, single length 1000m | - | 0 | 0
3VL9500-3HS30 |  | 3VL9500-3HS30 | 1 | UN | 1 | 5 | B | D | EAR99 | N | 85389099 | 1 | 4011209718012 | 2.361 | KG | 84.81 | 84.81 | LP20 | LP20 | Bowden cable, single length 1500m | - | 0 | 0
3VL9500-4EC30 |  | 3VL9500-4EC30 | 1 | UN | 1 | 5 | B | D | EAR99 | N | 85369095 | 1 | 4011209476554 | 1.248 | KG | 84.37 | 84.37 | LP20 | LP20 | accessory for VL630, front connecting bars, comprises 3 connections 3-pole | - | 0 | 0
3VL9500-4EC40 |  | 3VL9500-4EC40 | 1 | UN | 1 | 5 | B | D | EAR99 | N | 85369095 | 1 | 4011209476547 | 1.522 | KG | 112.2 | 112.2 | LP20 | LP20 | accessory for VL630, front connecting bars, comprises 4 connections 4-pole | - | 0 | 0
3VL9500-4ED30 |  | 3VL9500-4ED30 | 1 | UN | 1 | 5 | B | D | EAR99 | N | 85369095 | 1 | 4011209476530 | 1.172 | KG | 137.5 | 137.5 | LP20 | LP20 | accessory for VL630, front connecting bars, increased pole spacing comprises 3 connections 3-pole | - | 0 | 0
3VL9500-4ED40 |  | 3VL9500-4ED40 | 1 | UN | 1 | 5 | B | D | EAR99 | N | 85369095 | 1 | 4011209476523 | 1.545 | KG | 185.9 | 185.9 | LP20 | LP20 | accessory for VL630, front connecting bars, increased pole spacing comprises 4 connections 4-pole | - | 0 | 0
3VL9500-4PA30 |  | 3VL9500-4PA30 | 1 | UN | 1 | 5 | B | D | EAR99 | N | 85369095 | 1 | 4011209476516 | 9.186 | KG | 906.4 | 906.4 | LP20 | LP20 | accessory for VL630, plug-in base assembly kit rear connection, 3-pole | - | 0 | 0
3VL9500-4PA40 |  | 3VL9500-4PA40 | 1 | UN | 1 | 5 | B | D | EAR99 | N | 85369095 | 1 | 4011209476509 | 12.424 | KG | 1210 | 1210 | LP20 | LP20 | accessory for VL630, plug-in base assembly kit rear connection, 4-pole | - | 0 | 0
3VL9500-4PC30 |  | 3VL9500-4PC30 | 1 | UN | 1 | 5 | B | D | EAR99 | N | 85369095 | 1 | 4011209476493 | 8.515 | KG | 906.4 | 906.4 | LP20 | LP20 | accessory for VL630, plug-in base assembly kit front connection, 3-pole | - | 0 | 0
3VL9500-4PC40 |  | 3VL9500-4PC40 | 1 | UN | 1 | 5 | B | D | EAR99 | N | 85369095 | 1 | 4011209476486 | 10.933 | KG | 1210 | 1210 | LP20 | LP20 | accessory for VL630, plug-in base assembly kit front connection, 4-pole | - | 0 | 0
3VL9500-4PF00 |  | 3VL9500-4PF00 | 1 | UN | 1 | 5 | B | D | EAR99 | N | 85389099 | 1 | 4011209760042 | 0.015 | KG | 51.04 | 51.04 | LP20 | LP20 | accessory for VL630, trip pin+spring | - | 0 | 0
3VL9500-4PS30 |  | 3VL9500-4PS30 | 1 | UN | 1 | 5 | B | D | EAR99 | N | 85369095 | 1 | 4011209760059 | 1.603 | KG | 363 | 363 | LP20 | LP20 | accessory for circuit breaker VL630 blade contact kit 3P (6 connection contacts, 1 trip pin) | - | 0 | 0
3VL9500-4PS40 |  | 3VL9500-4PS40 | 1 | UN | 1 | 5 | B | D | EAR99 | N | 85369095 | 1 | 4011209760066 | 2.101 | KG | 482.9 | 482.9 | LP20 | LP20 | accessory for circuit breaker VL630 blade contact kit 4P (8 connection contacts, 1 trip pin) | - | 0 | 0
3VL9500-4RG00 |  | 3VL9500-4RG00 | 1 | UN | 1 | 5 | B | D | EAR99 | N | 85369095 | 1 | 4011209476479 | 0.448 | KG | 58.3 | 58.3 | LP20 | LP20 | accessory for VL630, flat connecting bars comprises 1 connection | - | 0 | 0
3VL9500-4RH30 |  | 3VL9500-4RH30 | 1 | UN | 1 | 5 | B | D | EAR99 | N | 85369095 | 1 | 4011209476462 | 1.174 | KG | 171.6 | 171.6 | LP20 | LP20 | accessory for VL630, flat connecting bars comprises 3 connections 3-pole | - | 0 | 0
3VL9500-4RH40 |  | 3VL9500-4RH40 | 1 | UN | 1 | 5 | B | D | EAR99 | N | 85369095 | 1 | 4011209476455 | 1.519 | KG | 229.9 | 229.9 | LP20 | LP20 | accessory for VL630, flat connecting bars comprises 4 connections 4-pole | - | 0 | 0
3VL9500-4TA30 |  | 3VL9500-4TA30 | 1 | UN | 1 | 5 | B | D | EAR99 | N | 85369095 | 1 | 4011209760110 | 0.127 | KG | 86.24 | 86.24 | LP20 | LP20 | accessory for VL630, connection with screw terminal metric thread comprises 3 connections | - | 0 | 0
3VL9500-4TA40 |  | 3VL9500-4TA40 | 1 | UN | 1 | 5 | B | D | EAR99 | N | 85369095 | 1 | 4011209760127 | 0.163 | KG | 114.4 | 114.4 | LP20 | LP20 | accessory for VL630, connection with screw terminal metric thread comprises 4 connections | - | 0 | 0
3VL9500-4TG30 |  | 3VL9500-4TG30 | 1 | UN | 1 | 5 | B | D | EAR99 | N | 85369010 | 1 | 4011209476424 | 0.55 | KG | 198 | 198 | LP20 | LP20 | accessory for VL630, multiple feed-in terminal for Cu/Al for 2 conductors per terminal 1 set = 3 units | - | 0 | 0
3VL9500-4TG40 |  | 3VL9500-4TG40 | 1 | UN | 1 | 5 | B | D | EAR99 | N | 85369010 | 1 | 4011209476417 | 0.697 | KG | 267.3 | 267.3 | LP20 | LP20 | accessory for VL630, multiple feed-in terminal for Cu/Al for 2 conductors per terminal 1 set = 4 units | - | 0 | 0
3VL9500-4TT30 |  | 3VL9500-4TT30 | 1 | UN | 1 | 5 | B | D | EAR99 | N | 85369095 | 1 | 4011209657137 | 1.51 | KG | 161.7 | 161.7 | LP20 | LP20 | accessory for VL630, connecting terminal plates f. flexible, flat Cu busbar with aux. conductor connection consists of 3 units, 3-pole | - | 0 | 0
3VL9500-4TT40 |  | 3VL9500-4TT40 | 1 | UN | 1 | 5 | B | D | EAR99 | N | 85369095 | 1 | 4011209657120 | 1.874 | KG | 214.5 | 214.5 | LP20 | LP20 | accessory for VL630, connecting terminal plates f. flexible, flat Cu busbar with aux. conductor connection comprises 4 units, 4-pole | - | 0 | 0
3VL9500-4WA30 |  | 3VL9500-4WA30 | 1 | UN | 1 | 5 | B | D | EAR99 | N | 85369095 | 1 | 4011209760134 | 15.36 | KG | 1430 | 1430 | LP20 | LP20 | accessory for VL630, withdr. vers., assembly kit rear connection, 3-pole | - | 0 | 0
3VL9500-4WA40 |  | 3VL9500-4WA40 | 1 | UN | 1 | 5 | B | D | EAR99 | N | 85369095 | 1 | 4011209760141 | 18.76 | KG | 1903 | 1903 | LP20 | LP20 | accessory for VL630, withdr. vers., assembly kit rear connection, 4-pole | - | 0 | 0
3VL9500-4WC30 |  | 3VL9500-4WC30 | 1 | UN | 1 | 5 | B | D | EAR99 | N | 85369095 | 1 | 4011209760158 | 15.3 | KG | 1430 | 1430 | LP20 | LP20 | accessory for VL630, withdr. vers., assembly kit front connection, 3-pole | - | 0 | 0
3VL9500-4WC40 |  | 3VL9500-4WC40 | 1 | UN | 1 | 5 | B | D | EAR99 | N | 85369095 | 1 | 4011209760165 | 16.945 | KG | 1903 | 1903 | LP20 | LP20 | accessory for VL630, withdr. vers., assembly kit front connection, 4-pole | - | 0 | 0
3VL9500-4WF30 |  | 3VL9500-4WF30 | 1 | UN | 1 | 5 | B | D | EAR99 | N | 85369095 | 1 | 4011209760172 | 5.2 | KG | 500.5 | 500.5 | LP20 | LP20 | accessory for VL630, kit for conversion from plug-in version withdrawable version, 3-pole | - | 0 | 0
3VL9500-4WF40 |  | 3VL9500-4WF40 | 1 | UN | 1 | 5 | B | D | EAR99 | N | 85369095 | 1 | 4011209760189 | 5.297 | KG | 570.9 | 570.9 | LP20 | LP20 | accessory for VL630, kit for conversion from plug-in version withdrawable version, 4-pole | - | 0 | 0
3VL9500-4WS30 |  | 3VL9500-4WS30 | 1 | UN | 1 | 5 | B | D |  |  |  | 1 |  | 2.1 | KG | 639.1 | 639.1 | LP20 | LP20 | accessory for VL630, conversion set f. MCCB VL630 withdrawable version, 3-pole | - | 0 | 0
3VL9500-8SA40 |  | 3VL9500-8SA40 | 1 | UN | 1 | 2 | A | D | N | N | 73181558 | 1 | 4011209760233 | 0.109 | KG | 40.92 | 40.92 | LP20 | LP20 | accessory for VL400, VL630, fixing screws comprises 4 screws and nuts, metric thread | - | 0 | 0
3VL9531-7DC30 |  | 3VL9531-7DC30 | 1 | UN | 1 | 5 | B | D | EAR99 | N | 85363090 | 1 | 4011209477612 | 1.53 | KG | 784.3 | 784.3 | LP20 | LP20 | ETU VL630, 3-pole, line protection thermal-magnetic, LI IR=250...315A, overload protection II=1575...3150A, short-circuit protection screw terminal conn. in scope of delivery of | - | 0 | 0
3VL9531-7DK30 |  | 3VL9531-7DK30 | 1 | UN | 1 | 5 | B | D | EAR99 | N | 85363090 | 1 | 4011209475496 | 1.53 | KG | 518.1 | 518.1 | LP20 | LP20 | ETU VL630, 3-pole, starter combination II=2000...4000A, short-circuit protection screw terminal conn. in scope of delivery of switching unit | - | 0 | 0
3VL9531-7EC40 |  | 3VL9531-7EC40 | 1 | UN | 1 | 5 | B | D | EAR99 | N | 85363090 | 1 | 4011209475489 | 2.009 | KG | 1166 | 1166 | LP20 | LP20 | ETU VL630, 4-pole, line protection thermal-magnetic, LI IR=250...315A, overload prot., II=1575...3150A, short-circuit protection, N protected (60%) screw terminal connections conn. in scope of delivery of switching unit | - | 0 | 0
3VL9531-7EJ40 |  | 3VL9531-7EJ40 | 1 | UN | 1 | 5 | B | D | EAR99 | N | 85363090 | 1 | 4011209475472 | 2.041 | KG | 1014.2 | 1014.2 | LP20 | LP20 | ETU VL630, 4-pole, line protection thermal-magnetic, LI IR=250...315A, overload protection, II=1575...3150A, short-circuit protection, N unprotected screw terminal connections conn. in scope of delivery of switching unit | - | 0 | 0
3VL9531-7EM40 |  | 3VL9531-7EM40 | 1 | UN | 1 | 5 | B | D | EAR99 | N | 85363090 | 1 | 4011209760240 | 2.01 | KG | 1166 | 1166 | LP20 | LP20 | ETU VL630, 4-pole, line protection thermal-magnetic, LI IR=250...315A, overload prot., II=1575...3150A, short-circuit protection, N protected (100%) screw terminal connections conn. in scope of delivery of switching unit | - | 0 | 0
3VL9540-7DC30 |  | 3VL9540-7DC30 | 1 | UN | 1 | 5 | B | D | EAR99 | N | 85363090 | 1 | 4011209475465 | 1.517 | KG | 784.3 | 784.3 | LP20 | LP20 | ETU VL630, 3-pole, line protection thermal-magnetic, LI IR=315...400A, overload protection II=2000...4000A, short-circuit protection screw terminal conn. in scope of delivery of | - | 0 | 0
3VL9540-7EC40 |  | 3VL9540-7EC40 | 1 | UN | 1 | 5 | B | D | EAR99 | N | 85363090 | 1 | 4011209475458 | 2.04 | KG | 1166 | 1166 | LP20 | LP20 | ETU VL630, 4-pole, line protection thermal-magnetic, LI IR=315...400A, overload prot., II=2000...4000A, short-circuit protection, N protected (60%) screw terminal connections in scope of delivery of switching unit | - | 0 | 0
3VL9540-7EJ40 |  | 3VL9540-7EJ40 | 1 | UN | 1 | 5 | B | D | EAR99 | N | 85363090 | 1 | 4011209475441 | 1.985 | KG | 1014.2 | 1014.2 | LP20 | LP20 | ETU VL630, 4-pole, line protection thermal-magnetic, LI IR=315...400A, overload protection, II=2000...4000A, short-circuit protection, N unprotected screw terminal connections in scope of delivery of switching unit | - | 0 | 0
3VL9540-7EM40 |  | 3VL9540-7EM40 | 1 | UN | 1 | 5 | B | D | EAR99 | N | 85363090 | 1 | 4011209760257 | 2.17 | KG | 1166 | 1166 | LP20 | LP20 | ETU VL630, 4-pole, line protection thermal-magnetic, LI IR=320...400A, overload prot., II=2000...4000A, short-circuit protection, N protected (100%) screw terminal connections in scope of delivery of switching unit | - | 0 | 0
3VL9550-6CP30 |  | 3VL9550-6CP30 | 1 | UN | 1 | 30 | D | D | EAR99 | N | 85363090 | 1 | 4011209643857 | 1.965 | KG | 4433 | 4433 | LP20 | LP20 | ETU VL630, 3-pole, motor/generator prot. LCD ETU40M, LI IR=200...500A, overload protection, ISD=1.5 to 10xIR, II=11 xIN short-circuit protection screw terminal connections in scope of delivery of switching unit | - | 0 | 0
3VL9550-6LS30 |  | 3VL9550-6LS30 | 1 | UN | 1 | 10 | C | D | EAR99 | N | 85363090 | 1 | 4011209952775 | 1.885 | KG | 2013 | 2013 | LP20 | LP20 | ETU VL630, 3-pole, motor protection ETU30M, LI IR=200...500A, overload protection, TC=10A...30, time lag class II=6/8/12.5xIN, short-circuit protection screw terminal connections in scope of delivery of switching unit shipbuilding certificate for LRS, DNV and gL | - | 0 | 0
3VL9550-6MP30 |  | 3VL9550-6MP30 | 1 | UN | 1 | 10 | C | D | EAR99 | N | 85363090 | 1 | 4011209824973 | 2.007 | KG | 1617 | 1617 | LP20 | LP20 | ETU VL630, 3-pole, motor/generator prot. ETU10M, LI IR=200...500A, overload protection, II=1.25 to 11xIN, short-circuit protection screw terminal connections in scope of delivery of switching unit | - | 0 | 0
3VL9550-6MS30 |  | 3VL9550-6MS30 | 1 | UN | 1 | 10 | C | D | EAR99 | N | 85363090 | 1 | 4011209824980 | 1.975 | KG | 1837 | 1837 | LP20 | LP20 | ETU VL630, 3-pole, motor protection ETU30M, LI IR=200...500A, overload protection, TC=10A...30, time lag class II=6/8/12.5xIN, short-circuit protection screw terminal connections in scope of delivery of switching unit | - | 0 | 0
3VL9550-6SP30 |  | 3VL9550-6SP30 | 1 | UN | 1 | 10 | C | D | EAR99 | N | 85363090 | 1 | 4011209824997 | 1.86 | KG | 1551 | 1551 | LP20 | LP20 | ETU VL630, 3-pole, motor/generator prot. ETU10M, LI IR=200...500A, overload protection, II=1.25 to 11xIN, short-circuit protection screw terminal connections in scope of delivery of switching unit | - | 0 | 0
3VL9550-6SS30 |  | 3VL9550-6SS30 | 1 | UN | 1 | 10 | C | D | EAR99 | N | 85363090 | 1 | 4011209825000 | 1.862 | KG | 1727 | 1727 | LP20 | LP20 | ETU VL630, 3-pole, motor protection ETU30M, LI IR=200...500A, overload protection, TC=10A...30, time lag class II=6/8/12.5xIN, short-circuit protection screw terminal connections in scope of delivery of switching unit | - | 0 | 0
3VL9550-6UP30 |  | 3VL9550-6UP30 | 1 | UN | 1 | 10 | C | D | EAR99 | N | 85363090 | 1 | 4011209903951 | 2.036 | KG | 2871 | 2871 | LP20 | LP20 | ETU VL630, 3-pole, motor/generator prot. LCD ETU40M, LI IR=200...500A, overload protection, ISD=1.5 to 10xIR, II=11 xIN short-circuit protection screw terminal connections in scope of delivery of switching unit | - | 0 | 0
3VL9550-7DC30 |  | 3VL9550-7DC30 | 1 | UN | 1 | 5 | B | D | EAR99 | N | 85363090 | 1 | 4011209477605 | 1.554 | KG | 784.3 | 784.3 | LP20 | LP20 | ETU VL630, 3-pole, line protection thermal-magnetic, LI IR=400...500A, overload protection II=2500...5000A, short-circuit protection screw terminal conn. in scope of delivery of | - | 0 | 0
3VL9550-7DK30 |  | 3VL9550-7DK30 | 1 | UN | 1 | 5 | B | D | EAR99 | N | 85363090 | 1 | 4011209760264 | 1.45 | KG | 576.4 | 576.4 | LP20 | LP20 | ETU VL630, 3-pole, starter combination II=3250...6500A, short-circuit protection screw terminal conn. in scope of delivery of switching unit | - | 0 | 0
3VL9550-7EC40 |  | 3VL9550-7EC40 | 1 | UN | 1 | 5 | B | D | EAR99 | N | 85363090 | 1 | 4011209475434 | 2.024 | KG | 1166 | 1166 | LP20 | LP20 | ETU VL630, 4-pole, line protection thermal-magnetic, LI IR=400...500A, overload prot., II=2500...5000A, short-circuit protection, N protected (60%) screw terminal connections in scope of delivery of switching unit | - | 0 | 0
3VL9550-7EJ40 |  | 3VL9550-7EJ40 | 1 | UN | 1 | 5 | B | D | EAR99 | N | 85363090 | 1 | 4011209475427 | 1.955 | KG | 1014.2 | 1014.2 | LP20 | LP20 | ETU VL630, 4-pole, line protection thermal-magnetic, LI IR=400...500A, overload protection, II=2500...5000A, short-circuit protection, N unprotected screw terminal connections in scope of delivery of switching unit | - | 0 | 0
3VL9550-7EM40 |  | 3VL9550-7EM40 | 1 | UN | 1 | 5 | B | D | EAR99 | N | 85363090 | 1 | 4011209760271 | 2.145 | KG | 1166 | 1166 | LP20 | LP20 | ETU VL630, 4-pole, line protection thermal-magnetic, LI IR=400...500A, overload prot., II=2500...5000A, short-circuit protection, N protected (100%) screw terminal connections in scope of delivery of switching unit | - | 0 | 0
3VL9563-4TK30 |  | 3VL9563-4TK30 | 1 | UN | 1 | 5 | B | D | EAR99 | N | 85389099 | 1 | 4011209897588 | 0.441 | KG | 260.7 | 260.7 | LP20 | LP20 | adapter plate 3VL5 can be mounted on outgoing side 1 set = 3 units | - | 0 | 0
3VL9563-6CH30 |  | 3VL9563-6CH30 | 1 | UN | 1 | 30 | D | D | EAR99 | N | 85363090 | 1 | 4011209644397 | 2.07 | KG | 4631 | 4631 | LP20 | LP20 | ETU VL630, 3-pole, line protection LCD ETU40, LI/LS/LSI IR=252...630A, overload protection, ISD=1.5 to 9xIR, II=10xIN short-circuit protection screw terminal connections in scope of delivery of switching unit | - | 0 | 0
3VL9563-6CJ40 |  | 3VL9563-6CJ40 | 1 | UN | 1 | 30 | D | D | EAR99 | N | 85363090 | 1 | 4011209643918 | 2.464 | KG | 4488 | 4488 | LP20 | LP20 | ETU VL630, 4-pole, line protection LCD ETU40, LI/LS/LSI IR=252...630A, overload protection, ISD=1.5 to 9xIR, II=10xIN short-circuit protection, N protected screw terminal connections in scope of delivery of switching unit | - | 0 | 0
3VL9563-6CL30 |  | 3VL9563-6CL30 | 1 | UN | 1 | 30 | D | D | EAR99 | N | 85363090 | 1 | 4011209643840 | 1.956 | KG | 5313 | 5313 | LP20 | LP20 | ETU VL630, 3-pole, line protection LCD ETU42, LSIG 3 phases/3 lines IR=252...630A, overload protection, ISD=1.5 to 9xIR, II=10xIN short-circuit protection screw terminal connections in scope of delivery of switching unit | - | 0 | 0
3VL9563-6CM30 |  | 3VL9563-6CM30 | 1 | UN | 1 | 30 | D | D | EAR99 | N | 85363090 | 1 | 4011209643253 | 1.976 | KG | 5313 | 5313 | LP20 | LP20 | ETU VL630, 3-pole, line protection LCD ETU42, LSIG 3 phases/4 lines with connecting cable IR=252...630A, overload protection, ISD=1.5 to 9xIR, II=10xIN short-circuit protection screw terminal connections in scope of delivery of switching unit | - | 0 | 0
3VL9563-6CN40 |  | 3VL9563-6CN40 | 1 | UN | 1 | 30 | D | D | EAR99 | N | 85363090 | 1 | 4011209644403 | 2.506 | KG | 4488 | 4488 | LP20 | LP20 | ETU VL630, 4-pole, line protection LCD ETU42, LSIG IR=252...630A, overload protection, ISD=1.5 to 9xIR, II=10xIN short-circuit protection, N protected with ground-fault protection screw terminal connections in scope of delivery of switching unit | - | 0 | 0
3VL9563-6LA40 |  | 3VL9563-6LA40 | 1 | UN | 1 | 10 | C | D | EAR99 | N | 85363090 | 1 | 4011209952782 | 2.46 | KG | 2420 | 2420 | LP20 | LP20 | ETU VL630, 4-pole, line protection ETU10, LI IR=252...630A, overload protection, II=1.25 to 10xIN, short-circuit protection, N protected screw terminal connections in scope of delivery of switching unit shipbuilding certificate for LRS, DNV and gL | - | 0 | 0
3VL9563-6LB30 |  | 3VL9563-6LB30 | 1 | UN | 1 | 10 | C | D | EAR99 | N | 85363090 | 1 | 4011209952799 | 1.895 | KG | 1705 | 1705 | LP20 | LP20 | ETU VL630, 3-pole, line protection ETU10, LI IR=252...630A, overload protection, II=1.25 to 10xIN, short-circuit protection screw terminal connections in scope of delivery of switching unit shipbuilding certificate for LRS, DNV and gL | - | 0 | 0
3VL9563-6LE30 |  | 3VL9563-6LE30 | 1 | UN | 1 | 10 | C | D | EAR99 | N | 85363090 | 1 | 4011209952805 | 1.885 | KG | 1881 | 1881 | LP20 | LP20 | ETU VL630, 3-pole, line protection ETU20, LSI IR=252...630A, overload protection, ISD=1.5 to 9xIR, II=10xIN short-circuit protection screw terminal connections in scope of delivery of switching unit shipbuilding certificate for LRS, DNV and gL | - | 0 | 0
3VL9563-6LF40 |  | 3VL9563-6LF40 | 1 | UN | 1 | 10 | C | D | EAR99 | N | 85363090 | 1 | 4011209952812 | 2.396 | KG | 2706 | 2706 | LP20 | LP20 | ETU VL630, 4-pole, line protection ETU20, LSI IR=252...630A, overload protection, ISD=1.5 to 9xIR, II=10xIN short-circuit protection, N protected screw terminal connections in scope of delivery of switching unit shipbuilding certificate for LRS, DNV and gL | - | 0 | 0
3VL9563-6MB30 |  | 3VL9563-6MB30 | 1 | UN | 1 | 10 | C | D | EAR99 | N | 85363090 | 1 | 4011209825017 | 2.003 | KG | 1584 | 1584 | LP20 | LP20 | ETU VL630, 3-pole, line protection ETU10, LI IR=252...630A, overload protection, II=1.25 to 10xIN, short-circuit protection screw terminal connections in scope of delivery of switching unit | - | 0 | 0
3VL9563-6ME30 |  | 3VL9563-6ME30 | 1 | UN | 1 | 10 | C | D | EAR99 | N | 85363090 | 1 | 4011209825024 | 1.99 | KG | 1738 | 1738 | LP20 | LP20 | ETU VL630, 3-pole, line protection ETU20, LSI IR=252...630A, overload protection, ISD=1.5 to 9xIR, II=10xIN short-circuit protection screw terminal connections in scope of delivery of switching unit | - | 0 | 0
3VL9563-6MF30 |  | 3VL9563-6MF30 | 1 | UN | 1 | 10 | C | D | EAR99 | N | 85363090 | 1 | 4011209825031 | 2.086 | KG | 2497 | 2497 | LP20 | LP20 | ETU VL630, 3-pole, line protection ETU12, LIG 3 phases/3 lines IR=252...630A, overload protection, II=1.25 to 10xIN, short-circuit protection, screw terminal connections in scope of delivery of switching unit | - | 0 | 0
3VL9563-6MG30 |  | 3VL9563-6MG30 | 1 | UN | 1 | 10 | C | D | EAR99 | N | 85363090 | 1 | 4011209825048 | 2.006 | KG | 2299 | 2299 | LP20 | LP20 | ETU VL630, 3-pole, line protection ETU22, LSIG 3 phases/3 lines IR=252...630A, overload protection, ISD=1.5 to 9xIR, II=10xIN short-circuit protection screw terminal connections in scope of delivery of switching unit | - | 0 | 0
3VL9563-6MH30 |  | 3VL9563-6MH30 | 1 | UN | 1 | 10 | C | D | EAR99 | N | 85363090 | 1 | 4011209825055 | 2.04 | KG | 2552 | 2552 | LP20 | LP20 | ETU VL630, 3-pole, line protection ETU22, LSIG 3 phases/4 lines with connecting cable IR=252...630A, overload protection, ISD=1.5 to 9xIR, II=10xIN short-circuit protection screw terminal connections in scope of delivery of switching unit | - | 0 | 0
3VL9563-6ML30 |  | 3VL9563-6ML30 | 1 | UN | 1 | 10 | C | D | EAR99 | N | 85363090 | 1 | 4011209825079 | 2.027 | KG | 2244 | 2244 | LP20 | LP20 | ETU VL630, 3-pole, line protection ETU12, LIG 3 phases/3 lines IR=252...630A, overload protection, II=1.25 to 10xIN, short-circuit protection, screw terminal connections in scope of delivery of switching unit | - | 0 | 0
3VL9563-6NA40 |  | 3VL9563-6NA40 | 1 | UN | 1 | 10 | C | D | EAR99 | N | 85363090 | 1 | 4011209825062 | 2.521 | KG | 2244 | 2244 | LP20 | LP20 | ETU VL630, 4-pole, line protection ETU10, LI IR=252...630A, overload protection, II=1.25 to 10xIN, short-circuit protection, N protected screw terminal connections in scope of delivery of switching unit | - | 0 | 0
3VL9563-6NB40 |  | 3VL9563-6NB40 | 1 | UN | 1 | 10 | C | D | EAR99 | N | 85363090 | 1 | 4011209825086 | 2.28 | KG | 2013 | 2013 | LP20 | LP20 | ETU VL630, 4-pole, line protection ETU10, LI IR=252...630A, overload protection, II=1.25 to 10xIN, short-circuit protection, screw terminal connections in scope of delivery of switching unit | - | 0 | 0
3VL9563-6NE40 |  | 3VL9563-6NE40 | 1 | UN | 1 | 10 | C | D | EAR99 | N | 85363090 | 1 | 4011209825093 | 2.36 | KG | 2244 | 2244 | LP20 | LP20 | ETU VL630, 4-pole, line protection ETU20, LIG IR=252...630A, overload protection, II=1.25 to 10xIN, short-circuit protection, screw terminal connections in scope of delivery of switching unit | - | 0 | 0
3VL9563-6NF40 |  | 3VL9563-6NF40 | 1 | UN | 1 | 10 | C | D | EAR99 | N | 85363090 | 1 | 4011209825109 | 2.502 | KG | 2464 | 2464 | LP20 | LP20 | ETU VL630, 4-pole, line protection ETU20, LSI IR=252...630A, overload protection, ISD=1.5 to 9xIR, II=10xIN short-circuit protection, N protected screw terminal connections in scope of delivery of switching unit | - | 0 | 0
3VL9563-6NH40 |  | 3VL9563-6NH40 | 1 | UN | 1 | 10 | C | D | EAR99 | N | 85363090 | 1 | 4011209825116 | 2.52 | KG | 3289 | 3289 | LP20 | LP20 | ETU VL630, 4-pole, line protection ETU22, LSIG IR=252...630A, overload protection, ISD=1.5 to 9xIR, II=10xIN short-circuit protection, N protected screw terminal connections in scope of delivery of switching unit | - | 0 | 0
3VL9563-6NN40 |  | 3VL9563-6NN40 | 1 | UN | 1 | 10 | C | D | EAR99 | N | 85363090 | 1 | 4011209825123 | 2.513 | KG | 3135 | 3135 | LP20 | LP20 | ETU VL630, 4-pole, line protection ETU12, LIG IR=252...630A, overload protection, II=1.25 to 10xIN, short-circuit protection, N protected screw terminal connections in scope of delivery of switching unit | - | 0 | 0
3VL9563-6SB30 |  | 3VL9563-6SB30 | 1 | UN | 1 | 10 | C | D | EAR99 | N | 85363090 | 1 | 4011209825130 | 1.87 | KG | 1474 | 1474 | LP20 | LP20 | ETU VL630, 3-pole, line protection ETU10, LI IR=252...630A, overload protection, II=1.25 to 10xIN, short-circuit protection screw terminal connections in scope of delivery of switching unit | - | 0 | 0
3VL9563-6SE30 |  | 3VL9563-6SE30 | 1 | UN | 1 | 10 | C | D | EAR99 | N | 85363090 | 1 | 4011209825147 | 1.86 | KG | 1639 | 1639 | LP20 | LP20 | ETU VL630, 3-pole, line protection ETU20, LSI IR=252...630A, overload protection, ISD=1.5 to 9xIR, II=10xIN short-circuit protection screw terminal connections in scope of delivery of switching unit | - | 0 | 0
3VL9563-6SF30 |  | 3VL9563-6SF30 | 1 | UN | 1 | 10 | C | D | EAR99 | N | 85363090 | 1 | 4011209825154 | 1.894 | KG | 2398 | 2398 | LP20 | LP20 | ETU VL630, 3-pole, line protection ETU12, LIG 3 phases/4 lines IR=252...630A, overload protection, II=1.25 to 10xIN, short-circuit protection, screw terminal connections in scope of delivery of switching unit | - | 0 | 0
3VL9563-6SG30 |  | 3VL9563-6SG30 | 1 | UN | 1 | 10 | C | D | EAR99 | N | 85363090 | 1 | 4011209825161 | 1.89 | KG | 2200 | 2200 | LP20 | LP20 | ETU VL630, 3-pole, line protection ETU22, LSIG 3 phases/3 lines IR=252...630A, overload protection, ISD=1.5 to 9xIR, II=10xIN short-circuit protection screw terminal connections in scope of delivery of switching unit | - | 0 | 0
3VL9563-6SH30 |  | 3VL9563-6SH30 | 1 | UN | 1 | 10 | C | D | EAR99 | N | 85363090 | 1 | 4011209825178 | 1.911 | KG | 2486 | 2486 | LP20 | LP20 | ETU VL630, 3-pole, line protection ETU22, LSIG 3 phases/4 lines with connecting cable IR=252...630A, overload protection, ISD=1.5 to 9xIR, II=10xIN short-circuit protection screw terminal connections in scope of delivery of switching unit | - | 0 | 0
3VL9563-6SL30 |  | 3VL9563-6SL30 | 1 | UN | 1 | 10 | C | D | EAR99 | N | 85363090 | 1 | 4011209825185 | 1.96 | KG | 2145 | 2145 | LP20 | LP20 | ETU VL630, 3-pole, line protection ETU12, LIG 3 phases/3 lines IR=252...630A, overload protection, II=1.25 to 10xIN, short-circuit protection, screw terminal connections in scope of delivery of switching unit | - | 0 | 0
3VL9563-6TA40 |  | 3VL9563-6TA40 | 1 | UN | 1 | 10 | C | D | EAR99 | N | 85363090 | 1 | 4011209825192 | 2.399 | KG | 2145 | 2145 | LP20 | LP20 | ETU VL630, 4-pole, line protection ETU10, LI IR=252...630A, overload protection, II=1.25 to 10xIN, short-circuit protection, N protected screw terminal connections in scope of delivery of switching unit | - | 0 | 0
3VL9563-6TB40 |  | 3VL9563-6TB40 | 1 | UN | 1 | 10 | C | D | EAR99 | N | 85363090 | 1 | 4011209825208 | 2.258 | KG | 1881 | 1881 | LP20 | LP20 | ETU VL630, 4-pole, line protection ETU10, LI IR=252...630A, overload protection, II=1.25 to 10xIN, short-circuit protection, screw terminal connections in scope of delivery of switching unit | - | 0 | 0
3VL9563-6TE40 |  | 3VL9563-6TE40 | 1 | UN | 1 | 10 | C | D | EAR99 | N | 85363090 | 1 | 4011209825215 | 2.25 | KG | 2145 | 2145 | LP20 | LP20 | ETU VL630, 4-pole, line protection ETU20, LSI IR=252...630A, overload protection, ISD=1.5 to 9xIR, II=10xIN short-circuit protection, N unprotected screw terminal connections in scope of delivery of switching unit | - | 0 | 0
3VL9563-6TF40 |  | 3VL9563-6TF40 | 1 | UN | 1 | 10 | C | D | EAR99 | N | 85363090 | 1 | 4011209825222 | 2.396 | KG | 2365 | 2365 | LP20 | LP20 | ETU VL630, 4-pole, line protection ETU20, LSI IR=252...630A, overload protection, ISD=1.5 to 9xIR, II=10xIN short-circuit protection, N protected screw terminal connections in scope of delivery of switching unit | - | 0 | 0
3VL9563-6TH40 |  | 3VL9563-6TH40 | 1 | UN | 1 | 10 | C | D | EAR99 | N | 85363090 | 1 | 4011209825239 | 2.42 | KG | 3135 | 3135 | LP20 | LP20 | ETU VL630, 4-pole, line protection ETU22, LSIG IR=252...630A, overload protection, ISD=1.5 to 9xIR, II=10xIN short-circuit protection, N protected screw terminal connections in scope of delivery of switching unit | - | 0 | 0
3VL9563-6TN40 |  | 3VL9563-6TN40 | 1 | UN | 1 | 10 | C | D | EAR99 | N | 85363090 | 1 | 4011209830875 | 2.424 | KG | 3036 | 3036 | LP20 | LP20 | ETU VL630, 4-pole, line protection ETU12, LIG IR=252...630A, overload protection, II=1.25 to 10xIN, short-circuit protection, N protected screw terminal connections in scope of delivery of switching unit | - | 0 | 0
3VL9563-6UH30 |  | 3VL9563-6UH30 | 1 | UN | 1 | 10 | C | D | EAR99 | N | 85363090 | 1 | 4011209903968 | 2.036 | KG | 2981 | 2981 | LP20 | LP20 | ETU VL630, 3-pole, line protection LCD ETU40, LI/LS/LSI IR=252...630A, overload protection, ISD=1.5 to 9xIR, II=10xIN short-circuit protection screw terminal connections in scope of delivery of switching unit | - | 0 | 0
3VL9563-6UJ40 |  | 3VL9563-6UJ40 | 1 | UN | 1 | 10 | C | D | EAR99 | N | 85363090 | 1 | 4011209903999 | 2.52 | KG | 2882 | 2882 | LP20 | LP20 | ETU VL630, 4-pole, line protection LCD ETU40, LI/LS/LSI IR=252...630A, overload protection, ISD=1.5 to 9xIR, II=10xIN short-circuit protection, N protected screw terminal connections in scope of delivery of switching unit | - | 0 | 0
3VL9563-6UL30 |  | 3VL9563-6UL30 | 1 | UN | 1 | 10 | C | D | EAR99 | N | 85363090 | 1 | 4011209903975 | 2.011 | KG | 3432 | 3432 | LP20 | LP20 | ETU VL630, 3-pole, line protection LCD ETU42, LSIG 3 phases/3 lines IR=252...630A, overload protection, ISD=1.5 to 9xIR, II=10xIN short-circuit protection screw terminal connections in scope of delivery of switching unit | - | 0 | 0
3VL9563-6UM30 |  | 3VL9563-6UM30 | 1 | UN | 1 | 10 | C | D | EAR99 | N | 85363090 | 1 | 4011209903982 | 2.052 | KG | 3432 | 3432 | LP20 | LP20 | ETU VL630, 3-pole, line protection LCD ETU42, LSIG 3 phases/4 lines with connecting cable IR=252...630A, overload protection, ISD=1.5 to 9xIR, II=10xIN short-circuit protection screw terminal connections in scope of delivery of switching unit | - | 0 | 0
3VL9563-6UN40 |  | 3VL9563-6UN40 | 1 | UN | 1 | 10 | C | D | EAR99 | N | 85363090 | 1 | 4011209904002 | 2.523 | KG | 2882 | 2882 | LP20 | LP20 | ETU VL630, 4-pole, line protection LCD ETU42, LSIG IR=252...630A, overload protection, ISD=1.5 to 9xIR, II=10xIN short-circuit protection, N protected with ground-fault protection screw terminal connections in scope of delivery of switching unit | - | 0 | 0
3VL9563-7DC30 |  | 3VL9563-7DC30 | 1 | UN | 1 | 5 | B | D | EAR99 | N | 85363090 | 1 | 4011209475328 | 1.516 | KG | 870.1 | 870.1 | LP20 | LP20 | ETU VL630, 3-pole, line protection thermal-magnetic, LI IR=500...630A, overload protection II=3250...6500A, short-circuit protection screw terminal conn. in scope of delivery of | - | 0 | 0
3VL9563-7EC40 |  | 3VL9563-7EC40 | 1 | UN | 1 | 5 | B | D | EAR99 | N | 85363090 | 1 | 4011209475304 | 1.988 | KG | 1353 | 1353 | LP20 | LP20 | ETU VL630, 4-pole, line protection thermal-magnetic, LI IR=500...630A, overload prot., II=3250...6500A, short-circuit protection, N protected (60%) screw terminal connections in scope of delivery of switching unit | - | 0 | 0
3VL9563-7EJ40 |  | 3VL9563-7EJ40 | 1 | UN | 1 | 5 | B | D | EAR99 | N | 85363090 | 1 | 4011209475298 | 1.974 | KG | 1166 | 1166 | LP20 | LP20 | ETU VL630, 4-pole, line protection thermal-magnetic, LI IR=500...630A, overload protection, II=3250...6500A, short-circuit protection, N unprotected screw terminal connections in scope of delivery of switching unit | - | 0 | 0
3VL9563-7EM40 |  | 3VL9563-7EM40 | 1 | UN | 1 | 5 | B | D | EAR99 | N | 85363090 | 1 | 4011209760288 | 1.985 | KG | 1353 | 1353 | LP20 | LP20 | ETU VL630, 4-pole, line protection thermal-magnetic, LI IR=500...630A, overload prot., II=3250...6300A, short-circuit protection, N protected (100%) screw terminal connections in scope of delivery of switching unit | - | 0 | 0
3VL9563-8TC00 |  | 3VL9563-8TC00 | 1 | UN | 1 | 2 | A | D | N | N | 85043180 | 1 | 4011209667914 | 0.771 | KG | 438.9 | 438.9 | LP20 | LP20 | accessory for VL630, current transformer for overload protection of N conductor and for ground-fault protection In=630A | - | 0 | 0
3VL9600-3AS10 |  | 3VL9600-3AS10 | 1 | UN | 1 | 2 | A | D | EAR99 | N | 85365080 | 1 | 4011209475281 | 0.116 | KG | 32.45 | 32.45 | LP20 | LP20 | accessory for VL630, VL800, assembly kit, leading auxiliary switch 1 CO, from off to on 1.5m connecting cable | - | 0 | 0
3VL9600-3AS11 |  | 3VL9600-3AS11 | 1 | UN | 1 | 5 | B | D | EAR99 | N | 85365080 | 1 | 4011209682825 | 0.091 | KG | 36.08 | 36.08 | LP20 | LP20 | accessory for VL800UL, (MG frame) assembly kit, leading auxiliary switch 1 CO, from off to on 1.5m connecting cable | - | 0 | 0
3VL9600-3AT10 |  | 3VL9600-3AT10 | 1 | UN | 1 | 2 | A | D | EAR99 | N | 85365080 | 1 | 4011209475274 | 0.178 | KG | 58.52 | 58.52 | LP20 | LP20 | accessory for VL630, VL800, assembly kit, leading auxiliary switch 2 CO, from off to on 1.5m connecting cable | - | 0 | 0
3VL9600-3AT11 |  | 3VL9600-3AT11 | 1 | UN | 1 | 5 | B | D | EAR99 | N | 85365080 | 1 | 4011209682818 | 0.165 | KG | 64.9 | 64.9 | LP20 | LP20 | accessory for VL800UL, (MG frame) assembly kit, leading auxiliary switch 2 CO, from off to on 1.5m connecting cable | - | 0 | 0
3VL9600-3AU10 |  | 3VL9600-3AU10 | 1 | UN | 1 | 2 | A | D | EAR99 | N | 85365080 | 1 | 4011209475267 | 0.11 | KG | 32.45 | 32.45 | LP20 | LP20 | accessory for VL630, VL800, assembly kit, leading auxiliary switch 1 CO, from on to off 1.5m connecting cable | - | 0 | 0
3VL9600-3AU11 |  | 3VL9600-3AU11 | 1 | UN | 1 | 5 | B | D | EAR99 | N | 85365080 | 1 | 4011209682795 | 0.09 | KG | 36.08 | 36.08 | LP20 | LP20 | accessory for VL800UL, (MG frame) assembly kit, leading auxiliary switch 1 CO, from on to off 1.5m connecting cable | - | 0 | 0
3VL9600-3AW10 |  | 3VL9600-3AW10 | 1 | UN | 1 | 2 | A | D | EAR99 | N | 85365080 | 1 | 4011209475250 | 0.181 | KG | 58.52 | 58.52 | LP20 | LP20 | accessory for VL630, VL800, assembly kit, leading auxiliary switch 2 CO, from on to off 1.5m connecting cable | - | 0 | 0
3VL9600-3AW11 |  | 3VL9600-3AW11 | 1 | UN | 1 | 5 | B | D | EAR99 | N | 85365080 | 1 | 4011209682801 | 0.158 | KG | 64.9 | 64.9 | LP20 | LP20 | accessory for VL800UL, (MG frame) assembly kit, leading auxiliary switch 2 CO, from on to off 1.5m connecting cable | - | 0 | 0
3VL9600-3HA00 |  | 3VL9600-3HA00 | 1 | UN | 1 | 2 | A | D | EAR99 | N | 85389099 | 1 | 4011209475243 | 1.373 | KG | 151.8 | 138.6 | LP20 | LP20 | accessory for VL630, VL800, front mounted rotary operator standard |  | 0 | 0
3VL9600-3HA01 |  | 3VL9600-3HA01 | 1 | UN | 1 | 5 | B | D | EAR99 | N | 85389099 | 1 | 4011209690011 | 1.34 | KG | 169.4 | 169.4 | LP20 | LP20 | accessory for VL800UL, (MG frame) front mounted rotary operator standard | - | 0 | 0
3VL9600-3HC00 |  | 3VL9600-3HC00 | 1 | UN | 1 | 2 | A | D | EAR99 | N | 85389099 | 1 | 4011209475236 | 1.404 | KG | 172.7 | 172.7 | LP20 | LP20 | accessory for VL630, VL800, front mounted rotary operator EMERGENCY-OFF, red/yellow | - | 0 | 0
3VL9600-3HC01 |  | 3VL9600-3HC01 | 1 | UN | 1 | 5 | B | D | EAR99 | N | 85389099 | 1 | 4011209690028 | 1.376 | KG | 194.7 | 194.7 | LP20 | LP20 | accessory for VL800UL, (MG frame) front mounted rotary operator EMERGENCY-OFF, red/yellow | - | 0 | 0
3VL9600-3HE00 |  | 3VL9600-3HE00 | 1 | UN | 1 | 2 | A | D | N | N | 85389099 | 1 | 4011209475229 | 1.154 | KG | 132 | 132 | LP20 | LP20 | accessory for VL630, VL800, front mounted rotary operator with shaft stub without knob add. drive 8UC63 ERFORD | - | 0 | 0
3VL9600-3HE01 |  | 3VL9600-3HE01 | 1 | UN | 1 | 5 | B | D | N | N | 85389099 | 1 | 4011209769045 | 1.282 | KG | 146.3 | 146.3 | LP20 | LP20 | accessory for VL800UL, (MG frame) front mounted rotary operator with shaft stub without knob add. drive 8UC63 ERFORD | - | 0 | 0
3VL9600-3HF05 |  | 3VL9600-3HF05 | 1 | UN | 1 | 2 | A | D | N | N | 85389099 | 1 | 4011209725126 | 1.66 | KG | 239.8 | 219.9 | LP20 | LP20 | accessory for VL630, VL800, door op. mech. 8UC7 new design handle ti-gray, masking plate, light gray f. inst. in doors, compl. |  | 0 | 0
3VL9600-3HF06 |  | 3VL9600-3HF06 | 1 | UN | 1 | 5 | B | D | N | N | 85389099 | 1 | 4011209768963 | 1.85 | KG | 269.5 | 269.5 | LP20 | LP20 | accessory for VL800UL, (MG frame) door op. mech. 8UC7 new design handle dark gray/blue-green basic masking plate, light gray f. inst. in doors, compl. | - | 0 | 0
3VL9600-3HG05 |  | 3VL9600-3HG05 | 1 | UN | 1 | 2 | A | D | N | N | 85389099 | 1 | 4011209725119 | 1.64 | KG | 267.3 | 267.3 | LP20 | LP20 | accessory for VL630, VL800, f. inst. in doors, compl. door op. mech. 8UC7 new design handle red, masking plate yellow | - | 0 | 0
3VL9600-3HG06 |  | 3VL9600-3HG06 | 1 | UN | 1 | 5 | B | D | N | N | 85389099 | 1 | 4011209768970 | 1.8 | KG | 299.2 | 299.2 | LP20 | LP20 | accessory for VL800UL, (MG frame) door op. mech. 8UC7 new design handle red/blue-green, basic masking plate, light gray f. inst. in doors, compl. | - | 0 | 0
3VL9600-3HL00 |  | 3VL9600-3HL00 | 1 | UN | 1 | 5 | B | D | EAR99 | N | 85389099 | 1 | 4011209477599 | 0.162 | KG | 147.4 | 147.4 | LP20 | LP20 | accessory for VL630, VL800, handle locking device | - | 0 | 0
3VL9600-3HL01 |  | 3VL9600-3HL01 | 1 | UN | 1 | 5 | B | D | EAR99 | N | 85389099 | 1 |  | 0.155 | KG | 161.7 | 161.7 | LP20 | LP20 | accessory for VL800UL, (MG frame) handle locking device | - | 0 | 0
3VL9600-3HN00 |  | 3VL9600-3HN00 | 1 | UN | 1 | 5 | B | D | EAR99 | N | 85389099 | 1 | 4011209760295 | 0.031 | KG | 29.48 | 29.48 | LP20 | LP20 | accessory for VL630, VL800, handle extension packed with screws in bag | - | 0 | 0
3VL9600-3HN01 |  | 3VL9600-3HN01 | 1 | UN | 1 | 5 | B | D | EAR99 | N | 73181558 | 1 |  | 0.042 | KG | 32.78 | 32.78 | LP20 | LP20 | accessory for VL800UL, (MG frame) handle extension packed with screws in bag | - | 0 | 0
3VL9600-3HP00 |  | 3VL9600-3HP00 | 1 | UN | 1 | 2 | A | D | EAR99 | N | 85389099 | 1 | 4011209670303 | 0.562 | KG | 40.92 | 40.92 | LP20 | LP20 | accessory for VL630, VL800, VL800UL (MG frame) fixing bracket for shaft of door-coupling rot. op. mech. with locking device for up to 3 padlocks | - | 0 | 0
3VL9600-3JD01 |  | 3VL9600-3JD01 | 1 | UN | 1 | 5 | B | D | EAR99 | N | 85389099 | 1 |  | 1.428 | KG | 390.5 | 390.5 | LP20 | LP20 | Breaker VLVAR DEPTH red 3R 12 J/M-F | - | 0 | 7
3VL9600-3JE01 |  | 3VL9600-3JE01 | 1 | UN | 1 | 30 | D | D | EAR99 | N | 85389099 | 1 |  | 0.921 | KG | 290.4 | 290.4 | LP20 | LP20 | Breaker VLVAR DEPTH red 1 3R 12 JG-M | - | 0 | 7
3VL9600-3JF01 |  | 3VL9600-3JF01 | 1 | UN | 1 | 5 | B | D | EAR99 | N | 85389099 | 1 |  | 1.431 | KG | 141.9 | 141.9 | LP20 | LP20 | Breaker VLDOOR MNT RHO 1.12.3. 3R D-M | - | 0 | 7
3VL9600-3JF11 |  | 3VL9600-3JF11 | 1 | UN | 1 | 5 | B | D | EAR99 | N | 85389099 | 1 |  | 0.244 | KG | 61.82 | 61.82 | LP20 | LP20 | Breaker VLHDL 12 VAR DEPTH red D/M-FR | - | 0 | 7
3VL9600-3JF41 |  | 3VL9600-3JF41 | 1 | UN | 1 | 5 | B | D | EAR99 | N | 85389099 | 1 |  | 1.448 | KG | 182.6 | 182.6 | LP20 | LP20 | Breaker VLDOOR MNT RHO 1.12.3. 3R.4X D-M | - | 0 | 7
3VL9600-3JF81 |  | 3VL9600-3JF81 | 1 | UN | 1 | 5 | B | D | EAR99 | N | 85389099 | 1 |  | 0.297 | KG | 151.8 | 151.8 | LP20 | LP20 | accessory for 3VL400UL, 3VL400XUL and 3VL800UL (JG, LG and MG frame) NFPA79 handle f. using w/ door-coupling rot. op. mech. RHVL (JG and LG) and RHVM (MG) (see SPEEDFAX catalog) cat. no.: RHVM79H | - | 0 | 7
3VL9600-3JG01 |  | 3VL9600-3JG01 | 1 | UN | 1 | 5 | B | D | EAR99 | N | 85389099 | 1 |  | 1.421 | KG | 67.98 | 67.98 | LP20 | LP20 | Breaker VLrot HANDLE red/YLW DG-MG | - | 0 | 7
3VL9600-3JJ01 |  | 3VL9600-3JJ01 | 1 | UN | 1 | 30 | D | D | EAR99 | N | 85389099 | 1 |  | 0.08 | KG | 38.39 | 38.39 | LP20 | LP20 | Breaker VLSHAFT VAR DEPTH red 2 D/M-F | - | 0 | 7
3VL9600-3JJ11 |  | 3VL9600-3JJ11 | 1 | UN | 1 | 5 | B | D | EAR99 | N | 85389099 | 1 |  | 0.437 | KG | 51.7 | 51.7 | LP20 | LP20 | Breaker VLSHAFT VAR DEPTH red 12D/M-F | - | 0 | 7
3VL9600-3JJ21 |  | 3VL9600-3JJ21 | 1 | UN | 1 | 5 | B | D | EAR99 | N | 85389099 | 1 |  | 0.367 | KG | 56.98 | 56.98 | LP20 | LP20 | Breaker VLSHAFT VAR DEPTH red 16D/M-FR | - | 0 | 7
3VL9600-3JJ41 |  | 3VL9600-3JJ41 | 1 | UN | 1 | 5 | B | D | EAR99 | N | 85389099 | 1 |  | 0.676 | KG | 65.01 | 65.01 | LP20 | LP20 | ACC circuit breaker extension SH. RHVMS2 (cat no. RHVMS24) | - | 0 | 0
3VL9600-3JM01 |  | 3VL9600-3JM01 | 1 | UN | 1 | 5 | B | D | EAR99 | N | 85389099 | 1 | 4011209676480 | 2.097 | KG | 958.1 | 958.1 | LP20 | LP20 | accessory for VL800UL (MG frame) Max Flex operator, complete incl. op. mech., Bowden cable & (DELETE) | - | 0 | 0
3VL9600-3JN01 |  | 3VL9600-3JN01 | 1 | UN | 1 | 5 | B | D | EAR99 | N | 85389099 | 1 |  | 0.932 | KG | 264 | 264 | LP20 | LP20 | Breaker VLmax. FLEX Operator J L M-FR | - | 0 | 7
3VL9600-3JP01 |  | 3VL9600-3JP01 | 1 | UN | 1 | 5 | B | D | EAR99 | N | 85389099 | 1 |  | 0.816 | KG | 327.8 | 327.8 | LP20 | LP20 | Breaker VLmax. FLEX HDL 3R D-MG | - | 0 | 7
3VL9600-3JP11 |  | 3VL9600-3JP11 | 1 | UN | 1 | 5 | B | D | EAR99 | N | 85389099 | 1 |  | 0.1 | KG | 327.8 | 327.8 | LP20 | LP20 | Breaker VLmax. FLEX HDL 3R BLACK D/MG | - | 0 | 7
3VL9600-3JP21 |  | 3VL9600-3JP21 | 1 | UN | 1 | 5 | B | D | EAR99 | N | 85389099 | 1 |  | 0.811 | KG | 394.9 | 394.9 | LP20 | LP20 | assembled lever steel (like rot. op. mech.) for switching on circuit breaker 3VL | - | 0 | 0
3VL9600-3JP41 |  | 3VL9600-3JP41 | 1 | UN | 1 | 5 | B | D | EAR99 | N | 85389099 | 1 |  | 1.66 | KG | 522.5 | 522.5 | LP20 | LP20 | Breaker VLmax. FLEX HDL NEMA 4x D/MG | - | 0 | 7
3VL9600-3JP61 |  | 3VL9600-3JP61 | 1 | UN | 1 | 5 | B | D | EAR99 | N | 85389099 | 1 |  | 1.559 | KG | 382.8 | 382.8 | LP20 | LP20 | Breaker VLmax. FLEX HDL 3R STL DMG BLACK | - | 0 | 7
3VL9600-3JQ01 |  | 3VL9600-3JQ01 | 1 | UN | 1 | 5 | B | D | EAR99 | N | 85389099 | 1 |  | 0.658 | KG | 495 | 495 | LP20 | LP20 | Breaker VLCable max. FLEX 120 J/M-FR | - | 0 | 7
3VL9600-3JQ11 |  | 3VL9600-3JQ11 | 1 | UN | 1 | 5 | B | D | EAR99 | N | 85389099 | 1 |  | 0.772 | KG | 514.8 | 514.8 | LP20 | LP20 | Breaker VLCable max. FLEX 144 J/M-FR | - | 0 | 7
3VL9600-3JQ21 |  | 3VL9600-3JQ21 | 1 | UN | 1 | 5 | B | D | EAR99 | N | 85389099 | 1 |  | 0.576 | KG | 456.5 | 456.5 | LP20 | LP20 | Breaker VLCable max. FLEX 96 J/M-FR | - | 0 | 7
3VL9600-3JQ41 |  | 3VL9600-3JQ41 | 1 | UN | 1 | 5 | B | D | EAR99 | N | 85389099 | 1 |  | 0.37 | KG | 253 | 253 | LP20 | LP20 | Breaker VLCable max. FLEX 48 J/M-FR | - | 0 | 7
3VL9600-3JQ61 |  | 3VL9600-3JQ61 | 1 | UN | 1 | 5 | B | D | EAR99 | N | 85389099 | 1 |  | 0.485 | KG | 290.4 | 290.4 | LP20 | LP20 | Breaker VLCable max. FLEX 60 J/M-FR | - | 0 | 7
3VL9600-3JQ71 |  | 3VL9600-3JQ71 | 1 | UN | 1 | 5 | B | D | EAR99 | N | 85389099 | 1 |  | 0.56 | KG | 335.5 | 335.5 | LP20 | LP20 | Breaker VLCable max. FLEX 72 J/M-FR | - | 0 | 7
3VL9600-3JQ81 |  | 3VL9600-3JQ81 | 1 | UN | 1 | 5 | B | D | EAR99 | N | 85389099 | 1 |  | 0.55 | KG | 386.1 | 386.1 | LP20 | LP20 | Breaker VLCable max. FLEX 84 J/M-FR | - | 0 | 7
3VL9600-3MA10 |  | 3VL9600-3MA10 | 1 | UN | 1 | 5 | B | D | N | N | 85389099 | 1 | 4011209788817 | 2.31 | KG | 1298 | 1298 | LP20 | LP20 | accessory for VL630; VL800 motorized operating mechanism 24V DC for MCCB greater than, equal to *E02*01* | - | 0 | 0
3VL9600-3MC10 |  | 3VL9600-3MC10 | 1 | UN | 1 | 5 | B | D | N | N | 85389099 | 1 | 4011209788831 | 2.261 | KG | 1298 | 1298 | LP20 | LP20 | accessory for VL630; VL800 motorized operating mechanism 42-60V AC/DC for MCCB greater than, equal to *E02*01* | - | 0 | 0
3VL9600-3MD10 |  | 3VL9600-3MD10 | 1 | UN | 1 | 5 | B | D | N | N | 85389099 | 1 | 4011209788848 | 2.329 | KG | 1298 | 1298 | LP20 | LP20 | accessory for VL630; VL800 motorized operating mechanism 110-127V AC/DC for MCCB greater than, equal to *E02*01* | - | 0 | 0
3VL9600-3ME10 |  | 3VL9600-3ME10 | 1 | UN | 1 | 5 | B | D | N | N | 85389099 | 1 | 4011209788855 | 2.332 | KG | 1298 | 1298 | LP20 | LP20 | accessory for VL630; VL800 motorized operating mechanism 220-250V AC/DC for MCCB greater than, equal to *E02*01* | - | 0 | 0
3VL9600-3MF00 |  | 3VL9600-3MF00 | 1 | UN | 1 | 20 | D | D | EAR99 | N | 85389099 | 1 | 4011209701151 | 5.838 | KG | 2134 | 2134 | LP20 | LP20 | accessory for VL630, VL800, mot. op. mech. w/ strd en. mech 24 VDC with auxiliary switch | - | 0 | 0
3VL9600-3MG00 |  | 3VL9600-3MG00 | 1 | UN | 1 | 20 | D | D | EAR99 | N | 85389099 | 1 | 4011209701144 | 5.824 | KG | 2134 | 2134 | LP20 | LP20 | accessory for VL630, VL800, mot. op. mech. w/ strd en. mech 42...48V AC/DC with auxiliary switch | - | 0 | 0
3VL9600-3MH00 |  | 3VL9600-3MH00 | 1 | UN | 1 | 20 | D | D | EAR99 | N | 85389099 | 1 | 4011209701137 | 5.822 | KG | 2134 | 2134 | LP20 | LP20 | accessory for VL630, VL800, mot. op. mech. w/ strd en. mech 60V AC/DC with auxiliary switch | - | 0 | 0
3VL9600-3MJ00 |  | 3VL9600-3MJ00 | 1 | UN | 1 | 5 | B | D | EAR99 | N | 85389099 | 1 | 4011209476400 | 5.63 | KG | 1903 | 1749.1 | LP20 | LP20 | accessory for VL630, VL800, mot. op. mech. w/ strd en. mech 24 VDC |  | 0 | 0
3VL9600-3MJ01 |  | 3VL9600-3MJ01 | 1 | UN | 1 | 5 | B | D | EAR99 | N | 85389099 | 1 | 4011209676435 | 5.603 | KG | 2002 | 2002 | LP20 | LP20 | accessory for VL800UL, (MG frame) mot. op. mech. w/ strd en. mech 24 VDC | - | 0 | 0
3VL9600-3MK00 |  | 3VL9600-3MK00 | 1 | UN | 1 | 20 | D | D | EAR99 | N | 85389099 | 1 | 4011209701120 | 5.64 | KG | 2134 | 2134 | LP20 | LP20 | accessory for VL630, VL800, mot. op. mech. w/ strd en. mech 110...127V AC/DC with auxiliary switch | - | 0 | 0
3VL9600-3ML00 |  | 3VL9600-3ML00 | 1 | UN | 1 | 5 | B | D | EAR99 | N | 85389099 | 1 | 4011209476394 | 5.486 | KG | 1903 | 1749.1 | LP20 | LP20 | accessory for VL630, VL800, mot. op. mech. w/ strd en. mech 42...48V AC/DC |  | 0 | 0
3VL9600-3ML01 |  | 3VL9600-3ML01 | 1 | UN | 1 | 15 | C | D | EAR99 | N | 85389099 | 1 |  | 5.51 | KG | 2002 | 2002 | LP20 | LP20 | accessory for VL800UL, (MG frame) mot. op. mech. w/ strd en. mech 42...48V AC/DC | - | 0 | 0
3VL9600-3MM00 |  | 3VL9600-3MM00 | 1 | UN | 1 | 20 | D | D | EAR99 | N | 85389099 | 1 | 4011209701113 | 5.66 | KG | 2134 | 2134 | LP20 | LP20 | accessory for VL630, VL800, mot. op. mech. w/ strd en. mech 220...250V AC/DC with auxiliary switch | - | 0 | 0
3VL9600-3MN00 |  | 3VL9600-3MN00 | 1 | UN | 1 | 5 | B | D | EAR99 | N | 85389099 | 1 | 4011209476387 | 5.473 | KG | 1903 | 1749.1 | LP20 | LP20 | accessory for VL630, VL800, mot. op. mech. w/ strd en. mech 110...127V AC/DC |  | 0 | 0
3VL9600-3MN01 |  | 3VL9600-3MN01 | 1 | UN | 1 | 5 | B | D | EAR99 | N | 85389099 | 1 | 4011209676442 | 5.656 | KG | 2002 | 2002 | LP20 | LP20 | accessory for VL800UL, (MG frame) mot. op. mech. w/ strd en. mech 110...127V AC/DC | - | 0 | 0
3VL9600-3MQ00 |  | 3VL9600-3MQ00 | 1 | UN | 1 | 5 | B | D | EAR99 | N | 85389099 | 1 | 4011209476370 | 5.639 | KG | 1903 | 1749.1 | LP20 | LP20 | accessory for VL630, VL800, mot. op. mech. w/ strd en. mech 220...250V AC/DC |  | 0 | 0
3VL9600-3MQ01 |  | 3VL9600-3MQ01 | 1 | UN | 1 | 15 | C | D | EAR99 | N | 85389099 | 1 | 4011209676459 | 5.8 | KG | 2002 | 2002 | LP20 | LP20 | accessory for VL800UL, (MG frame) mot. op. mech. w/ strd en. mech 220...250V AC/DC | - | 0 | 0
3VL9600-3MS00 |  | 3VL9600-3MS00 | 1 | UN | 1 | 5 | B | D | EAR99 | N | 85389099 | 1 | 4011209476363 | 5.662 | KG | 1903 | 1749.1 | LP20 | LP20 | accessory for VL630, VL800, mot. op. mech. w/ strd en. mech 60V AC/DC |  | 0 | 0
3VL9600-3MS01 |  | 3VL9600-3MS01 | 1 | UN | 1 | 15 | C | D | EAR99 | N | 85389099 | 1 |  | 5.68 | KG | 2002 | 2002 | LP20 | LP20 | accessory for VL800UL, (MG frame) mot. op. mech. w/ strd en. mech 60V AC/DC | - | 0 | 0
3VL9600-4EC30 |  | 3VL9600-4EC30 | 1 | UN | 1 | 5 | B | D | EAR99 | N | 85369095 | 1 | 4011209684065 | 1.725 | KG | 135.3 | 135.3 | LP20 | LP20 | accessory for VL800, front connecting bars, comprises 3 connections 3-pole | - | 0 | 0
3VL9600-4EC31 |  | 3VL9600-4EC31 | 1 | UN | 1 | 5 | B | D | EAR99 | N | 85369095 | 1 | 4011209684102 | 2.873 | KG | 830.5 | 830.5 | LP20 | LP20 | accessory for circuit breaker 3VL61 (MG) front connecting bars, comprises 3 connecting bars 3-pole (cat. no.: FBCM3) | - | 0 | 0
3VL9600-4EC40 |  | 3VL9600-4EC40 | 1 | UN | 1 | 5 | B | D | EAR99 | N | 85369095 | 1 | 4011209684072 | 2.301 | KG | 178.2 | 178.2 | LP20 | LP20 | accessory for VL800, front connecting bars, comprises 4 connections 4-pole | - | 0 | 0
3VL9600-4ED30 |  | 3VL9600-4ED30 | 1 | UN | 1 | 5 | B | D | EAR99 | N | 85369095 | 1 | 4011209684089 | 1.733 | KG | 210.1 | 210.1 | LP20 | LP20 | accessory for VL800, front connecting bars, increased pole spacing comprises 3 connections 3-pole | - | 0 | 0
3VL9600-4ED40 |  | 3VL9600-4ED40 | 1 | UN | 1 | 5 | B | D | EAR99 | N | 85369095 | 1 | 4011209684096 | 2.287 | KG | 276.1 | 276.1 | LP20 | LP20 | accessory for VL800, front connecting bars, increased pole spacing comprises 4 connections 4-pole | - | 0 | 0
3VL9600-4PF00 |  | 3VL9600-4PF00 | 1 | UN | 1 | 5 | B | D | EAR99 | N | 85389099 | 1 | 4011209760318 | 0.016 | KG | 85.36 | 85.36 | LP20 | LP20 | accessory for circuit breaker VL800 trip pin+spring | - | 0 | 0
3VL9600-4PJ00 |  | 3VL9600-4PJ00 | 1 | UN | 1 | 5 | B | D | EAR99 | N | 85366990 | 1 | 4011209476356 | 0.216 | KG | 100.76 | 100.76 | LP20 | LP20 | accessory for VL630, VL800, aux. circuit plug connection for plug-in base | - | 0 | 0
3VL9600-4PS30 |  | 3VL9600-4PS30 | 1 | UN | 1 | 5 | B | D | EAR99 | N | 85369095 | 1 | 4011209760349 | 3.744 | KG | 729.3 | 729.3 | LP20 | LP20 | accessory for circuit breaker VL800 blade contact kit 3P comprises 8 connection contacts and 1 trip pin | - | 0 | 0
3VL9600-4PS40 |  | 3VL9600-4PS40 | 1 | UN | 1 | 5 | B | D | EAR99 | N | 85369095 | 1 | 4011209760356 | 4.965 | KG | 959.2 | 959.2 | LP20 | LP20 | accessory for circuit breaker VL800 blade contact kit 4P comprises 6 connection contacts and 1 trip pin | - | 0 | 0
3VL9600-4RG00 |  | 3VL9600-4RG00 | 1 | UN | 1 | 5 | B | D | EAR99 | N | 85369095 | 1 | 4011209735071 | 1.629 | KG | 64.79 | 64.79 | LP20 | LP20 | accessory for VL800, flat connecting bars comprises 1 connection | - | 0 | 0
3VL9600-4RG01 |  | 3VL9600-4RG01 | 1 | UN | 1 | 5 | B | D | EAR99 | N | 85369095 | 1 |  | 1.305 | KG | 71.61 | 71.61 | LP20 | LP20 | accessory for VL800UL, (MG frame) flat connecting bars comprises 1 connection | - | 0 | 0
3VL9600-4RH30 |  | 3VL9600-4RH30 | 1 | UN | 1 | 5 | B | D | EAR99 | N | 85369095 | 1 | 4011209735088 | 4.77 | KG | 195.8 | 195.8 | LP20 | LP20 | accessory for VL800, flat connecting bars comprises 3 connections 3-pole | - | 0 | 0
3VL9600-4RH31 |  | 3VL9600-4RH31 | 1 | UN | 1 | 5 | B | D | EAR99 | N | 85369095 | 1 | 4011209676657 | 4.1 | KG | 215.6 | 215.6 | LP20 | LP20 | accessory for VL800UL, (MG frame) rear connection flat connecting bar comprises 3 connections 3-pole | - | 0 | 0
3VL9600-4RH40 |  | 3VL9600-4RH40 | 1 | UN | 1 | 5 | B | D | EAR99 | N | 85369095 | 1 | 4011209735095 | 6.51 | KG | 262.9 | 262.9 | LP20 | LP20 | accessory for VL800, flat connecting bars comprises 4 connections 4-pole | - | 0 | 0
3VL9600-4RM31 |  | 3VL9600-4RM31 | 1 | UN | 1 | 5 | B | D | EAR99 | N | 85389099 | 1 |  | 0.02 | KG | 1881 | 1881 | LP20 | LP20 | Breaker VLREAR STUD flat 2SH+1 | - | 0 | 0
3VL9600-4RP01 |  | 3VL9600-4RP01 | 1 | UN | 1 | 90 | X | D | EAR99 | N | 85389099 | 1 |  | 1.653 | KG | 746.9 | 746.9 | LP20 | LP20 | Breaker VLREAR STUD long flat | - | 0 | 0
3VL9600-4TA01 |  | 3VL9600-4TA01 | 1 | UN | 1 | 30 | D | D | EAR99 | N | 85389099 | 1 |  | 0.21 | KG | 19.03 | 19.03 | LP20 | LP20 | Breaker VL metric nut KEEPER M | - | 0 | 7
3VL9600-4TA30 |  | 3VL9600-4TA30 | 1 | UN | 1 | 5 | B | D | EAR99 | N | 85389099 | 1 | 4011209760370 | 0.236 | KG | 98.89 | 98.89 | LP20 | LP20 | accessory for VL800, connection with screw terminal metric thread comprises 3 connections | - | 0 | 0
3VL9600-4TA31 |  | 3VL9600-4TA31 | 1 | UN | 1 | 30 | D | D | EAR99 | N | 85369095 | 1 | 4011209676787 | 0.341 | KG | 109.78 | 109.78 | LP20 | LP20 | accessory for VL800UL, (MG frame) connection with screw terminal metric thread comprises 3 connections | - | 0 | 0
3VL9600-4TA40 |  | 3VL9600-4TA40 | 1 | UN | 1 | 5 | B | D | EAR99 | N | 85389099 | 1 | 4011209760387 | 0.332 | KG | 132 | 132 | LP20 | LP20 | accessory for VL800, connection with screw terminal metric thread comprises 4 connections | - | 0 | 0
3VL9600-4TB01 |  | 3VL9600-4TB01 | 1 | UN | 1 | 30 | D | D | EAR99 | N | 85389099 | 1 |  | 0.21 | KG | 19.03 | 19.03 | LP20 | LP20 | Breaker VLSTD Nut KEEPER M ACC | - | 0 | 7
3VL9600-4TB31 |  | 3VL9600-4TB31 | 1 | UN | 1 | 30 | D | D | EAR99 | N | 85389099 | 1 |  | 0.461 | KG | 109.78 | 109.78 | LP20 | LP20 | accessory for VL800UL, (MG frame) connection with screw terminal inch thread comprises 3 connections | - | 0 | 0
3VL9600-4TG30 |  | 3VL9600-4TG30 | 1 | UN | 1 | 5 | B | D | EAR99 | N | 85369010 | 1 | 4011209760400 | 1.024 | KG | 290.4 | 290.4 | LP20 | LP20 | accessory for VL800, multiple feed-in terminal for Cu/Al for 3 conductors per terminal 1 set = 3 units | - | 0 | 0
3VL9600-4TG40 |  | 3VL9600-4TG40 | 1 | UN | 1 | 5 | B | D | EAR99 | N | 85369010 | 1 | 4011209760417 | 1.286 | KG | 388.3 | 388.3 | LP20 | LP20 | accessory for VL800, multiple feed-in terminal for Cu/Al for 3 conductors per terminal 1 set = 4 units | - | 0 | 0
3VL9600-4WA30 |  | 3VL9600-4WA30 | 1 | UN | 1 | 5 | B | D | EAR99 | N | 85369095 | 1 | 4011209760424 | 43.88 | KG | 1848 | 1848 | LP20 | LP20 | accessory for VL800, withdr. vers., assembly kit rear connection, 3-pole | - | 0 | 0
3VL9600-4WA40 |  | 3VL9600-4WA40 | 1 | UN | 1 | 5 | B | D | EAR99 | N | 85369095 | 1 | 4011209760431 | 43.8 | KG | 2398 | 2398 | LP20 | LP20 | accessory for VL800, withdr. vers., assembly kit rear connection, 4-pole | - | 0 | 0
3VL9600-4WC30 |  | 3VL9600-4WC30 | 1 | UN | 1 | 5 | B | D | EAR99 | N | 85369095 | 1 | 4011209760448 | 44.46 | KG | 1848 | 1848 | LP20 | LP20 | accessory for VL800, withdr. vers., assembly kit front connection, 3-pole | - | 0 | 0
3VL9600-4WC40 |  | 3VL9600-4WC40 | 1 | UN | 1 | 5 | B | D | EAR99 | N | 85369095 | 1 | 4011209760455 | 43.213 | KG | 2398 | 2398 | LP20 | LP20 | accessory for VL800, withdr. vers., assembly kit front connection, 4-pole | - | 0 | 0
3VL9600-4WS30 |  | 3VL9600-4WS30 | 1 | UN | 1 | 5 | B | D | EAR99 | N | 85369095 | 1 | 4011209688599 | 6.335 | KG | 1029.6 | 1029.6 | LP20 | LP20 | accessory for VL800, conversion set f. MCCB withdrawable version, 3-pole | - | 0 | 0
3VL9600-8BC00 |  | 3VL9600-8BC00 | 1 | UN | 1 | 5 | B | D | EAR99 | N | 85389099 | 1 | 4011209477582 | 0.076 | KG | 35.53 | 35.53 | LP20 | LP20 | accessory for VL630, VL800, masking frame for door cut-out IP40, for fixed/plug-in mounting | - | 0 | 0
3VL9600-8BC01 |  | 3VL9600-8BC01 | 1 | UN | 1 | 5 | B | D | EAR99 | N | 85389099 | 1 |  | 0.074 | KG | 39.49 | 39.49 | LP20 | LP20 | accessory for VL800UL, (MG frame) masking frame for door cut-out IP40, for fixed/plug-in mounting | - | 0 | 0
3VL9600-8BG00 |  | 3VL9600-8BG00 | 1 | UN | 1 | 5 | B | D | EAR99 | N | 85389099 | 1 | 4011209477575 | 0.178 | KG | 47.63 | 47.63 | LP20 | LP20 | accessory for VL630, VL800, masking frame for door cut-out IP40, for fixed/plug-in w/ rotary/motorized op. mech. | - | 0 | 0
3VL9600-8BG01 |  | 3VL9600-8BG01 | 1 | UN | 1 | 5 | B | D | EAR99 | N | 85389099 | 1 |  | 0.192 | KG | 52.91 | 52.91 | LP20 | LP20 | accessory for VL800UL, (MG frame) masking frame for door cut-out IP40, for fixed/plug-in w/ rotary/motorized op. mech. | - | 0 | 0
3VL9600-8BH00 |  | 3VL9600-8BH00 | 1 | UN | 1 | 5 | B | D | EAR99 | N | 85389099 | 1 | 4011209477568 | 0.34 | KG | 54.89 | 54.89 | LP20 | LP20 | accessory for VL630, VL800, masking frame for door cut-out IP20, for withdrawable version with rotary op. mech. | - | 0 | 0
3VL9600-8BH01 |  | 3VL9600-8BH01 | 1 | UN | 1 | 5 | B | D | EAR99 | N | 85389099 | 1 |  | 0.259 | KG | 60.28 | 60.28 | LP20 | LP20 | accessory for VL800UL, (MG frame) masking frame for door cut-out IP20, for withdrawable version with rotary op. mech. | - | 0 | 0
3VL9600-8BM00 |  | 3VL9600-8BM00 | 1 | UN | 1 | 5 | B | D | EAR99 | N | 85389099 | 1 | 4011209477551 | 0.035 | KG | 35.53 | 35.53 | LP20 | LP20 | accessory for VL630, VL800, transparent cover for ETU, sealable thermal/magnetic | - | 0 | 0
3VL9600-8CA30 |  | 3VL9600-8CA30 | 1 | UN | 1 | 5 | B | D | EAR99 | N | 85389099 | 1 | 4011209672963 | 0.93 | KG | 129.8 | 129.8 | LP20 | LP20 | accessory for VL630, VL800 terminal cover IP30 extended comprises 2 covers 3-pole | - | 0 | 0
3VL9600-8CA31 |  | 3VL9600-8CA31 | 1 | UN | 1 | 5 | B | D | EAR99 | N | 85389099 | 1 | 4011209676732 | 0.91 | KG | 147.4 | 147.4 | LP20 | LP20 | accessory for VL800UL, (MG frame) terminal cover IP30 extended comprises 2 covers 3-pole | - | 0 | 0
3VL9600-8CA40 |  | 3VL9600-8CA40 | 1 | UN | 1 | 5 | B | D | EAR99 | N | 85389099 | 1 | 4011209672970 | 1.062 | KG | 170.5 | 170.5 | LP20 | LP20 | accessory for VL630, VL800 terminal cover IP30 extended comprises 2 covers 4-pole | - | 0 | 0
3VL9600-8CB30 |  | 3VL9600-8CB30 | 1 | UN | 1 | 5 | B | D | EAR99 | N | 85389099 | 1 | 4011209672987 | 0.219 | KG | 108.68 | 108.68 | LP20 | LP20 | accessory for VL630, VL800 terminal cover IP30 standard comprises 2 covers 3-pole | - | 0 | 0
3VL9600-8CB31 |  | 3VL9600-8CB31 | 1 | UN | 1 | 5 | B | D | EAR99 | N | 85389099 | 1 | 4011209676749 | 0.23 | KG | 123.2 | 123.2 | LP20 | LP20 | accessory for VL800UL, (MG frame) terminal cover IP30 standard comprises 2 covers 3-pole | - | 0 | 0
3VL9600-8CB40 |  | 3VL9600-8CB40 | 1 | UN | 1 | 5 | B | D | EAR99 | N | 85389099 | 1 | 4011209673069 | 0.287 | KG | 143 | 143 | LP20 | LP20 | accessory for VL630, VL800 terminal cover IP30 standard comprises 2 covers 4-pole | - | 0 | 0
3VL9600-8CE00 |  | 3VL9600-8CE00 | 1 | UN | 1 | 5 | B | D | N | N | 85472000 | 1 | 4011209477544 | 0.057 | KG | 35.53 | 35.53 | LP20 | LP20 | accessory for VL400, VL630, VL800, phase barrier comprises 2 partitions | - | 0 | 0
3VL9600-8CE01 |  | 3VL9600-8CE01 | 1 | UN | 1 | 5 | B | D | N | N | 85472000 | 1 | 4011209676589 | 0.05 | KG | 40.7 | 40.7 | LP20 | LP20 | accessory for VL400UL, VL400XUL, VL800UL (JG frame â€“ LG frame) phase barrier comprises 2 partitions | - | 0 | 0
3VL9600-8CG31 |  | 3VL9600-8CG31 | 1 | UN | 1 | 30 | D | D | EAR99 | N | 85389099 | 1 |  | 0.01 | KG | 222.2 | 222.2 | LP20 | LP20 | Breaker VLMOderTRML SLD 3P M-FR | - | 0 | 7
3VL9600-8LA00 |  | 3VL9600-8LA00 | 1 | UN | 1 | 5 | B | D | EAR99 | N | 85389099 | 1 | 4011209477537 | 0.258 | KG | 124.3 | 124.3 | LP20 | LP20 | accessory for VL630, VL800, locking with Bowden cable | - | 0 | 0
3VL9600-8LA01 |  | 3VL9600-8LA01 | 1 | UN | 1 | 5 | B | D | EAR99 | N | 85389099 | 1 |  | 0.269 | KG | 139.7 | 139.7 | LP20 | LP20 | accessory for VL800UL, (MG frame) locking with Bowden cable | - | 0 | 0
3VL9600-8LC00 |  | 3VL9600-8LC00 | 1 | UN | 1 | 5 | B | D | EAR99 | N | 85389099 | 1 | 4011209477520 | 4.356 | KG | 1210 | 1210 | LP20 | LP20 | accessory for VL630, VL800, mutual interlocking w/ rocker, f. fixed-mntd vers. | - | 0 | 0
3VL9600-8LC01 |  | 3VL9600-8LC01 | 1 | UN | 1 | 40 | X | D | EAR99 | N | 85389099 | 1 |  | 4.428 | KG | 1353 | 1353 | LP20 | LP20 | accessory for VL800UL, (MG frame) mutual interlocking w/ rocker, f. fixed-mntd vers. | - | 0 | 0
3VL9600-8LD00 |  | 3VL9600-8LD00 | 1 | UN | 1 | 5 | B | D | EAR99 | N | 85389099 | 1 | 4011209477513 | 5.413 | KG | 1463 | 1463 | LP20 | LP20 | accessory for VL630, VL800, mutual interlocking with rocker, f. withdr./plug-in mounting | - | 0 | 0
3VL9600-8SA40 |  | 3VL9600-8SA40 | 1 | UN | 1 | 5 | B | D | EAR99 | N | 73181558 | 1 | 4011209477506 | 0.111 | KG | 40.92 | 40.92 | LP20 | LP20 | accessory for VL800, fixing screws comprises 4 screws and nuts, metric thread | - | 0 | 0
3VL9600-8SB41 |  | 3VL9600-8SB41 | 1 | UN | 1 | 30 | D | D | EAR99 | N | 73181558 | 1 |  | 0.116 | KG | 30.58 | 30.58 | LP20 | LP20 | Breaker VLMOUNT Screw Kit 4PCS | - | 0 | 7
3VL9650-4TG01 |  | 3VL9650-4TG01 | 1 | UN | 1 | 30 | D | D | EAR99 | N | 85369010 | 1 |  | 0.85 | KG | 129.8 | 129.8 | LP20 | LP20 | Breaker VLLUG Cu/Al 500KCMIL M | - | 0 | 7
3VL9650-4TG03 |  | 3VL9650-4TG03 | 1 | UN | 1 | 5 | B | D | EAR99 | N | 85389099 | 1 |  | 0.417 | KG | 155.1 | 155.1 | LP20 | LP20 | Breaker MG LUG CU or AL Power T | - | 0 | 7
3VL9650-4TG11 |  | 3VL9650-4TG11 | 1 | UN | 1 | 30 | D | D | EAR99 | N | 85389099 | 1 |  | 1.5 | KG | 260.7 | 260.7 | LP20 | LP20 | Breaker VLLUG CU 500KCMIL M-FR | - | 0 | 7
3VL9650-4TG31 |  | 3VL9650-4TG31 | 1 | UN | 1 | 5 | B | D | EAR99 | N | 85389099 | 1 | 4011209723979 | 1.13 | KG | 323.4 | 323.4 | LP20 | LP20 | accessory for VL800UL, (MG frame) multiple feed-in terminal for Cu/Al for 3 conductors per terminal 1 set = 3 units | - | 0 | 0
3VL9660-4TG31 |  | 3VL9660-4TG31 | 1 | UN | 1 | 30 | D | D | EAR99 | N | 85369010 | 1 |  | 1.974 | KG | 323.4 | 323.4 | LP20 | LP20 | accessory for VL800UL, (MG frame) multiple feed-in terminal for Cu/Al for 3 conductors per terminal 1 set = 3 units | - | 0 | 0
3VL9660-8TT01 |  | 3VL9660-8TT01 | 1 | UN | 1 | 5 | B | D | EAR99 | N | 85389099 | 1 |  | 0.1 | KG | 2101 | 2101 | LP20 | LP20 | Breaker VLNEUT CT 600A L/M | - | 0 | 7
3VL9675-4TF01 |  | 3VL9675-4TF01 | 1 | UN | 1 | 30 | D | D | EAR99 | N | 85389099 | 1 |  | 0.414 | KG | 234.3 | 234.3 | LP20 | LP20 | Breaker VLLUG Cu/Al 750KCMIL M | - | 0 | 7
3VL9675-4TF31 |  | 3VL9675-4TF31 | 1 | UN | 1 | 5 | B | D | EAR99 | N | 85389099 | 1 | 4011209676947 | 1.228 | KG | 292.6 | 292.6 | LP20 | LP20 | accessory for VL800XUL, (MG frame) multiple feed-in terminal for Cu/Al for 2 conductors per terminal 1 set = 3 units | - | 0 | 0
3VL9680-6CH30 |  | 3VL9680-6CH30 | 1 | UN | 1 | 30 | D | D | EAR99 | N | 85363090 | 1 | 4011209643260 | 2.061 | KG | 7007 | 7007 | LP20 | LP20 | ETU VL800, 3-pole, line protection LCD ETU40, LI/LS/LSI IR=320...800A, overload protection, ISD=1.5 to 7 xIR, II=8 xIN short-circuit protection screw terminal connections in scope of delivery of switching unit | - | 0 | 0
3VL9680-6CJ40 |  | 3VL9680-6CJ40 | 1 | UN | 1 | 30 | D | D | EAR99 | N | 85363090 | 1 | 4011209643314 | 2.652 | KG | 8536 | 8536 | LP20 | LP20 | ETU VL800, 4-pole, line protection LCD ETU40, LI/LS/LSI IR=320...800A, overload protection, ISD=1.5 to 7 xIR, II=8 xIN short-circuit protection, N protected screw terminal connections in scope of delivery of switching unit | - | 0 | 0
3VL9680-6CL30 |  | 3VL9680-6CL30 | 1 | UN | 1 | 30 | D | D | EAR99 | N | 85363090 | 1 | 4011209644458 | 2.083 | KG | 7007 | 7007 | LP20 | LP20 | ETU VL800, 3-pole, line protection LCD ETU42, LSIG 3 phases/3 lines IR=320...800A, overload protection, ISD=1.5 to 7 xIR, II=8 xIN short-circuit protection screw terminal connections in scope of delivery of switching unit | - | 0 | 0
3VL9680-6CM30 |  | 3VL9680-6CM30 | 1 | UN | 1 | 30 | D | D | EAR99 | N | 85363090 | 1 | 4011209644465 | 2.065 | KG | 7007 | 7007 | LP20 | LP20 | ETU VL800, 3-pole, line protection LCD ETU42, LSIG 3 phases/4 lines with connecting cable IR=320...800A, overload protection, ISD=1.5 to 7 xIR, II=8 xIN short-circuit protection screw terminal connections in scope of delivery of switching unit | - | 0 | 0
3VL9680-6CN40 |  | 3VL9680-6CN40 | 1 | UN | 1 | 30 | D | D | EAR99 | N | 85363090 | 1 | 4011209644472 | 2.662 | KG | 8536 | 8536 | LP20 | LP20 | ETU VL800, 4-pole, line protection LCD ETU42, LSIG IR=320...800A, overload protection, ISD=1.5 to 7 xIR, II=8 xIN short-circuit protection, N protected with ground-fault protection screw terminal connections in scope of delivery of switching unit | - | 0 | 0
3VL9680-6LA40 |  | 3VL9680-6LA40 | 1 | UN | 1 | 10 | C | D | EAR99 | N | 85363090 | 1 | 4011209952836 | 2.61 | KG | 2739 | 2739 | LP20 | LP20 | ETU VL800, 4-pole, line protection ETU10, LI IR=320...800A, overload protection, II=1.25 to 8 xIN, short-circuit protection, N protected screw terminal connections in scope of delivery of switching unit shipbuilding certificate for LRS, DNV and gL | - | 0 | 0
3VL9680-6LB30 |  | 3VL9680-6LB30 | 1 | UN | 1 | 10 | C | D | EAR99 | N | 85363090 | 1 | 4011209952843 | 2.011 | KG | 1914 | 1914 | LP20 | LP20 | ETU VL800, 3-pole, line protection ETU10, LI IR=320...800A, overload protection, II=1.25 to 8 xIN, short-circuit protection screw terminal connections in scope of delivery of switching unit shipbuilding certificate for LRS, DNV and gL | - | 0 | 0
3VL9680-6LE30 |  | 3VL9680-6LE30 | 1 | UN | 1 | 5 | B | D | EAR99 | N | 85363090 | 1 | 4011209952850 | 2.02 | KG | 2167 | 2167 | LP20 | LP20 | ETU VL800, 3-pole, line protection ETU20, LSI IR=320...800A, overload protection, ISD=1.5 to 7 xIR, II=8 xIN short-circuit protection screw terminal connections in scope of delivery of switching unit shipbuilding certificate for LRS, DNV and gL | - | 0 | 0
3VL9680-6LF40 |  | 3VL9680-6LF40 | 1 | UN | 1 | 10 | C | D | EAR99 | N | 85363090 | 1 | 4011209952867 | 2.61 | KG | 3135 | 3135 | LP20 | LP20 | ETU VL800, 4-pole, line protection ETU20, LSI IR=320...800A, overload protection, ISD=1.5 to 7 xIR, II=8 xIN short-circuit protection, N protected screw terminal connections in scope of delivery of switching unit shipbuilding certificate for LRS, DNV and gL | - | 0 | 0
3VL9680-6MB30 |  | 3VL9680-6MB30 | 1 | UN | 1 | 10 | C | D | EAR99 | N | 85363090 | 1 | 4011209952874 | 2.11 | KG | 1727 | 1727 | LP20 | LP20 | ETU VL800, 3-pole, line protection ETU10, LI IR=320...800A, overload protection, II=1.25 to 8 xIN, short-circuit protection screw terminal connections in scope of delivery of switching unit | - | 0 | 0
3VL9680-6ME30 |  | 3VL9680-6ME30 | 1 | UN | 1 | 10 | C | D | EAR99 | N | 85363090 | 1 | 4011209825246 | 2.112 | KG | 1980 | 1980 | LP20 | LP20 | ETU VL800, 3-pole, line protection ETU20, LSI IR=320...800A, overload protection, ISD=1.5 to 7 xIR, II=8 xIN short-circuit protection screw terminal connections in scope of delivery of switching unit | - | 0 | 0
3VL9680-6MF30 |  | 3VL9680-6MF30 | 1 | UN | 1 | 10 | C | D | EAR99 | N | 85363090 | 1 | 4011209952881 | 2.16 | KG | 2827 | 2827 | LP20 | LP20 | ETU VL800, 3-pole, line protection ETU12, LIG 3 phases/3 lines IR=320...800A, overload protection, II=1.25 to 8 xIN, short-circuit protection screw terminal connections in scope of delivery of switching unit | - | 0 | 0
3VL9680-6MG30 |  | 3VL9680-6MG30 | 1 | UN | 1 | 10 | C | D | EAR99 | N | 85363090 | 1 | 4011209952898 | 2.139 | KG | 2673 | 2673 | LP20 | LP20 | ETU VL800, 3-pole, line protection ETU22, LSIG 3 phases/3 lines IR=320...800A, overload protection, ISD=1.5 to 7 xIR, II=8 xIN short-circuit protection screw terminal connections in scope of delivery of switching unit | - | 0 | 0
3VL9680-6MH30 |  | 3VL9680-6MH30 | 1 | UN | 1 | 10 | C | D | EAR99 | N | 85363090 | 1 | 4011209825253 | 2.176 | KG | 3014 | 3014 | LP20 | LP20 | ETU VL800, 3-pole, line protection ETU22, LSIG 3 phases/4 lines with connecting cable IR=320...800A, overload protection, ISD=1.5 to 7 xIR, II=8 xIN short-circuit protection screw terminal connections in scope of delivery of switching unit | - | 0 | 0
3VL9680-6ML30 |  | 3VL9680-6ML30 | 1 | UN | 1 | 10 | C | D | EAR99 | N | 85363090 | 1 | 4011209952904 | 2.155 | KG | 2519 | 2519 | LP20 | LP20 | ETU VL800, 3-pole, line protection ETU12, LIG 3 phases/3 lines IR=320...800A, overload protection, II=1.25 to 8 xIN, short-circuit protection screw terminal connections in scope of delivery of switching unit | - | 0 | 0
3VL9680-6NA40 |  | 3VL9680-6NA40 | 1 | UN | 1 | 10 | C | D | EAR99 | N | 85363090 | 1 | 4011209825260 | 2.66 | KG | 2486 | 2486 | LP20 | LP20 | ETU VL800, 4-pole, line protection ETU10, LI IR=320...800A, overload protection, II=1.25 to 8 xIN, short-circuit protection, N protected screw terminal connections in scope of delivery of switching unit | - | 0 | 0
3VL9680-6NB40 |  | 3VL9680-6NB40 | 1 | UN | 1 | 10 | C | D | EAR99 | N | 85363090 | 1 | 4011209825277 | 2.48 | KG | 2211 | 2211 | LP20 | LP20 | ETU VL800, 4-pole, line protection ETU10, LI IR=320...800A, overload protection, II=1.25 to 8 xIN, short-circuit protection, screw terminal connections in scope of delivery of switching unit | - | 0 | 0
3VL9680-6NE40 |  | 3VL9680-6NE40 | 1 | UN | 1 | 10 | C | D | EAR99 | N | 85363090 | 1 | 4011209825284 | 2.636 | KG | 2552 | 2552 | LP20 | LP20 | ETU VL800, 4-pole, line protection ETU20, LIG IR=320...800A, overload protection, II=1.25 to 8 xIN, short-circuit protection, screw terminal connections in scope of delivery of switching unit | - | 0 | 0
3VL9680-6NF40 |  | 3VL9680-6NF40 | 1 | UN | 1 | 10 | C | D | EAR99 | N | 85363090 | 1 | 4011209825291 | 2.674 | KG | 2816 | 2816 | LP20 | LP20 | ETU VL800, 4-pole, line protection ETU20, LSI IR=320...800A, overload protection, ISD=1.5 to 7 xIR, II=8 xIN short-circuit protection, N protected screw terminal connections in scope of delivery of switching unit | - | 0 | 0
3VL9680-6NH40 |  | 3VL9680-6NH40 | 1 | UN | 1 | 10 | C | D | EAR99 | N | 85363090 | 1 | 4011209825307 | 2.656 | KG | 3432 | 3432 | LP20 | LP20 | ETU VL800, 4-pole, line protection ETU22, LSIG IR=320...800A, overload protection, ISD=1.5 to 7 xIR, II=8 xIN short-circuit protection, N protected screw terminal connections in scope of delivery of switching unit | - | 0 | 0
3VL9680-6NN40 |  | 3VL9680-6NN40 | 1 | UN | 1 | 10 | C | D | EAR99 | N | 85363090 | 1 | 4011209825314 | 2.684 | KG | 3289 | 3289 | LP20 | LP20 | ETU VL800, 4-pole, line protection ETU12, LIG IR=320...800A, overload protection, II=1.25 to 8 xIN, short-circuit protection, N protected screw terminal connections in scope of delivery of switching unit | - | 0 | 0
3VL9680-6SB30 |  | 3VL9680-6SB30 | 1 | UN | 1 | 5 | B | D | EAR99 | N | 85363090 | 1 | 4011209952911 | 1.975 | KG | 1650 | 1650 | LP20 | LP20 | ETU VL800, 3-pole, line protection ETU10, LI IR=320...800A, overload protection, II=1.25 to 8 xIN, short-circuit protection screw terminal connections in scope of delivery of switching unit | - | 0 | 0
3VL9680-6SE30 |  | 3VL9680-6SE30 | 1 | UN | 1 | 10 | C | D | EAR99 | N | 85363090 | 1 | 4011209825321 | 1.965 | KG | 1903 | 1903 | LP20 | LP20 | ETU VL800, 3-pole, line protection ETU20, LSI IR=320...800A, overload protection, ISD=1.5 to 7 xIR, II=8 xIN short-circuit protection screw terminal connections in scope of delivery of switching unit | - | 0 | 0
3VL9680-6SF30 |  | 3VL9680-6SF30 | 1 | UN | 1 | 10 | C | D | EAR99 | N | 85363090 | 1 | 4011209952928 | 2.057 | KG | 2739 | 2739 | LP20 | LP20 | ETU VL800, 3-pole, line protection ETU12, LIG 3 phases/4 lines IR=320...800A, overload protection, II=1.25 to 8 xIN, short-circuit protection screw terminal connections in scope of delivery of switching unit | - | 0 | 0
3VL9680-6SG30 |  | 3VL9680-6SG30 | 1 | UN | 1 | 10 | C | D | EAR99 | N | 85363090 | 1 | 4011209952935 | 1.982 | KG | 2574 | 2574 | LP20 | LP20 | ETU VL800, 3-pole, line protection ETU22, LSIG 3 phases/3 lines IR=320...800A, overload protection, ISD=1.5 to 7 xIR, II=8 xIN short-circuit protection screw terminal connections in scope of delivery of switching unit | - | 0 | 0
3VL9680-6SH30 |  | 3VL9680-6SH30 | 1 | UN | 1 | 10 | C | D | EAR99 | N | 85363090 | 1 | 4011209825338 | 2.02 | KG | 2904 | 2904 | LP20 | LP20 | ETU VL800, 3-pole, line protection ETU22, LSIG 3 phases/4 lines with connecting cable IR=320...800A, overload protection, ISD=1.5 to 7 xIR, II=8 xIN short-circuit protection screw terminal connections in scope of delivery of switching unit | - | 0 | 0
3VL9680-6SL30 |  | 3VL9680-6SL30 | 1 | UN | 1 | 10 | C | D | EAR99 | N | 85363090 | 1 | 4011209952942 | 1.985 | KG | 2409 | 2409 | LP20 | LP20 | ETU VL800, 3-pole, line protection ETU12, LIG 3 phases/3 lines IR=320...800A, overload protection, II=1.25 to 8 xIN, short-circuit protection screw terminal connections in scope of delivery of switching unit | - | 0 | 0
3VL9680-6TA40 |  | 3VL9680-6TA40 | 1 | UN | 1 | 5 | B | D | EAR99 | N | 85363090 | 1 | 4011209825345 | 2.588 | KG | 2387 | 2387 | LP20 | LP20 | ETU VL800, 4-pole, line protection ETU10, LI IR=320...800A, overload protection, II=1.25 to 8 xIN, short-circuit protection, N protected screw terminal connections in scope of delivery of switching unit | - | 0 | 0
3VL9680-6TB40 |  | 3VL9680-6TB40 | 1 | UN | 1 | 10 | C | D | EAR99 | N | 85363090 | 1 | 4011209825352 | 2.416 | KG | 2134 | 2134 | LP20 | LP20 | ETU VL800, 4-pole, line protection ETU10, LI IR=320...800A, overload protection, II=1.25 to 8 xIN, short-circuit protection, screw terminal connections in scope of delivery of switching unit | - | 0 | 0
3VL9680-6TE40 |  | 3VL9680-6TE40 | 1 | UN | 1 | 5 | B | D | EAR99 | N | 85363090 | 1 | 4011209825369 | 2.417 | KG | 2464 | 2464 | LP20 | LP20 | ETU VL800, 4-pole, line protection ETU20, LSI IR=320...800A, overload protection, ISD=1.5 to 7 xIR, II=8 xIN short-circuit protection, N unprotected screw terminal connections in scope of delivery of switching unit | - | 0 | 0
3VL9680-6TF40 |  | 3VL9680-6TF40 | 1 | UN | 1 | 10 | C | D | EAR99 | N | 85363090 | 1 | 4011209825376 | 2.583 | KG | 2706 | 2706 | LP20 | LP20 | ETU VL800, 4-pole, line protection ETU20, LSI IR=320...800A, overload protection, ISD=1.5 to 7 xIR, II=8 xIN short-circuit protection, N protected screw terminal connections in scope of delivery of switching unit | - | 0 | 0
3VL9680-6TH40 |  | 3VL9680-6TH40 | 1 | UN | 1 | 10 | C | D | EAR99 | N | 85363090 | 1 | 4011209825383 | 2.58 | KG | 3344 | 3344 | LP20 | LP20 | ETU VL800, 4-pole, line protection ETU22, LSIG IR=320...800A, overload protection, ISD=1.5 to 7 xIR, II=8 xIN short-circuit protection, N protected screw terminal connections in scope of delivery of switching unit | - | 0 | 0
3VL9680-6TN40 |  | 3VL9680-6TN40 | 1 | UN | 1 | 5 | B | D | EAR99 | N | 85363090 | 1 | 4011209830882 | 2.572 | KG | 3179 | 3179 | LP20 | LP20 | ETU VL800, 4-pole, line protection ETU12, LIG IR=320...800A, overload protection, II=1.25 to 8 xIN, short-circuit protection, N protected screw terminal connections in scope of delivery of switching unit | - | 0 | 0
3VL9680-6UH30 |  | 3VL9680-6UH30 | 1 | UN | 1 | 10 | C | D | EAR99 | N | 85363090 | 1 | 4011209904019 | 2.13 | KG | 4246 | 4246 | LP20 | LP20 | ETU VL800, 3-pole, line protection LCD ETU40, LI/LS/LSI IR=320...800A, overload protection, ISD=1.5 to 7 xIR, II=8 xIN short-circuit protection screw terminal connections in scope of delivery of switching unit | - | 0 | 0
3VL9680-6UJ40 |  | 3VL9680-6UJ40 | 1 | UN | 1 | 10 | C | D | N | N | 85363090 | 1 | 4011209904040 | 2.681 | KG | 5159 | 5159 | LP20 | LP20 | ETU VL800, 4-pole, line protection LCD ETU40, LI/LS/LSI IR=320...800A, overload protection, ISD=1.5 to 7 xIR, II=8 xIN short-circuit protection, N protected screw terminal connections in scope of delivery of switching unit | - | 0 | 0
3VL9680-6UL30 |  | 3VL9680-6UL30 | 1 | UN | 1 | 10 | C | D | EAR99 | N | 85363090 | 1 | 4011209904026 | 2.139 | KG | 4246 | 4246 | LP20 | LP20 | ETU VL800, 3-pole, line protection LCD ETU42, LSIG 3 phases/3 lines IR=320...800A, overload protection, ISD=1.5 to 7 xIR, II=8 xIN short-circuit protection screw terminal connections in scope of delivery of switching unit | - | 0 | 0
3VL9680-6UM30 |  | 3VL9680-6UM30 | 1 | UN | 1 | 5 | B | D | EAR99 | N | 85363090 | 1 | 4011209904033 | 2.149 | KG | 4246 | 4246 | LP20 | LP20 | ETU VL800, 3-pole, line protection LCD ETU42, LSIG 3 phases/4 lines with connecting cable IR=320...800A, overload protection, ISD=1.5 to 7 xIR, II=8 xIN short-circuit protection screw terminal connections in scope of delivery of switching unit | - | 0 | 0
3VL9680-6UN40 |  | 3VL9680-6UN40 | 1 | UN | 1 | 10 | C | D | N | N | 85363090 | 1 | 4011209904057 | 2.675 | KG | 5159 | 5159 | LP20 | LP20 | ETU VL800, 4-pole, line protection LCD ETU42, LSIG IR=320...800A, overload protection, ISD=1.5 to 7 xIR, II=8 xIN short-circuit protection, N protected with ground-fault protection screw terminal connections in scope of delivery of switching unit | - | 0 | 0
3VL9680-8TC00 |  | 3VL9680-8TC00 | 1 | UN | 1 | 2 | A | D | N | N | 85043180 | 1 | 4011209667921 | 0.8 | KG | 553.3 | 553.3 | LP20 | LP20 | accessory for VL800, current transformer for overload protection of N conductor and for ground-fault protection In=800A | - | 0 | 0
3VL9700-4RG00 |  | 3VL9700-4RG00 | 1 | UN | 1 | 5 | B | D | EAR99 | N | 85369095 | 1 | 4011209735101 | 1.638 | KG | 70.62 | 70.62 | LP20 | LP20 | accessory for VL1250, flat connecting bars comprises 1 connection | - | 0 | 0
3VL9700-4RG01 |  | 3VL9700-4RG01 | 1 | UN | 1 | 5 | B | D | EAR99 | N | 85369095 | 1 | 4011209727090 | 6.9 | KG | 72.93 | 72.93 | LP20 | LP20 | accessory for VL1200UL, (NG frame) flat connecting bars comprises 1 connection | - | 0 | 0
3VL9700-4RH30 |  | 3VL9700-4RH30 | 1 | UN | 1 | 2 | A | D | EAR99 | N | 85369095 | 1 | 4011209742208 | 5.3 | KG | 213.4 | 213.4 | LP20 | LP20 | accessory for VL1250, flat connecting bars comprises 3 connections 3-pole | - | 0 | 0
3VL9700-4RH31 |  | 3VL9700-4RH31 | 1 | UN | 1 | 5 | B | D | EAR99 | N | 85369095 | 1 | 4011209676664 | 4.97 | KG | 234.3 | 234.3 | LP20 | LP20 | accessory for VL1200UL, (NG frame) flat rear connecting bars comprises 3 connections 3-pole | - | 0 | 0
3VL9700-4RH40 |  | 3VL9700-4RH40 | 1 | UN | 1 | 5 | B | D | EAR99 | N | 85369095 | 1 | 4011209735118 | 6.523 | KG | 282.7 | 282.7 | LP20 | LP20 | accessory for VL1250, flat connecting bars comprises 4 connections 4-pole | - | 0 | 0
3VL9700-4TG30 |  | 3VL9700-4TG30 | 1 | UN | 1 | 5 | B | D | EAR99 | N | 85369010 | 1 | 4011209760516 | 2.235 | KG | 364.1 | 364.1 | LP20 | LP20 | accessory for VL1250, multiple feed-in terminal for Cu/Al for 4 conductors per terminal 1 set = 3 units | - | 0 | 0
3VL9700-4TG40 |  | 3VL9700-4TG40 | 1 | UN | 1 | 5 | B | D | EAR99 | N | 85369010 | 1 | 4011209760523 | 2.93 | KG | 487.3 | 487.3 | LP20 | LP20 | accessory for VL1250, multiple feed-in terminal for Cu/Al for 4 conductors per terminal 1 set = 4 units | - | 0 | 0
3VL9700-8BL00 |  | 3VL9700-8BL00 | 1 | UN | 1 | 5 | B | D | N | N | 85389099 | 1 | 4011209477490 | 0.046 | KG | 52.69 | 52.69 | LP20 | LP20 | accessory for VL160 to VL1600, transparent cover for ETU, sealable electronic | - | 0 | 0
3VL9700-8BL01 |  | 3VL9700-8BL01 | 1 | UN | 1 | 5 | B | D | EAR99 | N | 85389099 | 1 | 4047621003740 | 0.04 | KG | 58.19 | 58.19 | LP20 | LP20 | accessory for VL1200UL, (NG frame) transparent cover for ETU, sealable electronic | - | 0 | 0
3VL9700-8CG31 |  | 3VL9700-8CG31 | 1 | UN | 1 | 30 | D | D | EAR99 | N | 85389099 | 1 |  | 1.5 | KG | 234.3 | 234.3 | LP20 | LP20 | Breaker VLSWBOARD MTG STRAP SH | - | 0 | 7
3VL9710-6CH30 |  | 3VL9710-6CH30 | 1 | UN | 1 | 30 | D | D | EAR99 | N | 85363090 | 1 | 4011209644182 | 4.264 | KG | 9317 | 9317 | LP20 | LP20 | ETU VL1250, 3-pole, line protection LCD ETU40, LI/LS/LSI IR=400...1000A, overload protection, ISD=1.5 to 10xIR, II=11 xIN short-circuit protection screw terminal connections in scope of delivery of switching unit | - | 0 | 0
3VL9710-6CJ40 |  | 3VL9710-6CJ40 | 1 | UN | 1 | 30 | D | D | EAR99 | N | 85363090 | 1 | 4011209644199 | 5.585 | KG | 11660 | 11660 | LP20 | LP20 | ETU VL1250, 4-pole, line protection LCD ETU40, LI/LS/LSI IR=400...1000A, overload protection, ISD=1.5 to 10xIR, II=11 xIN short-circuit protection N protected screw terminal connections in scope of delivery of switching unit | - | 0 | 0
3VL9710-6CL30 |  | 3VL9710-6CL30 | 1 | UN | 1 | 30 | D | D | EAR99 | N | 85363090 | 1 | 4011209644205 | 4.28 | KG | 9317 | 9317 | LP20 | LP20 | ETU VL1250, 3-pole, line protection LCD ETU42, LSIG 3 phases/3 lines IR=400...1000A, overload protection, ISD=1.5 to 10xIR, II=11 xIN short-circuit protection screw terminal connections in scope of delivery of switching unit | - | 0 | 0
3VL9710-6CM30 |  | 3VL9710-6CM30 | 1 | UN | 1 | 30 | D | D | EAR99 | N | 85363090 | 1 | 4011209643864 | 4.262 | KG | 9317 | 9317 | LP20 | LP20 | ETU VL1250, 3-pole, line protection LCD ETU42, LSIG 3 phases/4 lines with connecting cable IR=400...1000A, overload protection, ISD=1.5 to 10xIR, II=11 xIN short-circuit protection screw terminal connections in scope of delivery of switching unit | - | 0 | 0
3VL9710-6CN40 |  | 3VL9710-6CN40 | 1 | UN | 1 | 30 | D | D | EAR99 | N | 85363090 | 1 | 4011209643321 | 5.592 | KG | 11660 | 11660 | LP20 | LP20 | ETU VL1250, 4-pole, line protection LCD ETU42, LSIG IR=400...1000A, overload protection, ISD=1.5 to 10xIR, II=11 xIN short-circuit protection, N protected with ground-fault protection screw terminal connections in scope of delivery of switching unit | - | 0 | 0
3VL9710-6LA40 |  | 3VL9710-6LA40 | 1 | UN | 1 | 10 | C | D | EAR99 | N | 85363090 | 1 | 4011209952959 | 5.49 | KG | 4785 | 4785 | LP20 | LP20 | ETU VL1250, 4-pole, line protection ETU10, LI IR=400...1000A, overload protection, II=1.25 to 11xIN, short-circuit protection, N protected screw terminal connections in scope of delivery of switching unit shipbuilding certificate for LRS, DNV and gL | - | 0 | 0
3VL9710-6LB30 |  | 3VL9710-6LB30 | 1 | UN | 1 | 10 | C | D | EAR99 | N | 85363090 | 1 | 4011209952966 | 4.25 | KG | 3333 | 3333 | LP20 | LP20 | ETU VL1250, 3-pole, line protection ETU10, LI IR=400...1000A, overload protection, II=1.25 to 11xIN, short-circuit protection screw terminal connections in scope of delivery of switching unit shipbuilding certificate for LRS, DNV and gL | - | 0 | 0
3VL9710-6LE30 |  | 3VL9710-6LE30 | 1 | UN | 1 | 10 | C | D | EAR99 | N | 85363090 | 1 | 4011209952973 | 4.145 | KG | 3432 | 3432 | LP20 | LP20 | ETU VL1250, 3-pole, line protection ETU20, LSI IR=400...1000A, overload protection, ISD=1.5 to 10xIR, II=11 xIN short-circuit protection screw terminal connections in scope of delivery of switching unit shipbuilding certificate for LRS, DNV and gL | - | 0 | 0
3VL9710-6LF40 |  | 3VL9710-6LF40 | 1 | UN | 1 | 10 | C | D | EAR99 | N | 85363090 | 1 | 4011209952980 | 5.49 | KG | 4928 | 4928 | LP20 | LP20 | ETU VL1250, 4-pole, line protection ETU20, LSI IR=400...1000A, overload protection, ISD=1.5 to 10xIR, II=11 xIN short-circuit protection, N protected screw terminal connections in scope of delivery of switching unit shipbuilding certificate for LRS, DNV and gL | - | 0 | 0
3VL9710-6MB30 |  | 3VL9710-6MB30 | 1 | UN | 1 | 10 | C | D | EAR99 | N | 85363090 | 1 | 4011209825390 | 4.325 | KG | 2981 | 2981 | LP20 | LP20 | ETU VL1250, 3-pole, line protection ETU10, LI IR=400...1000A, overload protection, II=1.25 to 11xIN, short-circuit protection screw terminal connections in scope of delivery of switching unit | - | 0 | 0
3VL9710-6ME30 |  | 3VL9710-6ME30 | 1 | UN | 1 | 10 | C | D | EAR99 | N | 85363090 | 1 | 4011209825406 | 4.305 | KG | 3091 | 3091 | LP20 | LP20 | ETU VL1250, 3-pole, line protection ETU20, LSI IR=400...1000A, overload protection, ISD=1.5 to 10xIR, II=11 xIN short-circuit protection screw terminal connections in scope of delivery of switching unit | - | 0 | 0
3VL9710-6MF30 |  | 3VL9710-6MF30 | 1 | UN | 1 | 10 | C | D | EAR99 | N | 85363090 | 1 | 4011209825413 | 4.198 | KG | 4499 | 4499 | LP20 | LP20 | ETU VL1250, 3-pole, line protection ETU12, LIG 3 phases/3 lines IR=400...1000A, overload protection, II=1.25 to 11xIN, short-circuit protection screw terminal connections in scope of delivery of switching unit | - | 0 | 0
3VL9710-6MG30 |  | 3VL9710-6MG30 | 1 | UN | 1 | 10 | C | D | EAR99 | N | 85363090 | 1 | 4011209825420 | 4.315 | KG | 4125 | 4125 | LP20 | LP20 | ETU VL1250, 3-pole, line protection ETU22, LSIG 3 phases/3 lines IR=400...1000A, overload protection, ISD=1.5 to 10xIR, II=11 xIN short-circuit protection screw terminal connections in scope of delivery of switching unit | - | 0 | 0
3VL9710-6MH30 |  | 3VL9710-6MH30 | 1 | UN | 1 | 10 | C | D | EAR99 | N | 85363090 | 1 | 4011209825437 | 4.328 | KG | 4697 | 4697 | LP20 | LP20 | ETU VL1250, 3-pole, line protection ETU22, LSIG 3 phases/4 lines with connecting cable IR=400...1000A, overload protection, ISD=1.5 to 10xIR, II=11 xIN short-circuit protection screw terminal connections in scope of delivery of switching unit | - | 0 | 0
3VL9710-6ML30 |  | 3VL9710-6ML30 | 1 | UN | 1 | 10 | C | D | EAR99 | N | 85363090 | 1 | 4011209825444 | 4.293 | KG | 3971 | 3971 | LP20 | LP20 | ETU VL1250, 3-pole, line protection ETU12, LIG 3 phases/3 lines IR=400...1000A, overload protection, II=1.25 to 11xIN, short-circuit protection screw terminal connections in scope of delivery of switching unit | - | 0 | 0
3VL9710-6NA40 |  | 3VL9710-6NA40 | 1 | UN | 1 | 10 | C | D | EAR99 | N | 85363090 | 1 | 4011209825451 | 5.523 | KG | 4246 | 4246 | LP20 | LP20 | ETU VL1250, 4-pole, line protection ETU10, LI IR=400...1000A, overload protection, II=1.25 to 11xIN, short-circuit protection, N protected screw terminal connections in scope of delivery of switching unit | - | 0 | 0
3VL9710-6NB40 |  | 3VL9710-6NB40 | 1 | UN | 1 | 10 | C | D | EAR99 | N | 85363090 | 1 | 4011209825468 | 5.66 | KG | 3850 | 3850 | LP20 | LP20 | ETU VL1250, 4-pole, line protection ETU10, LI IR=400...1000A, overload protection, II=1.25 to 11xIN, short-circuit protection, screw terminal connections in scope of delivery of switching unit | - | 0 | 0
3VL9710-6NE40 |  | 3VL9710-6NE40 | 1 | UN | 1 | 10 | C | D | EAR99 | N | 85363090 | 1 | 4011209825475 | 5.373 | KG | 3960 | 3960 | LP20 | LP20 | ETU VL1250, 4-pole, line protection ETU20, LIG IR=400...1000A, overload protection, II=1.25 to 11xIN, short-circuit protection, screw terminal connections in scope of delivery of switching unit | - | 0 | 0
3VL9710-6NF40 |  | 3VL9710-6NF40 | 1 | UN | 1 | 10 | C | D | EAR99 | N | 85363090 | 1 | 4011209825482 | 5.676 | KG | 4389 | 4389 | LP20 | LP20 | ETU VL1250, 4-pole, line protection ETU20, LSI IR=400...1000A, overload protection, ISD=1.5 to 10xIR, II=11 xIN short-circuit protection, N protected screw terminal connections in scope of delivery of switching unit | - | 0 | 0
3VL9710-6NH40 |  | 3VL9710-6NH40 | 1 | UN | 1 | 10 | C | D | EAR99 | N | 85363090 | 1 | 4011209825499 | 5.644 | KG | 5929 | 5929 | LP20 | LP20 | ETU VL1250, 4-pole, line protection ETU22, LSIG IR=400...1000A, overload protection, ISD=1.5 to 10xIR, II=11 xIN short-circuit protection, N protected screw terminal connections in scope of delivery of switching unit | - | 0 | 0
3VL9710-6NN40 |  | 3VL9710-6NN40 | 1 | UN | 1 | 10 | C | D | EAR99 | N | 85363090 | 1 | 4011209825505 | 5.49 | KG | 5698 | 5698 | LP20 | LP20 | ETU VL1250, 4-pole, line protection ETU12, LIG IR=400...1000A, overload protection, II=1.25 to 11xIN, short-circuit protection, N protected screw terminal connections in scope of delivery of switching unit | - | 0 | 0
3VL9710-6SB30 |  | 3VL9710-6SB30 | 1 | UN | 1 | 10 | C | D | EAR99 | N | 85363090 | 1 | 4011209825512 | 4.18 | KG | 2893 | 2893 | LP20 | LP20 | ETU VL1250, 3-pole, line protection ETU10, LI IR=400...1000A, overload protection, II=1.25 to 11xIN, short-circuit protection screw terminal connections in scope of delivery of switching unit | - | 0 | 0
3VL9710-6SE30 |  | 3VL9710-6SE30 | 1 | UN | 1 | 10 | C | D | EAR99 | N | 85363090 | 1 | 4011209825529 | 4.135 | KG | 2981 | 2981 | LP20 | LP20 | ETU VL1250, 3-pole, line protection ETU20, LSI IR=400...1000A, overload protection, ISD=1.5 to 10xIR, II=11 xIN short-circuit protection screw terminal connections in scope of delivery of switching unit | - | 0 | 0
3VL9710-6SF30 |  | 3VL9710-6SF30 | 1 | UN | 1 | 10 | C | D | EAR99 | N | 85363090 | 1 | 4011209825536 | 4.17 | KG | 4400 | 4400 | LP20 | LP20 | ETU VL1250, 3-pole, line protection ETU12, LIG 3 phases/4 lines IR=400...1000A, overload protection, II=1.25 to 11xIN, short-circuit protection screw terminal connections in scope of delivery of switching unit | - | 0 | 0
3VL9710-6SG30 |  | 3VL9710-6SG30 | 1 | UN | 1 | 10 | C | D | EAR99 | N | 85363090 | 1 | 4011209825543 | 4.16 | KG | 4070 | 4070 | LP20 | LP20 | ETU VL1250, 3-pole, line protection ETU22, LSIG 3 phases/3 lines IR=400...1000A, overload protection, ISD=1.5 to 10xIR, II=11 xIN short-circuit protection screw terminal connections in scope of delivery of switching unit | - | 0 | 0
3VL9710-6SH30 |  | 3VL9710-6SH30 | 1 | UN | 1 | 5 | B | D | EAR99 | N | 85363090 | 1 | 4011209825550 | 4.215 | KG | 4620 | 4620 | LP20 | LP20 | ETU VL1250, 3-pole, line protection ETU22, LSIG 3 phases/4 lines with connecting cable IR=400...1000A, overload protection, ISD=1.5 to 10xIR, II=11 xIN short-circuit protection screw terminal connections in scope of delivery of switching unit | - | 0 | 0
3VL9710-6SL30 |  | 3VL9710-6SL30 | 1 | UN | 1 | 10 | C | D | EAR99 | N | 85363090 | 1 | 4011209825567 | 4.178 | KG | 3872 | 3872 | LP20 | LP20 | ETU VL1250, 3-pole, line protection ETU12, LIG 3 phases/3 lines IR=400...1000A, overload protection, II=1.25 to 11xIN, short-circuit protection screw terminal connections in scope of delivery of switching unit | - | 0 | 0
3VL9710-6TA40 |  | 3VL9710-6TA40 | 1 | UN | 1 | 10 | C | D | EAR99 | N | 85363090 | 1 | 4011209825574 | 5.52 | KG | 4136 | 4136 | LP20 | LP20 | ETU VL1250, 4-pole, line protection ETU10, LI IR=400...1000A, overload protection, II=1.25 to 11xIN, short-circuit protection, N protected screw terminal connections in scope of delivery of switching unit | - | 0 | 0
3VL9710-6TB40 |  | 3VL9710-6TB40 | 1 | UN | 1 | 10 | C | D | EAR99 | N | 85363090 | 1 | 4011209825581 | 5.54 | KG | 3729 | 3729 | LP20 | LP20 | ETU VL1250, 4-pole, line protection ETU10, LI IR=400...1000A, overload protection, II=1.25 to 11xIN, short-circuit protection, screw terminal connections in scope of delivery of switching unit | - | 0 | 0
3VL9710-6TE40 |  | 3VL9710-6TE40 | 1 | UN | 1 | 10 | C | D | EAR99 | N | 85363090 | 1 | 4011209825598 | 5.24 | KG | 3861 | 3861 | LP20 | LP20 | ETU VL1250, 4-pole, line protection ETU20, LSI IR=400...1000A, overload protection, ISD=1.5 to 10xIR, II=11 xIN short-circuit protection, N unprotected screw terminal connections in scope of delivery of switching unit | - | 0 | 0
3VL9710-6TF40 |  | 3VL9710-6TF40 | 1 | UN | 1 | 10 | C | D | EAR99 | N | 85363090 | 1 | 4011209825604 | 5.43 | KG | 4268 | 4268 | LP20 | LP20 | ETU VL1250, 4-pole, line protection ETU20, LSI IR=400...1000A, overload protection, ISD=1.5 to 10xIR, II=11 xIN short-circuit protection, N protected screw terminal connections in scope of delivery of switching unit | - | 0 | 0
3VL9710-6TH40 |  | 3VL9710-6TH40 | 1 | UN | 1 | 10 | C | D | EAR99 | N | 85363090 | 1 | 4011209825611 | 5.515 | KG | 5830 | 5830 | LP20 | LP20 | ETU VL1250, 4-pole, line protection ETU22, LSIG IR=400...1000A, overload protection, ISD=1.5 to 10xIR, II=11 xIN short-circuit protection, N protected screw terminal connections in scope of delivery of switching unit | - | 0 | 0
3VL9710-6TN40 |  | 3VL9710-6TN40 | 1 | UN | 1 | 10 | C | D | EAR99 | N | 85363090 | 1 | 4011209830899 | 5.541 | KG | 5599 | 5599 | LP20 | LP20 | ETU VL1250, 4-pole, line protection ETU12, LIG IR=400...1000A, overload protection, II=1.25 to 11xIN, short-circuit protection, N protected screw terminal connections in scope of delivery of switching unit | - | 0 | 0
3VL9710-6UH30 |  | 3VL9710-6UH30 | 1 | UN | 1 | 10 | C | D | N | N | 85363090 | 1 | 4011209904064 | 4.326 | KG | 5632 | 5632 | LP20 | LP20 | ETU VL1250, 3-pole, line protection LCD ETU40, LI/LS/LSI IR=400...1000A, overload protection, ISD=1.5 to 10xIR, II=11 xIN short-circuit protection screw terminal connections in scope of delivery of switching unit | - | 0 | 0
3VL9710-6UJ40 |  | 3VL9710-6UJ40 | 1 | UN | 1 | 10 | C | D | N | N | 85363090 | 1 | 4011209904095 | 5.673 | KG | 7095 | 7095 | LP20 | LP20 | ETU VL1250, 4-pole, line protection LCD ETU40, LI/LS/LSI IR=400...1000A, overload protection, ISD=1.5 to 10xIR, II=11 xIN short-circuit protection N protected screw terminal connections in scope of delivery of switching unit | - | 0 | 0
3VL9710-6UL30 |  | 3VL9710-6UL30 | 1 | UN | 1 | 10 | C | D | N | N | 85363090 | 1 | 4011209904071 | 4.331 | KG | 5632 | 5632 | LP20 | LP20 | ETU VL1250, 3-pole, line protection LCD ETU42, LSIG 3 phases/3 lines IR=400...1000A, overload protection, ISD=1.5 to 10xIR, II=11 xIN short-circuit protection screw terminal connections in scope of delivery of switching unit | - | 0 | 0
3VL9710-6UM30 |  | 3VL9710-6UM30 | 1 | UN | 1 | 10 | C | D | EAR99 | N | 85363090 | 1 | 4011209904088 | 4.346 | KG | 5632 | 5632 | LP20 | LP20 | ETU VL1250, 3-pole, line protection LCD ETU42, LSIG 3 phases/4 lines with connecting cable IR=400...1000A, overload protection, ISD=1.5 to 10xIR, II=11 xIN short-circuit protection screw terminal connections in scope of delivery of switching unit | - | 0 | 0
3VL9710-6UN40 |  | 3VL9710-6UN40 | 1 | UN | 1 | 10 | C | D | N | N | 85363090 | 1 | 4011209904101 | 5.695 | KG | 7095 | 7095 | LP20 | LP20 | ETU VL1250, 4-pole, line protection LCD ETU42, LSIG IR=400...1000A, overload protection, ISD=1.5 to 10xIR, II=11 xIN short-circuit protection, N protected with ground-fault protection screw terminal connections in scope of delivery of switching unit | - | 0 | 0
3VL9712-6CH30 |  | 3VL9712-6CH30 | 1 | UN | 1 | 30 | D | D | EAR99 | N | 85363090 | 1 | 4011209644052 | 4.23 | KG | 9317 | 9317 | LP20 | LP20 | ETU VL1250, 3-pole, line protection LCD ETU40, LI/LS/LSI IR=500...1250A, overload protection, ISD=1.5 to 9xIR, II=10xIN short-circuit protection screw terminal connections in scope of delivery of switching unit | - | 0 | 0
3VL9712-6CJ40 |  | 3VL9712-6CJ40 | 1 | UN | 1 | 30 | D | D | EAR99 | N | 85363090 | 1 | 4011209644274 | 5.582 | KG | 11660 | 11660 | LP20 | LP20 | ETU VL1250, 4-pole, line protection LCD ETU40, LI/LS/LSI IR=500...1250A, overload protection, ISD=1.5 to 9xIR, II=10xIN short-circuit protection, N protected screw terminal connections in scope of delivery of switching unit | - | 0 | 0
3VL9712-6CL30 |  | 3VL9712-6CL30 | 1 | UN | 1 | 30 | D | D | EAR99 | N | 85363090 | 1 | 4011209644281 | 4.29 | KG | 9317 | 9317 | LP20 | LP20 | ETU VL1250, 3-pole, line protection LCD ETU42, LSIG 3 phases/3 lines IR=500...1250A, overload protection, ISD=1.5 to 9xIR, II=10xIN short-circuit protection screw terminal connections in scope of delivery of switching unit | - | 0 | 0
3VL9712-6CM30 |  | 3VL9712-6CM30 | 1 | UN | 1 | 30 | D | D | EAR99 | N | 85363090 | 1 | 4011209643277 | 4.275 | KG | 9317 | 9317 | LP20 | LP20 | ETU VL1250, 3-pole, line protection LCD ETU42, LSIG 3 phases/4 lines with connecting cable IR=500...1250A, overload protection, ISD=1.5 to 9xIR, II=10xIN short-circuit protection screw terminal connections in scope of delivery of switching unit | - | 0 | 0
3VL9712-6CN40 |  | 3VL9712-6CN40 | 1 | UN | 1 | 30 | D | D | EAR99 | N | 85363090 | 1 | 4011209644298 | 5.63 | KG | 11660 | 11660 | LP20 | LP20 | ETU VL1250, 4-pole, line protection LCD ETU42, LSIG IR=500...1250A, overload protection, ISD=1.5 to 9xIR, II=10xIN short-circuit protection, N protected with ground-fault protection screw terminal connections in scope of delivery of switching unit | - | 0 | 0
3VL9712-6LA40 |  | 3VL9712-6LA40 | 1 | UN | 1 | 10 | C | D | EAR99 | N | 85363090 | 1 | 4011209952997 | 5.49 | KG | 5885 | 5885 | LP20 | LP20 | ETU VL1250, 4-pole, line protection ETU10, LI IR=500...1250A, overload protection, II=1.25 to 10xIN, short-circuit protection, N protected screw terminal connections in scope of delivery of switching unit shipbuilding certificate for LRS, DNV and gL | - | 0 | 0
3VL9712-6LB30 |  | 3VL9712-6LB30 | 1 | UN | 1 | 10 | C | D | EAR99 | N | 85363090 | 1 | 4011209953000 | 4.25 | KG | 4092 | 4092 | LP20 | LP20 | ETU VL1250, 3-pole, line protection ETU10, LI IR=500...1250A, overload protection, II=1.25 to 10xIN, short-circuit protection screw terminal connections in scope of delivery of switching unit shipbuilding certificate for LRS, DNV and gL | - | 0 | 0
3VL9712-6LE30 |  | 3VL9712-6LE30 | 1 | UN | 1 | 10 | C | D | EAR99 | N | 85363090 | 1 | 4011209953017 | 4.153 | KG | 4312 | 4312 | LP20 | LP20 | ETU VL1250, 3-pole, line protection ETU20, LSI IR=500...1250A, overload protection, ISD=1.5 to 9xIR, II=10xIN short-circuit protection screw terminal connections in scope of delivery of switching unit shipbuilding certificate for LRS, DNV and gL | - | 0 | 0
3VL9712-6LF40 |  | 3VL9712-6LF40 | 1 | UN | 1 | 10 | C | D | EAR99 | N | 85363090 | 1 | 4011209953024 | 5.49 | KG | 6215 | 6215 | LP20 | LP20 | ETU VL1250, 4-pole, line protection ETU20, LSI IR=500...1250A, overload protection, ISD=1.5 to 9xIR, II=10xIN short-circuit protection, N protected screw terminal connections in scope of delivery of switching unit shipbuilding certificate for LRS, DNV and gL | - | 0 | 0
3VL9712-6MB30 |  | 3VL9712-6MB30 | 1 | UN | 1 | 10 | C | D | EAR99 | N | 85363090 | 1 | 4011209825628 | 4.325 | KG | 3641 | 3641 | LP20 | LP20 | ETU VL1250, 3-pole, line protection ETU10, LI IR=500...1250A, overload protection, II=1.25 to 10xIN, short-circuit protection screw terminal connections in scope of delivery of switching unit | - | 0 | 0
3VL9712-6ME30 |  | 3VL9712-6ME30 | 1 | UN | 1 | 10 | C | D | EAR99 | N | 85363090 | 1 | 4011209825635 | 4.305 | KG | 3861 | 3861 | LP20 | LP20 | ETU VL1250, 3-pole, line protection ETU20, LSI IR=500...1250A, overload protection, ISD=1.5 to 9xIR, II=10xIN short-circuit protection screw terminal connections in scope of delivery of switching unit | - | 0 | 0
3VL9712-6MF30 |  | 3VL9712-6MF30 | 1 | UN | 1 | 10 | C | D | EAR99 | N | 85363090 | 1 | 4011209825642 | 4.25 | KG | 5566 | 5566 | LP20 | LP20 | ETU VL1250, 3-pole, line protection ETU12, LIG 3 phases/3 lines IR=500...1250A, overload protection, II=1.25 to 10xIN, short-circuit protection screw terminal connections in scope of delivery of switching unit | - | 0 | 0
3VL9712-6MG30 |  | 3VL9712-6MG30 | 1 | UN | 1 | 5 | B | D | EAR99 | N | 85363090 | 1 | 4011209825659 | 4.317 | KG | 5214 | 5214 | LP20 | LP20 | ETU VL1250, 3-pole, line protection ETU22, LSIG 3 phases/3 lines IR=500...1250A, overload protection, ISD=1.5 to 9xIR, II=10xIN short-circuit protection screw terminal connections in scope of delivery of switching unit | - | 0 | 0
3VL9712-6MH30 |  | 3VL9712-6MH30 | 1 | UN | 1 | 10 | C | D | EAR99 | N | 85363090 | 1 | 4011209825673 | 4.318 | KG | 5907 | 5907 | LP20 | LP20 | ETU VL1250, 3-pole, line protection ETU22, LSIG 3 phases/4 lines with connecting cable IR=500...1250A, overload protection, ISD=1.5 to 9xIR, II=10xIN short-circuit protection screw terminal connections in scope of delivery of switching unit | - | 0 | 0
3VL9712-6ML30 |  | 3VL9712-6ML30 | 1 | UN | 1 | 10 | C | D | EAR99 | N | 85363090 | 1 | 4011209825666 | 4.305 | KG | 4994 | 4994 | LP20 | LP20 | ETU VL1250, 3-pole, line protection ETU12, LIG 3 phases/3 lines IR=500...1250A, overload protection, II=1.25 to 10xIN, short-circuit protection screw terminal connections in scope of delivery of switching unit | - | 0 | 0
3VL9712-6NA40 |  | 3VL9712-6NA40 | 1 | UN | 1 | 10 | C | D | EAR99 | N | 85363090 | 1 | 4011209825680 | 5.678 | KG | 5192 | 5192 | LP20 | LP20 | ETU VL1250, 4-pole, line protection ETU10, LI IR=500...1250A, overload protection, II=1.25 to 10xIN, short-circuit protection, N protected screw terminal connections in scope of delivery of switching unit | - | 0 | 0
3VL9712-6NB40 |  | 3VL9712-6NB40 | 1 | UN | 1 | 10 | C | D | EAR99 | N | 85363090 | 1 | 4011209825697 | 5.37 | KG | 4664 | 4664 | LP20 | LP20 | ETU VL1250, 4-pole, line protection ETU10, LI IR=500...1250A, overload protection, II=1.25 to 10xIN, short-circuit protection, screw terminal connections in scope of delivery of switching unit | - | 0 | 0
3VL9712-6NE40 |  | 3VL9712-6NE40 | 1 | UN | 1 | 10 | C | D | EAR99 | N | 85363090 | 1 | 4011209825703 | 5.31 | KG | 4939 | 4939 | LP20 | LP20 | ETU VL1250, 4-pole, line protection ETU20, LIG IR=500...1250A, overload protection, II=1.25 to 10xIN, short-circuit protection, screw terminal connections in scope of delivery of switching unit | - | 0 | 0
3VL9712-6NF40 |  | 3VL9712-6NF40 | 1 | UN | 1 | 10 | C | D | EAR99 | N | 85363090 | 1 | 4011209825741 | 5.715 | KG | 5533 | 5533 | LP20 | LP20 | ETU VL1250, 4-pole, line protection ETU20, LSI IR=500...1250A, overload protection, ISD=1.5 to 9xIR, II=10xIN short-circuit protection, N protected screw terminal connections in scope of delivery of switching unit | - | 0 | 0
3VL9712-6NH40 |  | 3VL9712-6NH40 | 1 | UN | 1 | 10 | C | D | EAR99 | N | 85363090 | 1 | 4011209825710 | 5.692 | KG | 7425 | 7425 | LP20 | LP20 | ETU VL1250, 4-pole, line protection ETU22, LSIG IR=500...1250A, overload protection, ISD=1.5 to 9xIR, II=10xIN short-circuit protection, N protected screw terminal connections in scope of delivery of switching unit | - | 0 | 0
3VL9712-6NN40 |  | 3VL9712-6NN40 | 1 | UN | 1 | 10 | C | D | EAR99 | N | 85363090 | 1 | 4011209825734 | 5.49 | KG | 7095 | 7095 | LP20 | LP20 | ETU VL1250, 4-pole, line protection ETU12, LIG IR=500...1250A, overload protection, II=1.25 to 10xIN, short-circuit protection, N protected screw terminal connections in scope of delivery of switching unit | - | 0 | 0
3VL9712-6SB30 |  | 3VL9712-6SB30 | 1 | UN | 1 | 10 | C | D | EAR99 | N | 85363090 | 1 | 4011209825727 | 4.15 | KG | 3553 | 3553 | LP20 | LP20 | ETU VL1250, 3-pole, line protection ETU10, LI IR=500...1250A, overload protection, II=1.25 to 10xIN, short-circuit protection screw terminal connections in scope of delivery of switching unit | - | 0 | 0
3VL9712-6SE30 |  | 3VL9712-6SE30 | 1 | UN | 1 | 10 | C | D | EAR99 | N | 85363090 | 1 | 4011209825758 | 4.15 | KG | 3740 | 3740 | LP20 | LP20 | ETU VL1250, 3-pole, line protection ETU20, LSI IR=500...1250A, overload protection, ISD=1.5 to 9xIR, II=10xIN short-circuit protection screw terminal connections in scope of delivery of switching unit | - | 0 | 0
3VL9712-6SF30 |  | 3VL9712-6SF30 | 1 | UN | 1 | 10 | C | D | EAR99 | N | 85363090 | 1 | 4011209825772 | 4.175 | KG | 5478 | 5478 | LP20 | LP20 | ETU VL1250, 3-pole, line protection ETU12, LIG 3 phases/4 lines IR=500...1250A, overload protection, II=1.25 to 10xIN, short-circuit protection screw terminal connections in scope of delivery of switching unit | - | 0 | 0
3VL9712-6SG30 |  | 3VL9712-6SG30 | 1 | UN | 1 | 10 | C | D | EAR99 | N | 85363090 | 1 | 4011209825765 | 4.197 | KG | 5126 | 5126 | LP20 | LP20 | ETU VL1250, 3-pole, line protection ETU22, LSIG 3 phases/3 lines IR=500...1250A, overload protection, ISD=1.5 to 9xIR, II=10xIN short-circuit protection screw terminal connections in scope of delivery of switching unit | - | 0 | 0
3VL9712-6SH30 |  | 3VL9712-6SH30 | 1 | UN | 1 | 10 | C | D | EAR99 | N | 85363090 | 1 | 4011209825789 | 4.225 | KG | 5808 | 5808 | LP20 | LP20 | ETU VL1250, 3-pole, line protection ETU22, LSIG 3 phases/4 lines with connecting cable IR=500...1250A, overload protection, ISD=1.5 to 9xIR, II=10xIN short-circuit protection screw terminal connections in scope of delivery of switching unit | - | 0 | 0
3VL9712-6SL30 |  | 3VL9712-6SL30 | 1 | UN | 1 | 10 | C | D | EAR99 | N | 85363090 | 1 | 4011209825796 | 4.18 | KG | 4906 | 4906 | LP20 | LP20 | ETU VL1250, 3-pole, line protection ETU12, LIG 3 phases/3 lines IR=500...1250A, overload protection, II=1.25 to 10xIN, short-circuit protection screw terminal connections in scope of delivery of switching unit | - | 0 | 0
3VL9712-6TA40 |  | 3VL9712-6TA40 | 1 | UN | 1 | 10 | C | D | EAR99 | N | 85363090 | 1 | 4011209825802 | 5.513 | KG | 5093 | 5093 | LP20 | LP20 | ETU VL1250, 4-pole, line protection ETU10, LI IR=500...1250A, overload protection, II=1.25 to 10xIN, short-circuit protection, N protected screw terminal connections in scope of delivery of switching unit | - | 0 | 0
3VL9712-6TB40 |  | 3VL9712-6TB40 | 1 | UN | 1 | 10 | C | D | EAR99 | N | 85363090 | 1 | 4011209825819 | 5.23 | KG | 4554 | 4554 | LP20 | LP20 | ETU VL1250, 4-pole, line protection ETU10, LI IR=500...1250A, overload protection, II=1.25 to 10xIN, short-circuit protection, screw terminal connections in scope of delivery of switching unit | - | 0 | 0
3VL9712-6TE40 |  | 3VL9712-6TE40 | 1 | UN | 1 | 10 | C | D | EAR99 | N | 85363090 | 1 | 4011209825833 | 5.201 | KG | 4840 | 4840 | LP20 | LP20 | ETU VL1250, 4-pole, line protection ETU20, LSI IR=500...1250A, overload protection, ISD=1.5 to 9xIR, II=10xIN short-circuit protection, N unprotected screw terminal connections in scope of delivery of switching unit | - | 0 | 0
3VL9712-6TF40 |  | 3VL9712-6TF40 | 1 | UN | 1 | 10 | C | D | EAR99 | N | 85363090 | 1 | 4011209825826 | 5.511 | KG | 5401 | 5401 | LP20 | LP20 | ETU VL1250, 4-pole, line protection ETU20, LSI IR=500...1250A, overload protection, ISD=1.5 to 9xIR, II=10xIN short-circuit protection, N protected screw terminal connections in scope of delivery of switching unit | - | 0 | 0
3VL9712-6TH40 |  | 3VL9712-6TH40 | 1 | UN | 1 | 10 | C | D | EAR99 | N | 85363090 | 1 | 4011209825840 | 5.55 | KG | 7293 | 7293 | LP20 | LP20 | ETU VL1250, 4-pole, line protection ETU22, LSIG IR=500...1250A, overload protection, ISD=1.5 to 9xIR, II=10xIN short-circuit protection, N protected screw terminal connections in scope of delivery of switching unit | - | 0 | 0
3VL9712-6TN40 |  | 3VL9712-6TN40 | 1 | UN | 1 | 10 | C | D | EAR99 | N | 85363090 | 1 | 4011209830905 | 5.534 | KG | 7018 | 7018 | LP20 | LP20 | ETU VL1250, 4-pole, line protection ETU12, LIG IR=500...1250A, overload protection, II=1.25 to 10xIN, short-circuit protection, N protected screw terminal connections in scope of delivery of switching unit | - | 0 | 0
3VL9712-6UH30 |  | 3VL9712-6UH30 | 1 | UN | 1 | 10 | C | D | N | N | 85363090 | 1 | 4011209904118 | 4.35 | KG | 5632 | 5632 | LP20 | LP20 | ETU VL1250, 3-pole, line protection LCD ETU40, LI/LS/LSI IR=500...1250A, overload protection, ISD=1.5 to 9xIR, II=10xIN short-circuit protection screw terminal connections in scope of delivery of switching unit | - | 0 | 0
3VL9712-6UJ40 |  | 3VL9712-6UJ40 | 1 | UN | 1 | 10 | C | D | N | N | 85363090 | 1 | 4011209904149 | 5.681 | KG | 7095 | 7095 | LP20 | LP20 | ETU VL1250, 4-pole, line protection LCD ETU40, LI/LS/LSI IR=500...1250A, overload protection, ISD=1.5 to 9xIR, II=10xIN short-circuit protection, N protected screw terminal connections in scope of delivery of switching unit | - | 0 | 0
3VL9712-6UL30 |  | 3VL9712-6UL30 | 1 | UN | 1 | 10 | C | D | N | N | 85363090 | 1 | 4011209904125 | 4.336 | KG | 5632 | 5632 | LP20 | LP20 | ETU VL1250, 3-pole, line protection LCD ETU42, LSIG 3 phases/3 lines IR=500...1250A, overload protection, ISD=1.5 to 9xIR, II=10xIN short-circuit protection screw terminal connections in scope of delivery of switching unit | - | 0 | 0
3VL9712-6UM30 |  | 3VL9712-6UM30 | 1 | UN | 1 | 10 | C | D | EAR99 | N | 85363090 | 1 | 4011209904132 | 4.367 | KG | 5632 | 5632 | LP20 | LP20 | ETU VL1250, 3-pole, line protection LCD ETU42, LSIG 3 phases/4 lines with connecting cable IR=500...1250A, overload protection, ISD=1.5 to 9xIR, II=10xIN short-circuit protection screw terminal connections in scope of delivery of switching unit | - | 0 | 0
3VL9712-6UN40 |  | 3VL9712-6UN40 | 1 | UN | 1 | 10 | C | D | N | N | 85363090 | 1 | 4011209904156 | 5.684 | KG | 7095 | 7095 | LP20 | LP20 | ETU VL1250, 4-pole, line protection LCD ETU42, LSIG IR=500...1250A, overload protection, ISD=1.5 to 9xIR, II=10xIN short-circuit protection, N protected with ground-fault protection screw terminal connections in scope of delivery of switching unit | - | 0 | 0
3VL9712-8TC00 |  | 3VL9712-8TC00 | 1 | UN | 1 | 2 | A | D | N | N | 85043180 | 1 | 4011209667938 | 2.042 | KG | 663.3 | 663.3 | LP20 | LP20 | accessory for VL1250, current transformer for overload protection of N conductor and for ground-fault protection In=1000A/1250A | - | 0 | 0
3VL9715-8HA00 |  | 3VL9715-8HA00 | 1 | UN | 1 | 2 | A | D | EAR99 | N | 83014090 | 1 | 4011209682498 | 0.283 | KG | 134.2 | 134.2 | LP20 | LP20 | accessory for VL160X-VL1600, assembly kit with safety lock RONIS, f. front mntd rot. op. and motorized op. mech. (for VL400-VL1600) | - | 0 | 0
3VL9715-8HA01 |  | 3VL9715-8HA01 | 1 | UN | 1 | 5 | B | D | EAR99 | N | 83014090 | 1 |  | 0.271 | KG | 122.1 | 122.1 | LP20 | LP20 | accessory for VL150UL-VL1600UL, (DG frame PG frame) assembly kit with safety lock RONIS, f. motorized op. mech. (for VL400UL-VL1600UL) | - | 0 | 0
3VL9750-4TH21 |  | 3VL9750-4TH21 | 1 | UN | 1 | 30 | D | D | EAR99 | N | 85389099 | 1 |  | 1.63 | KG | 1122 | 1122 | LP20 | LP20 | Breaker VL2-LUG Kit CU-AL 2W 5 CAT number 2TA4NG500 | - | 0 | 7
3VL9750-4TH31 |  | 3VL9750-4TH31 | 1 | UN | 1 | 5 | B | D | EAR99 | N | 85389099 | 1 | 4011209676978 | 2.562 | KG | 444.4 | 444.4 | LP20 | LP20 | accessory for VL1200UL, (NG frame) multiple feed-in terminal for Cu/Al for 4 conductors per terminal 1 set = 3 units | - | 0 | 0
3VL9750-4TH33 |  | 3VL9750-4TH33 | 1 | UN | 1 | 5 | B | D | EAR99 | N | 85389099 | 1 |  | 1.63 | KG | 655.6 | 655.6 | LP20 | LP20 | Breaker MG LUG Kit OF 3 Power T | - | 0 | 7
3VL9750-4TH61 |  | 3VL9750-4TH61 | 1 | UN | 1 | 30 | D | D | EAR99 | N | 85362090 | 1 |  | 6.534 | KG | 1584 | 1584 | LP20 | LP20 | Breaker VL3-LUG Kit CU 2W 500K | - | 0 | 7
3VL9750-4TK31 |  | 3VL9750-4TK31 | 1 | UN | 1 | 40 | X | D | EAR99 | N | 85389099 | 1 |  | 5.06 | KG | 1064.8 | 1064.8 | LP20 | LP20 | Breaker VL3-LUG Kit CU-AL 2W 5 | - | 0 | 7
3VL9750-4TM31 |  | 3VL9750-4TM31 | 1 | UN | 1 | 40 | X | D | EAR99 | N | 85389099 | 1 |  | 1.63 | KG | 1573 | 1573 | LP20 | LP20 | Breaker VL2-LUG Kit CU-AL 2W 7 | - | 0 | 0
3VL9775-4TG21 |  | 3VL9775-4TG21 | 1 | UN | 1 | 30 | D | D | EAR99 | N | 85389099 | 1 |  | 1.63 | KG | 1122 | 1122 | LP20 | LP20 | Breaker VL2-LUG Kit CU-AL 2W 7 CAT number 2TA3NG750 | - | 0 | 7
3VL9775-4TG31 |  | 3VL9775-4TG31 | 1 | UN | 1 | 5 | B | D | EAR99 | N | 85389099 | 1 |  | 3.414 | KG | 407 | 407 | LP20 | LP20 | accessory for VL1200UL, (NG frame) multiple feed-in terminal for Cu/Al for 3 conductors per terminal 1 set = 3 units | - | 0 | 0
3VL9780-8TT01 |  | 3VL9780-8TT01 | 1 | UN | 1 | 5 | B | D | EAR99 | N | 85389099 | 1 |  | 0.02 | KG | 2101 | 2101 | LP20 | LP20 | Breaker VLNEUT CT 800A N | - | 0 | 7
3VL9800-1SC00 |  | 3VL9800-1SC00 | 1 | UN | 1 | 5 | B | D | N | N | 85364190 | 1 | 4011209475205 | 0.153 | KG | 213.4 | 194.9 | LP20 | LP20 | accessory for VL630, VL800, VL1250, VL1600, shunt release 24V AC/DC for installation on right |  | 0 | 0
3VL9800-1SC01 |  | 3VL9800-1SC01 | 1 | UN | 1 | 5 | B | D | N | N | 85364190 | 1 | 4011209676886 | 0.196 | KG | 234.3 | 234.3 | LP20 | LP20 | accessory for VL800UL, VL1200UL, VL1600UL, shunt release 24 VDC for installation on right | - | 0 | 0
3VL9800-1SJ00 |  | 3VL9800-1SJ00 | 1 | UN | 1 | 5 | B | D | N | N | 85364190 | 1 | 4011209475199 | 0.15 | KG | 213.4 | 194.9 | LP20 | LP20 | accessory for VL630, VL800, VL1250, VL1600, shunt release 48...60V DC for installation on right |  | 0 | 0
3VL9800-1SJ01 |  | 3VL9800-1SJ01 | 1 | UN | 1 | 5 | B | D | N | N | 85364190 | 1 | 4011209628656 | 0.159 | KG | 234.3 | 234.3 | LP20 | LP20 | accessory for VL800UL, VL1200UL, VL1600UL, shunt release 48...60V DC for installation on right | - | 0 | 0
3VL9800-1SK00 |  | 3VL9800-1SK00 | 1 | UN | 1 | 5 | B | D | N | N | 85364900 | 1 | 4011209475182 | 0.153 | KG | 213.4 | 194.9 | LP20 | LP20 | accessory for VL630, VL800, VL1250, VL1600, shunt release 110...127V DC for installation on right |  | 0 | 0
3VL9800-1SK01 |  | 3VL9800-1SK01 | 1 | UN | 1 | 5 | B | D | N | N | 85364900 | 1 | 4011209676893 | 0.152 | KG | 234.3 | 234.3 | LP20 | LP20 | accessory for VL800UL, VL1200UL, VL1600UL, shunt release 110...127V DC for installation on right | - | 0 | 0
3VL9800-1SM00 |  | 3VL9800-1SM00 | 1 | UN | 1 | 5 | B | D | N | N | 85364190 | 1 | 4011209475175 | 0.15 | KG | 213.4 | 194.9 | LP20 | LP20 | accessory for VL630, VL800, VL1250, VL1600, shunt release 48...60V AC for installation on right |  | 0 | 0
3VL9800-1SM01 |  | 3VL9800-1SM01 | 1 | UN | 1 | 5 | B | D | N | N | 85364190 | 1 |  | 0.198 | KG | 234.3 | 234.3 | LP20 | LP20 | accessory for VL800UL, VL1200UL, VL1600UL, shunt release 48...60V AC for installation on right | - | 0 | 0
3VL9800-1SQ00 |  | 3VL9800-1SQ00 | 1 | UN | 1 | 5 | B | D | N | N | 85364900 | 1 | 4011209475168 | 0.15 | KG | 213.4 | 194.9 | LP20 | LP20 | accessory for VL630, VL800, VL1250, VL1600, shunt release 220...250V DC for installation on right |  | 0 | 0
3VL9800-1SQ01 |  | 3VL9800-1SQ01 | 1 | UN | 1 | 5 | B | D | N | N | 85364900 | 1 | 4011209676909 | 0.16 | KG | 234.3 | 234.3 | LP20 | LP20 | accessory for VL800UL, VL1200UL, VL1600UL, shunt release 220...250V DC for installation on right | - | 0 | 0
3VL9800-1SR00 |  | 3VL9800-1SR00 | 1 | UN | 1 | 5 | B | D | N | N | 85364900 | 1 | 4011209475151 | 0.155 | KG | 213.4 | 194.9 | LP20 | LP20 | accessory for VL630, VL800, VL1250, VL1600, shunt release 110...127V AC for installation on right |  | 0 | 0
3VL9800-1SR01 |  | 3VL9800-1SR01 | 1 | UN | 1 | 5 | B | D | N | N | 85364900 | 1 | 4011209676916 | 0.153 | KG | 234.3 | 234.3 | LP20 | LP20 | accessory for VL800UL, VL1200UL, VL1600UL, shunt release 110...127V AC for installation on right | - | 0 | 0
3VL9800-1ST00 |  | 3VL9800-1ST00 | 1 | UN | 1 | 5 | B | D | N | N | 85364900 | 1 | 4011209476295 | 0.149 | KG | 213.4 | 194.9 | LP20 | LP20 | accessory for VL630, VL800, VL1250, VL1600, shunt release 208...277V AC for installation on right |  | 0 | 0
3VL9800-1ST01 |  | 3VL9800-1ST01 | 1 | UN | 1 | 5 | B | D | N | N | 85364900 | 1 | 4011209676923 | 0.159 | KG | 234.3 | 234.3 | LP20 | LP20 | accessory for VL800UL, VL1200UL, VL1600UL, shunt release 208...277V AC for installation on right | - | 0 | 0
3VL9800-1SV00 |  | 3VL9800-1SV00 | 1 | UN | 1 | 5 | B | D | N | N | 85364900 | 1 | 4011209475144 | 0.15 | KG | 213.4 | 194.9 | LP20 | LP20 | accessory for VL630, VL800, VL1250, VL1600, shunt release 380...600V AC for installation on right |  | 0 | 0
3VL9800-1SV01 |  | 3VL9800-1SV01 | 1 | UN | 1 | 5 | B | D | N | N | 85364900 | 1 |  | 0.16 | KG | 234.3 | 234.3 | LP20 | LP20 | accessory for VL800UL, VL1200UL, VL1600UL, shunt release 380...600V AC for installation on right | - | 0 | 0
3VL9800-1UD00 |  | 3VL9800-1UD00 | 1 | UN | 1 | 5 | B | D | N | N | 85364190 | 1 | 4011209646261 | 0.12 | KG | 236.5 | 216 | LP20 | LP20 | accessory for VL630, VL800, VL1250, VL1600, undervoltage release 24V AC for installation on right |  | 0 | 0
3VL9800-1UG00 |  | 3VL9800-1UG00 | 1 | UN | 1 | 5 | B | D | N | N | 85364900 | 1 | 4011209475137 | 0.114 | KG | 236.5 | 216 | LP20 | LP20 | accessory for VL630, VL800, VL1250, VL1600, undervoltage release 110...127V AC for installation on right |  | 0 | 0
3VL9800-1UG01 |  | 3VL9800-1UG01 | 1 | UN | 1 | 5 | B | D | EAR99 | N | 85364900 | 1 | 4011209676862 | 0.111 | KG | 261.8 | 261.8 | LP20 | LP20 | accessory for VL800UL, VL1200UL VL1600UL (MG frame â€“ PG frame) undervoltage release 110...127V AC f. inst. in r.h. access. comp. | - | 0 | 0
3VL9800-1UH00 |  | 3VL9800-1UH00 | 1 | UN | 1 | 5 | B | D | N | N | 85364900 | 1 | 4011209475120 | 0.116 | KG | 236.5 | 216 | LP20 | LP20 | accessory for VL630, VL800, VL1250, VL1600, undervoltage release 220...250V AC for installation on right |  | 0 | 0
3VL9800-1UH01 |  | 3VL9800-1UH01 | 1 | UN | 1 | 5 | B | D | N | N | 85364900 | 1 | 4011209676879 | 0.137 | KG | 261.8 | 261.8 | LP20 | LP20 | accessory for VL800UL, VL1200UL VL1600UL (MG frame â€“ PG frame) undervoltage release 220...250V AC f. inst. in r.h. access. comp. | - | 0 | 0
3VL9800-1UJ00 |  | 3VL9800-1UJ00 | 1 | UN | 1 | 5 | B | D | N | N | 85364900 | 1 | 4011209475113 | 0.112 | KG | 236.5 | 216 | LP20 | LP20 | accessory for VL630, VL800, VL1250, VL1600, undervoltage release 380...415V AC for installation on right |  | 0 | 0
3VL9800-1UJ01 |  | 3VL9800-1UJ01 | 1 | UN | 1 | 5 | B | D | N | N | 85364900 | 1 |  | 0.131 | KG | 261.8 | 261.8 | LP20 | LP20 | accessory for VL800UL, VL1200UL VL1600UL (MG frame â€“ PG frame) undervoltage release 380...415V AC f. inst. in r.h. access. comp. | - | 0 | 0
3VL9800-1UK00 |  | 3VL9800-1UK00 | 1 | UN | 1 | 5 | B | D | EAR99 | N | 85364900 | 1 | 4011209475106 | 0.115 | KG | 236.5 | 216 | LP20 | LP20 | accessory for VL630, VL800, VL1250, VL1600, undervoltage release 440...480V AC for installation on right |  | 0 | 0
3VL9800-1UK01 |  | 3VL9800-1UK01 | 1 | UN | 1 | 5 | B | D | EAR99 | N | 85364900 | 1 |  | 0.137 | KG | 261.8 | 261.8 | LP20 | LP20 | accessory for VL800UL, VL1200UL VL1600UL (MG frame â€“ PG frame) undervoltage release 440...480V AC f. inst. in r.h. access. comp. | - | 0 | 0
3VL9800-1UL00 |  | 3VL9800-1UL00 | 1 | UN | 1 | 5 | B | D | N | N | 85364900 | 1 | 4011209475090 | 0.13 | KG | 236.5 | 216 | LP20 | LP20 | accessory for VL630, VL800, VL1250, VL1600, undervoltage release 500...525V AC for installation on right |  | 0 | 0
3VL9800-1UM00 |  | 3VL9800-1UM00 | 1 | UN | 1 | 5 | B | D | N | N | 85364900 | 1 | 4011209475083 | 0.129 | KG | 236.5 | 216 | LP20 | LP20 | accessory for VL630, VL800, VL1250, VL1600, undervoltage release 208V AC for installation on right |  | 0 | 0
3VL9800-1UM01 |  | 3VL9800-1UM01 | 1 | UN | 1 | 5 | B | D | N | N | 85364900 | 1 |  | 0.136 | KG | 261.8 | 261.8 | LP20 | LP20 | accessory for VL800UL, VL1200UL VL1600UL (MG frame â€“ PG frame) undervoltage release 208V AC f. inst. in r.h. access. comp. | - | 0 | 0
3VL9800-1UN00 |  | 3VL9800-1UN00 | 1 | UN | 1 | 5 | B | D | EAR99 | N | 85364190 | 1 | 4011209475076 | 0.123 | KG | 236.5 | 216 | LP20 | LP20 | accessory for VL630, VL800, VL1250, VL1600, undervoltage release 12V DC for installation on right |  | 0 | 0
3VL9800-1UN01 |  | 3VL9800-1UN01 | 1 | UN | 1 | 5 | B | D | N | N | 85364190 | 1 |  | 0.116 | KG | 261.8 | 261.8 | LP20 | LP20 | accessory for VL800UL, VL1200UL VL1600UL (MG frame â€“ PG frame) undervoltage release 12V DC f. inst. in r.h. access. comp. | - | 0 | 0
3VL9800-1UP00 |  | 3VL9800-1UP00 | 1 | UN | 1 | 5 | B | D | N | N | 85364190 | 1 | 4011209475069 | 0.119 | KG | 236.5 | 216 | LP20 | LP20 | accessory for VL630, VL800, VL1250, VL1600, undervoltage release 24 VDC for installation on right |  | 0 | 0
3VL9800-1UP01 |  | 3VL9800-1UP01 | 1 | UN | 1 | 5 | B | D | N | N | 85364190 | 1 | 4011209676831 | 0.115 | KG | 261.8 | 261.8 | LP20 | LP20 | accessory for VL800UL, VL1200UL VL1600UL (MG frame â€“ PG frame) undervoltage release 24 VDC f. inst. in r.h. access. comp. | - | 0 | 0
3VL9800-1UQ00 |  | 3VL9800-1UQ00 | 1 | UN | 1 | 5 | B | D | EAR99 | N | 85364900 | 1 | 4011209475052 | 0.121 | KG | 236.5 | 216 | LP20 | LP20 | accessory for VL630, VL800, VL1250, VL1600, undervoltage release 277V AC for installation on right |  | 0 | 0
3VL9800-1UQ01 |  | 3VL9800-1UQ01 | 1 | UN | 1 | 5 | B | D | N | N | 85364900 | 1 |  | 0.135 | KG | 261.8 | 261.8 | LP20 | LP20 | accessory for VL800UL, VL1200UL VL1600UL (MG frame â€“ PG frame) undervoltage release 277V AC f. inst. in r.h. access. comp. | - | 0 | 0
3VL9800-1UR00 |  | 3VL9800-1UR00 | 1 | UN | 1 | 5 | B | D | N | N | 85364900 | 1 | 4011209475045 | 0.143 | KG | 236.5 | 216 | LP20 | LP20 | accessory for VL630, VL800, VL1250, VL1600, undervoltage release 110...127V DC for installation on right |  | 0 | 0
3VL9800-1UR01 |  | 3VL9800-1UR01 | 1 | UN | 1 | 5 | B | D | N | N | 85364900 | 1 | 4011209676848 | 0.112 | KG | 261.8 | 261.8 | LP20 | LP20 | accessory for VL800UL, VL1200UL VL1600UL (MG frame â€“ PG frame) undervoltage release 110...127V DC f. inst. in r.h. access. comp. | - | 0 | 0
3VL9800-1US00 |  | 3VL9800-1US00 | 1 | UN | 1 | 5 | B | D | N | N | 85364900 | 1 | 4011209475038 | 0.12 | KG | 236.5 | 216 | LP20 | LP20 | accessory for VL630, VL800, VL1250, VL1600, undervoltage release 220...250V DC for installation on right |  | 0 | 0
3VL9800-1US01 |  | 3VL9800-1US01 | 1 | UN | 1 | 5 | B | D | N | N | 85364900 | 1 | 4011209676855 | 0.112 | KG | 261.8 | 261.8 | LP20 | LP20 | accessory for VL800UL, VL1200UL VL1600UL (MG frame â€“ PG frame) undervoltage release 220...250V DC f. inst. in r.h. access. comp. | - | 0 | 0
3VL9800-1UU00 |  | 3VL9800-1UU00 | 1 | UN | 1 | 5 | B | D | EAR99 | N | 85364190 | 1 | 4011209475014 | 0.114 | KG | 236.5 | 216 | LP20 | LP20 | accessory for VL630, VL800, VL1250, VL1600, undervoltage release 48V DC for installation on right |  | 0 | 0
3VL9800-1UU01 |  | 3VL9800-1UU01 | 1 | UN | 1 | 5 | B | D | N | N | 85364190 | 1 |  | 0.111 | KG | 261.8 | 261.8 | LP20 | LP20 | accessory for VL800UL, VL1200UL VL1600UL (MG frame â€“ PG frame) undervoltage release 48V DC f. inst. in r.h. access. comp. | - | 0 | 0
3VL9800-1UV00 |  | 3VL9800-1UV00 | 1 | UN | 1 | 5 | B | D | EAR99 | N | 85364190 | 1 | 4011209475007 | 0.146 | KG | 236.5 | 216 | LP20 | LP20 | accessory for VL630, VL800, VL1250, VL1600, undervoltage release 60V DC for installation on right |  | 0 | 0
3VL9800-1UV01 |  | 3VL9800-1UV01 | 1 | UN | 1 | 5 | B | D | N | N | 85364190 | 1 |  | 0.146 | KG | 261.8 | 261.8 | LP20 | LP20 | accessory for VL800UL, VL1200UL VL1600UL (MG frame â€“ PG frame) undervoltage release 60V DC f. inst. in r.h. access. comp. | - | 0 | 0
3VL9800-2AC00 |  | 3VL9800-2AC00 | 1 | UN | 1 | 2 | A | D | EAR99 | N | 85365080 | 1 | 4011209478046 | 0.09 | KG | 129.8 | 119.2 | LP20 | LP20 | accessory for VL630, VL800, VL1250, VL1600 auxiliary switch kit 4 HS (2NO+2NC) f. inst. N-pole/left/right |  | 0 | 0
3VL9800-2AC01 |  | 3VL9800-2AC01 | 1 | UN | 1 | 5 | B | D | EAR99 | N | 85365080 | 1 | 4011209676930 | 0.088 | KG | 144.1 | 144.1 | LP20 | LP20 | accessory for VL800UL, VL1200UL, VL1600UL (MG frame PG frame) auxiliary switch kit 4 HS (2NO+2NC) f. inst. N-pole/left/right | - | 0 | 0
3VL9800-2AE00 |  | 3VL9800-2AE00 | 1 | UN | 1 | 2 | A | D | EAR99 | N | 85365080 | 1 | 4011209478053 | 0.08 | KG | 113.3 | 103.3 | LP20 | LP20 | accessory for VL630, VL800, VL1250, VL1600 auxiliary/alarm switch kit 2 HS (1NO+1NC)+1 AS (1NO) for mounting on left |  | 0 | 0
3VL9800-2AE01 |  | 3VL9800-2AE01 | 1 | UN | 1 | 5 | B | D | EAR99 | N | 85365080 | 1 |  | 0.082 | KG | 124.3 | 124.3 | LP20 | LP20 | accessory for VL800UL, VL1200UL, VL1600UL auxiliary/alarm switch kit 2 HS (1NO+1NC)+1 AS (1NO) for mounting on left | - | 0 | 0
3VL9800-2AJ00 |  | 3VL9800-2AJ00 | 1 | UN | 1 | 10 | C | D | EAR99 | N | 85365080 | 1 | 4001869568126 | 0.01 | KG | 18.26 | 18.26 | LP20 | LP20 | Actuator-/Indicator Component switch with 1 Contact Element NO, screw terminal Contact Block, 30Degr tilted |  | 0 | 0
3VL9800-2AK00 |  | 3VL9800-2AK00 | 1 | UN | 1 | 10 | C | D | EAR99 | N | 85365080 | 1 | 4001869568133 | 0.01 | KG | 18.26 | 18.26 | LP20 | LP20 | Actuator-/Indicator Component switch with 1 Contact Element NC, screw terminal Contact Block, 30Degr tilted |  | 0 | 0
3VL9800-2AP11 |  | 3VL9800-2AP11 | 1 | UN | 1 | 30 | D | D | EAR99 | N | 85365080 | 1 |  | 0.081 | KG | 198 | 198 | LP20 | LP20 | Breaker VLAUX software kit max. FLEX MG/PG | - | 0 | 7
3VL9800-2AP21 |  | 3VL9800-2AP21 | 1 | UN | 1 | 30 | D | D | EAR99 | N | 85365080 | 1 |  | 0.01 | KG | 396 | 396 | LP20 | LP20 | Breaker VL2-AUX software kit max. FLEX MG/PG | - | 0 | 7
3VL9800-3AS10 |  | 3VL9800-3AS10 | 1 | UN | 1 | 2 | A | D | EAR99 | N | 85365080 | 1 | 4011209760530 | 0.122 | KG | 36.63 | 36.63 | LP20 | LP20 | accessory for VL1250, VL1600, assembly kit, leading auxiliary switch 1 CO, from off to on 1.5m connecting cable | - | 0 | 0
3VL9800-3AS20 |  | 3VL9800-3AS20 | 1 | UN | 1 | 2 | A | D | N | N | 85365080 | 1 | 4011209861091 | 0.155 | KG | 36.63 | 36.63 | LP20 | LP20 | accessory for VL1250, VL1600, assembly kit, leading auxiliary switch 1 CO, from off to on 1.5m connecting cable | - | 0 | 0
3VL9800-3AS21 |  | 3VL9800-3AS21 | 1 | UN | 1 | 5 | B | D | N | N | 85365080 | 1 | 4011209928794 | 0.16 | KG | 40.81 | 40.81 | LP20 | LP20 | access. F. VL1200UL, VL1600UL (NG frame and PG frame) assembly kit leading auxiliary switches inst. in front mounted rot. op. door-coupling rotary op. mech. 1 CO, from off to on 1.5m connecting cable | - | 0 | 0
3VL9800-3AT10 |  | 3VL9800-3AT10 | 1 | UN | 1 | 2 | A | D | EAR99 | N | 85365080 | 1 | 4011209760547 | 0.171 | KG | 65.67 | 65.67 | LP20 | LP20 | accessory for VL1250, VL1600, assembly kit, leading auxiliary switch 2 CO, from off to on 1.5m connecting cable | - | 0 | 0
3VL9800-3AT20 |  | 3VL9800-3AT20 | 1 | UN | 1 | 2 | A | D | N | N | 85365080 | 1 | 4011209861107 | 0.207 | KG | 65.67 | 65.67 | LP20 | LP20 | accessory for VL1250, VL1600, assembly kit, leading auxiliary switch 2 CO, from off to on 1.5m connecting cable | - | 0 | 0
3VL9800-3AT21 |  | 3VL9800-3AT21 | 1 | UN | 1 | 5 | B | D | N | N | 85365080 | 1 | 4011209928800 | 0.195 | KG | 72.93 | 72.93 | LP20 | LP20 | access. F. VL1200UL, VL1600UL (NG frame and PG frame) assembly kit leading auxiliary switches inst. in front mounted rot. op. door-coupling rotary op. mech. 2 CO, from off to on 1.5m connecting cable | - | 0 | 0
3VL9800-3AU10 |  | 3VL9800-3AU10 | 1 | UN | 1 | 2 | A | D | EAR99 | N | 85365080 | 1 | 4011209760554 | 0.136 | KG | 36.63 | 36.63 | LP20 | LP20 | accessory for VL1250, VL1600, assembly kit, leading auxiliary switch 1 CO, from on to off 1.5m connecting cable | - | 0 | 0
3VL9800-3AU11 |  | 3VL9800-3AU11 | 1 | UN | 1 | 5 | B | D | EAR99 | N | 85365080 | 1 | 4011209682832 | 0.12 | KG | 40.81 | 40.81 | LP20 | LP20 | access. F. VL1200UL, VL1600UL (NG frame â€“ PG frame) assembly kit, leading auxiliary switch 1 CO, from on to off 1.5m connecting cable | - | 0 | 0
3VL9800-3AW10 |  | 3VL9800-3AW10 | 1 | UN | 1 | 2 | A | D | EAR99 | N | 85365080 | 1 | 4011209760561 | 0.195 | KG | 65.67 | 65.67 | LP20 | LP20 | accessory for VL1250, VL1600, assembly kit, leading auxiliary switch 2 CO, from on to off 1.5m connecting cable | - | 0 | 0
3VL9800-3AW11 |  | 3VL9800-3AW11 | 1 | UN | 1 | 5 | B | D | EAR99 | N | 85365080 | 1 | 4011209682849 | 0.178 | KG | 72.93 | 72.93 | LP20 | LP20 | access. F. VL1200UL, VL1600UL (NG frame â€“ PG frame) assembly kit, leading auxiliary switch 2 CO, from on to off 1.5m connecting cable | - | 0 | 0
3VL9800-3HA00 |  | 3VL9800-3HA00 | 1 | UN | 1 | 2 | A | D | EAR99 | N | 85389099 | 1 | 4011209760578 | 3.608 | KG | 269.5 | 247.4 | LP20 | LP20 | accessory for VL1250, VL1600, front mounted rotary operator standard |  | 0 | 0
3VL9800-3HA01 |  | 3VL9800-3HA01 | 1 | UN | 1 | 5 | B | D | EAR99 | N | 85389099 | 1 | 4011209690059 | 3.55 | KG | 299.2 | 299.2 | LP20 | LP20 | access. F. VL1200UL, VL1600UL (NG frame â€“ PG frame) front mounted rotary operator standard | - | 0 | 0
3VL9800-3HC00 |  | 3VL9800-3HC00 | 1 | UN | 1 | 2 | A | D | EAR99 | N | 85389099 | 1 | 4011209760585 | 3.681 | KG | 291.5 | 291.5 | LP20 | LP20 | accessory for VL1250, VL1600, front mounted rotary operator EMERGENCY-OFF, red/yellow | - | 0 | 0
3VL9800-3HC01 |  | 3VL9800-3HC01 | 1 | UN | 1 | 5 | B | D | EAR99 | N | 85389099 | 1 | 4011209690066 | 3.145 | KG | 325.6 | 325.6 | LP20 | LP20 | access. F. VL1200UL, VL1600UL (NG frame â€“ PG frame) front mounted rotary operator EMERGENCY-OFF, red/yellow | - | 0 | 0
3VL9800-3HE00 |  | 3VL9800-3HE00 | 1 | UN | 1 | 2 | A | D | EAR99 | N | 85389099 | 1 | 4011209760592 | 2.859 | KG | 236.5 | 236.5 | LP20 | LP20 | accessory for VL1250, VL1600, front mounted rotary operator with shaft stub without knob add. drive 8UC63 ERFORD | - | 0 | 0
3VL9800-3HE01 |  | 3VL9800-3HE01 | 1 | UN | 1 | 5 | B | D | EAR99 | N | 85389099 | 1 | 4011209769052 | 2.421 | KG | 261.8 | 261.8 | LP20 | LP20 | accessory for VL1200UL, VL1600UL (NG frame â€“ PG frame) front mounted rotary operator with shaft stub without knob add. drive 8UC63 ERFORD | - | 0 | 0
3VL9800-3HF05 |  | 3VL9800-3HF05 | 1 | UN | 1 | 2 | A | D | EAR99 | N | 85389099 | 1 | 4011209725140 | 3.94 | KG | 336.6 | 308.6 | LP20 | LP20 | accessory for VL1250, VL1600, door op. mech. 8UC7 new design handle ti-gray, masking plate, light gray f. inst. in doors, compl. |  | 0 | 0
3VL9800-3HF06 |  | 3VL9800-3HF06 | 1 | UN | 1 | 5 | B | D | EAR99 | N | 85389099 | 1 | 4011209768994 | 4.538 | KG | 379.5 | 379.5 | LP20 | LP20 | access. F. VL1200UL, VL1600UL (NG frame â€“ PG frame) door op. mech. 8UC7 new design handle dark gray/blue-green basic masking plate, light gray f. inst. in doors, compl. | - | 0 | 0
3VL9800-3HG05 |  | 3VL9800-3HG05 | 1 | UN | 1 | 2 | A | D | EAR99 | N | 85389099 | 1 | 4011209725133 | 3.98 | KG | 366.3 | 366.3 | LP20 | LP20 | accessory for VL1250, VL1600, door op. mech. 8UC7 new design handle red, masking plate yellow f. inst. in doors, compl. | - | 0 | 0
3VL9800-3HG06 |  | 3VL9800-3HG06 | 1 | UN | 1 | 5 | B | D | EAR99 | N | 85389099 | 1 | 4011209769007 | 4.445 | KG | 414.7 | 414.7 | LP20 | LP20 | accessory for VL1200UL, VL1600UL (NG frame â€“ PG frame) door op. mech. 8UC7 new design handle red/blue-green, basic masking plate yellow f. inst. in doors, compl. | - | 0 | 0
3VL9800-3HL00 |  | 3VL9800-3HL00 | 1 | UN | 1 | 5 | B | D | EAR99 | N | 85389099 | 1 | 4011209760608 | 0.258 | KG | 195.8 | 195.8 | LP20 | LP20 | accessory for VL1250, VL1600, handle locking device | - | 0 | 0
3VL9800-3HL01 |  | 3VL9800-3HL01 | 1 | UN | 1 | 5 | B | D | EAR99 | N | 85389099 | 1 |  | 0.25 | KG | 216.7 | 216.7 | LP20 | LP20 | access. F. VL1200UL, VL1600UL (NG frame â€“ PG frame) handle locking device | - | 0 | 0
3VL9800-3HN00 |  | 3VL9800-3HN00 | 1 | UN | 1 | 5 | B | D | EAR99 | N | 85389099 | 1 | 4011209760615 | 0.251 | KG | 37.62 | 37.62 | LP20 | LP20 | accessory for VL1250, VL1600, handle extension packed with screws in bag | - | 0 | 0
3VL9800-3HN01 |  | 3VL9800-3HN01 | 1 | UN | 1 | 5 | B | D | EAR99 | N | 73181558 | 1 |  | 0.244 | KG | 41.91 | 41.91 | LP20 | LP20 | access. F. VL1200UL, VL1600UL (NG frame â€“ PG frame) handle extension packed with screws in bag | - | 0 | 0
3VL9800-3HP00 |  | 3VL9800-3HP00 | 1 | UN | 1 | 2 | A | D | EAR99 | N | 85389099 | 1 | 4011209670310 | 0.723 | KG | 69.96 | 69.96 | LP20 | LP20 | accessory for VL1250, VL1600, for VL1200UL, VL1600UL (NG and PG frame) fixing bracket for shaft of door-coupling rot. op. mech. with locking device for up to 3 padlocks | - | 0 | 0
3VL9800-3JE01 |  | 3VL9800-3JE01 | 1 | UN | 1 | 5 | B | D | EAR99 | N | 85389099 | 1 |  | 1.62 | KG | 290.4 | 290.4 | LP20 | LP20 | Breaker VLVAR DEPTH red 1 3R 4x 12 NP | - | 0 | 7
3VL9800-3JF01 |  | 3VL9800-3JF01 | 1 | UN | 1 | 5 | B | D | EAR99 | N | 85389099 | 1 |  | 1.534 | KG | 141.9 | 141.9 | LP20 | LP20 | Breaker VLHDL 3R VAR DEPTH red M/P-FR | - | 0 | 7
3VL9800-3JF41 |  | 3VL9800-3JF41 | 1 | UN | 1 | 5 | B | D | EAR99 | N | 85389099 | 1 |  | 0.1 | KG | 182.6 | 182.6 | LP20 | LP20 | Breaker VLHDL 4x VAR DEPTH red M/P-FR | - | 0 | 7
3VL9800-3JF81 |  | 3VL9800-3JF81 | 1 | UN | 1 | 5 | B | D | EAR99 | N | 85389099 | 1 |  | 0.386 | KG | 189.2 | 189.2 | LP20 | LP20 | accessory for 3VL1200UL and 3VL1600UL (NG and PG frame) NFPA79 handle f. using w/ door-coupling rot. op. mech. RHVP (see SPEEDFAX catalog) cat. no.: RHVP79H | - | 0 | 7
3VL9800-3JG01 |  | 3VL9800-3JG01 | 1 | UN | 1 | 30 | D | D | EAR99 | N | 85389099 | 1 |  | 1.514 | KG | 141.9 | 141.9 | LP20 | LP20 | Breaker VLRed HDL VAR red 1 3R 4x 12 MP | - | 0 | 7
3VL9800-3JJ01 |  | 3VL9800-3JJ01 | 1 | UN | 1 | 5 | B | D | EAR99 | N | 85389099 | 1 |  | 0.1 | KG | 117.7 | 117.7 | LP20 | LP20 | Breaker VLSHAFT VAR DEPTH red 3 N/P-F | - | 0 | 7
3VL9800-3JJ11 |  | 3VL9800-3JJ11 | 1 | UN | 1 | 30 | D | D | EAR99 | N | 85389099 | 1 |  | 0.465 | KG | 117.7 | 117.7 | LP20 | LP20 | Breaker VLSHAFT VAR DEPTH red 12N/P-F | - | 0 | 7
3VL9800-3JJ21 |  | 3VL9800-3JJ21 | 1 | UN | 1 | 30 | D | D | EAR99 | N | 85389099 | 1 |  | 0.82 | KG | 154 | 154 | LP20 | LP20 | Breaker VLSHAFT VAR DEPTH red 24m/P-F | - | 0 | 7
3VL9800-3JM01 |  | 3VL9800-3JM01 | 1 | UN | 1 | 5 | B | D | EAR99 | N | 85389099 | 1 |  | 4.34 | KG | 1098.9 | 1098.9 | LP20 | LP20 | access. F. VL1200UL, VL1600UL (NG frame â€“ PG frame) Max Flex operator, complete incl. op. mech., Bowden cable & HEBE | - | 0 | 0
3VL9800-3JN01 |  | 3VL9800-3JN01 | 1 | UN | 1 | 5 | B | D | EAR99 | N | 85389099 | 1 |  | 1.398 | KG | 264 | 264 | LP20 | LP20 | Breaker VLmax. FLEX Operator N/P-FR | - | 0 | 7
3VL9800-3JP01 |  | 3VL9800-3JP01 | 1 | UN | 1 | 5 | B | D | EAR99 | N | 85389099 | 1 |  | 2.315 | KG | 568.7 | 568.7 | LP20 | LP20 | Breaker VLmax. FLEX HDL 3R STEE N+PG | - | 0 | 7
3VL9800-3JP11 |  | 3VL9800-3JP11 | 1 | UN | 1 | 30 | D | D | EAR99 | N | 85389099 | 1 |  | 2.285 | KG | 568.7 | 568.7 | LP20 | LP20 | Breaker VLmax. FLEX HDL 3R STL NPG BLACK | - | 0 | 7
3VL9800-3JP41 |  | 3VL9800-3JP41 | 1 | UN | 1 | 5 | B | D | EAR99 | N | 85389099 | 1 |  | 0.1 | KG | 763.4 | 763.4 | LP20 | LP20 | Breaker VLmax. FLEX HANDLE 4x NG & PG | - | 0 | 7
3VL9800-3JQ01 |  | 3VL9800-3JQ01 | 1 | UN | 1 | 30 | D | D | EAR99 | N | 85389099 | 1 |  | 1.132 | KG | 530.2 | 530.2 | LP20 | LP20 | Breaker VLCable max. FLEX 120 N/P-FR | - | 0 | 7
3VL9800-3JQ11 |  | 3VL9800-3JQ11 | 1 | UN | 1 | 30 | D | D | EAR99 | N | 85389099 | 1 |  | 0.1 | KG | 711.7 | 711.7 | LP20 | LP20 | Breaker VLCable max. FLEX 144 N/P-FR | - | 0 | 7
3VL9800-3JQ21 |  | 3VL9800-3JQ21 | 1 | UN | 1 | 30 | D | D | EAR99 | N | 85389099 | 1 |  | 0.968 | KG | 485.1 | 485.1 | LP20 | LP20 | Breaker VLCable max. FLEX 96 N/P-FR | - | 0 | 7
3VL9800-3JQ41 |  | 3VL9800-3JQ41 | 1 | UN | 1 | 5 | B | D | EAR99 | N | 85389099 | 1 |  | 0.645 | KG | 288.2 | 288.2 | LP20 | LP20 | Breaker VLCable max. FLEX 48 N/P-FR | - | 0 | 7
3VL9800-3JQ61 |  | 3VL9800-3JQ61 | 1 | UN | 1 | 30 | D | D | EAR99 | N | 85389099 | 1 |  | 0.72 | KG | 335.5 | 335.5 | LP20 | LP20 | Breaker VLCable max. FLEX 60 N/P-FR | - | 0 | 7
3VL9800-3JQ71 |  | 3VL9800-3JQ71 | 1 | UN | 1 | 30 | D | D | EAR99 | N | 85389099 | 1 |  | 0.806 | KG | 387.2 | 387.2 | LP20 | LP20 | Breaker VLCable max. FLEX 72 N/P-FR | - | 0 | 7
3VL9800-3JQ81 |  | 3VL9800-3JQ81 | 1 | UN | 1 | 35 | X | D | EAR99 | N | 85389099 | 1 |  | 0.1 | KG | 408.1 | 408.1 | LP20 | LP20 | Breaker VLCable max. FLEX 84 N/P-FR | - | 0 | 7
3VL9800-3MA10 |  | 3VL9800-3MA10 | 1 | UN | 1 | 5 | B | D | N | N | 85389099 | 1 | 4011209788862 | 3.26 | KG | 1705 | 1705 | LP20 | LP20 | accessory for VL1250; VL1600 motorized operating mechanism 24V DC for MCCB greater than, equal to *E02*01* | - | 0 | 7
3VL9800-3MC10 |  | 3VL9800-3MC10 | 1 | UN | 1 | 5 | B | D | N | N | 85389099 | 1 | 4011209788886 | 3.301 | KG | 1705 | 1705 | LP20 | LP20 | accessory for VL1250; VL1600 motorized operating mechanism 42-60V AC/DC for MCCB greater than, equal to *E02*01* | - | 0 | 7
3VL9800-3MD10 |  | 3VL9800-3MD10 | 1 | UN | 1 | 5 | B | D | N | N | 85389099 | 1 | 4011209788893 | 3.263 | KG | 1705 | 1705 | LP20 | LP20 | accessory for VL1250; VL1600 motorized operating mechanism 110-127V AC/DC for MCCB greater than, equal to *E02*01* | - | 0 | 7
3VL9800-3ME10 |  | 3VL9800-3ME10 | 1 | UN | 1 | 5 | B | D | N | N | 85389099 | 1 | 4011209788909 | 3.3 | KG | 1705 | 1705 | LP20 | LP20 | accessory for VL1250; VL1600 motorized operating mechanism 220-250V AC/DC for MCCB greater than, equal to *E02*01* | - | 0 | 7
3VL9800-3MF00 |  | 3VL9800-3MF00 | 1 | UN | 1 | 20 | D | D | EAR99 | N | 85389099 | 1 | 4011209701106 | 7.9 | KG | 3113 | 3113 | LP20 | LP20 | accessory for VL1250, VL1600, motorized operating mechanism 24 VDC with auxiliary switch | - | 0 | 0
3VL9800-3MG00 |  | 3VL9800-3MG00 | 1 | UN | 1 | 20 | D | D | EAR99 | N | 85389099 | 1 | 4011209701090 | 7.84 | KG | 3113 | 3113 | LP20 | LP20 | accessory for VL1250, VL1600, motorized operating mechanism 42...48V AC/DC with auxiliary switch | - | 0 | 0
3VL9800-3MH00 |  | 3VL9800-3MH00 | 1 | UN | 1 | 20 | D | D | EAR99 | N | 85389099 | 1 | 4011209701083 | 7.86 | KG | 3113 | 3113 | LP20 | LP20 | accessory for VL1250, VL1600, motorized operating mechanism 60V AC/DC with auxiliary switch | - | 0 | 0
3VL9800-3MJ00 |  | 3VL9800-3MJ00 | 1 | UN | 1 | 5 | B | D | EAR99 | N | 85389099 | 1 | 4011209628557 | 7.94 | KG | 2849 | 2610.3 | LP20 | LP20 | accessory for VL1250, VL1600, motorized operating mechanism 24 VDC |  | 0 | 0
3VL9800-3MJ01 |  | 3VL9800-3MJ01 | 1 | UN | 1 | 5 | B | D | EAR99 | N | 85389099 | 1 |  | 7.847 | KG | 2728 | 2728 | LP20 | LP20 | access. F. VL1200UL, VL1600UL (NG frame â€“ PG frame) motorized operating mechanism 24 VDC | - | 0 | 0
3VL9800-3MK00 |  | 3VL9800-3MK00 | 1 | UN | 1 | 20 | D | D | EAR99 | N | 85389099 | 1 | 4011209701076 | 7.86 | KG | 3113 | 3113 | LP20 | LP20 | accessory for VL1250, VL1600, motorized operating mechanism 110...127V AC/DC with auxiliary switch | - | 0 | 0
3VL9800-3ML00 |  | 3VL9800-3ML00 | 1 | UN | 1 | 5 | B | D | EAR99 | N | 85389099 | 1 | 4011209628564 | 7.945 | KG | 2849 | 2610.3 | LP20 | LP20 | accessory for VL1250, VL1600, motorized operating mechanism 42...48V AC/DC |  | 0 | 0
3VL9800-3ML01 |  | 3VL9800-3ML01 | 1 | UN | 1 | 15 | C | D | EAR99 | N | 85389099 | 1 |  | 7.9 | KG | 2728 | 2728 | LP20 | LP20 | access. F. VL1200UL, VL1600UL (NG frame â€“ PG frame) motorized operating mechanism 42...48V AC/DC | - | 0 | 0
3VL9800-3MM00 |  | 3VL9800-3MM00 | 1 | UN | 1 | 20 | D | D | EAR99 | N | 85389099 | 1 | 4011209701069 | 7.88 | KG | 3113 | 3113 | LP20 | LP20 | accessory for VL1250, VL1600, motorized operating mechanism 220...250V AC/DC with auxiliary switch | - | 0 | 0
3VL9800-3MN00 |  | 3VL9800-3MN00 | 1 | UN | 1 | 5 | B | D | EAR99 | N | 85389099 | 1 | 4011209628571 | 7.861 | KG | 2849 | 2610.3 | LP20 | LP20 | accessory for VL1250, VL1600, motorized operating mechanism 110...127V AC/DC |  | 0 | 0
3VL9800-3MN01 |  | 3VL9800-3MN01 | 1 | UN | 1 | 5 | B | D | EAR99 | N | 85389099 | 1 |  | 7.797 | KG | 2728 | 2728 | LP20 | LP20 | access. F. VL1200UL, VL1600UL (NG frame â€“ PG frame) motorized operating mechanism 110...127V AC/DC | - | 0 | 0
3VL9800-3MQ00 |  | 3VL9800-3MQ00 | 1 | UN | 1 | 5 | B | D | N | N | 85389099 | 1 | 4011209628588 | 7.94 | KG | 2849 | 2610.3 | LP20 | LP20 | accessory for VL1250, VL1600, motorized operating mechanism 220...250V AC/DC |  | 0 | 0
3VL9800-3MQ01 |  | 3VL9800-3MQ01 | 1 | UN | 1 | 5 | B | D | N | N | 85389099 | 1 |  | 7.77 | KG | 2728 | 2728 | LP20 | LP20 | access. F. VL1200UL, VL1600UL (NG frame â€“ PG frame) motorized operating mechanism 220...250V AC/DC | - | 0 | 0
3VL9800-3MS00 |  | 3VL9800-3MS00 | 1 | UN | 1 | 5 | B | D | EAR99 | N | 85389099 | 1 | 4011209628595 | 7.945 | KG | 2849 | 2610.3 | LP20 | LP20 | accessory for VL1250, VL1600, motorized operating mechanism 60V AC/DC |  | 0 | 0
3VL9800-3MS01 |  | 3VL9800-3MS01 | 1 | UN | 1 | 15 | C | D | EAR99 | N | 85389099 | 1 |  | 7.9 | KG | 2728 | 2728 | LP20 | LP20 | access. F. VL1200UL, VL1600UL (NG frame â€“ PG frame) motorized operating mechanism 60V AC/DC | - | 0 | 0
3VL9800-4EB01 |  | 3VL9800-4EB01 | 1 | UN | 1 | 30 | D | D | EAR99 | N | 85389099 | 1 |  | 18.28 | KG | 1881 | 1881 | LP20 | LP20 | Breaker VLLUG MOUNT Bus P-FR | - | 0 | 7
3VL9800-4EC30 |  | 3VL9800-4EC30 | 1 | UN | 1 | 5 | B | D | EAR99 | N | 85369095 | 1 | 4011209760639 | 3.562 | KG | 260.7 | 260.7 | LP20 | LP20 | accessory for VL1250, VL1600, front connecting bars, comprises 3 connections 3-pole | - | 0 | 0
3VL9800-4EC40 |  | 3VL9800-4EC40 | 1 | UN | 1 | 5 | B | D | EAR99 | N | 85369095 | 1 | 4011209760646 | 4.385 | KG | 341 | 341 | LP20 | LP20 | accessory for VL1250, VL1600, front connecting bars, comprises 4 connections 4-pole | - | 0 | 0
3VL9800-4EF01 |  | 3VL9800-4EF01 | 1 | UN | 1 | 5 | B | D | EAR99 | N | 85389099 | 1 |  | 7.832 | KG | 1936 | 1936 | LP20 | LP20 | accessory for circuit breaker 3VL71 (NG) and 3VL81 (PG) front connecting bars, comprises 6 connecting bars 3-pole (cat. no.: SSBP) | - | 0 | 7
3VL9800-4EG01 |  | 3VL9800-4EG01 | 1 | UN | 1 | 30 | D | D | EAR99 | N | 85389099 | 1 |  | 18.82 | KG | 1485 | 1485 | LP20 | LP20 | accessory for circuit breaker 3VL71 (NG) and 3VL81 (PG) front connecting bars, comprises 6 connecting bars 3-pole (cat. no.: SSBPH) 100 perc. rated applications | - | 0 | 7
3VL9800-4PF00 |  | 3VL9800-4PF00 | 1 | UN | 1 | 5 | B | D | EAR99 | N | 85389099 | 1 | 4011209688292 | 0.022 | KG | 113.3 | 113.3 | LP20 | LP20 | accessory for circuit breaker VL1250/1600 trip pin+spring | - | 0 | 0
3VL9800-4PJ00 |  | 3VL9800-4PJ00 | 1 | UN | 1 | 5 | B | D | EAR99 | N | 85366990 | 1 | 4011209688308 | 0.217 | KG | 115.5 | 115.5 | LP20 | LP20 | accessory for VL1250, VL1600, aux. circuit plug connection for plug-in base | - | 0 | 0
3VL9800-4PS30 |  | 3VL9800-4PS30 | 1 | UN | 1 | 5 | B | D | EAR99 | N | 85369095 | 1 | 4011209760677 | 3.51 | KG | 1041.7 | 1041.7 | LP20 | LP20 | accessory for circuit breaker VL1250/1600 blade contact kit 3P (6 connection contacts, 1 trip pin) | - | 0 | 0
3VL9800-4PS40 |  | 3VL9800-4PS40 | 1 | UN | 1 | 5 | B | D | EAR99 | N | 85369095 | 1 | 4011209760684 | 4.595 | KG | 1408 | 1408 | LP20 | LP20 | accessory for circuit breaker VL1250/1600 blade contact kit 4P (8 connection contacts, 1 trip pin) | - | 0 | 0
3VL9800-4RG00 |  | 3VL9800-4RG00 | 1 | UN | 1 | 5 | B | D | EAR99 | N | 85369095 | 1 | 4011209735125 | 1.597 | KG | 76.89 | 76.89 | LP20 | LP20 | accessory for VL1600, flat connecting bars comprises 1 connection | - | 0 | 0
3VL9800-4RH30 |  | 3VL9800-4RH30 | 1 | UN | 1 | 5 | B | D | EAR99 | N | 85369095 | 1 | 4011209742215 | 4.965 | KG | 226.6 | 226.6 | LP20 | LP20 | accessory for VL1600, flat connecting bars comprises 3 connections 3-pole | - | 0 | 0
3VL9800-4RH40 |  | 3VL9800-4RH40 | 1 | UN | 1 | 5 | B | D | EAR99 | N | 85369095 | 1 | 4011209735132 | 6.105 | KG | 309.1 | 309.1 | LP20 | LP20 | accessory for VL1600, flat connecting bars comprises 4 connections 4-pole | - | 0 | 0
3VL9800-4TA01 |  | 3VL9800-4TA01 | 1 | UN | 1 | 30 | D | D | EAR99 | N | 85389099 | 1 |  | 0.02 | KG | 19.03 | 19.03 | LP20 | LP20 | Breaker VL metric nut KEEPER N/ | - | 0 | 7
3VL9800-4TA30 |  | 3VL9800-4TA30 | 1 | UN | 1 | 5 | B | D | EAR99 | N | 85369095 | 1 | 4011209825857 | 0.273 | KG | 116.6 | 116.6 | LP20 | LP20 | accessory for VL1250, VL1600 connection with screw terminal comprises 3 connections | - | 0 | 0
3VL9800-4TA31 |  | 3VL9800-4TA31 | 1 | UN | 1 | 5 | B | D | EAR99 | N | 85369095 | 1 | 4011209676794 | 0.363 | KG | 130.9 | 130.9 | LP20 | LP20 | access. F. VL1200UL, VL1600UL (NG frame â€“ PG frame) connection with screw terminal metric thread comprises 3 connections cat. no. TMKP3 | - | 0 | 0
3VL9800-4TA40 |  | 3VL9800-4TA40 | 1 | UN | 1 | 5 | B | D | EAR99 | N | 85369095 | 1 | 4011209760691 | 0.506 | KG | 156.2 | 156.2 | LP20 | LP20 | accessory for VL1250, VL1600 connection with screw terminal comprises 4 connections | - | 0 | 0
3VL9800-4TB01 |  | 3VL9800-4TB01 | 1 | UN | 1 | 30 | D | D | EAR99 | N | 85389099 | 1 |  | 0.02 | KG | 19.03 | 19.03 | LP20 | LP20 | Breaker VLSTD Nut KEEPER N/P A | - | 0 | 7
3VL9800-4TB31 |  | 3VL9800-4TB31 | 1 | UN | 1 | 5 | B | D | EAR99 | N | 85389099 | 1 | 4011209676992 | 0.315 | KG | 130.9 | 130.9 | LP20 | LP20 | access. F. VL1200UL, VL1600UL (NG frame â€“ PG frame) connection with screw terminal inch thread comprises 3 connections cat. no. TNKP3 | - | 0 | 0
3VL9800-4TU31 |  | 3VL9800-4TU31 | 1 | UN | 1 | 5 | B | D | EAR99 | N | 85389099 | 1 |  | 24.83 | KG | 1573 | 1573 | LP20 | LP20 | accessory for VL1600UL (PG frame) mounting base | - | 0 | 0
3VL9800-4TV31 |  | 3VL9800-4TV31 | 1 | UN | 1 | 5 | B | D | EAR99 | N | 85369095 | 1 |  | 23.396 | KG | 1573 | 1573 | LP20 | LP20 | accessory for VL1600UL (PG frame) mounting base | - | 0 | 0
3VL9800-4WA30 |  | 3VL9800-4WA30 | 1 | UN | 1 | 5 | B | D | EAR99 | N | 85369095 | 1 | 4011209760707 | 43.42 | KG | 2640 | 2640 | LP20 | LP20 | accessory for VL1250, VL1600, withdr. vers., assembly kit rear connection, 3-pole | - | 0 | 0
3VL9800-4WA40 |  | 3VL9800-4WA40 | 1 | UN | 1 | 5 | B | D | EAR99 | N | 85369095 | 1 | 4011209760714 | 52.32 | KG | 3476 | 3476 | LP20 | LP20 | accessory for VL1250, VL1600, withdr. vers., assembly kit rear connection, 4-pole | - | 0 | 0
3VL9800-4WC30 |  | 3VL9800-4WC30 | 1 | UN | 1 | 5 | B | D | EAR99 | N | 85369095 | 1 | 4011209760721 | 45 | KG | 2640 | 2640 | LP20 | LP20 | accessory for VL1250, VL1600, withdr. vers., assembly kit front connection, 3-pole | - | 0 | 0
3VL9800-4WC40 |  | 3VL9800-4WC40 | 1 | UN | 1 | 5 | B | D | EAR99 | N | 85369095 | 1 | 4011209760738 | 53 | KG | 3476 | 3476 | LP20 | LP20 | accessory for VL1250, VL1600, withdr. vers., assembly kit front connection, 4-pole | - | 0 | 0
3VL9800-4WS30 |  | 3VL9800-4WS30 | 1 | UN | 1 | 5 | B | D | EAR99 | N | 85369095 | 1 | 4011209688285 | 6.33 | KG | 1408 | 1408 | LP20 | LP20 | accessory for VL1250, VL1600, kit for conversion from plug-in withdrawable version, 3-pole | - | 0 | 0
3VL9800-8AQ61 |  | 3VL9800-8AQ61 | 1 | UN | 1 | 30 | D | D | EAR99 | N | 85365080 | 1 |  | 0.16 | KG | 257.4 | 257.4 | LP20 | LP20 | accessory for circuit breaker 3VL4X (LG), 3VL61 (MG), 3VL71 (NG) and 3VL81 (PG) communications interface comprising: -connecting cable length 1.5m auxiliary and alarm switch protective cover (cat. no.: COMKIT5) | - | 0 | 0
3VL9800-8AQ71 |  | 3VL9800-8AQ71 | 1 | UN | 1 | 30 | D | D | EAR99 | N | 85365080 | 1 |  | 0.246 | KG | 288.2 | 288.2 | LP20 | LP20 | accessory for circuit breaker 3VL4X (LG), 3VL61 (MG), 3VL71 (NG) and 3VL81 (PG) communications interface comprising: -connecting cable length 3m auxiliary and alarm switch protective cover (cat. no.: COMKIT8) | - | 0 | 0
3VL9800-8BC00 |  | 3VL9800-8BC00 | 1 | UN | 1 | 5 | B | D | EAR99 | N | 85389099 | 1 | 4011209690936 | 0.063 | KG | 43.89 | 43.89 | LP20 | LP20 | accessory for VL1250, VL1600, masking frame for door cut-out IP40, for fixed/plug-in mounting | - | 0 | 0
3VL9800-8BC01 |  | 3VL9800-8BC01 | 1 | UN | 1 | 5 | B | D | EAR99 | N | 85389099 | 1 |  | 0.054 | KG | 49.17 | 49.17 | LP20 | LP20 | access. F. VL1200UL, VL1600UL (NG frame â€“ PG frame) masking frame for door cut-out IP40, for fixed/plug-in mounting | - | 0 | 0
3VL9800-8BG00 |  | 3VL9800-8BG00 | 1 | UN | 1 | 5 | B | D | EAR99 | N | 85389099 | 1 | 4011209690950 | 0.22 | KG | 55.99 | 55.99 | LP20 | LP20 | accessory for VL1250, VL1600, masking frame for door cut-out IP40, for fixed/plug-in w/ rotary/motorized op. mech. | - | 0 | 0
3VL9800-8BG01 |  | 3VL9800-8BG01 | 1 | UN | 1 | 5 | B | D | EAR99 | N | 85389099 | 1 |  | 0.223 | KG | 62.37 | 62.37 | LP20 | LP20 | access. F. VL1200UL, VL1600UL (NG frame â€“ PG frame) masking frame for door cut-out IP40, for fixed/plug-in w/ rotary/motorized op. mech. | - | 0 | 0
3VL9800-8BH00 |  | 3VL9800-8BH00 | 1 | UN | 1 | 5 | B | D | EAR99 | N | 85389099 | 1 | 4011209690981 | 0.575 | KG | 60.83 | 60.83 | LP20 | LP20 | accessory for VL1250, VL1600, masking frame for door cut-out IP20, for withdrawable version with rotary op. mech. | - | 0 | 0
3VL9800-8BH01 |  | 3VL9800-8BH01 | 1 | UN | 1 | 5 | B | D | EAR99 | N | 85389099 | 1 |  | 0.405 | KG | 67.43 | 67.43 | LP20 | LP20 | access. F. VL1200UL, VL1600UL (NG frame â€“ PG frame) masking frame for door cut-out IP20, for withdrawable version with rotary op. mech. | - | 0 | 0
3VL9800-8BL01 |  | 3VL9800-8BL01 | 1 | UN | 1 | 5 | B | D | EAR99 | N | 85389099 | 1 |  | 0.012 | KG | 30.58 | 30.58 | LP20 | LP20 | Breaker VLETU ADJUSTMENT Seal | - | 0 | 7
3VL9800-8CA30 |  | 3VL9800-8CA30 | 1 | UN | 1 | 5 | B | D | EAR99 | N | 85389099 | 1 | 4011209673052 | 1.24 | KG | 169.4 | 169.4 | LP20 | LP20 | accessory for VL1250, VL1600, terminal cover IP30 extended comprises 2 covers 3-pole | - | 0 | 0
3VL9800-8CA31 |  | 3VL9800-8CA31 | 1 | UN | 1 | 5 | B | D | EAR99 | N | 85389099 | 1 |  | 1.26 | KG | 190.3 | 190.3 | LP20 | LP20 | accessory for VL1200UL, VL1600UL (NG frame, PG frame) terminal cover IP30 extended comprises 2 covers 3-pole | - | 0 | 0
3VL9800-8CA40 |  | 3VL9800-8CA40 | 1 | UN | 1 | 5 | B | D | EAR99 | N | 85389099 | 1 | 4011209673045 | 1.5 | KG | 225.5 | 225.5 | LP20 | LP20 | accessory for VL1250, VL1600, terminal cover IP30 extended comprises 2 covers 4-pole | - | 0 | 0
3VL9800-8CB30 |  | 3VL9800-8CB30 | 1 | UN | 1 | 5 | B | D | EAR99 | N | 85389099 | 1 | 4011209673038 | 0.367 | KG | 149.6 | 149.6 | LP20 | LP20 | accessory for VL1250, VL1600, terminal cover IP30 standard comprises 2 covers 3-pole | - | 0 | 0
3VL9800-8CB31 |  | 3VL9800-8CB31 | 1 | UN | 1 | 5 | B | D | EAR99 | N | 85389099 | 1 |  | 0.362 | KG | 172.7 | 172.7 | LP20 | LP20 | accessory for VL1200 UL, VL1600 UL, terminal cover IP30 standard comprises 2 covers 3-pole | - | 0 | 0
3VL9800-8CB40 |  | 3VL9800-8CB40 | 1 | UN | 1 | 5 | B | D | EAR99 | N | 85389099 | 1 | 4011209673021 | 0.472 | KG | 198 | 198 | LP20 | LP20 | accessory for VL1250, VL1600, terminal cover IP30 standard comprises 2 covers 4-pole | - | 0 | 0
3VL9800-8CD40 |  | 3VL9800-8CD40 | 1 | UN | 1 | 5 | B | D | EAR99 | N | 85362090 | 1 | 4011209835023 | 0.49 | KG | 198 | 198 | LP20 | LP20 | accessory for VL1250, VL1600, terminal cover IP30 standard comprises 2 covers 4-pole comprises 2 covers 4-pole | - | 0 | 0
3VL9800-8CE00 |  | 3VL9800-8CE00 | 1 | UN | 1 | 5 | B | D | EAR99 | N | 85472000 | 1 | 4011209760769 | 0.15 | KG | 42.68 | 42.68 | LP20 | LP20 | accessory for VL1250, VL1600, phase barrier comprises 2 partitions | - | 0 | 0
3VL9800-8CE01 |  | 3VL9800-8CE01 | 1 | UN | 1 | 5 | B | D | EAR99 | N | 85472000 | 1 | 4011209676596 | 0.145 | KG | 48.73 | 48.73 | LP20 | LP20 | accessory for VL1200UL, VL1600UL, (NG frame â€“ PG frame) phase barrier comprises 2 partitions | - | 0 | 0
3VL9800-8CG31 |  | 3VL9800-8CG31 | 1 | UN | 1 | 30 | D | D | EAR99 | N | 85389099 | 1 |  | 0.2 | KG | 158.4 | 158.4 | LP20 | LP20 | Breaker VLSWBOARD MTG STRAP SH CAT number TSLP3m | - | 0 | 7
3VL9800-8LA00 |  | 3VL9800-8LA00 | 1 | UN | 1 | 10 | C | D | EAR99 | N | 85389099 | 1 | 4011209760776 | 0.305 | KG | 438.9 | 438.9 | LP20 | LP20 | accessory for VL1250, VL1600, locking with Bowden cable | - | 0 | 0
3VL9800-8LA01 |  | 3VL9800-8LA01 | 1 | UN | 1 | 5 | B | D | EAR99 | N | 85389099 | 1 |  | 0.45 | KG | 485.1 | 485.1 | LP20 | LP20 | access. F. VL1200UL, VL1600UL (NG frame â€“ PG frame) locking with Bowden cable | - | 0 | 0
3VL9800-8LC00 |  | 3VL9800-8LC00 | 1 | UN | 1 | 10 | C | D | EAR99 | N | 85389099 | 1 | 4011209760783 | 2.738 | KG | 1463 | 1463 | LP20 | LP20 | accessory for VL1250, VL1600, mutual interlocking w/ rocker, f. fixed-mntd vers. | - | 0 | 0
3VL9800-8LC01 |  | 3VL9800-8LC01 | 1 | UN | 1 | 5 | B | D | EAR99 | N | 85389099 | 1 |  | 4.262 | KG | 1584 | 1584 | LP20 | LP20 | access. F. VL1200UL, VL1600UL (NG frame â€“ PG frame) mutual interlocking w/ rocker, f. fixed-mntd vers. mounting cat. no. WBMPFM | - | 0 | 0
3VL9800-8LD00 |  | 3VL9800-8LD00 | 1 | UN | 1 | 10 | C | D | EAR99 | N | 85389099 | 1 | 4011209760790 | 3.402 | KG | 1727 | 1727 | LP20 | LP20 | accessory for VL1250, VL1600, mutual interlocking with rocker, f. withdr./plug-in mounting | - | 0 | 0
3VL9800-8LD01 |  | 3VL9800-8LD01 | 1 | UN | 1 | 5 | B | D | N | N | 85389099 | 1 |  | 3.406 | KG | 1947 | 1947 | LP20 | LP20 | access. F. VL1200UL, VL1600UL (NG frame â€“ PG frame) mutual interlocking with rocker, f. withdr./plug-in mounting | - | 0 | 0
3VL9800-8SA40 |  | 3VL9800-8SA40 | 1 | UN | 1 | 2 | A | D | EAR99 | N | 73181558 | 1 | 4011209912229 | 0.116 | KG | 62.59 | 62.59 | LP20 | LP20 | accessory for VL1250, VL1600, fixing screws comprises 4 screws and nuts, metric thread | - | 0 | 0
3VL9800-8SB41 |  | 3VL9800-8SB41 | 1 | UN | 1 | 30 | D | D | EAR99 | N | 73181558 | 1 |  | 0.1 | KG | 55.99 | 55.99 | LP20 | LP20 | Breaker VLMOUNT Screw Kit 4PCS | - | 0 | 7
3VL9812-8TT01 |  | 3VL9812-8TT01 | 1 | UN | 1 | 5 | B | D | EAR99 | N | 85389099 | 1 |  | 2.917 | KG | 2101 | 2101 | LP20 | LP20 | Breaker VLNEUT CT 1000A/1200A | - | 0 | 0
3VL9816-2AL00 |  | 3VL9816-2AL00 | 1 | UN | 1 | 2 | A | D | EAR99 | N | 85389099 | 1 | 4011209474994 | 0.054 | KG | 72.05 | 72.05 | LP20 | LP20 | accessory for VL630, VL800, VL1250, VL1600 adapter for auxiliary switch up to 4 HS f. inst. N-pole/left/right | - | 0 | 0
3VL9816-2AL01 |  | 3VL9816-2AL01 | 1 | UN | 1 | 5 | B | D | EAR99 | N | 85365080 | 1 |  | 0.05 | KG | 79.97 | 79.97 | LP20 | LP20 | VL800UL, VL1200UL, VL1600UL (MG frame PG frame) adapter for auxiliary switch up to 4 HS f. inst. N-pole/left/right | - | 0 | 0
3VL9816-2AN10 |  | 3VL9816-2AN10 | 1 | UN | 1 | 2 | A | D | EAR99 | N | 85389099 | 1 | 4011209474987 | 0.057 | KG | 70.4 | 70.4 | LP20 | LP20 | accessory for VL630, VL800, VL1250, VL1600 adapter for auxiliary switch 2 HS+2 AS for mounting on left | - | 0 | 0
3VL9816-2AN11 |  | 3VL9816-2AN11 | 1 | UN | 1 | 5 | B | D | EAR99 | N | 85365080 | 1 |  | 0.06 | KG | 78.21 | 78.21 | LP20 | LP20 | VL800UL, VL1200UL, VL1600UL (MG frame PG frame) adapter for auxiliary switch 2 HS+2 AS for mounting on left | - | 0 | 0
3VL9816-6CH30 |  | 3VL9816-6CH30 | 1 | UN | 1 | 30 | D | D | EAR99 | N | 85363090 | 1 | 4011209643871 | 4.39 | KG | 13200 | 13200 | LP20 | LP20 | ETU VL1600, 3-pole, line protection LCD ETU40, LI/LS/LSI, IR=640...1600A, overload protection, ISD=1.5 to 8 xIR, II=9 xIN short-circuit protection screw terminal connections in scope of delivery of switching unit | - | 0 | 0
3VL9816-6CJ40 |  | 3VL9816-6CJ40 | 1 | UN | 1 | 30 | D | D | EAR99 | N | 85363090 | 1 | 4011209643932 | 5.761 | KG | 15180 | 15180 | LP20 | LP20 | ETU VL1600, 4-pole, line protection LCD ETU40, LI/LS/LSI, IR=640...1600A, overload protection, ISD=1.5 to 8 xIR, II=9 xIN short-circuit protection, N protected screw terminal connections in scope of delivery of switching unit | - | 0 | 0
3VL9816-6CL30 |  | 3VL9816-6CL30 | 1 | UN | 1 | 30 | D | D | EAR99 | N | 85363090 | 1 | 4011209643284 | 4.41 | KG | 13200 | 13200 | LP20 | LP20 | ETU VL1600, 3-pole, line protection LCD ETU42, LSIG, 3 phases/3 lines IR=640...1600A, overload protection, ISD=1.5 to 8 xIR, II=9 xIN short-circuit protection screw terminal connections in scope of delivery of switching unit | - | 0 | 0
3VL9816-6CM30 |  | 3VL9816-6CM30 | 1 | UN | 1 | 30 | D | D | EAR99 | N | 85363090 | 1 | 4011209643574 | 4.35 | KG | 13200 | 13200 | LP20 | LP20 | ETU VL1600, 3-pole, line protection LCD ETU42, LSIG, 3 phases/4 lines with connecting cable IR=640...1600A, overload protection, ISD=1.5 to 8 xIR, II=9 xIN short-circuit protection screw terminal connections in scope of delivery of switching unit | - | 0 | 0
3VL9816-6CN40 |  | 3VL9816-6CN40 | 1 | UN | 1 | 30 | D | D | EAR99 | N | 85363090 | 1 | 4011209644076 | 5.789 | KG | 15180 | 15180 | LP20 | LP20 | ETU VL1600, 4-pole, line protection LCD ETU42, LSIG, IR=640...1600A, overload protection, ISD=1.5 to 8 xIR, II=9 xIN short-circuit protection, N protected with ground-fault protection screw terminal connections in scope of delivery of switching unit | - | 0 | 0
3VL9816-6LA40 |  | 3VL9816-6LA40 | 1 | UN | 1 | 10 | C | D | EAR99 | N | 85363090 | 1 | 4011209951198 | 5.686 | KG | 8371 | 8371 | LP20 | LP20 | ETU VL1600, 4-pole, line protection ETU10, LI IR=640...1600A, overload protection, II=1.25 to 9 xIN, short-circuit protection, N protected screw terminal connections in scope of delivery of switching unit shipbuilding certificate for LRS, DNV and gL | - | 0 | 0
3VL9816-6LB30 |  | 3VL9816-6LB30 | 1 | UN | 1 | 10 | C | D | EAR99 | N | 85363090 | 1 | 4011209953031 | 4.345 | KG | 5808 | 5808 | LP20 | LP20 | ETU VL1600, 3-pole, line protection ETU10, LI IR=640...1600A, overload protection, II=1.25 to 9 xIN, short-circuit protection screw terminal connections in scope of delivery of switching unit shipbuilding certificate for LRS, DNV and gL | - | 0 | 0
3VL9816-6LE30 |  | 3VL9816-6LE30 | 1 | UN | 1 | 10 | C | D | EAR99 | N | 85363090 | 1 | 4011209953048 | 4.291 | KG | 6061 | 6061 | LP20 | LP20 | ETU VL1600, 3-pole, line protection ETU20, LSI IR=640...1600A, overload protection, ISD=1.5 to 8 xIR, II=9 xIN short-circuit protection screw terminal connections in scope of delivery of switching unit shipbuilding certificate for LRS, DNV and gL | - | 0 | 0
3VL9816-6LF40 |  | 3VL9816-6LF40 | 1 | UN | 1 | 10 | C | D | EAR99 | N | 85363090 | 1 | 4011209951181 | 5.769 | KG | 8701 | 8701 | LP20 | LP20 | ETU VL1600, 4-pole, line protection ETU20, LSI, IR=640...1600A, overload protection, ISD=1.5 to 8 xIR, II=9 xIN short-circuit protection, N protected screw terminal connections in scope of delivery of switching unit shipbuilding certificate for LRS, DNV and gL | - | 0 | 0
3VL9816-6MB30 |  | 3VL9816-6MB30 | 1 | UN | 1 | 10 | C | D | EAR99 | N | 85363090 | 1 | 4011209825864 | 4.428 | KG | 5159 | 5159 | LP20 | LP20 | ETU VL1600, 3-pole, line protection ETU10, LI IR=640...1600A, overload protection, II=1.25 to 9 xIN, short-circuit protection screw terminal connections in scope of delivery of switching unit | - | 0 | 0
3VL9816-6ME30 |  | 3VL9816-6ME30 | 1 | UN | 1 | 10 | C | D | EAR99 | N | 85363090 | 1 | 4011209825871 | 4.441 | KG | 5324 | 5324 | LP20 | LP20 | ETU VL1600, 3-pole, line protection ETU20, LSI IR=640...1600A, overload protection, ISD=1.5 to 8 xIR, II=9 xIN short-circuit protection screw terminal connections in scope of delivery of switching unit | - | 0 | 0
3VL9816-6MF30 |  | 3VL9816-6MF30 | 1 | UN | 1 | 10 | C | D | EAR99 | N | 85363090 | 1 | 4011209825888 | 4.46 | KG | 7854 | 7854 | LP20 | LP20 | ETU VL1600, 3-pole, line protection ETU12, LIG, 3 phases/3 lines IR=640...1600A, overload protection, II=1.25 to 9 xIN, short-circuit protection, screw terminal connections in scope of delivery of switching unit | - | 0 | 0
3VL9816-6MG30 |  | 3VL9816-6MG30 | 1 | UN | 1 | 10 | C | D | EAR99 | N | 85363090 | 1 | 4011209825895 | 4.444 | KG | 7183 | 7183 | LP20 | LP20 | ETU VL1600, 3-pole, line protection ETU22, LSIG, 3 phases/3 lines IR=640...1600A, overload protection, ISD=1.5 to 8 xIR, II=9 xIN short-circuit protection screw terminal connections in scope of delivery of switching unit | - | 0 | 0
3VL9816-6MH30 |  | 3VL9816-6MH30 | 1 | UN | 1 | 10 | C | D | EAR99 | N | 85363090 | 1 | 4011209825901 | 4.315 | KG | 8063 | 8063 | LP20 | LP20 | ETU VL1600, 3-pole, line protection ETU22, LSIG 3 phases/4 lines with connecting cable IR=640...1600A, overload protection, ISD=1.5 to 8 xIR, II=9 xIN short-circuit protection screw terminal connections in scope of delivery of switching unit | - | 0 | 0
3VL9816-6ML30 |  | 3VL9816-6ML30 | 1 | UN | 1 | 10 | C | D | EAR99 | N | 85363090 | 1 | 4011209825925 | 4.305 | KG | 6941 | 6941 | LP20 | LP20 | ETU VL1600, 3-pole, line protection ETU12, LIG, 3 phases/3 lines IR=640...1600A, overload protection, II=1.25 to 9 xIN, short-circuit protection, screw terminal connections in scope of delivery of switching unit | - | 0 | 0
3VL9816-6NA40 |  | 3VL9816-6NA40 | 1 | UN | 1 | 10 | C | D | EAR99 | N | 85363090 | 1 | 4011209825918 | 5.839 | KG | 7348 | 7348 | LP20 | LP20 | ETU VL1600, 4-pole, line protection ETU10, LI IR=640...1600A, overload protection, II=1.25 to 9 xIN, short-circuit protection, N protected screw terminal connections in scope of delivery of switching unit | - | 0 | 0
3VL9816-6NB40 |  | 3VL9816-6NB40 | 1 | UN | 1 | 10 | C | D | EAR99 | N | 85363090 | 1 | 4011209825932 | 5.52 | KG | 6644 | 6644 | LP20 | LP20 | ETU VL1600, 4-pole, line protection ETU10, LI IR=640...1600A, overload protection, II=1.25 to 9 xIN, short-circuit protection, screw terminal connections in scope of delivery of switching unit | - | 0 | 0
3VL9816-6NE40 |  | 3VL9816-6NE40 | 1 | UN | 1 | 10 | C | D | EAR99 | N | 85363090 | 1 | 4011209825949 | 5.478 | KG | 6886 | 6886 | LP20 | LP20 | ETU VL1600, 4-pole, line protection ETU20, LIG IR=640...1600A, overload protection, II=1.25 to 9 xIN, short-circuit protection, screw terminal connections in scope of delivery of switching unit | - | 0 | 0
3VL9816-6NF40 |  | 3VL9816-6NF40 | 1 | UN | 1 | 10 | C | D | EAR99 | N | 85363090 | 1 | 4011209825956 | 5.797 | KG | 7656 | 7656 | LP20 | LP20 | ETU VL1600, 4-pole, line protection ETU20, LSI, IR=640...1600A, overload protection, ISD=1.5 to 8 xIR, II=9 xIN short-circuit protection, N protected screw terminal connections in scope of delivery of switching unit | - | 0 | 0
3VL9816-6NH40 |  | 3VL9816-6NH40 | 1 | UN | 1 | 10 | C | D | EAR99 | N | 85363090 | 1 | 4011209825963 | 5.685 | KG | 10285 | 10285 | LP20 | LP20 | ETU VL1600, 4-pole, line protection ETU22, LSIG, IR=640...1600A, overload protection, ISD=1.5 to 8 xIR, II=9 xIN short-circuit protection, N protected screw terminal connections in scope of delivery of switching unit | - | 0 | 0
3VL9816-6NN40 |  | 3VL9816-6NN40 | 1 | UN | 1 | 10 | C | D | EAR99 | N | 85363090 | 1 | 4011209825970 | 5.845 | KG | 9944 | 9944 | LP20 | LP20 | ETU VL1600, 4-pole, line protection ETU12, LIG IR=640...1600A, overload protection, II=1.25 to 9 xIN, short-circuit protection, N protected screw terminal connections in scope of delivery of switching unit | - | 0 | 0
3VL9816-6SB30 |  | 3VL9816-6SB30 | 1 | UN | 1 | 10 | C | D | EAR99 | N | 85363090 | 1 | 4011209825987 | 4.308 | KG | 5060 | 5060 | LP20 | LP20 | ETU VL1600, 3-pole, line protection ETU10, LI IR=640...1600A, overload protection, II=1.25 to 9 xIN, short-circuit protection screw terminal connections in scope of delivery of switching unit | - | 0 | 0
3VL9816-6SE30 |  | 3VL9816-6SE30 | 1 | UN | 1 | 10 | C | D | EAR99 | N | 85363090 | 1 | 4011209825994 | 4.3 | KG | 5236 | 5236 | LP20 | LP20 | ETU VL1600, 3-pole, line protection ETU20, LSI IR=640...1600A, overload protection, ISD=1.5 to 8 xIR, II=9 xIN short-circuit protection screw terminal connections in scope of delivery of switching unit | - | 0 | 0
3VL9816-6SF30 |  | 3VL9816-6SF30 | 1 | UN | 1 | 10 | C | D | EAR99 | N | 85363090 | 1 | 4011209826014 | 4.281 | KG | 7755 | 7755 | LP20 | LP20 | ETU VL1600, 3-pole, line protection ETU12, LIG, 3 phases/4 lines IR=640...1600A, overload protection, II=1.25 to 9 xIN, short-circuit protection, screw terminal connections in scope of delivery of switching unit | - | 0 | 0
3VL9816-6SG30 |  | 3VL9816-6SG30 | 1 | UN | 1 | 5 | B | D | EAR99 | N | 85363090 | 1 | 4011209826007 | 4.28 | KG | 7084 | 7084 | LP20 | LP20 | ETU VL1600, 3-pole, line protection ETU22, LSIG, 3 phases/3 lines IR=640...1600A, overload protection, ISD=1.5 to 8 xIR, II=9 xIN short-circuit protection screw terminal connections in scope of delivery of switching unit | - | 0 | 0
3VL9816-6SH30 |  | 3VL9816-6SH30 | 1 | UN | 1 | 10 | C | D | EAR99 | N | 85363090 | 1 | 4011209826021 | 4.311 | KG | 7975 | 7975 | LP20 | LP20 | ETU VL1600, 3-pole, line protection ETU22, LSIG 3 phases/4 lines with connecting cable IR=640...1600A, overload protection, ISD=1.5 to 8 xIR, II=9 xIN short-circuit protection screw terminal connections in scope of delivery of switching unit | - | 0 | 0
3VL9816-6SL30 |  | 3VL9816-6SL30 | 1 | UN | 1 | 10 | C | D | EAR99 | N | 85363090 | 1 | 4011209826038 | 4.265 | KG | 6820 | 6820 | LP20 | LP20 | ETU VL1600, 3-pole, line protection ETU12, LIG, 3 phases/3 lines IR=640...1600A, overload protection, II=1.25 to 9 xIN, short-circuit protection, screw terminal connections in scope of delivery of switching unit | - | 0 | 0
3VL9816-6TA40 |  | 3VL9816-6TA40 | 1 | UN | 1 | 10 | C | D | EAR99 | N | 85363090 | 1 | 4011209826045 | 5.681 | KG | 7260 | 7260 | LP20 | LP20 | ETU VL1600, 4-pole, line protection ETU10, LI IR=640...1600A, overload protection, II=1.25 to 9 xIN, short-circuit protection, N protected screw terminal connections in scope of delivery of switching unit | - | 0 | 0
3VL9816-6TB40 |  | 3VL9816-6TB40 | 1 | UN | 1 | 10 | C | D | EAR99 | N | 85363090 | 1 | 4011209826052 | 5.35 | KG | 6512 | 6512 | LP20 | LP20 | ETU VL1600, 4-pole, line protection ETU10, LI IR=640...1600A, overload protection, II=1.25 to 9 xIN, short-circuit protection, screw terminal connections in scope of delivery of switching unit | - | 0 | 0
3VL9816-6TE40 |  | 3VL9816-6TE40 | 1 | UN | 1 | 10 | C | D | EAR99 | N | 85363090 | 1 | 4011209826069 | 5.345 | KG | 6787 | 6787 | LP20 | LP20 | ETU VL1600, 4-pole, line protection ETU20, LSI, IR=640...1600A, overload protection, ISD=1.5 to 8 xIR, II=9 xIN short-circuit protection, N unprotected screw terminal connections in scope of delivery of switching unit | - | 0 | 0
3VL9816-6TF40 |  | 3VL9816-6TF40 | 1 | UN | 1 | 10 | C | D | EAR99 | N | 85363090 | 1 | 4011209826076 | 5.67 | KG | 7568 | 7568 | LP20 | LP20 | ETU VL1600, 4-pole, line protection ETU20, LSI, IR=640...1600A, overload protection, ISD=1.5 to 8 xIR, II=9 xIN short-circuit protection, N protected screw terminal connections in scope of delivery of switching unit | - | 0 | 0
3VL9816-6TH40 |  | 3VL9816-6TH40 | 1 | UN | 1 | 10 | C | D | EAR99 | N | 85363090 | 1 | 4011209826083 | 5.669 | KG | 10186 | 10186 | LP20 | LP20 | ETU VL1600, 4-pole, line protection ETU22, LSIG, IR=640...1600A, overload protection, ISD=1.5 to 8 xIR, II=9 xIN short-circuit protection, N protected screw terminal connections in scope of delivery of switching unit | - | 0 | 0
3VL9816-6TN40 |  | 3VL9816-6TN40 | 1 | UN | 1 | 10 | C | D | EAR99 | N | 85363090 | 1 | 4011209830912 | 5.677 | KG | 9845 | 9845 | LP20 | LP20 | ETU VL1600, 4-pole, line protection ETU12, LIG IR=640...1600A, overload protection, II=1.25 to 9 xIN, short-circuit protection, N protected screw terminal connections in scope of delivery of switching unit | - | 0 | 0
3VL9816-6UH30 |  | 3VL9816-6UH30 | 1 | UN | 1 | 10 | C | D | N | N | 85363090 | 1 | 4011209904163 | 4.481 | KG | 8008 | 8008 | LP20 | LP20 | ETU VL1600, 3-pole, line protection LCD ETU40, LI/LS/LSI, IR=640...1600A, overload protection, ISD=1.5 to 8 xIR, II=9 xIN short-circuit protection screw terminal connections in scope of delivery of switching unit | - | 0 | 0
3VL9816-6UJ40 |  | 3VL9816-6UJ40 | 1 | UN | 1 | 10 | C | D | N | N | 85363090 | 1 | 4011209904194 | 5.869 | KG | 9185 | 9185 | LP20 | LP20 | ETU VL1600, 4-pole, line protection LCD ETU40, LI/LS/LSI, IR=640...1600A, overload protection, ISD=1.5 to 8 xIR, II=9 xIN short-circuit protection, N protected screw terminal connections in scope of delivery of switching unit | - | 0 | 0
3VL9816-6UL30 |  | 3VL9816-6UL30 | 1 | UN | 1 | 10 | C | D | N | N | 85363090 | 1 | 4011209904170 | 4.482 | KG | 8008 | 8008 | LP20 | LP20 | ETU VL1600, 3-pole, line protection LCD ETU42, LSIG, 3 phases/3 lines IR=640...1600A, overload protection, ISD=1.5 to 8 xIR, II=9 xIN short-circuit protection screw terminal connections in scope of delivery of switching unit | - | 0 | 0
3VL9816-6UM30 |  | 3VL9816-6UM30 | 1 | UN | 1 | 10 | C | D | EAR99 | N | 85363090 | 1 | 4011209904187 | 4.502 | KG | 8008 | 8008 | LP20 | LP20 | ETU VL1600, 3-pole, line protection LCD ETU42, LSIG, 3 phases/4 lines with connecting cable IR=640...1600A, overload protection, ISD=1.5 to 8 xIR, II=9 xIN short-circuit protection screw terminal connections in scope of delivery of switching unit | - | 0 | 0
3VL9816-6UN40 |  | 3VL9816-6UN40 | 1 | UN | 1 | 10 | C | D | N | N | 85363090 | 1 | 4011209904200 | 5.873 | KG | 9185 | 9185 | LP20 | LP20 | ETU VL1600, 4-pole, line protection LCD ETU42, LSIG, IR=640...1600A, overload protection, ISD=1.5 to 8 xIR, II=9 xIN short-circuit protection, N protected with ground-fault protection screw terminal connections in scope of delivery of switching unit | - | 0 | 0
3VL9816-8TC00 |  | 3VL9816-8TC00 | 1 | UN | 1 | 2 | A | D | N | N | 85043180 | 1 | 4011209667945 | 2.061 | KG | 1375 | 1375 | LP20 | LP20 | accessory for VL1600, current transformer for overload protection of N conductor and for ground-fault protection In=1600A | - | 0 | 0
3VL9816-8TT01 |  | 3VL9816-8TT01 | 1 | UN | 1 | 5 | B | D | EAR99 | N | 85389099 | 1 |  | 0.1 | KG | 2101 | 2101 | LP20 | LP20 | Breaker VLNEUT CT 1600A P | - | 0 | 7
3VL9860-4TJ01 |  | 3VL9860-4TJ01 | 1 | UN | 1 | 40 | X | D | EAR99 | N | 85389099 | 1 |  | 2.089 | KG | 403.7 | 403.7 | LP20 | LP20 | accessory for VL1600UL, (PG frame) multiple feed-in terminal for Cu/Al for 6 conductors per terminal 300-600 KCMIL f. inst. w/ mounting base | - | 0 | 0
3VL9860-4TR01 |  | 3VL9860-4TR01 | 1 | UN | 1 | 40 | X | D | EAR99 | N | 85389099 | 1 |  | 1.331 | KG | 420.2 | 420.2 | LP20 | LP20 | accessory for VL1600UL, (PG frame) multiple feed-in terminal for Cu/Al for 5 conductors per terminal 300-600 KCMIL f. inst. w/ mounting base | - | 0 | 0
3VL9875-4TH01 |  | 3VL9875-4TH01 | 1 | UN | 1 | 5 | B | D | EAR99 | N | 85369010 | 1 |  | 1.223 | KG | 420.2 | 420.2 | LP20 | LP20 | accessory for VL1600UL, (PG frame) multiple feed-in terminal for Cu/Al for 4 conductors per terminal 600-750 KCMIL f. inst. w/ mounting base | - | 0 | 7
3VL9875-4TJ31 |  | 3VL9875-4TJ31 | 1 | UN | 1 | 40 | X | D | EAR99 | N | 85369010 | 1 |  | 2.414 | KG | 577.5 | 577.5 | LP20 | LP20 | accessory for VL1600UL, (PG frame) multiple feed-in terminal for Cu/Al for 6 conductors per terminal 1 set = 3 units cat. no. 3TA6PG750 | - | 0 | 0
3VT1701-2DC35-0AA0 |  | 3VT1701-2DC35-0AA0 | 1 | UN | 1 | 15 | C | D | N | N | 85362010 | 1 | 4001869532448 | 945 | G | 311.85 | 311.85 | LP22 | LP22 | circuit breaker 3VT1 standard breaking capacity Icu=25kA, 415V AC 3-pole, line protection trip unit TM, LI In=16A rated current IR=12.5...16A overload prot. II=160...240A, short-circuit protection without auxiliary release without auxiliary/alarm switch with front terminals | - | 0 | 0
3VT1701-2DC36-0AA0 |  | 3VT1701-2DC36-0AA0 | 1 | UN | 1 | 15 | C | D | EAR99 | N | 85362010 | 1 | 4011209761803 | 1.02 | KG | 311.85 | 311.85 | LP22 | LP22 | circuit breaker 3VT1 standard breaking capacity Icu=25kA, 415V AC 3-pole, line protection trip unit TM, LI In=16A rated current IR=12.5...16A overload prot. II=160...240A, short-circuit protection without auxiliary release without auxiliary/alarm switch | - | 0 | 0
3VT1701-2DM35-0AA0 |  | 3VT1701-2DM35-0AA0 | 1 | UN | 1 | 15 | C | D | EAR99 | N | 85362010 | 1 | 4001869532653 | 0.834 | KG | 280.35 | 280.35 | LP22 | LP22 | circuit breaker 3VT1 standard breaking capacity Icu=25kA, 415V AC 3-pole, motor protection trip unit TM, LI In=16A rated current IR=12.5...16A overload prot. II=160A, short-circuit prot. without auxiliary release without auxiliary/alarm switch with front terminals | - | 0 | 0
3VT1701-2DM36-0AA0 |  | 3VT1701-2DM36-0AA0 | 1 | UN | 1 | 15 | C | D | N | N | 85362010 | 1 | 4011209762138 | 1.031 | KG | 280.35 | 280.35 | LP22 | LP22 | circuit breaker 3VT1 standard breaking capacity Icu=25kA, 415V AC 3-pole, motor protection trip unit TM, LI In=16A rated current IR=12.5...16A overload prot. II=160A, short-circuit prot. without auxiliary release without auxiliary/alarm switch | - | 0 | 0
3VT1701-2EC45-0AA0 |  | 3VT1701-2EC45-0AA0 | 1 | UN | 1 | 15 | C | D | EAR99 | N | 85362010 | 1 | 4001869532677 | 0.99 | KG | 368.55 | 368.55 | LP22 | LP22 | circuit breaker 3VT1 standard breaking capacity Icu=25kA, 415V AC 4-pole, line protection trip unit TM, LI In=16A rated current IR=12.5...16A overload prot. II=160...240A, short-circuit protection N conductor unprotected without auxiliary release without auxiliary/alarm switch with front terminals | - | 0 | 0
3VT1701-2EC46-0AA0 |  | 3VT1701-2EC46-0AA0 | 1 | UN | 1 | 15 | C | D | N | N | 85362010 | 1 | 4011209761919 | 1.32 | KG | 368.55 | 368.55 | LP22 | LP22 | circuit breaker 3VT1 standard breaking capacity Icu=25kA, 415V AC 4-pole, line protection trip unit TM, LI In=16A rated current IR=12.5...16A overload prot. II=160...240A, short-circuit protection N conductor unprotected without auxiliary release without auxiliary/alarm switch | - | 0 | 0
3VT1701-2EJ46-0AA0 |  | 3VT1701-2EJ46-0AA0 | 1 | UN | 1 | 15 | C | D | N | N | 85362010 | 1 | 4011209762022 | 1.345 | KG | 410.55 | 410.55 | LP22 | LP22 | circuit breaker 3VT1 standard breaking capacity Icu=25kA, 415V AC 4-pole, line protection trip unit TM, LIN In=16A rated current IR=12.5...16A overload prot. II=160...240A, short-circuit protection N conductor protected without auxiliary release without auxiliary/alarm switch | - | 0 | 0
3VT1702-2DC35-0AA0 |  | 3VT1702-2DC35-0AA0 | 1 | UN | 1 | 15 | C | D | EAR99 | N | 85362010 | 1 | 4001869532608 | 0.834 | KG | 311.85 | 311.85 | LP22 | LP22 | circuit breaker 3VT1 standard breaking capacity Icu=25kA, 415V AC 3-pole, line protection trip unit TM, LI In=20A rated current IR=16...20A overload protection II=200...300A, short-circuit protection without auxiliary release without auxiliary/alarm switch with front terminals | - | 0 | 0
3VT1702-2DC36-0AA0 |  | 3VT1702-2DC36-0AA0 | 1 | UN | 1 | 15 | C | D | N | N | 85362010 | 1 | 4011209761810 | 1.034 | KG | 311.85 | 311.85 | LP22 | LP22 | circuit breaker 3VT1 standard breaking capacity Icu=25kA, 415V AC 3-pole, line protection trip unit TM, LI In=20A rated current IR=16...20A overload protection II=200...300A, short-circuit protection without auxiliary release without auxiliary/alarm switch | - | 0 | 0
3VT1702-2DM35-0AA0 |  | 3VT1702-2DM35-0AA0 | 1 | UN | 1 | 15 | C | D | EAR99 | N | 85362010 | 1 | 4001869532615 | 0.834 | KG | 280.35 | 280.35 | LP22 | LP22 | circuit breaker 3VT1 standard breaking capacity Icu=25kA, 415V AC 3-pole, motor protection trip unit TM, LI In=20A rated current IR=16...20A overload protection II=200A, short-circuit prot. without auxiliary release without auxiliary/alarm switch with front terminals | - | 0 | 0
3VT1702-2DM36-0AA0 |  | 3VT1702-2DM36-0AA0 | 1 | UN | 1 | 15 | C | D | N | N | 85362010 | 1 | 4011209762145 | 1.05 | KG | 280.35 | 280.35 | LP22 | LP22 | circuit breaker 3VT1 standard breaking capacity Icu=25kA, 415V AC 3-pole, motor protection trip unit TM, LI In=20A rated current IR=16...20A overload protection II=200A, short-circuit prot. without auxiliary release without auxiliary/alarm switch | - | 0 | 0
3VT1702-2EC45-0AA0 |  | 3VT1702-2EC45-0AA0 | 1 | UN | 1 | 15 | C | D | EAR99 | N | 85362010 | 1 | 4001869549422 | 0.99 | KG | 360.15 | 360.15 | LP22 | LP22 | circuit breaker 3VT1 standard breaking capacity Icu=25kA, 415V AC 4-pole, line protection trip unit TM, LI In=20A rated current IR=16...20A overload protection II=200...300A, short-circuit protection N-conductor unprotected without auxiliary release without auxiliary/alarm switch with front terminals | - | 0 | 0
3VT1702-2EC46-0AA0 |  | 3VT1702-2EC46-0AA0 | 1 | UN | 1 | 15 | C | D | N | N | 85362010 | 1 | 4011209761926 | 1.356 | KG | 368.55 | 368.55 | LP22 | LP22 | circuit breaker 3VT1 standard breaking capacity Icu=25kA, 415V AC 4-pole, line protection trip unit TM, LI In=20A rated current IR=16...20A overload protection II=200...300A, short-circuit protection N conductor unprotected without auxiliary release without auxiliary/alarm switch | - | 0 | 0
3VT1702-2EJ46-0AA0 |  | 3VT1702-2EJ46-0AA0 | 1 | UN | 1 | 15 | C | D | N | N | 85362010 | 1 | 4011209762039 | 1.353 | KG | 410.55 | 410.55 | LP22 | LP22 | circuit breaker 3VT1 standard breaking capacity Icu=25kA, 415V AC 4-pole, line protection trip unit TM, LIN In=20A rated current IR=16...20A overload protection II=200...300A, short-circuit protection N conductor protected without auxiliary release without auxiliary/alarm switch | - | 0 | 0
3VT1703-2DB36-0AA0 |  | 3VT1703-2DB36-0AA0 | 1 | UN | 1 | 15 | C | D | N | N | 85362010 | 1 | 4011209762220 | 1.043 | KG | 284.55 | 284.55 | LP22 | LP22 | circuit breaker 3VT1 standard breaking capacity Icu=25kA, 415V AC 3-pole; starter combination trip unit TM, LIN In=32A rated current II=160...320A, short-circuit protection without auxiliary release without auxiliary/alarm switch | - | 0 | 0
3VT1703-2DC35-0AA0 |  | 3VT1703-2DC35-0AA0 | 1 | UN | 1 | 15 | C | D | EAR99 | N | 85362010 | 1 | 4001869532356 | 961 | G | 311.85 | 311.85 | LP22 | LP22 | circuit breaker 3VT1 standard breaking capacity Icu=25kA, 415V AC 3-pole, line protection trip unit TM, LI In=32A rated current IR=25...32A overload protection II=160...320A, short-circuit protection without auxiliary release without auxiliary/alarm switch with front terminals | - | 0 | 0
3VT1703-2DC36-0AA0 |  | 3VT1703-2DC36-0AA0 | 1 | UN | 1 | 15 | C | D | N | N | 85362010 | 1 | 4011209761834 | 1.046 | KG | 311.85 | 311.85 | LP22 | LP22 | circuit breaker 3VT1 standard breaking capacity Icu=25kA, 415V AC 3-pole, line protection trip unit TM, LI In=32A rated current IR=25...32A overload protection II=160...320A, short-circuit protection without auxiliary release without auxiliary/alarm switch | - | 0 | 0
3VT1703-2DM35-0AA0 |  | 3VT1703-2DM35-0AA0 | 1 | UN | 1 | 15 | C | D | EAR99 | N | 85362010 | 1 | 4001869532516 | 0.834 | KG | 280.35 | 280.35 | LP22 | LP22 | circuit breaker 3VT1 standard breaking capacity Icu=25kA, 415V AC 3-pole, motor protection trip unit TM, LI In=32A rated current IR=25...32A overload protection II=320A, short-circuit prot. without auxiliary release without auxiliary/alarm switch with front terminals | - | 0 | 0
3VT1703-2DM36-0AA0 |  | 3VT1703-2DM36-0AA0 | 1 | UN | 1 | 15 | C | D | N | N | 85362010 | 1 | 4011209762169 | 1.036 | KG | 280.35 | 280.35 | LP22 | LP22 | circuit breaker 3VT1 standard breaking capacity Icu=25kA, 415V AC 3-pole, motor protection trip unit TM, LI In=32A rated current IR=25...32A overload protection II=320A, short-circuit prot. without auxiliary release without auxiliary/alarm switch | - | 0 | 0
3VT1703-2EB46-0AA0 |  | 3VT1703-2EB46-0AA0 | 1 | UN | 1 | 15 | C | D | N | N | 85362010 | 1 | 4011209762305 | 1.354 | KG | 341.25 | 341.25 | LP22 | LP22 | circuit breaker 3VT1 standard breaking capacity Icu=25kA, 415V AC 4-pole; starter combination trip unit TM, LIN In=32A rated current II=160...320A, short-circuit protection N conductor unprotected without auxiliary release without auxiliary/alarm switch | - | 0 | 0
3VT1703-2EC45-0AA0 |  | 3VT1703-2EC45-0AA0 | 1 | UN | 1 | 15 | C | D | EAR99 | N | 85362010 | 1 | 4001869532547 | 0.99 | KG | 368.55 | 368.55 | LP22 | LP22 | circuit breaker 3VT1 standard breaking capacity Icu=25kA, 415V AC 4-pole, line protection trip unit TM, LI In=32A rated current IR=25...32A overload protection II=160...320A, short-circuit protection N conductor unprotected without auxiliary release without auxiliary/alarm switch with front terminals | - | 0 | 0
3VT1703-2EC46-0AA0 |  | 3VT1703-2EC46-0AA0 | 1 | UN | 1 | 15 | C | D | N | N | 85362010 | 1 | 4011209761940 | 1.338 | KG | 368.55 | 368.55 | LP22 | LP22 | circuit breaker 3VT1 standard breaking capacity Icu=25kA, 415V AC 4-pole, line protection trip unit TM, LI In=32A rated current IR=25...32A overload protection II=160...320A, short-circuit protection N conductor unprotected without auxiliary release without auxiliary/alarm switch | - | 0 | 0
3VT1703-2EG46-0AA0 |  | 3VT1703-2EG46-0AA0 | 1 | UN | 1 | 15 | C | D | N | N | 85362010 | 1 | 4011209762428 | 1.367 | KG | 382.2 | 382.2 | LP22 | LP22 | circuit breaker 3VT1 standard breaking capacity Icu=25kA, 415V AC 4-pole; starter combination trip unit TM, LIN In=32A rated current II=160...320A, short-circuit protection N conductor protected without auxiliary release without auxiliary/alarm switch | - | 0 | 0
3VT1703-2EJ46-0AA0 |  | 3VT1703-2EJ46-0AA0 | 1 | UN | 1 | 15 | C | D | N | N | 85362010 | 1 | 4011209762053 | 1.366 | KG | 410.55 | 410.55 | LP22 | LP22 | circuit breaker 3VT1 standard breaking capacity Icu=25kA, 415V AC 4-pole, line protection trip unit TM, LIN In=32A rated current IR=25...32A overload protection II=160...320A, short-circuit protection N conductor protected without auxiliary release without auxiliary/alarm switch | - | 0 | 0
3VT1704-2DA35-0AA0 |  | 3VT1704-2DA35-0AA0 | 1 | UN | 1 | 15 | C | D | EAR99 | N | 85362010 | 1 | 4001869532387 | 0.834 | KG | 267.75 | 267.75 | LP22 | LP22 | circuit breaker 3VT1 standard breaking capacity Icu=25kA, 415V AC 3-pole, line protection trip unit TM, LI In=40A rated current IR=40A overload protection II=160A, short-circuit prot. without auxiliary release without auxiliary/alarm switch with front terminals | - | 0 | 0
3VT1704-2DA36-0AA0 |  | 3VT1704-2DA36-0AA0 | 1 | UN | 1 | 15 | C | D | N | N | 85362010 | 1 | 4011209761063 | 1.027 | KG | 267.75 | 267.75 | LP22 | LP22 | circuit breaker 3VT1 standard breaking capacity Icu=25kA, 415V AC 3-pole, line protection trip unit TM, LI In=40A rated current IR=40A overload protection II=160A, short-circuit prot. without auxiliary release without auxiliary/alarm switch | - | 0 | 0
3VT1704-2DB36-0AA0 |  | 3VT1704-2DB36-0AA0 | 1 | UN | 1 | 15 | C | D | N | N | 85362010 | 1 | 4011209762237 | 1.039 | KG | 284.55 | 284.55 | LP22 | LP22 | circuit breaker 3VT1 standard breaking capacity Icu=25kA, 415V AC 3-pole; starter combination trip unit TM, LIN In=40A rated current II=200...400A, short-circuit protection without auxiliary release without auxiliary/alarm switch | - | 0 | 0
3VT1704-2DC35-0AA0 |  | 3VT1704-2DC35-0AA0 | 1 | UN | 1 | 15 | C | D | EAR99 | N | 85362010 | 1 | 4001869532486 | 0.834 | KG | 311.85 | 311.85 | LP22 | LP22 | circuit breaker 3VT1 standard breaking capacity Icu=25kA, 415V AC 3-pole, line protection trip unit TM, LI In=40A rated current IR=32...40A overload protection II=200...400A, short-circuit protection without auxiliary release without auxiliary/alarm switch with front terminals | - | 0 | 0
3VT1704-2DC36-0AA0 |  | 3VT1704-2DC36-0AA0 | 1 | UN | 1 | 15 | C | D | N | N | 85362010 | 1 | 4011209761841 | 1.025 | KG | 311.85 | 311.85 | LP22 | LP22 | circuit breaker 3VT1 standard breaking capacity Icu=25kA, 415V AC 3-pole, line protection trip unit TM, LI In=40A rated current IR=32...40A overload protection II=200...400A, short-circuit protection without auxiliary release without auxiliary/alarm switch | - | 0 | 0
3VT1704-2DM35-0AA0 |  | 3VT1704-2DM35-0AA0 | 1 | UN | 1 | 15 | C | D | EAR99 | N | 85362010 | 1 | 4001869532554 | 0.834 | KG | 280.35 | 280.35 | LP22 | LP22 | circuit breaker 3VT1 standard breaking capacity Icu=25kA, 415V AC 3-pole, motor protection trip unit TM, LI In=40A rated current IR=32...40A overload protection II=400A, short-circuit prot. without auxiliary release without auxiliary/alarm switch with front terminals | - | 0 | 0
3VT1704-2DM36-0AA0 |  | 3VT1704-2DM36-0AA0 | 1 | UN | 1 | 15 | C | D | N | N | 85362010 | 1 | 4011209762176 | 1.028 | KG | 280.35 | 280.35 | LP22 | LP22 | circuit breaker 3VT1 standard breaking capacity Icu=25kA, 415V AC 3-pole, motor protection trip unit TM, LI In=40A rated current IR=32...40A overload protection II=400A, short-circuit prot. without auxiliary release without auxiliary/alarm switch | - | 0 | 0
3VT1704-2EA45-0AA0 |  | 3VT1704-2EA45-0AA0 | 1 | UN | 1 | 15 | C | D | EAR99 | N | 85362010 | 1 | 4001869532585 | 0.99 | KG | 297.15 | 297.15 | LP22 | LP22 | circuit breaker 3VT1 standard breaking capacity Icu=25kA, 415V AC 4-pole, line protection trip unit TM, LI In=40A rated current IR=40A overload protection II=160A, short-circuit prot. N conductor unprotected without auxiliary release without auxiliary/alarm switch with front terminals | - | 0 | 0
3VT1704-2EA46-0AA0 |  | 3VT1704-2EA46-0AA0 | 1 | UN | 1 | 15 | C | D | N | N | 85362010 | 1 | 4011209761667 | 1.328 | KG | 297.15 | 297.15 | LP22 | LP22 | circuit breaker 3VT1 standard breaking capacity Icu=25kA, 415V AC 4-pole, line protection trip unit TM, LI In=40A rated current IR=40A overload protection II=160A, short-circuit prot. N conductor unprotected without auxiliary release without auxiliary/alarm switch | - | 0 | 0
3VT1704-2EB46-0AA0 |  | 3VT1704-2EB46-0AA0 | 1 | UN | 1 | 15 | C | D | N | N | 85362010 | 1 | 4011209762312 | 1.359 | KG | 341.25 | 341.25 | LP22 | LP22 | circuit breaker 3VT1 standard breaking capacity Icu=25kA, 415V AC 4-pole; starter combination trip unit TM, LIN In=40A rated current II=200...400A, short-circuit protection N conductor unprotected without auxiliary release without auxiliary/alarm switch | - | 0 | 0
3VT1704-2EC45-0AA0 |  | 3VT1704-2EC45-0AA0 | 1 | UN | 1 | 15 | C | D | EAR99 | N | 85362010 | 1 | 4001869532646 | 0.99 | KG | 368.55 | 368.55 | LP22 | LP22 | circuit breaker 3VT1 standard breaking capacity Icu=25kA, 415V AC 4-pole, line protection trip unit TM, LI In=40A rated current IR=32...40A overload protection II=200...400A, short-circuit protection N conductor unprotected without auxiliary release without auxiliary/alarm switch with front terminals | - | 0 | 0
3VT1704-2EC46-0AA0 |  | 3VT1704-2EC46-0AA0 | 1 | UN | 1 | 15 | C | D | N | N | 85362010 | 1 | 4011209761957 | 1.336 | KG | 368.55 | 368.55 | LP22 | LP22 | circuit breaker 3VT1 standard breaking capacity Icu=25kA, 415V AC 4-pole, line protection trip unit TM, LI In=40A rated current IR=32...40A overload protection II=200...400A, short-circuit protection N conductor unprotected without auxiliary release without auxiliary/alarm switch | - | 0 | 0
3VT1704-2EG46-0AA0 |  | 3VT1704-2EG46-0AA0 | 1 | UN | 1 | 15 | C | D | N | N | 85362010 | 1 | 4011209762466 | 1.372 | KG | 382.2 | 382.2 | LP22 | LP22 | circuit breaker 3VT1 standard breaking capacity Icu=25kA, 415V AC 4-pole; starter combination trip unit TM, LIN In=40A rated current II=200...400A, short-circuit protection N conductor protected without auxiliary release without auxiliary/alarm switch | - | 0 | 0
3VT1704-2EH46-0AA0 |  | 3VT1704-2EH46-0AA0 | 1 | UN | 1 | 15 | C | D | N | N | 85362010 | 1 | 4011209761735 | 1.351 | KG | 331.8 | 331.8 | LP22 | LP22 | circuit breaker 3VT1 standard breaking capacity Icu=25kA, 415V AC 4-pole, line protection trip unit TM, LIN In=40A rated current IR=40A overload protection II=160A, short-circuit prot. N conductor protected without auxiliary release without auxiliary/alarm switch | - | 0 | 0
3VT1704-2EJ46-0AA0 |  | 3VT1704-2EJ46-0AA0 | 1 | UN | 1 | 15 | C | D | N | N | 85362010 | 1 | 4011209762060 | 1.345 | KG | 410.55 | 410.55 | LP22 | LP22 | circuit breaker 3VT1 standard breaking capacity Icu=25kA, 415V AC 4-pole, line protection trip unit TM, LIN In=40A rated current IR=32...40A overload protection II=200...400A, short-circuit protection N conductor protected without auxiliary release without auxiliary/alarm switch | - | 0 | 0
3VT1705-2DA35-0AA0 |  | 3VT1705-2DA35-0AA0 | 1 | UN | 1 | 15 | C | D | N | N | 85362010 | 1 | 4001869532707 | 956 | G | 267.75 | 267.75 | LP22 | LP22 | circuit breaker 3VT1 standard breaking capacity Icu=25kA, 415V AC 3-pole, line protection trip unit TM, LI In=50A rated current IR=50A overload protection II=200A, short-circuit prot. without auxiliary release without auxiliary/alarm switch with front terminals | - | 0 | 0
3VT1705-2DA36-0AA0 |  | 3VT1705-2DA36-0AA0 | 1 | UN | 1 | 15 | C | D | N | N | 85362010 | 1 | 4011209761254 | 1.04 | KG | 267.75 | 267.75 | LP22 | LP22 | circuit breaker 3VT1 standard breaking capacity Icu=25kA, 415V AC 3-pole, line protection trip unit TM, LI In=50A rated current IR=50A overload protection II=200A, short-circuit prot. without auxiliary release without auxiliary/alarm switch | - | 0 | 0
3VT1705-2DB36-0AA0 |  | 3VT1705-2DB36-0AA0 | 1 | UN | 1 | 15 | C | D | N | N | 85362010 | 1 | 4011209762244 | 1.044 | KG | 284.55 | 284.55 | LP22 | LP22 | circuit breaker 3VT1 standard breaking capacity Icu=25kA, 415V AC 3-pole; starter combination trip unit TM, LIN In=50A rated current II=250...500A, short-circuit protection without auxiliary release without auxiliary/alarm switch | - | 0 | 0
3VT1705-2DC35-0AA0 |  | 3VT1705-2DC35-0AA0 | 1 | UN | 1 | 15 | C | D | EAR99 | N | 85362010 | 1 | 4001869532691 | 0.834 | KG | 311.85 | 311.85 | LP22 | LP22 | circuit breaker 3VT1 standard breaking capacity Icu=25kA, 415V AC 3-pole, line protection trip unit TM, LI In=50A rated current IR=40...50A overload protection II=250...500A, short-circuit protection without auxiliary release without auxiliary/alarm switch with front terminals | - | 0 | 0
3VT1705-2DC36-0AA0 |  | 3VT1705-2DC36-0AA0 | 1 | UN | 1 | 15 | C | D | N | N | 85362010 | 1 | 4011209761858 | 1.039 | KG | 311.85 | 311.85 | LP22 | LP22 | circuit breaker 3VT1 standard breaking capacity Icu=25kA, 415V AC 3-pole, line protection trip unit TM, LI In=50A rated current IR=40...50A overload protection II=250...500A, short-circuit protection without auxiliary release without auxiliary/alarm switch | - | 0 | 0
3VT1705-2DM35-0AA0 |  | 3VT1705-2DM35-0AA0 | 1 | UN | 1 | 15 | C | D | EAR99 | N | 85362010 | 1 | 4001869532578 | 0.834 | KG | 280.35 | 280.35 | LP22 | LP22 | circuit breaker 3VT1 standard breaking capacity Icu=25kA, 415V AC 3-pole, motor protection trip unit TM, LI In=50A rated current IR=40...50A overload protection II=500A, short-circuit prot. without auxiliary release without auxiliary/alarm switch with front terminals | - | 0 | 0
3VT1705-2DM36-0AA0 |  | 3VT1705-2DM36-0AA0 | 1 | UN | 1 | 15 | C | D | N | N | 85362010 | 1 | 4011209762183 | 1.047 | KG | 280.35 | 280.35 | LP22 | LP22 | circuit breaker 3VT1 standard breaking capacity Icu=25kA, 415V AC 3-pole, motor protection trip unit TM, LI In=50A rated current IR=40...50A overload protection II=500A, short-circuit prot. without auxiliary release without auxiliary/alarm switch | - | 0 | 0
3VT1705-2EA45-0AA0 |  | 3VT1705-2EA45-0AA0 | 1 | UN | 1 | 15 | C | D | EAR99 | N | 85362010 | 1 | 4001869549439 | 0.99 | KG | 290.85 | 290.85 | LP22 | LP22 | circuit breaker 3VT1 standard breaking capacity Icu=25kA, 415V AC 4-pole, line protection trip unit TM, LI In=50A rated current IR=50A overload protection II=200A, short-circuit prot. N-conductor unprotected without auxiliary release without auxiliary/alarm switch with front terminals | - | 0 | 0
3VT1705-2EA46-0AA0 |  | 3VT1705-2EA46-0AA0 | 1 | UN | 1 | 15 | C | D | N | N | 85362010 | 1 | 4011209761674 | 1.364 | KG | 297.15 | 297.15 | LP22 | LP22 | circuit breaker 3VT1 standard breaking capacity Icu=25kA, 415V AC 4-pole, line protection trip unit TM, LI In=50A rated current IR=50A overload protection II=200A, short-circuit prot. N conductor unprotected without auxiliary release without auxiliary/alarm switch | - | 0 | 0
3VT1705-2EB46-0AA0 |  | 3VT1705-2EB46-0AA0 | 1 | UN | 1 | 15 | C | D | N | N | 85362010 | 1 | 4011209762329 | 1.359 | KG | 341.25 | 341.25 | LP22 | LP22 | circuit breaker 3VT1 standard breaking capacity Icu=25kA, 415V AC 4-pole; starter combination trip unit TM, LIN In=50A rated current II=250...500A, short-circuit protection N conductor unprotected without auxiliary release without auxiliary/alarm switch | - | 0 | 0
3VT1705-2EC45-0AA0 |  | 3VT1705-2EC45-0AA0 | 1 | UN | 1 | 15 | C | D | EAR99 | N | 85362010 | 1 | 4001869549446 | 0.99 | KG | 360.15 | 360.15 | LP22 | LP22 | circuit breaker 3VT1 standard breaking capacity Icu=25kA, 415V AC 4-pole, line protection trip unit TM, LI In=50A rated current IR=40...50A overload protection II=250...500A, short-circuit protection N-conductor unprotected without auxiliary release without auxiliary/alarm switch with front terminals | - | 0 | 0
3VT1705-2EC46-0AA0 |  | 3VT1705-2EC46-0AA0 | 1 | UN | 1 | 15 | C | D | N | N | 85362010 | 1 | 4011209761964 | 1.352 | KG | 368.55 | 368.55 | LP22 | LP22 | circuit breaker 3VT1 standard breaking capacity Icu=25kA, 415V AC 4-pole, line protection trip unit TM, LI In=50A rated current IR=40...50A overload protection II=250...500A, short-circuit protection N conductor unprotected without auxiliary release without auxiliary/alarm switch | - | 0 | 0
3VT1705-2EG46-0AA0 |  | 3VT1705-2EG46-0AA0 | 1 | UN | 1 | 15 | C | D | N | N | 85362010 | 1 | 4011209762473 | 1.375 | KG | 382.2 | 382.2 | LP22 | LP22 | circuit breaker 3VT1 standard breaking capacity Icu=25kA, 415V AC 4-pole; starter combination trip unit TM, LIN In=50A rated current II=250...500A, short-circuit protection N conductor protected without auxiliary release without auxiliary/alarm switch | - | 0 | 0
3VT1705-2EH46-0AA0 |  | 3VT1705-2EH46-0AA0 | 1 | UN | 1 | 15 | C | D | N | N | 85362010 | 1 | 4011209761742 | 1.357 | KG | 331.8 | 331.8 | LP22 | LP22 | circuit breaker 3VT1 standard breaking capacity Icu=25kA, 415V AC 4-pole, line protection trip unit TM, LIN In=50A rated current IR=50A overload protection II=200A, short-circuit prot. N conductor protected without auxiliary release without auxiliary/alarm switch | - | 0 | 0
3VT1705-2EJ46-0AA0 |  | 3VT1705-2EJ46-0AA0 | 1 | UN | 1 | 15 | C | D | N | N | 85362010 | 1 | 4011209762077 | 1.371 | KG | 410.55 | 410.55 | LP22 | LP22 | circuit breaker 3VT1 standard breaking capacity Icu=25kA, 415V AC 4-pole, line protection trip unit TM, LIN In=50A rated current IR=40...50A overload protection II=250...500A, short-circuit protection N conductor protected without auxiliary release without auxiliary/alarm switch | - | 0 | 0
3VT1706-2DA35-0AA0 |  | 3VT1706-2DA35-0AA0 | 1 | UN | 1 | 15 | C | D | N | N | 85362010 | 1 | 4001869532325 | 952 | G | 267.75 | 267.75 | LP22 | LP22 | circuit breaker 3VT1 standard breaking capacity Icu=25kA, 415V AC 3-pole, line protection trip unit TM, LI In=63A rated current IR=63A overload protection II=252A, short-circuit prot. without auxiliary release without auxiliary/alarm switch with front terminals | - | 0 | 0
3VT1706-2DA36-0AA0 |  | 3VT1706-2DA36-0AA0 | 1 | UN | 1 | 15 | C | D | N | N | 85362010 | 1 | 4011209761285 | 1.04 | KG | 267.75 | 267.75 | LP22 | LP22 | circuit breaker 3VT1 standard breaking capacity Icu=25kA, 415V AC 3-pole, line protection trip unit TM, LI In=63A rated current IR=63A overload protection II=252A, short-circuit prot. without auxiliary release without auxiliary/alarm switch | - | 0 | 0
3VT1706-2DB36-0AA0 |  | 3VT1706-2DB36-0AA0 | 1 | UN | 1 | 15 | C | D | N | N | 85362010 | 1 | 4011209762251 | 1.049 | KG | 284.55 | 284.55 | LP22 | LP22 | circuit breaker 3VT1 standard breaking capacity Icu=25kA, 415V AC 3-pole; starter combination trip unit TM, LIN In=63A rated current II=315...630A, short-circuit protection without auxiliary release without auxiliary/alarm switch | - | 0 | 0
3VT1706-2DC35-0AA0 |  | 3VT1706-2DC35-0AA0 | 1 | UN | 1 | 15 | C | D | EAR99 | N | 85362010 | 1 | 4001869532318 | 955 | G | 311.85 | 311.85 | LP22 | LP22 | circuit breaker 3VT1 standard breaking capacity Icu=25kA, 415V AC 3-pole, line protection trip unit TM, LI In=63A rated current IR=50...63A overload protection II=315...630A, short-circuit protection without auxiliary release without auxiliary/alarm switch with front terminals | - | 0 | 0
3VT1706-2DC36-0AA0 |  | 3VT1706-2DC36-0AA0 | 1 | UN | 1 | 15 | C | D | N | N | 85362010 | 1 | 4011209761865 | 1.038 | KG | 311.85 | 311.85 | LP22 | LP22 | circuit breaker 3VT1 standard breaking capacity Icu=25kA, 415V AC 3-pole, line protection trip unit TM, LI In=63A rated current IR=50...63A overload protection II=315...630A, short-circuit protection without auxiliary release without auxiliary/alarm switch | - | 0 | 0
3VT1706-2DM35-0AA0 |  | 3VT1706-2DM35-0AA0 | 1 | UN | 1 | 15 | C | D | EAR99 | N | 85362010 | 1 | 4001869532462 | 0.834 | KG | 280.35 | 280.35 | LP22 | LP22 | circuit breaker 3VT1 standard breaking capacity Icu=25kA, 415V AC 3-pole, motor protection trip unit TM, LI In=63A rated current IR=50...63A overload protection II=630A, short-circuit prot. without auxiliary release without auxiliary/alarm switch with front terminals | - | 0 | 0
3VT1706-2DM36-0AA0 |  | 3VT1706-2DM36-0AA0 | 1 | UN | 1 | 15 | C | D | N | N | 85362010 | 1 | 4011209762190 | 1.037 | KG | 280.35 | 280.35 | LP22 | LP22 | circuit breaker 3VT1 standard breaking capacity Icu=25kA, 415V AC 3-pole, motor protection trip unit TM, LI In=63A rated current IR=50...63A overload protection II=630A, short-circuit prot. without auxiliary release without auxiliary/alarm switch | - | 0 | 0
3VT1706-2EA45-0AA0 |  | 3VT1706-2EA45-0AA0 | 1 | UN | 1 | 15 | C | D | N | N | 85362010 | 1 | 4001869532400 | 1.235 | KG | 297.15 | 297.15 | LP22 | LP22 | circuit breaker 3VT1 standard breaking capacity Icu=25kA, 415V AC 4-pole, line protection trip unit TM, LI In=63A rated current IR=63A overload protection II=252A, short-circuit prot. N conductor unprotected without auxiliary release without auxiliary/alarm switch with front terminals | - | 0 | 0
3VT1706-2EA46-0AA0 |  | 3VT1706-2EA46-0AA0 | 1 | UN | 1 | 15 | C | D | N | N | 85362010 | 1 | 4011209761681 | 1.337 | KG | 297.15 | 297.15 | LP22 | LP22 | circuit breaker 3VT1 standard breaking capacity Icu=25kA, 415V AC 4-pole, line protection trip unit TM, LI In=63A rated current IR=63A overload protection II=252A, short-circuit prot. N conductor unprotected without auxiliary release without auxiliary/alarm switch | - | 0 | 0
3VT1706-2EB46-0AA0 |  | 3VT1706-2EB46-0AA0 | 1 | UN | 1 | 15 | C | D | N | N | 85362010 | 1 | 4011209762336 | 1.358 | KG | 341.25 | 341.25 | LP22 | LP22 | circuit breaker 3VT1 standard breaking capacity Icu=25kA, 415V AC 4-pole; starter combination trip unit TM, LIN In=63A rated current II=315...630A, short-circuit protection N conductor unprotected without auxiliary release without auxiliary/alarm switch | - | 0 | 0
3VT1706-2EC45-0AA0 |  | 3VT1706-2EC45-0AA0 | 1 | UN | 1 | 15 | C | D | EAR99 | N | 85362010 | 1 | 4001869532424 | 1.228 | KG | 368.55 | 368.55 | LP22 | LP22 | circuit breaker 3VT1 standard breaking capacity Icu=25kA, 415V AC 4-pole, line protection trip unit TM, LI In=63A rated current IR=50...63A overload protection II=315...630A, short-circuit protection N conductor unprotected without auxiliary release without auxiliary/alarm switch with front terminals | - | 0 | 0
3VT1706-2EC46-0AA0 |  | 3VT1706-2EC46-0AA0 | 1 | UN | 1 | 15 | C | D | N | N | 85362010 | 1 | 4011209761971 | 1.33 | KG | 368.55 | 368.55 | LP22 | LP22 | circuit breaker 3VT1 standard breaking capacity Icu=25kA, 415V AC 4-pole, line protection trip unit TM, LI In=63A rated current IR=50...63A overload protection II=315...630A, short-circuit protection N conductor unprotected without auxiliary release without auxiliary/alarm switch | - | 0 | 0
3VT1706-2EG46-0AA0 |  | 3VT1706-2EG46-0AA0 | 1 | UN | 1 | 15 | C | D | N | N | 85362010 | 1 | 4011209762480 | 1.373 | KG | 382.2 | 382.2 | LP22 | LP22 | circuit breaker 3VT1 standard breaking capacity Icu=25kA, 415V AC 4-pole; starter combination trip unit TM, LIN In=63A rated current II=315...630A, short-circuit protection N conductor protected without auxiliary release without auxiliary/alarm switch | - | 0 | 0
3VT1706-2EH46-0AA0 |  | 3VT1706-2EH46-0AA0 | 1 | UN | 1 | 15 | C | D | N | N | 85362010 | 1 | 4011209761759 | 1.364 | KG | 331.8 | 331.8 | LP22 | LP22 | circuit breaker 3VT1 standard breaking capacity Icu=25kA, 415V AC 4-pole, line protection trip unit TM, LIN In=63A rated current IR=63A overload protection II=252A, short-circuit prot. N conductor protected without auxiliary release without auxiliary/alarm switch | - | 0 | 0
3VT1706-2EJ46-0AA0 |  | 3VT1706-2EJ46-0AA0 | 1 | UN | 1 | 15 | C | D | N | N | 85362010 | 1 | 4011209762084 | 1.357 | KG | 410.55 | 410.55 | LP22 | LP22 | circuit breaker 3VT1 standard breaking capacity Icu=25kA, 415V AC 4-pole, line protection trip unit TM, LIN In=63A rated current IR=50...63A overload protection II=315...630A, short-circuit protection N conductor protected without auxiliary release without auxiliary/alarm switch | - | 0 | 0
3VT1708-2DA35-0AA0 |  | 3VT1708-2DA35-0AA0 | 1 | UN | 1 | 15 | C | D | N | N | 85362090 | 1 | 4001869532394 | 964 | G | 281.4 | 281.4 | LP22 | LP22 | circuit breaker 3VT1 standard breaking capacity Icu=25kA, 415V AC 3-pole, line protection trip unit TM, LI In=80A rated current IR=80A overload protection II=320A, short-circuit prot. without auxiliary release without auxiliary/alarm switch with front terminals | - | 0 | 0
3VT1708-2DA36-0AA0 |  | 3VT1708-2DA36-0AA0 | 1 | UN | 1 | 15 | C | D | N | N | 85362090 | 1 | 4011209761292 | 1.046 | KG | 281.4 | 281.4 | LP22 | LP22 | circuit breaker 3VT1 standard breaking capacity Icu=25kA, 415V AC 3-pole, line protection trip unit TM, LI In=80A rated current IR=80A overload protection II=320A, short-circuit prot. without auxiliary release without auxiliary/alarm switch | - | 0 | 0
3VT1708-2DB36-0AA0 |  | 3VT1708-2DB36-0AA0 | 1 | UN | 1 | 15 | C | D | N | N | 85362090 | 1 | 4011209762268 | 1.055 | KG | 307.65 | 307.65 | LP22 | LP22 | circuit breaker 3VT1 standard breaking capacity Icu=25kA, 415V AC 3-pole; starter combination trip unit TM, LIN In=80A rated current II=400...800A, short-circuit protection without auxiliary release without auxiliary/alarm switch | - | 0 | 0
3VT1708-2DC35-0AA0 |  | 3VT1708-2DC35-0AA0 | 1 | UN | 1 | 15 | C | D | N | N | 85362090 | 1 | 4001869532455 | 965 | G | 331.8 | 331.8 | LP22 | LP22 | circuit breaker 3VT1 standard breaking capacity Icu=25kA, 415V AC 3-pole, line protection trip unit TM, LI In=80A rated current IR=63...80A overload protection II=400...800A, short-circuit protection without auxiliary release without auxiliary/alarm switch with front terminals | - | 0 | 0
3VT1708-2DC36-0AA0 |  | 3VT1708-2DC36-0AA0 | 1 | UN | 1 | 15 | C | D | N | N | 85362090 | 1 | 4011209761872 | 1.049 | KG | 331.8 | 331.8 | LP22 | LP22 | circuit breaker 3VT1 standard breaking capacity Icu=25kA, 415V AC 3-pole, line protection trip unit TM, LI In=80A rated current IR=63...80A overload protection II=400...800A, short-circuit protection without auxiliary release without auxiliary/alarm switch | - | 0 | 0
3VT1708-2DM35-0AA0 |  | 3VT1708-2DM35-0AA0 | 1 | UN | 1 | 15 | C | D | EAR99 | N | 85362090 | 1 | 4001869532592 | 0.834 | KG | 295.05 | 295.05 | LP22 | LP22 | circuit breaker 3VT1 standard breaking capacity Icu=25kA, 415V AC 3-pole, motor protection trip unit TM, LI In=80A rated current IR=63...80A overload protection II=800A, short-circuit prot. without auxiliary release without auxiliary/alarm switch with front terminals | - | 0 | 0
3VT1708-2DM36-0AA0 |  | 3VT1708-2DM36-0AA0 | 1 | UN | 1 | 15 | C | D | N | N | 85362090 | 1 | 4011209762206 | 1.05 | KG | 295.05 | 295.05 | LP22 | LP22 | circuit breaker 3VT1 standard breaking capacity Icu=25kA, 415V AC 3-pole, motor protection trip unit TM, LI In=80A rated current IR=63...80A overload protection II=800A, short-circuit prot. without auxiliary release without auxiliary/alarm switch | - | 0 | 0
3VT1708-2EA45-0AA0 |  | 3VT1708-2EA45-0AA0 | 1 | UN | 1 | 15 | C | D | EAR99 | N | 85362090 | 1 | 4001869532622 | 1.248 | KG | 316.05 | 316.05 | LP22 | LP22 | circuit breaker 3VT1 standard breaking capacity Icu=25kA, 415V AC 4-pole, line protection trip unit TM, LI In=80A rated current IR=80A overload protection II=320A, short-circuit prot. N conductor unprotected without auxiliary release without auxiliary/alarm switch with front terminals | - | 0 | 0
3VT1708-2EA46-0AA0 |  | 3VT1708-2EA46-0AA0 | 1 | UN | 1 | 15 | C | D | N | N | 85362090 | 1 | 4011209761698 | 1.369 | KG | 316.05 | 316.05 | LP22 | LP22 | circuit breaker 3VT1 standard breaking capacity Icu=25kA, 415V AC 4-pole, line protection trip unit TM, LI In=80A rated current IR=80A overload protection II=320A, short-circuit prot. N conductor unprotected without auxiliary release without auxiliary/alarm switch | - | 0 | 0
3VT1708-2EB46-0AA0 |  | 3VT1708-2EB46-0AA0 | 1 | UN | 1 | 15 | C | D | N | N | 85362090 | 1 | 4011209762343 | 1.358 | KG | 364.35 | 364.35 | LP22 | LP22 | circuit breaker 3VT1 standard breaking capacity Icu=25kA, 415V AC 4-pole; starter combination trip unit TM, LIN In=80A rated current II=400...800A, short-circuit protection N conductor unprotected without auxiliary release without auxiliary/alarm switch | - | 0 | 0
3VT1708-2EC45-0AA0 |  | 3VT1708-2EC45-0AA0 | 1 | UN | 1 | 15 | C | D | EAR99 | N | 85362090 | 1 | 4001869532639 | 0.99 | KG | 395.85 | 395.85 | LP22 | LP22 | circuit breaker 3VT1 standard breaking capacity Icu=25kA, 415V AC 4-pole, line protection trip unit TM, LI In=80A rated current IR=63...80A overload protection II=400...800A, short-circuit protection N conductor unprotected without auxiliary release without auxiliary/alarm switch with front terminals | - | 0 | 0
3VT1708-2EC46-0AA0 |  | 3VT1708-2EC46-0AA0 | 1 | UN | 1 | 15 | C | D | N | N | 85362090 | 1 | 4011209761988 | 1.341 | KG | 395.85 | 395.85 | LP22 | LP22 | circuit breaker 3VT1 standard breaking capacity Icu=25kA, 415V AC 4-pole, line protection trip unit TM, LI In=80A rated current IR=63...80A overload protection II=400...800A, short-circuit protection N conductor unprotected without auxiliary release without auxiliary/alarm switch | - | 0 | 0
3VT1708-2EG46-0AA0 |  | 3VT1708-2EG46-0AA0 | 1 | UN | 1 | 15 | C | D | N | N | 85362090 | 1 | 4011209762497 | 1.379 | KG | 407.4 | 407.4 | LP22 | LP22 | circuit breaker 3VT1 standard breaking capacity Icu=25kA, 415V AC 4-pole; starter combination trip unit TM, LIN In=80A rated current II=400...800A, short-circuit protection N conductor protected without auxiliary release without auxiliary/alarm switch | - | 0 | 0
3VT1708-2EH46-0AA0 |  | 3VT1708-2EH46-0AA0 | 1 | UN | 1 | 15 | C | D | N | N | 85362090 | 1 | 4011209761766 | 1.377 | KG | 347.55 | 347.55 | LP22 | LP22 | circuit breaker 3VT1 standard breaking capacity Icu=25kA, 415V AC 4-pole, line protection trip unit TM, LIN In=80A rated current IR=80A overload protection II=320A, short-circuit prot. N conductor protected without auxiliary release without auxiliary/alarm switch | - | 0 | 0
3VT1708-2EJ46-0AA0 |  | 3VT1708-2EJ46-0AA0 | 1 | UN | 1 | 15 | C | D | N | N | 85362090 | 1 | 4011209762091 | 1.376 | KG | 442.05 | 442.05 | LP22 | LP22 | circuit breaker 3VT1 standard breaking capacity Icu=25kA, 415V AC 4-pole, line protection trip unit TM, LIN In=80A rated current IR=63...80A overload protection II=400...800A, short-circuit protection N conductor protected without auxiliary release without auxiliary/alarm switch | - | 0 | 0
3VT1710-2DA35-0AA0 |  | 3VT1710-2DA35-0AA0 | 1 | UN | 1 | 15 | C | D | EAR99 | N | 85362090 | 1 | 4001869532295 | 942 | G | 332.85 | 332.85 | LP22 | LP22 | circuit breaker 3VT1 standard breaking capacity Icu=25kA, 415V AC 3-pole, line protection trip unit TM, LI In=100A rated current IR=100A overload protection II=400A, short-circuit prot. without auxiliary release without auxiliary/alarm switch with front terminals | - | 0 | 0
3VT1710-2DA36-0AA0 |  | 3VT1710-2DA36-0AA0 | 1 | UN | 1 | 15 | C | D | N | N | 85362090 | 1 | 4011209761629 | 1.03 | KG | 332.85 | 332.85 | LP22 | LP22 | circuit breaker 3VT1 standard breaking capacity Icu=25kA, 415V AC 3-pole, line protection trip unit TM, LI In=100A rated current IR=100A overload protection II=400A, short-circuit prot. without auxiliary release without auxiliary/alarm switch | - | 0 | 0
3VT1710-2DB35-0AA0 |  | 3VT1710-2DB35-0AA0 | 1 | UN | 1 | 15 | C | D | EAR99 | N | 85362090 | 1 | 4001869532714 | 0.834 | KG | 360.15 | 360.15 | LP22 | LP22 | circuit breaker 3VT1 standard breaking capacity Icu=25kA, 415V AC 3-pole, starter combination trip unit TM, LIN In=100A rated current II=500...1000A, short-circuit protection without auxiliary release without auxiliary/alarm switch with front terminals | - | 0 | 0
3VT1710-2DB36-0AA0 |  | 3VT1710-2DB36-0AA0 | 1 | UN | 1 | 15 | C | D | N | N | 85362090 | 1 | 4011209762275 | 1.054 | KG | 360.15 | 360.15 | LP22 | LP22 | circuit breaker 3VT1 standard breaking capacity Icu=25kA, 415V AC 3-pole; starter combination trip unit TM, LIN In=100A rated current II=500...1000A, short-circuit protection without auxiliary release without auxiliary/alarm switch | - | 0 | 0
3VT1710-2DC35-0AA0 |  | 3VT1710-2DC35-0AA0 | 1 | UN | 1 | 15 | C | D | EAR99 | N | 85362090 | 1 | 4001869532301 | 946 | G | 390.6 | 390.6 | LP22 | LP22 | circuit breaker 3VT1 standard breaking capacity Icu=25kA, 415V AC 3-pole, line protection trip unit TM, LI In=100A rated current IR=80...100A overload prot. II=500...1000A, short-circuit protection without auxiliary release without auxiliary/alarm switch with front terminals | - | 0 | 0
3VT1710-2DC36-0AA0 |  | 3VT1710-2DC36-0AA0 | 1 | UN | 1 | 15 | C | D | N | N | 85362090 | 1 | 4011209761889 | 1.031 | KG | 390.6 | 390.6 | LP22 | LP22 | circuit breaker 3VT1 standard breaking capacity Icu=25kA, 415V AC 3-pole, line protection trip unit TM, LI In=100A rated current IR=80...100A overload prot. II=500...1000A, short-circuit protection without auxiliary release without auxiliary/alarm switch | - | 0 | 0
3VT1710-2DM35-0AA0 |  | 3VT1710-2DM35-0AA0 | 1 | UN | 1 | 15 | C | D | EAR99 | N | 85362090 | 1 | 4001869532523 | 0.834 | KG | 347.55 | 347.55 | LP22 | LP22 | circuit breaker 3VT1 standard breaking capacity Icu=25kA, 415V AC 3-pole, motor protection trip unit TM, LI In=100A rated current IR=80...100A overload prot. II=1000A, short-circuit prot. without auxiliary release without auxiliary/alarm switch with front terminals | - | 0 | 0
3VT1710-2DM36-0AA0 |  | 3VT1710-2DM36-0AA0 | 1 | UN | 1 | 15 | C | D | N | N | 85362090 | 1 | 4011209762213 | 1.026 | KG | 347.55 | 347.55 | LP22 | LP22 | circuit breaker 3VT1 standard breaking capacity Icu=25kA, 415V AC 3-pole, motor protection trip unit TM, LI In=100A rated current IR=80...100A overload prot. II=1000A, short-circuit prot. without auxiliary release without auxiliary/alarm switch | - | 0 | 0
3VT1710-2EA45-0AA0 |  | 3VT1710-2EA45-0AA0 | 1 | UN | 1 | 15 | C | D | EAR99 | N | 85362090 | 1 | 4001869532417 | 1.215 | KG | 368.55 | 368.55 | LP22 | LP22 | circuit breaker 3VT1 standard breaking capacity Icu=25kA, 415V AC 4-pole, line protection trip unit TM, LI In=100A rated current IR=100A overload protection II=400A, short-circuit prot. N conductor unprotected without auxiliary release without auxiliary/alarm switch with front terminals | - | 0 | 0
3VT1710-2EA46-0AA0 |  | 3VT1710-2EA46-0AA0 | 1 | UN | 1 | 15 | C | D | N | N | 85362090 | 1 | 4011209761704 | 1.332 | KG | 368.55 | 368.55 | LP22 | LP22 | circuit breaker 3VT1 standard breaking capacity Icu=25kA, 415V AC 4-pole, line protection trip unit TM, LI In=100A rated current IR=100A overload protection II=400A, short-circuit prot. N conductor unprotected without auxiliary release without auxiliary/alarm switch | - | 0 | 0
3VT1710-2EB46-0AA0 |  | 3VT1710-2EB46-0AA0 | 1 | UN | 1 | 15 | C | D | N | N | 85362090 | 1 | 4011209762398 | 1.357 | KG | 428.4 | 428.4 | LP22 | LP22 | circuit breaker 3VT1 standard breaking capacity Icu=25kA, 415V AC 4-pole; starter combination trip unit TM, LIN In=100A rated current II=500...1000A, short-circuit protection N conductor unprotected without auxiliary release without auxiliary/alarm switch | - | 0 | 0
3VT1710-2EC45-0AA0 |  | 3VT1710-2EC45-0AA0 | 1 | UN | 1 | 15 | C | D | N | N | 85362090 | 1 | 4001869532479 | 1.22 | KG | 476.7 | 476.7 | LP22 | LP22 | circuit breaker 3VT1 standard breaking capacity Icu=25kA, 415V AC 4-pole, line protection trip unit TM, LI In=100A rated current IR=80...100A overload prot. II=500...1000A, short-circuit protection N conductor unprotected without auxiliary release without auxiliary/alarm switch with front terminals | - | 0 | 0
3VT1710-2EC46-0AA0 |  | 3VT1710-2EC46-0AA0 | 1 | UN | 1 | 15 | C | D | N | N | 85362090 | 1 | 4011209761995 | 1.324 | KG | 476.7 | 476.7 | LP22 | LP22 | circuit breaker 3VT1 standard breaking capacity Icu=25kA, 415V AC 4-pole, line protection trip unit TM, LI In=100A rated current IR=80...100A overload prot. II=500...1000A, short-circuit protection N conductor unprotected without auxiliary release without auxiliary/alarm switch | - | 0 | 0
3VT1710-2EG46-0AA0 |  | 3VT1710-2EG46-0AA0 | 1 | UN | 1 | 15 | C | D | N | N | 85362090 | 1 | 4011209762503 | 1.379 | KG | 479.85 | 479.85 | LP22 | LP22 | circuit breaker 3VT1 standard breaking capacity Icu=25kA, 415V AC 4-pole; starter combination trip unit TM, LIN In=100A rated current II=500...1000A, short-circuit protection N conductor protected without auxiliary release without auxiliary/alarm switch | - | 0 | 0
3VT1710-2EH46-0AA0 |  | 3VT1710-2EH46-0AA0 | 1 | UN | 1 | 15 | C | D | N | N | 85362090 | 1 | 4011209761773 | 1.362 | KG | 408.45 | 408.45 | LP22 | LP22 | circuit breaker 3VT1 standard breaking capacity Icu=25kA, 415V AC 4-pole, line protection trip unit TM, LIN In=100A rated current IR=100A overload protection II=400A, short-circuit prot. N conductor protected without auxiliary release without auxiliary/alarm switch | - | 0 | 0
3VT1710-2EJ46-0AA0 |  | 3VT1710-2EJ46-0AA0 | 1 | UN | 1 | 15 | C | D | N | N | 85362090 | 1 | 4011209762107 | 1.354 | KG | 530.25 | 530.25 | LP22 | LP22 | circuit breaker 3VT1 standard breaking capacity Icu=25kA, 415V AC 4-pole, line protection trip unit TM, LIN In=100A rated current IR=80...100A overload prot. II=500...1000A, short-circuit protection N conductor protected without auxiliary release without auxiliary/alarm switch | - | 0 | 0
3VT1712-2DA35-0AA0 |  | 3VT1712-2DA35-0AA0 | 1 | UN | 1 | 15 | C | D | EAR99 | N | 85362090 | 1 | 4001869532349 | 952 | G | 547.05 | 547.05 | LP22 | LP22 | circuit breaker 3VT1 standard breaking capacity Icu=25kA, 415V AC 3-pole, line protection trip unit TM, LI In=125A rated current IR=125A overload protection II=500A, short-circuit prot. without auxiliary release without auxiliary/alarm switch with front terminals | - | 0 | 0
3VT1712-2DA36-0AA0 |  | 3VT1712-2DA36-0AA0 | 1 | UN | 1 | 15 | C | D | N | N | 85362090 | 1 | 4011209761636 | 1.043 | KG | 547.05 | 547.05 | LP22 | LP22 | circuit breaker 3VT1 standard breaking capacity Icu=25kA, 415V AC 3-pole, line protection trip unit TM, LI In=125A rated current IR=125A overload protection II=500A, short-circuit prot. without auxiliary release without auxiliary/alarm switch | - | 0 | 0
3VT1712-2DB36-0AA0 |  | 3VT1712-2DB36-0AA0 | 1 | UN | 1 | 15 | C | D | N | N | 85362090 | 1 | 4011209762282 | 1.064 | KG | 611.1 | 611.1 | LP22 | LP22 | circuit breaker 3VT1 standard breaking capacity Icu=25kA, 415V AC 3-pole; starter combination trip unit TM, LIN In=125A rated current II=625...1250A, short-circuit protection without auxiliary release without auxiliary/alarm switch | - | 0 | 0
3VT1712-2DC35-0AA0 |  | 3VT1712-2DC35-0AA0 | 1 | UN | 1 | 15 | C | D | EAR99 | N | 85362090 | 1 | 4001869532332 | 955 | G | 644.7 | 644.7 | LP22 | LP22 | circuit breaker 3VT1 standard breaking capacity Icu=25kA, 415V AC 3-pole, line protection trip unit TM, LI In=125A rated current IR=100...125A overload prot. II=625...1250A, short-circuit protection without auxiliary release without auxiliary/alarm switch with front terminals | - | 0 | 0
3VT1712-2DC36-0AA0 |  | 3VT1712-2DC36-0AA0 | 1 | UN | 1 | 15 | C | D | N | N | 85362090 | 1 | 4011209761896 | 1.04 | KG | 644.7 | 644.7 | LP22 | LP22 | circuit breaker 3VT1 standard breaking capacity Icu=25kA, 415V AC 3-pole, line protection trip unit TM, LI In=125A rated current IR=100...125A overload prot. II=625...1250A, short-circuit protection without auxiliary release without auxiliary/alarm switch | - | 0 | 0
3VT1712-2EA45-0AA0 |  | 3VT1712-2EA45-0AA0 | 1 | UN | 1 | 15 | C | D | EAR99 | N | 85362090 | 1 | 4001869532431 | 0.99 | KG | 612.15 | 612.15 | LP22 | LP22 | circuit breaker 3VT1 standard breaking capacity Icu=25kA, 415V AC 4-pole, line protection trip unit TM, LI In=125A rated current IR=125A overload protection II=500A, short-circuit prot. N conductor unprotected without auxiliary release without auxiliary/alarm switch with front terminals | - | 0 | 0
3VT1712-2EA46-0AA0 |  | 3VT1712-2EA46-0AA0 | 1 | UN | 1 | 15 | C | D | N | N | 85362090 | 1 | 4011209761711 | 1.344 | KG | 612.15 | 612.15 | LP22 | LP22 | circuit breaker 3VT1 standard breaking capacity Icu=25kA, 415V AC 4-pole, line protection trip unit TM, LI In=125A rated current IR=125A overload protection II=500A, short-circuit prot. N conductor unprotected without auxiliary release without auxiliary/alarm switch | - | 0 | 0
3VT1712-2EB46-0AA0 |  | 3VT1712-2EB46-0AA0 | 1 | UN | 1 | 15 | C | D | N | N | 85362090 | 1 | 4011209762404 | 1.374 | KG | 725.55 | 725.55 | LP22 | LP22 | circuit breaker 3VT1 standard breaking capacity Icu=25kA, 415V AC 4-pole; starter combination trip unit TM, LIN In=125A rated current II=625...1250A, short-circuit protection N conductor unprotected without auxiliary release without auxiliary/alarm switch | - | 0 | 0
3VT1712-2EC45-0AA0 |  | 3VT1712-2EC45-0AA0 | 1 | UN | 1 | 15 | C | D | N | N | 85362090 | 1 | 4001869532509 | 1.231 | KG | 817.95 | 817.95 | LP22 | LP22 | circuit breaker 3VT1 standard breaking capacity Icu=25kA, 415V AC 4-pole, line protection trip unit TM, LI In=125A rated current IR=100...125A overload prot. II=625...1250A, short-circuit protection N conductor unprotected without auxiliary release without auxiliary/alarm switch with front terminals | - | 0 | 0
3VT1712-2EC46-0AA0 |  | 3VT1712-2EC46-0AA0 | 1 | UN | 1 | 15 | C | D | N | N | 85362090 | 1 | 4011209762008 | 1.336 | KG | 817.95 | 817.95 | LP22 | LP22 | circuit breaker 3VT1 standard breaking capacity Icu=25kA, 415V AC 4-pole, line protection trip unit TM, LI In=125A rated current IR=100...125A overload prot. II=625...1250A, short-circuit protection N conductor unprotected without auxiliary release without auxiliary/alarm switch | - | 0 | 0
3VT1712-2EG46-0AA0 |  | 3VT1712-2EG46-0AA0 | 1 | UN | 1 | 15 | C | D | N | N | 85362090 | 1 | 4011209762510 | 1.395 | KG | 814.8 | 814.8 | LP22 | LP22 | circuit breaker 3VT1 standard breaking capacity Icu=25kA, 415V AC 4-pole; starter combination trip unit TM, LIN In=125A rated current II=625...1250A, short-circuit protection N conductor protected without auxiliary release without auxiliary/alarm switch | - | 0 | 0
3VT1712-2EH46-0AA0 |  | 3VT1712-2EH46-0AA0 | 1 | UN | 1 | 15 | C | D | N | N | 85362090 | 1 | 4011209761780 | 1.359 | KG | 680.4 | 680.4 | LP22 | LP22 | circuit breaker 3VT1 standard breaking capacity Icu=25kA, 415V AC 4-pole, line protection trip unit TM, LIN In=125A rated current IR=125A overload protection II=500A, short-circuit prot. N conductor protected without auxiliary release without auxiliary/alarm switch | - | 0 | 0
3VT1712-2EJ46-0AA0 |  | 3VT1712-2EJ46-0AA0 | 1 | UN | 1 | 15 | C | D | N | N | 85362090 | 1 | 4011209762114 | 1.363 | KG | 910.35 | 910.35 | LP22 | LP22 | circuit breaker 3VT1 standard breaking capacity Icu=25kA, 415V AC 4-pole, line protection trip unit TM, LIN In=125A rated current IR=100...125A overload prot. II=625...1250A, short-circuit protection N conductor protected without auxiliary release without auxiliary/alarm switch | - | 0 | 0
3VT1716-2DA35-0AA0 |  | 3VT1716-2DA35-0AA0 | 1 | UN | 1 | 15 | C | D | N | N | 85362090 | 1 | 4001869532363 | 981 | G | 657.3 | 657.3 | LP22 | LP22 | circuit breaker 3VT1 standard breaking capacity Icu=25kA, 415V AC 3-pole, line protection trip unit TM, LI In=160A rated current IR=160A overload protection II=640A, short-circuit prot. without auxiliary release without auxiliary/alarm switch with front terminals | - | 0 | 0
3VT1716-2DA36-0AA0 |  | 3VT1716-2DA36-0AA0 | 1 | UN | 1 | 15 | C | D | N | N | 85362090 | 1 | 4011209761650 | 1.067 | KG | 657.3 | 657.3 | LP22 | LP22 | circuit breaker 3VT1 standard breaking capacity Icu=25kA, 415V AC 3-pole, line protection trip unit TM, LI In=160A rated current IR=160A overload protection II=640A, short-circuit prot. without auxiliary release without auxiliary/alarm switch | - | 0 | 0
3VT1716-2DB35-0AA0 |  | 3VT1716-2DB35-0AA0 | 1 | UN | 1 | 15 | C | D | EAR99 | N | 85362090 | 1 | 4001869532745 | 0.834 | KG | 710.85 | 710.85 | LP22 | LP22 | circuit breaker 3VT1 standard breaking capacity Icu=25kA, 415V AC 3-pole, starter combination trip unit TM, LIN In=160A rated current II=800...1600A, short-circuit protection without auxiliary release without auxiliary/alarm switch with front terminals | - | 0 | 0
3VT1716-2DB36-0AA0 |  | 3VT1716-2DB36-0AA0 | 1 | UN | 1 | 15 | C | D | N | N | 85362090 | 1 | 4011209762299 | 1.079 | KG | 710.85 | 710.85 | LP22 | LP22 | circuit breaker 3VT1 standard breaking capacity Icu=25kA, 415V AC 3-pole; starter combination trip unit TM, LIN In=160A rated current II=800...1600A, short-circuit protection without auxiliary release without auxiliary/alarm switch | - | 0 | 0
3VT1716-2DC35-0AA0 |  | 3VT1716-2DC35-0AA0 | 1 | UN | 1 | 15 | C | D | EAR99 | N | 85362090 | 1 | 4001869532370 | 979 | G | 745.5 | 745.5 | LP22 | LP22 | circuit breaker 3VT1 standard breaking capacity Icu=25kA, 415V AC 3-pole, line protection trip unit TM, LI In=160A rated current IR=125...160A overload prot. II=800...1600A, short-circuit protection without auxiliary release without auxiliary/alarm switch with front terminals | - | 0 | 0
3VT1716-2DC36-0AA0 |  | 3VT1716-2DC36-0AA0 | 1 | UN | 1 | 15 | C | D | N | N | 85362090 | 1 | 4011209761902 | 1.065 | KG | 745.5 | 745.5 | LP22 | LP22 | circuit breaker 3VT1 standard breaking capacity Icu=25kA, 415V AC 3-pole, line protection trip unit TM, LI In=160A rated current IR=125...160A overload prot. II=800...1600A, short-circuit protection without auxiliary release without auxiliary/alarm switch | - | 0 | 0
3VT1716-2DE35-0AA0 |  | 3VT1716-2DE35-0AA0 | 1 | UN | 1 | 15 | C | D | EAR99 | N | 85362090 | 1 | 4001869532721 | 0.834 | KG | 466.2 | 466.2 | LP22 | LP22 | switch disconnector 3VT1 3-pole, switch disconnector In=160A rated current without auxiliary release without auxiliary/alarm switch with front terminals | - | 0 | 0
3VT1716-2DE36-0AA0 |  | 3VT1716-2DE36-0AA0 | 1 | UN | 1 | 15 | C | D | N | N | 85362090 | 1 | 4011209766297 | 994 | G | 466.2 | 466.2 | LP22 | LP22 | switch disconnector 3VT1 3-pole; switch disconnector In=160A rated current without auxiliary release without auxiliary/alarm switch | - | 0 | 0
3VT1716-2EA45-0AA0 |  | 3VT1716-2EA45-0AA0 | 1 | UN | 1 | 15 | C | D | EAR99 | N | 85362090 | 1 | 4001869532530 | 1.246 | KG | 740.25 | 740.25 | LP22 | LP22 | circuit breaker 3VT1 standard breaking capacity Icu=25kA, 415V AC 4-pole, line protection trip unit TM, LI In=160A rated current IR=160A overload protection II=640A, short-circuit prot. N conductor unprotected without auxiliary release without auxiliary/alarm switch with front terminals | - | 0 | 0
3VT1716-2EA46-0AA0 |  | 3VT1716-2EA46-0AA0 | 1 | UN | 1 | 15 | C | D | N | N | 85362090 | 1 | 4011209761728 | 1.37 | KG | 740.25 | 740.25 | LP22 | LP22 | circuit breaker 3VT1 standard breaking capacity Icu=25kA, 415V AC 4-pole, line protection trip unit TM, LI In=160A rated current IR=160A overload protection II=640A, short-circuit prot. N conductor unprotected without auxiliary release without auxiliary/alarm switch | - | 0 | 0
3VT1716-2EB46-0AA0 |  | 3VT1716-2EB46-0AA0 | 1 | UN | 1 | 15 | C | D | N | N | 85362090 | 1 | 4011209762411 | 1.385 | KG | 847.35 | 847.35 | LP22 | LP22 | circuit breaker 3VT1 standard breaking capacity Icu=25kA, 415V AC 4-pole; starter combination trip unit TM, LIN In=160A rated current II=800...1600A, short-circuit protection N conductor unprotected without auxiliary release without auxiliary/alarm switch | - | 0 | 0
3VT1716-2EC45-0AA0 |  | 3VT1716-2EC45-0AA0 | 1 | UN | 1 | 15 | C | D | EAR99 | N | 85362090 | 1 | 4001869532561 | 1.255 | KG | 951.3 | 951.3 | LP22 | LP22 | circuit breaker 3VT1 standard breaking capacity Icu=25kA, 415V AC 4-pole, line protection trip unit TM, LI In=160A rated current IR=125...160A overload prot. II=800...1600A, short-circuit protection N conductor unprotected without auxiliary release without auxiliary/alarm switch with front terminals | - | 0 | 0
3VT1716-2EC46-0AA0 |  | 3VT1716-2EC46-0AA0 | 1 | UN | 1 | 15 | C | D | N | N | 85362090 | 1 | 4011209762015 | 1.383 | KG | 951.3 | 951.3 | LP22 | LP22 | circuit breaker 3VT1 standard breaking capacity Icu=25kA, 415V AC 4-pole, line protection trip unit TM, LI In=160A rated current IR=125...160A overload prot. II=800...1600A, short-circuit protection N conductor unprotected without auxiliary release without auxiliary/alarm switch | - | 0 | 0
3VT1716-2EE45-0AA0 |  | 3VT1716-2EE45-0AA0 | 1 | UN | 1 | 15 | C | D | EAR99 | N | 85362090 | 1 | 4001869532738 | 0.99 | KG | 540.75 | 540.75 | LP22 | LP22 | switch disconnector 3VT1 4-pole, switch disconnector In=160A rated current without auxiliary release without auxiliary/alarm switch with front terminals | - | 0 | 0
3VT1716-2EE46-0AA0 |  | 3VT1716-2EE46-0AA0 | 1 | UN | 1 | 15 | C | D | N | N | 85362090 | 1 | 4011209766303 | 1.304 | KG | 540.75 | 540.75 | LP22 | LP22 | switch disconnector 3VT1 4-pole; switch disconnector In=160A rated current without auxiliary release without auxiliary/alarm switch | - | 0 | 0
3VT1716-2EG46-0AA0 |  | 3VT1716-2EG46-0AA0 | 1 | UN | 1 | 15 | C | D | N | N | 85362090 | 1 | 4011209762527 | 1.405 | KG | 949.2 | 949.2 | LP22 | LP22 | circuit breaker 3VT1 standard breaking capacity Icu=25kA, 415V AC 4-pole; starter combination trip unit TM, LIN In=160A rated current II=800...1600A, short-circuit protection N conductor protected without auxiliary release without auxiliary/alarm switch | - | 0 | 0
3VT1716-2EH46-0AA0 |  | 3VT1716-2EH46-0AA0 | 1 | UN | 1 | 15 | C | D | N | N | 85362090 | 1 | 4011209761797 | 1.402 | KG | 817.95 | 817.95 | LP22 | LP22 | circuit breaker 3VT1 standard breaking capacity Icu=25kA, 415V AC 4-pole, line protection trip unit TM, LIN In=160A rated current IR=160A overload protection II=640A, short-circuit prot. N conductor protected without auxiliary release without auxiliary/alarm switch | - | 0 | 0
3VT1716-2EJ46-0AA0 |  | 3VT1716-2EJ46-0AA0 | 1 | UN | 1 | 15 | C | D | N | N | 85362090 | 1 | 4011209762121 | 1.408 | KG | 1060.5 | 1060.5 | LP22 | LP22 | circuit breaker 3VT1 standard breaking capacity Icu=25kA, 415V AC 4-pole, line protection trip unit TM, LIN In=160A rated current IR=125...160A overload prot. II=800...1600A, short-circuit protection N conductor protected without auxiliary release without auxiliary/alarm switch | - | 0 | 0
3VT1792-2DC35-0AA0 |  | 3VT1792-2DC35-0AA0 | 1 | UN | 1 | 15 | C | D | EAR99 | N | 85362010 | 1 | 4001869532493 | 0.834 | KG | 311.85 | 311.85 | LP22 | LP22 | circuit breaker 3VT1 standard breaking capacity Icu=25kA, 415V AC 3-pole, line protection trip unit TM, LI In=25A rated current IR=20...25A overload protection II=250...375A, short-circuit protection without auxiliary release without auxiliary/alarm switch with front terminals | - | 0 | 0
3VT1792-2DC36-0AA0 |  | 3VT1792-2DC36-0AA0 | 1 | UN | 1 | 15 | C | D | N | N | 85362010 | 1 | 4011209761827 | 1.029 | KG | 311.85 | 311.85 | LP22 | LP22 | circuit breaker 3VT1 standard breaking capacity Icu=25kA, 415V AC 3-pole, line protection trip unit TM, LI In=25A rated current IR=20...25A overload protection II=250...375A, short-circuit protection without auxiliary release without auxiliary/alarm switch | - | 0 | 0
3VT1792-2DM35-0AA0 |  | 3VT1792-2DM35-0AA0 | 1 | UN | 1 | 15 | C | D | EAR99 | N | 85362010 | 1 | 4001869532684 | 0.834 | KG | 280.35 | 280.35 | LP22 | LP22 | circuit breaker 3VT1 standard breaking capacity Icu=25kA, 415V AC 3-pole, motor protection trip unit TM, LI In=25A rated current IR=20...25A overload protection II=250A, short-circuit prot. without auxiliary release without auxiliary/alarm switch with front terminals | - | 0 | 0
3VT1792-2DM36-0AA0 |  | 3VT1792-2DM36-0AA0 | 1 | UN | 1 | 15 | C | D | N | N | 85362010 | 1 | 4011209762152 | 1.039 | KG | 280.35 | 280.35 | LP22 | LP22 | circuit breaker 3VT1 standard breaking capacity Icu=25kA, 415V AC 3-pole, motor protection trip unit TM, LI In=25A rated current IR=20...25A overload protection II=250A, short-circuit prot. without auxiliary release without auxiliary/alarm switch | - | 0 | 0
3VT1792-2EC45-0AA0 |  | 3VT1792-2EC45-0AA0 | 1 | UN | 1 | 15 | C | D | EAR99 | N | 85362010 | 1 | 4001869532660 | 0.99 | KG | 368.55 | 368.55 | LP22 | LP22 | circuit breaker 3VT1 standard breaking capacity Icu=25kA, 415V AC 4-pole, line protection trip unit TM, LI In=25A rated current IR=20...25A overload protection II=250...375A, short-circuit protection N conductor unprotected without auxiliary release without auxiliary/alarm switch with front terminals | - | 0 | 0
3VT1792-2EC46-0AA0 |  | 3VT1792-2EC46-0AA0 | 1 | UN | 1 | 15 | C | D | N | N | 85362010 | 1 | 4011209761933 | 1.338 | KG | 368.55 | 368.55 | LP22 | LP22 | circuit breaker 3VT1 standard breaking capacity Icu=25kA, 415V AC 4-pole, line protection trip unit TM, LI In=25A rated current IR=20...25A overload protection II=250...375A, short-circuit protection N conductor unprotected without auxiliary release without auxiliary/alarm switch | - | 0 | 0
3VT1792-2EJ46-0AA0 |  | 3VT1792-2EJ46-0AA0 | 1 | UN | 1 | 15 | C | D | N | N | 85362010 | 1 | 4011209762046 | 1.342 | KG | 410.55 | 410.55 | LP22 | LP22 | circuit breaker 3VT1 standard breaking capacity Icu=25kA, 415V AC 4-pole, line protection trip unit TM, LIN In=25A rated current IR=20...25A overload protection II=250...375A, short-circuit protection N conductor protected without auxiliary release without auxiliary/alarm switch | - | 0 | 0
3VT2725-2AA36-0AA0 |  | 3VT2725-2AA36-0AA0 | 1 | UN | 1 | 15 | C | D | EAR99 | N | 85362090 | 1 | 4011209762435 | 3.32 | KG | 402.15 | 402.15 | LP22 | LP22 | circuit breaker 3VT2 standard breaking capacity Icu=36kA, 415V AC 3-pole; circuit breaker w/o Electronic Trip Unit without auxiliary release without auxiliary/alarm switch | - | 0 | 0
3VT2725-2AA46-0AA0 |  | 3VT2725-2AA46-0AA0 | 1 | UN | 1 | 15 | C | D | N | N | 85362090 | 1 | 4011209762824 | 4.16 | KG | 449.4 | 449.4 | LP22 | LP22 | circuit breaker 3VT2 standard breaking capacity Icu=36kA, 415V AC 4-pole; circuit breaker w/o Electronic Trip Unit N connected without auxiliary release without auxiliary/alarm switch | - | 0 | 0
3VT2725-2AA56-0AA0 |  | 3VT2725-2AA56-0AA0 | 1 | UN | 1 | 15 | C | D | N | N | 85362090 | 1 | 4011209762848 | 4.351 | KG | 521.85 | 521.85 | LP22 | LP22 | circuit breaker 3VT2 standard breaking capacity Icu=36kA, 415V AC 4-pole; circuit breaker w/o Electronic Trip Unit N connected+measured without auxiliary release without auxiliary/alarm switch | - | 0 | 0
3VT2725-2DE36-0AA0 |  | 3VT2725-2DE36-0AA0 | 1 | UN | 1 | 15 | C | D | N | N | 85362090 | 1 | 4011209845503 | 2.916 | KG | 826.35 | 826.35 | LP22 | LP22 | switch disconnector 3VT2 3-pole; switch disconnector In=250A rated current without auxiliary release without auxiliary/alarm switch | - | 0 | 0
3VT2725-2EE46-0AA0 |  | 3VT2725-2EE46-0AA0 | 1 | UN | 1 | 15 | C | D | N | N | 85362090 | 1 | 4011209845510 | 3.771 | KG | 953.4 | 953.4 | LP22 | LP22 | switch disconnector 3VT2 4-pole; switch disconnector In=250A rated current without auxiliary release without auxiliary/alarm switch | - | 0 | 0
3VT2725-3AA36-0AA0 |  | 3VT2725-3AA36-0AA0 | 1 | UN | 1 | 15 | C | D | EAR99 | N | 85362090 | 1 | 4011209762817 | 3.32 | KG | 533.4 | 533.4 | LP22 | LP22 | circuit breaker 3VT2 high breaking capacity Icu=65kA, 415V AC 3-pole; circuit breaker w/o Electronic Trip Unit without auxiliary release without auxiliary/alarm switch | - | 0 | 0
3VT2725-3AA46-0AA0 |  | 3VT2725-3AA46-0AA0 | 1 | UN | 1 | 15 | C | D | N | N | 85362090 | 1 | 4011209762831 | 4.13 | KG | 622.65 | 622.65 | LP22 | LP22 | circuit breaker 3VT2 high breaking capacity Icu=65kA, 415V AC 4-pole; circuit breaker w/o Electronic Trip Unit N connected without auxiliary release without auxiliary/alarm switch | - | 0 | 0
3VT2725-3AA56-0AA0 |  | 3VT2725-3AA56-0AA0 | 1 | UN | 1 | 15 | C | D | N | N | 85362090 | 1 | 4011209762855 | 4.325 | KG | 695.1 | 695.1 | LP22 | LP22 | circuit breaker 3VT2 high breaking capacity Icu=65kA, 415V AC 4-pole; circuit breaker w/o Electronic Trip Unit N connected+measured without auxiliary release without auxiliary/alarm switch | - | 0 | 0
3VT3763-2AA36-0AA0 |  | 3VT3763-2AA36-0AA0 | 1 | UN | 1 | 15 | C | D | EAR99 | N | 85362090 | 1 | 4011209763166 | 5.972 | KG | 1281 | 1281 | LP22 | LP22 | circuit breaker 3VT3 standard breaking capacity Icu=36kA, 415V AC 3-pole; circuit breaker w/o Electronic Trip Unit without auxiliary release without auxiliary/alarm switch | - | 0 | 0
3VT3763-2AA46-0AA0 |  | 3VT3763-2AA46-0AA0 | 1 | UN | 1 | 15 | C | D | EAR99 | N | 85362090 | 1 | 4011209763180 | 7.509 | KG | 1522.5 | 1522.5 | LP22 | LP22 | circuit breaker 3VT3 standard breaking capacity Icu=36kA, 415V AC 4-pole; circuit breaker w/o Electronic Trip Unit N connected without auxiliary release without auxiliary/alarm switch | - | 0 | 0
3VT3763-2AA56-0AA0 |  | 3VT3763-2AA56-0AA0 | 1 | UN | 1 | 15 | C | D | EAR99 | N | 85362090 | 1 | 4011209763203 | 7.82 | KG | 1659 | 1659 | LP22 | LP22 | circuit breaker 3VT3 standard breaking capacity Icu=36kA, 415V AC 4-pole; circuit breaker w/o Electronic Trip Unit N connected+measured without auxiliary release without auxiliary/alarm switch | - | 0 | 0
3VT3763-2DE36-0AA0 |  | 3VT3763-2DE36-0AA0 | 1 | UN | 1 | 15 | C | D | EAR99 | N | 85362090 | 1 | 4011209845527 | 5.412 | KG | 1501.5 | 1501.5 | LP22 | LP22 | switch disconnector 3VT3 3-pole; switch disconnector In=630A rated current without auxiliary release without auxiliary/alarm switch | - | 0 | 0
3VT3763-2EE46-0AA0 |  | 3VT3763-2EE46-0AA0 | 1 | UN | 1 | 15 | C | D | EAR99 | N | 85362090 | 1 | 4011209845534 | 6.967 | KG | 1932 | 1932 | LP22 | LP22 | switch disconnector 3VT3 4-pole; switch disconnector In=630A rated current without auxiliary release without auxiliary/alarm switch | - | 0 | 0
3VT3763-3AA36-0AA0 |  | 3VT3763-3AA36-0AA0 | 1 | UN | 1 | 15 | C | D | EAR99 | N | 85362090 | 1 | 4011209763173 | 5.978 | KG | 1575 | 1575 | LP22 | LP22 | circuit breaker 3VT3 high breaking capacity Icu=65kA, 415V AC 3-pole; circuit breaker w/o Electronic Trip Unit without auxiliary release without auxiliary/alarm switch | - | 0 | 0
3VT3763-3AA46-0AA0 |  | 3VT3763-3AA46-0AA0 | 1 | UN | 1 | 15 | C | D | EAR99 | N | 85362090 | 1 | 4011209763197 | 7.515 | KG | 2037 | 2037 | LP22 | LP22 | circuit breaker 3VT3 high breaking capacity Icu=65kA, 415V AC 4-pole; circuit breaker w/o Electronic Trip Unit N connected without auxiliary release without auxiliary/alarm switch | - | 0 | 0
3VT3763-3AA56-0AA0 |  | 3VT3763-3AA56-0AA0 | 1 | UN | 1 | 15 | C | D | EAR99 | N | 85362090 | 1 | 4011209763210 | 7.762 | KG | 2173.5 | 2173.5 | LP22 | LP22 | circuit breaker 3VT3 high breaking capacity Icu=65kA, 415V AC 4-pole; circuit breaker w/o Electronic Trip Unit N connected+measured without auxiliary release without auxiliary/alarm switch | - | 0 | 0
3VT4710-2DE36-0AA0 |  | 3VT4710-2DE36-0AA0 | 1 | UN | 1 | 15 | C | D | N | N | 85362090 | 1 | 4011209840355 | 18.84 | KG | 3360 | 3360 | LP22 | LP22 | switch disconnector 3VT4 3-pole; switch disconnector In=1000A rated current without auxiliary release without auxiliary/alarm switch | - | 0 | 0
3VT4710-3AA30-0AA0 |  | 3VT4710-3AA30-0AA0 | 1 | UN | 1 | 15 | C | D | N | N | 85362090 | 1 | 4011209763227 | 19.624 | KG | 1984.5 | 1984.5 | LP22 | LP22 | circuit breaker 3VT4 high breaking capacity Icu=65kA, 415V AC 3-pole; circuit breaker w/o Electronic Trip Unit without auxiliary release without auxiliary/alarm switch | - | 0 | 0
3VT4710-3AA38-0AA0 |  | 3VT4710-3AA38-0AA0 | 1 | UN | 1 | 15 | C | D | N | N | 85362090 | 1 | 4011209763234 | 21.833 | KG | 2257.5 | 2257.5 | LP22 | LP22 | circuit breaker 3VT4 high breaking capacity Icu=65kA, 415V AC 3-pole; circuit breaker w/o Electronic Trip Unit without auxiliary release without auxiliary/alarm switch withdrawable version | - | 0 | 0
3VT5716-2DE36-0AA0 |  | 3VT5716-2DE36-0AA0 | 1 | UN | 1 | 15 | C | D | N | N | 85362090 | 1 | 4011209840362 | 21.95 | KG | 5197.5 | 5197.5 | LP22 | LP22 | switch disconnector 3VT5 3-pole; switch disconnector In=1600A rated current without auxiliary release without auxiliary/alarm switch | - | 0 | 0
3VT5716-3AA30-0AA0 |  | 3VT5716-3AA30-0AA0 | 1 | UN | 1 | 15 | C | D | N | N | 85362090 | 1 | 4011209763241 | 23.139 | KG | 2530.5 | 2530.5 | LP22 | LP22 | circuit breaker 3VT5 high breaking capacity Icu=55kA, 415V AC 3-pole; circuit breaker w/o Electronic Trip Unit without auxiliary release without auxiliary/alarm switch | - | 0 | 0
3VT5716-3AA38-0AA0 |  | 3VT5716-3AA38-0AA0 | 1 | UN | 1 | 15 | C | D | N | N | 85362090 | 1 | 4011209763258 | 22.74 | KG | 2919 | 2919 | LP22 | LP22 | circuit breaker 3VT5 high breaking capacity Icu=55kA, 415V AC 3-pole; circuit breaker w/o Electronic Trip Unit without auxiliary release without auxiliary/alarm switch withdrawable version | - | 0 | 0
3VT9100-1SB00 |  | 3VT9100-1SB00 | 1 | UN | 1 | 10 | C | D | EAR99 | N | 85364190 | 1 | 4011209800045 | 0.05 | KG | 111.3 | 111.3 | LP22 | LP22 | accessory for VT160 shunt release for 12V DC for mounting on left | - | 0 | 0
3VT9100-1SC00 |  | 3VT9100-1SC00 | 1 | UN | 1 | 10 | C | D | N | N | 85364190 | 1 | 4011209761261 | 95 | G | 111.3 | 111.3 | LP22 | LP22 | accessory for VT160 shunt release for 24; 48V AC/DC for mounting on left | - | 0 | 0
3VT9100-1SD00 |  | 3VT9100-1SD00 | 1 | UN | 1 | 10 | C | D | N | N | 85364900 | 1 | 4011209761278 | 99 | G | 111.3 | 111.3 | LP22 | LP22 | accessory for VT160 shunt release for 110; 230V AC/110, 220V DC for mounting on left | - | 0 | 0
3VT9100-1SE00 |  | 3VT9100-1SE00 | 1 | UN | 1 | 10 | C | D | N | N | 85364900 | 1 | 4011209762657 | 100 | G | 111.3 | 111.3 | LP22 | LP22 | accessory for VT160 shunt release for 230; 400V AC/220V DC for mounting on left | - | 0 | 0
3VT9100-1UC00 |  | 3VT9100-1UC00 | 1 | UN | 1 | 10 | C | D | N | N | 85364190 | 1 | 4011209762664 | 95 | G | 144.9 | 144.9 | LP22 | LP22 | accessory for VT160 undervoltage release for 24; 48V AC for mounting on left | - | 0 | 0
3VT9100-1UD00 |  | 3VT9100-1UD00 | 1 | UN | 1 | 10 | C | D | N | N | 85364900 | 1 | 4011209762671 | 97 | G | 144.9 | 144.9 | LP22 | LP22 | accessory for VT160 undervoltage release for 110; 230V AC for mounting on left | - | 0 | 0
3VT9100-1UE00 |  | 3VT9100-1UE00 | 1 | UN | 1 | 10 | C | D | N | N | 85364900 | 1 | 4011209762688 | 95 | G | 144.9 | 144.9 | LP22 | LP22 | accessory for VT160 undervoltage release for 230; 400V AC for mounting on left | - | 0 | 0
3VT9100-1UU00 |  | 3VT9100-1UU00 | 1 | UN | 1 | 10 | C | D | N | N | 85364190 | 1 | 4011209787025 | 0.094 | KG | 144.9 | 144.9 | LP22 | LP22 | accessory for VT160 undervoltage release for 24, 48V DC for mounting on left | - | 0 | 0
3VT9100-1UV00 |  | 3VT9100-1UV00 | 1 | UN | 1 | 10 | C | D | N | N | 85364900 | 1 | 4011209787032 | 95 | G | 144.9 | 144.9 | LP22 | LP22 | accessory for VT160 undervoltage release for 110, 220V DC for mounting on left | - | 0 | 0
3VT9100-2AB10 |  | 3VT9100-2AB10 | 1 | UN | 1 | 10 | C | D | N | N | 85365080 | 1 | 4011209764392 | 20 | G | 33.39 | 33.39 | LP22 | LP22 | accessory for VT160 auxiliary switch 1CO VT160 60-250V AC/DC | - | 0 | 0
3VT9100-2AB20 |  | 3VT9100-2AB20 | 1 | UN | 1 | 10 | C | D | N | N | 85389091 | 1 | 4011209764842 | 20 | G | 37.07 | 37.07 | LP22 | LP22 | accessory for VT160 auxiliary switch 1CO VT160 5-60V AC/DC | - | 0 | 0
3VT9100-2AH10 |  | 3VT9100-2AH10 | 1 | UN | 1 | 10 | C | D | N | N | 85389091 | 1 | 4011209764217 | 20 | G | 35.39 | 35.39 | LP22 | LP22 | accessory for VT160 alarm switch 1CO VT160 60-250V AC/DC | - | 0 | 0
3VT9100-2AH20 |  | 3VT9100-2AH20 | 1 | UN | 1 | 10 | C | D | N | N | 85389091 | 1 | 4011209765009 | 20 | G | 39.17 | 39.17 | LP22 | LP22 | accessory for VT160 alarm switch 1CO VT160 5-60V AC/DC | - | 0 | 0
3VT9100-3HA10 |  | 3VT9100-3HA10 | 1 | UN | 1 | 10 | C | D | N | N | 85389099 | 1 | 4011209762695 | 122 | G | 62.06 | 62.06 | LP22 | LP22 | accessory for VT160 front mounted rotary op. w/o lock with shaft stub without knob add. shaft, masking plate and knob required | - | 0 | 0
3VT9100-3HA20 |  | 3VT9100-3HA20 | 1 | UN | 1 | 10 | C | D | N | N | 85389099 | 1 | 4011209762701 | 129 | G | 71.09 | 71.09 | LP22 | LP22 | accessory for VT160 front mounted rot. op. w/ lock with shaft stub without knob add. shaft, masking plate and knob required | - | 0 | 0
3VT9100-3HB20 |  | 3VT9100-3HB20 | 1 | UN | 1 | 10 | C | D | N | N | 85389099 | 1 | 4011209762718 | 129 | G | 71.09 | 71.09 | LP22 | LP22 | accessory for VT160 front mounted rot. op. w/ lock with shaft stub without knob add. shaft, masking plate and knob required EMERGENCY-OFF function | - | 0 | 0
3VT9100-3HC10 |  | 3VT9100-3HC10 | 1 | UN | 1 | 10 | C | D | N | N | 85389099 | 1 | 4011209762732 | 189 | G | 83.48 | 83.48 | LP22 | LP22 | accessory for VT160 lateral rot. op. mech. w/o lock with shaft stub without knob add. shaft, masking plate and knob required on left | - | 0 | 0
3VT9100-3HD10 |  | 3VT9100-3HD10 | 1 | UN | 1 | 10 | C | D | N | N | 85389099 | 1 | 4011209762725 | 189 | G | 83.48 | 83.48 | LP22 | LP22 | accessory for VT160 lateral rot. op. mech. w/o lock with shaft stub without knob add. shaft, masking plate and knob required on right | - | 0 | 0
3VT9100-3HE10 |  | 3VT9100-3HE10 | 1 | UN | 1 | 10 | C | D | N | N | 85389099 | 1 | 4011209762749 | 22 | G | 12.92 | 12.92 | LP22 | LP22 | accessory for VT160 handle without locking black | - | 0 | 0
3VT9100-3HE20 |  | 3VT9100-3HE20 | 1 | UN | 1 | 10 | C | D | N | N | 85389099 | 1 | 4011209762756 | 22 | G | 15.75 | 15.75 | LP22 | LP22 | accessory for VT160 handle with locking black | - | 0 | 0
3VT9100-3HF20 |  | 3VT9100-3HF20 | 1 | UN | 1 | 10 | C | D | N | N | 85389099 | 1 | 4011209762763 | 20 | G | 15.75 | 15.75 | LP22 | LP22 | accessory for VT160 handle with locking red/yellow | - | 0 | 0
3VT9100-3HG10 |  | 3VT9100-3HG10 | 1 | UN | 1 | 10 | C | D | N | N | 85389099 | 1 | 4011209762770 | 95 | G | 22.26 | 22.26 | LP22 | LP22 | accessory for VT160 front panel for handle black degree of protection IP40 | - | 0 | 0
3VT9100-3HG20 |  | 3VT9100-3HG20 | 1 | UN | 1 | 10 | C | D | N | N | 85389099 | 1 | 4011209762787 | 95 | G | 27.93 | 27.93 | LP22 | LP22 | accessory for VT160 front panel for handle black degree of protection IP66 | - | 0 | 0
3VT9100-3HH10 |  | 3VT9100-3HH10 | 1 | UN | 1 | 10 | C | D | N | N | 85389099 | 1 | 4011209762794 | 95 | G | 27.93 | 27.93 | LP22 | LP22 | accessory for VT160 front panel for handle yellow degree of protection IP40 | - | 0 | 0
3VT9100-3HH20 |  | 3VT9100-3HH20 | 1 | UN | 1 | 10 | C | D | N | N | 85389099 | 1 | 4011209762800 | 95 | G | 31.61 | 31.61 | LP22 | LP22 | accessory for VT160 front panel for handle yellow degree of protection IP66 | - | 0 | 0
3VT9100-3HJ10 |  | 3VT9100-3HJ10 | 1 | UN | 1 | 10 | C | D | N | N | 85389099 | 1 | 4011209764385 | 133 | G | 12.92 | 12.92 | LP22 | LP22 | accessory for VT160 shaft fixed length 361mm | - | 0 | 0
3VT9100-3HJ20 |  | 3VT9100-3HJ20 | 1 | UN | 1 | 10 | C | D | N | N | 85389099 | 1 | 4011209765023 | 114 | G | 22.26 | 22.26 | LP22 | LP22 | accessory for VT160 shaft variable length 215 - 363mm | - | 0 | 0
3VT9100-3HL00 |  | 3VT9100-3HL00 | 1 | UN | 1 | 10 | C | D | N | N | 85389099 | 1 | 4011209764293 | 15 | G | 62.48 | 62.48 | LP22 | LP22 | accessory for VT160 sliding bar | - | 0 | 0
3VT9100-3MA00 |  | 3VT9100-3MA00 | 1 | UN | 1 | 10 | C | D | EAR99 | N | 85012000 | 1 | 4011209764415 | 903 | G | 438.9 | 438.9 | LP22 | LP22 | accessory for VT160 motorized operating mechanism 24V AC/DC lateral mounting | - | 0 | 0
3VT9100-3MB00 |  | 3VT9100-3MB00 | 1 | UN | 1 | 10 | C | D | EAR99 | N | 85012000 | 1 | 4011209764408 | 900 | G | 438.9 | 438.9 | LP22 | LP22 | accessory for VT160 motorized operating mechanism 48V AC/DC lateral mounting | - | 0 | 0
3VT9100-3MD00 |  | 3VT9100-3MD00 | 1 | UN | 1 | 10 | C | D | EAR99 | N | 85012000 | 1 | 4011209764422 | 904 | G | 438.9 | 438.9 | LP22 | LP22 | accessory for VT160 motorized operating mechanism 110V AC/DC lateral mounting | - | 0 | 0
3VT9100-3ME00 |  | 3VT9100-3ME00 | 1 | UN | 1 | 10 | C | D | EAR99 | N | 85012000 | 1 | 4011209764439 | 903 | G | 438.9 | 438.9 | LP22 | LP22 | accessory for VT160 motorized operating mechanism 230V AC/220V DC lateral mounting | - | 0 | 0
3VT9100-3MF00 |  | 3VT9100-3MF00 | 1 | UN | 1 | 10 | C | D | N | N | 85444290 | 1 | 4011209765061 | 53 | G | 82.32 | 82.32 | LP22 | LP22 | accessory for VT160 connecting cable mot. op. mech. | - | 0 | 0
3VT9100-4ED30 |  | 3VT9100-4ED30 | 1 | UN | 1 | 10 | C | D | N | N | 85369095 | 1 | 4011209762565 | 106 | G | 74.87 | 74.87 | LP22 | LP22 | accessory for VT160 front connecting bars increased pole spacing comprises 3 connections 3-pole | - | 0 | 0
3VT9100-4PP30 |  | 3VT9100-4PP30 | 1 | UN | 1 | 10 | C | D | N | N | 85389099 | 1 | 4011209766327 | 65 | G | 58.8 | 58.8 | LP22 | LP22 | accessory for VT160 mounting adapter f. mounting on DIN rail | - | 0 | 0
3VT9100-4RC00 |  | 3VT9100-4RC00 | 1 | UN | 1 | 10 | C | D | N | N | 85369010 | 1 | 4011209762596 | 94 | G | 18.69 | 18.69 | LP22 | LP22 | accessory for VT160 rear connection, round comprises 1 connection long 1-pole | - | 0 | 0
3VT9100-4RC30 |  | 3VT9100-4RC30 | 1 | UN | 1 | 10 | C | D | N | N | 85369010 | 1 | 4011209762541 | 0.178 | KG | 54.39 | 54.39 | LP22 | LP22 | accessory for VT160 rear connection, round comprises 3 connections short-long-short 3-pole | - | 0 | 0
3VT9100-4RG00 |  | 3VT9100-4RG00 | 1 | UN | 1 | 10 | C | D | N | N | 85369010 | 1 | 4011209762602 | 64 | G | 18.69 | 18.69 | LP22 | LP22 | accessory for VT160 rear connection, round comprises 1 connection short 1-pole | - | 0 | 0
3VT9100-4TA00 |  | 3VT9100-4TA00 | 1 | UN | 1 | 10 | C | D | N | N | 85369095 | 1 | 4011209762572 | 25 | G | 9.11 | 9.11 | LP22 | LP22 | accessory for VT160 connection with screw connection metric thread M5 comprises 1 connection | - | 0 | 0
3VT9100-4TA30 |  | 3VT9100-4TA30 | 1 | UN | 1 | 10 | C | D | N | N | 85369095 | 1 | 4011209762442 | 54 | G | 27.41 | 27.41 | LP22 | LP22 | accessory for VT160 connection with screw connection metric thread M5 comprises 3 connections | - | 0 | 0
3VT9100-4TC00 |  | 3VT9100-4TC00 | 1 | UN | 1 | 10 | C | D | N | N | 85369010 | 1 | 4011209762633 | 34 | G | 9.63 | 9.63 | LP22 | LP22 | accessory for VT160 box terminals comprises 1 connection 1 set = 1 unit | - | 0 | 0
3VT9100-4TC30 |  | 3VT9100-4TC30 | 1 | UN | 1 | 10 | C | D | N | N | 85369010 | 1 | 4011209762626 | 0.087 | KG | 28.88 | 28.88 | LP22 | LP22 | accessory for VT160 box terminals comprises 3 connections 1 set = 3 units | - | 0 | 0
3VT9100-4TF30 |  | 3VT9100-4TF30 | 1 | UN | 1 | 10 | C | D | N | N | 85369010 | 1 | 4011209762534 | 259 | G | 65.73 | 65.73 | LP22 | LP22 | accessory for VT160 multiple feed-in terminal with cover degree of protection IP20 for Cu/Al for 2 conductors per terminal 1 set = 3 units | - | 0 | 0
3VT9100-4TF40 |  | 3VT9100-4TF40 | 1 | UN | 1 | 10 | C | D | N | N | 85369010 | 1 | 4011209762589 | 339 | G | 85.26 | 85.26 | LP22 | LP22 | accessory for VT160 multiple feed-in terminal with cover degree of protection IP20 for Cu/Al for 2 conductors per terminal 1 set = 4 units | - | 0 | 0
3VT9100-4TN00 |  | 3VT9100-4TN00 | 1 | UN | 1 | 10 | C | D | N | N | 85369010 | 1 | 4011209762619 | 16 | G | 10.71 | 10.71 | LP22 | LP22 | accessory for VT160 aux. conductor connection comprises 1 connection 1 set = 3 units | - | 0 | 0
3VT9100-4TN30 |  | 3VT9100-4TN30 | 1 | UN | 1 | 10 | C | D | N | N | 85369010 | 1 | 4011209762558 | 26 | G | 31.92 | 31.92 | LP22 | LP22 | accessory for VT160 aux. conductor connection comprises 3 connections | - | 0 | 0
3VT9100-8CA30 |  | 3VT9100-8CA30 | 1 | UN | 1 | 10 | C | D | N | N | 85389099 | 1 | 4011209764729 | 90 | G | 29.51 | 29.51 | LP22 | LP22 | accessory for VT160 terminal cover long 3-pole | - | 0 | 0
3VT9100-8CA40 |  | 3VT9100-8CA40 | 1 | UN | 1 | 10 | C | D | N | N | 85389099 | 1 | 4011209764736 | 104 | G | 43.68 | 43.68 | LP22 | LP22 | accessory for VT160 terminal cover long 4-pole | - | 0 | 0
3VT9100-8CB30 |  | 3VT9100-8CB30 | 1 | UN | 1 | 10 | C | D | N | N | 85389099 | 1 | 4011209764712 | 32 | G | 34.55 | 34.55 | LP22 | LP22 | accessory for VT160 terminal cover short 3-pole | - | 0 | 0
3VT9100-8CB40 |  | 3VT9100-8CB40 | 1 | UN | 1 | 10 | C | D | N | N | 85389099 | 1 | 4011209766433 | 36 | G | 43.89 | 43.89 | LP22 | LP22 | accessory for VT160 terminal cover short 4-pole | - | 0 | 0
3VT9100-8CE00 |  | 3VT9100-8CE00 | 1 | UN | 1 | 10 | C | D | N | N | 85472000 | 1 | 4011209765207 | 24 | G | 14.91 | 14.91 | LP22 | LP22 | accessory for VT160 phase barrier comprises 1 partition | - | 0 | 0
3VT9100-8CE30 |  | 3VT9100-8CE30 | 1 | UN | 1 | 10 | C | D | N | N | 85472000 | 1 | 4011209765191 | 37 | G | 29.51 | 29.51 | LP22 | LP22 | accessory for VT160 phase barrier comprises 2 partitions | - | 0 | 0
3VT9100-8LA00 |  | 3VT9100-8LA00 | 1 | UN | 1 | 10 | C | D | N | N | 85389099 | 1 | 4011209764644 | 115 | G | 184.8 | 184.8 | LP22 | LP22 | accessory for VT160 interlocking with rod f. door-coupling rot. op. mech. | - | 0 | 0
3VT9100-8LB00 |  | 3VT9100-8LB00 | 1 | UN | 1 | 10 | C | D | EAR99 | N | 85389099 | 1 | 4011209764705 | 126 | G | 102.06 | 102.06 | LP22 | LP22 | accessory for VT160 parallel connection with rod f. door-coupling rot. op. mech. | - | 0 | 0
3VT9115-5GY31 |  | 3VT9115-5GY31 | 1 | UN | 1 | 10 | C | D | N | N | 85369095 | 1 | 4011209850439 | 487 | G | 103.22 | 103.22 | LP22 | LP22 | accessory for VT160 connection set, short 3-pole | - | 0 | 0
3VT9115-5GY41 |  | 3VT9115-5GY41 | 1 | UN | 1 | 10 | C | D | N | N | 85369095 | 1 | 4011209850446 | 632 | G | 137.55 | 137.55 | LP22 | LP22 | accessory for VT160 connection set, short 4-pole | - | 0 | 0
3VT9116-5GA40 |  | 3VT9116-5GA40 | 1 | UN | 1 | 10 | C | D | N | N | 85363090 | 1 | 4011209826175 | 1.355 | KG | 1081.5 | 1081.5 | LP22 | LP22 | accessory for VT160 RCD module (RCD) In=160A Ue=415V 4-pole | - | 0 | 0
3VT9116-5GB40 |  | 3VT9116-5GB40 | 1 | UN | 1 | 10 | C | D | N | N | 85363090 | 1 | 4011209826168 | 1.351 | KG | 703.5 | 703.5 | LP22 | LP22 | accessory for VT160 RCD module (RCD) In=160A Ue=415V 4-pole | - | 0 | 0
3VT9116-5GY32 |  | 3VT9116-5GY32 | 1 | UN | 1 | 10 | C | D | N | N | 85369095 | 1 | 4011209826243 | 518 | G | 103.22 | 103.22 | LP22 | LP22 | accessory for VT160 connection set, long 3-pole | - | 0 | 0
3VT9116-5GY42 |  | 3VT9116-5GY42 | 1 | UN | 1 | 10 | C | D | N | N | 85369095 | 1 | 4011209826281 | 0.687 | KG | 137.55 | 137.55 | LP22 | LP22 | accessory for VT160 connection set, long 4-pole | - | 0 | 0
3VT9200-3HA10 |  | 3VT9200-3HA10 | 1 | UN | 1 | 10 | C | D | N | N | 85389099 | 1 | 4011209764224 | 253 | G | 91.04 | 91.04 | LP22 | LP22 | accessory for VT250 front mounted rotary op. w/o lock with shaft stub without knob add. shaft, masking plate and knob required | - | 0 | 0
3VT9200-3HA20 |  | 3VT9200-3HA20 | 1 | UN | 1 | 10 | C | D | N | N | 85389099 | 1 | 4011209764231 | 262 | G | 100.28 | 100.28 | LP22 | LP22 | accessory for VT250 front mounted rot. op. w/ lock with shaft stub without knob add. shaft, masking plate and knob required | - | 0 | 0
3VT9200-3HB20 |  | 3VT9200-3HB20 | 1 | UN | 1 | 10 | C | D | N | N | 85389099 | 1 | 4011209764248 | 260 | G | 100.28 | 100.28 | LP22 | LP22 | accessory for VT250 front mounted rot. op. w/ lock with shaft stub without knob add. shaft, masking plate and knob required EMERGENCY-OFF function | - | 0 | 0
3VT9200-3HC10 |  | 3VT9200-3HC10 | 1 | UN | 1 | 10 | C | D | N | N | 85389099 | 1 | 4011209830929 | 423 | G | 116.55 | 116.55 | LP22 | LP22 | accessory for VT250 lateral rot. op. mech. w/o lock with shaft stub without knob add. shaft, masking plate and knob required on left | - | 0 | 0
3VT9200-3HD10 |  | 3VT9200-3HD10 | 1 | UN | 1 | 10 | C | D | N | N | 85389099 | 1 | 4011209830936 | 424 | G | 116.55 | 116.55 | LP22 | LP22 | accessory for VT250 lateral rot. op. mech. w/o lock with shaft stub without knob add. shaft, masking plate and knob required on right | - | 0 | 0
3VT9200-3HL00 |  | 3VT9200-3HL00 | 1 | UN | 1 | 10 | C | D | N | N | 85389099 | 1 | 4011209764330 | 22 | G | 62.48 | 62.48 | LP22 | LP22 | accessory for VT250 sliding bar | - | 0 | 0
3VT9200-3MJ00 |  | 3VT9200-3MJ00 | 1 | UN | 1 | 10 | C | D | N | N | 85012000 | 1 | 4011209764446 | 1.538 | KG | 631.05 | 631.05 | LP22 | LP22 | accessory for VT250 motorized op. mech. with stored energy mech. 24V AC/DC | - | 0 | 0
3VT9200-3MJ10 |  | 3VT9200-3MJ10 | 1 | UN | 1 | 10 | C | D | N | N | 85012000 | 1 | 4011209764484 | 1.56 | KG | 910.35 | 910.35 | LP22 | LP22 | accessory for VT250 motorized op. mech. with stored energy mech. with operating cycles counter 24V AC/DC | - | 0 | 0
3VT9200-3ML00 |  | 3VT9200-3ML00 | 1 | UN | 1 | 10 | C | D | EAR99 | N | 85012000 | 1 | 4011209764453 | 1.553 | KG | 631.05 | 631.05 | LP22 | LP22 | accessory for VT250 motorized op. mech. with stored energy mech. 48V AC/DC | - | 0 | 0
3VT9200-3ML10 |  | 3VT9200-3ML10 | 1 | UN | 1 | 10 | C | D | N | N | 85012000 | 1 | 4011209764491 | 1.57 | KG | 910.35 | 910.35 | LP22 | LP22 | accessory for VT250 motorized op. mech. with stored energy mech. with operating cycles counter 48V AC/DC | - | 0 | 0
3VT9200-3MN00 |  | 3VT9200-3MN00 | 1 | UN | 1 | 10 | C | D | N | N | 85012000 | 1 | 4011209764460 | 1.565 | KG | 631.05 | 631.05 | LP22 | LP22 | accessory for VT250 motorized op. mech. with stored energy mech. 110V AC/DC | - | 0 | 0
3VT9200-3MN10 |  | 3VT9200-3MN10 | 1 | UN | 1 | 10 | C | D | N | N | 85012000 | 1 | 4011209764507 | 1.574 | KG | 910.35 | 910.35 | LP22 | LP22 | accessory for VT250 motorized op. mech. with stored energy mech. with operating cycles counter 110V AC/DC | - | 0 | 0
3VT9200-3MQ00 |  | 3VT9200-3MQ00 | 1 | UN | 1 | 10 | C | D | N | N | 85012000 | 1 | 4011209764477 | 1.57 | KG | 631.05 | 631.05 | LP22 | LP22 | accessory for VT250 motorized op. mech. with stored energy mech. 230V AC/220V DC | - | 0 | 0
3VT9200-3MQ10 |  | 3VT9200-3MQ10 | 1 | UN | 1 | 10 | C | D | N | N | 85012000 | 1 | 4011209764514 | 1.572 | KG | 910.35 | 910.35 | LP22 | LP22 | accessory for VT250 motorized op. mech. with stored energy mech. with operating cycles counter 230V AC/220V DC | - | 0 | 0
3VT9200-4ED30 |  | 3VT9200-4ED30 | 1 | UN | 1 | 10 | C | D | N | N | 85369095 | 1 | 4011209763852 | 298 | G | 81.48 | 81.48 | LP22 | LP22 | accessory for VT250 front connecting bars increased pole spacing comprises 3 connections, short 3-pole | - | 0 | 0
3VT9200-4EE30 |  | 3VT9200-4EE30 | 1 | UN | 1 | 10 | C | D | N | N | 85369095 | 1 | 4011209763869 | 0.469 | KG | 81.48 | 81.48 | LP22 | LP22 | accessory for VT250 front connecting bars increased pole spacing comprises 3 connections, long 3-pole | - | 0 | 0
3VT9200-4PA30 |  | 3VT9200-4PA30 | 1 | UN | 1 | 10 | C | D | N | N | 85369095 | 1 | 4011209764804 | 1.764 | KG | 252 | 252 | LP22 | LP22 | accessory for VT250 plug-in base, front connection 3-pole | - | 0 | 0
3VT9200-4PA40 |  | 3VT9200-4PA40 | 1 | UN | 1 | 10 | C | D | N | N | 85369095 | 1 | 4011209764811 | 2.289 | KG | 337.05 | 337.05 | LP22 | LP22 | accessory for VT250 plug-in base, front connection 4-pole | - | 0 | 0
3VT9200-4RC00 |  | 3VT9200-4RC00 | 1 | UN | 1 | 10 | C | D | N | N | 85369010 | 1 | 4011209763845 | 0.09 | KG | 23.84 | 23.84 | LP22 | LP22 | accessory for VT250 rear connection comprises 1 connection 1 set = 1 unit | - | 0 | 0
3VT9200-4RC30 |  | 3VT9200-4RC30 | 1 | UN | 1 | 10 | C | D | N | N | 85369010 | 1 | 4011209763753 | 252 | G | 71.09 | 71.09 | LP22 | LP22 | accessory for VT250 rear connection comprises 3 connections 1 set = 3 units 3-pole | - | 0 | 0
3VT9200-4TA30 |  | 3VT9200-4TA30 | 1 | UN | 1 | 10 | C | D | N | N | 85369095 | 1 | 4011209763777 | 0.119 | KG | 28.88 | 28.88 | LP22 | LP22 | accessory for VT250 connection with screw connection metric thread M8 comprises 3 connections 1 set = 3 units | - | 0 | 0
3VT9200-4TC00 |  | 3VT9200-4TC00 | 1 | UN | 1 | 10 | C | D | N | N | 85369010 | 1 | 4011209763784 | 0.088 | KG | 10.32 | 10.32 | LP22 | LP22 | accessory for VT250 box terminals comprises 1 connection 1 set = 1 unit | - | 0 | 0
3VT9200-4TC30 |  | 3VT9200-4TC30 | 1 | UN | 1 | 10 | C | D | N | N | 85369010 | 1 | 4011209763692 | 248 | G | 30.35 | 30.35 | LP22 | LP22 | accessory for VT250 box terminals comprises 3 connections 1 set = 3 units | - | 0 | 0
3VT9200-4TN30 |  | 3VT9200-4TN30 | 1 | UN | 1 | 10 | C | D | N | N | 85369010 | 1 | 4011209763760 | 28 | G | 31.92 | 31.92 | LP22 | LP22 | accessory for VT250 aux. conductor connection comprises 3 connections 1 set = 3 units | - | 0 | 0
3VT9200-4WA30 |  | 3VT9200-4WA30 | 1 | UN | 1 | 10 | C | D | N | N | 85369095 | 1 | 4011209766457 | 3.462 | KG | 390.6 | 390.6 | LP22 | LP22 | accessory for VT250 kit for withdrawable version front connection 3-pole | - | 0 | 0
3VT9200-4WA40 |  | 3VT9200-4WA40 | 1 | UN | 1 | 10 | C | D | EAR99 | N | 85369095 | 1 | 4011209766464 | 3.922 | KG | 516.6 | 516.6 | LP22 | LP22 | accessory for VT250 kit for withdrawable version front connection 4-pole | - | 0 | 0
3VT9200-4WN00 |  | 3VT9200-4WN00 | 1 | UN | 1 | 10 | C | D | N | N | 85366990 | 1 | 4011209765863 | 14 | G | 15.12 | 15.12 | LP22 | LP22 | accessory for VT250 coding plug for plug-in/withdrawable base | - | 0 | 0
3VT9200-8BL00 |  | 3VT9200-8BL00 | 1 | UN | 1 | 10 | C | D | N | N | 85389099 | 1 | 4011209765474 | 21 | G | 9.27 | 9.27 | LP22 | LP22 | accessory for VT250 transparent cover for ETU | - | 0 | 0
3VT9200-8BN00 |  | 3VT9200-8BN00 | 1 | UN | 1 | 10 | C | D | N | N | 85389099 | 2 | 4011209765481 | 5 | G | 15.12 | 15.12 | LP22 | LP22 | accessory for VT250 sealing screw | - | 0 | 0
3VT9200-8CB30 |  | 3VT9200-8CB30 | 1 | UN | 1 | 10 | C | D | N | N | 85389099 | 1 | 4011209764743 | 137 | G | 34.55 | 34.55 | LP22 | LP22 | accessory for VT250 terminal cover long 3-pole | - | 0 | 0
3VT9200-8CB40 |  | 3VT9200-8CB40 | 1 | UN | 1 | 10 | C | D | N | N | 85389099 | 1 | 4011209764750 | 0.195 | KG | 47.25 | 47.25 | LP22 | LP22 | accessory for VT250 terminal cover long 4-pole | - | 0 | 0
3VT9200-8LC10 |  | 3VT9200-8LC10 | 1 | UN | 1 | 10 | C | D | N | N | 85389099 | 1 | 4011209764668 | 762 | G | 232.05 | 232.05 | LP22 | LP22 | accessory for VT250 locking with Bowden cable for 2 MCCBs VT250 | - | 0 | 0
3VT9203-4TF00 |  | 3VT9203-4TF00 | 1 | UN | 1 | 10 | C | D | N | N | 85369010 | 1 | 4011209763838 | 113 | G | 45.47 | 45.47 | LP22 | LP22 | accessory for VT250 multiple feed-in terminal 6-35mm2 for Cu/Al for 6 conductors per terminal 1 set = 1 unit | - | 0 | 0
3VT9203-4TF30 |  | 3VT9203-4TF30 | 1 | UN | 1 | 10 | C | D | N | N | 85369010 | 1 | 4011209763746 | 298 | G | 136.5 | 136.5 | LP22 | LP22 | accessory for VT250 multiple feed-in terminal 6-35mm2 for Cu/Al for 6 conductors per terminal 1 set = 3 units | - | 0 | 0
3VT9210-6AC00 |  | 3VT9210-6AC00 | 1 | UN | 1 | 10 | C | D | N | N | 85363030 | 1 | 4011209762886 | 263 | G | 697.2 | 697.2 | LP22 | LP22 | ETU VT250, 3-pole, line protection ETU DP, LI IR=40...100A, overload protection IRM=4...8kA short-circuit protection, screw terminal connections in scope of delivery of switching unit | - | 0 | 0
3VT9210-6AP00 |  | 3VT9210-6AP00 | 1 | UN | 1 | 10 | C | D | N | N | 85363030 | 1 | 4011209762961 | 265 | G | 554.4 | 554.4 | LP22 | LP22 | ETU VT250, 3-pole, motor/transformer protection ETU MP, LI IR=40...100A, overload protection IRM=0.2...2kA short-circuit protection, screw terminal connections in scope of delivery of switching unit | - | 0 | 0
3VT9210-6AS00 |  | 3VT9210-6AS00 | 1 | UN | 1 | 10 | C | D | N | N | 85363030 | 1 | 4011209763043 | 267 | G | 632.1 | 632.1 | LP22 | LP22 | ETU VT250, 3-pole, motor/transformer protection ETU MPS, LSI IR=40...100A, overload protection IRM=3...9kA short-circuit protection, screw terminal connections in scope of delivery of switching unit | - | 0 | 0
3VT9210-6BC00 |  | 3VT9210-6BC00 | 1 | UN | 1 | 10 | C | D | N | N | 85363030 | 1 | 4011209763098 | 0.276 | KG | 997.5 | 997.5 | LP22 | LP22 | ETU VT250, 4-pole, line protection ETU DPN, LI IR=40...100A, overload protection IRM=4...8kA short-circuit protection, neutral conductor protection IRN=0.5 to 1xIR screw terminal connections in scope of delivery of switching unit | - | 0 | 0
3VT9215-4TD00 |  | 3VT9215-4TD00 | 1 | UN | 1 | 10 | C | D | N | N | 85369010 | 1 | 4011209763791 | 0.073 | KG | 9.63 | 9.63 | LP22 | LP22 | accessory for VT250 circular conductor terminal 25-150mm2 1 set = 1 unit | - | 0 | 0
3VT9215-4TD30 |  | 3VT9215-4TD30 | 1 | UN | 1 | 10 | C | D | N | N | 85369010 | 1 | 4011209763708 | 202 | G | 28.88 | 28.88 | LP22 | LP22 | accessory for VT250 circular conductor terminal 25-150mm2 1 set = 3 units | - | 0 | 0
3VT9215-4TF00 |  | 3VT9215-4TF00 | 1 | UN | 1 | 10 | C | D | N | N | 85369010 | 1 | 4011209763814 | 0.169 | KG | 12.71 | 12.71 | LP22 | LP22 | accessory for VT250 multiple feed-in terminal 25-150mm2 for Cu/Al for 2 conductors per terminal 1 set = 1 unit | - | 0 | 0
3VT9215-4TF30 |  | 3VT9215-4TF30 | 1 | UN | 1 | 10 | C | D | N | N | 85369010 | 1 | 4011209763722 | 485 | G | 38.22 | 38.22 | LP22 | LP22 | accessory for VT250 multiple feed-in terminal 25-150mm2 for Cu/Al for 2 conductors per terminal 1 set = 3 units | - | 0 | 0
3VT9216-6AB00 |  | 3VT9216-6AB00 | 1 | UN | 1 | 10 | C | D | N | N | 85363090 | 1 | 4011209762640 | 260 | G | 622.65 | 622.65 | LP22 | LP22 | ETU VT250, 3-pole, line protection ETU LP, LI IR=160A, overload protection IRM=4 xIR, short-circuit protection, screw terminal connections in scope of delivery of switching unit | - | 0 | 0
3VT9216-6AC00 |  | 3VT9216-6AC00 | 1 | UN | 1 | 10 | C | D | N | N | 85363090 | 1 | 4011209762909 | 264 | G | 828.45 | 828.45 | LP22 | LP22 | ETU VT250, 3-pole, line protection ETU DP, LI IR=63...160A, overload protection IRM=4...8kA short-circuit protection, screw terminal connections in scope of delivery of switching unit | - | 0 | 0
3VT9216-6AP00 |  | 3VT9216-6AP00 | 1 | UN | 1 | 10 | C | D | N | N | 85363090 | 1 | 4011209762985 | 264 | G | 710.85 | 710.85 | LP22 | LP22 | ETU VT250, 3-pole, motor/transformer protection ETU MP, LI IR=63...160A, overload protection IRM=0.2...2kA short-circuit protection, screw terminal connections in scope of delivery of switching unit | - | 0 | 0
3VT9216-6AS00 |  | 3VT9216-6AS00 | 1 | UN | 1 | 10 | C | D | N | N | 85363090 | 1 | 4011209763067 | 263 | G | 789.6 | 789.6 | LP22 | LP22 | ETU VT250, 3-pole, motor/transformer protection ETU MPS, LSI IR=63...160A, overload protection IRM=3...9kA short-circuit protection, screw terminal connections in scope of delivery of switching unit | - | 0 | 0
3VT9216-6BC00 |  | 3VT9216-6BC00 | 1 | UN | 1 | 10 | C | D | N | N | 85363090 | 1 | 4011209763111 | 274 | G | 1197 | 1197 | LP22 | LP22 | ETU VT250, 4-pole, line protection ETU DPN, LI IR=63...160A, overload protection IRM=4...8kA short-circuit protection, neutral conductor protection IRN=0.5 to 1xIR screw terminal connections in scope of delivery of switching unit | - | 0 | 0
3VT9220-6AB00 |  | 3VT9220-6AB00 | 1 | UN | 1 | 10 | C | D | N | N | 85363090 | 1 | 4011209762862 | 261 | G | 764.4 | 764.4 | LP22 | LP22 | ETU VT250, 3-pole, line protection ETU LP, LI IR=200A, overload protection IRM=4 xIR, short-circuit protection, screw terminal connections in scope of delivery of switching unit | - | 0 | 0
3VT9224-4TD00 |  | 3VT9224-4TD00 | 1 | UN | 1 | 10 | C | D | N | N | 85369010 | 1 | 4011209763807 | 0.124 | KG | 12.39 | 12.39 | LP22 | LP22 | accessory for VT250 circular conductor terminal 150-240mm2 1 set = 1 unit | - | 0 | 0
3VT9224-4TD30 |  | 3VT9224-4TD30 | 1 | UN | 1 | 10 | C | D | N | N | 85369010 | 1 | 4011209763715 | 0.339 | KG | 37.07 | 37.07 | LP22 | LP22 | accessory for VT250 circular conductor terminal 150-240mm2 1 set = 3 units | - | 0 | 0
3VT9224-4TF00 |  | 3VT9224-4TF00 | 1 | UN | 1 | 10 | C | D | N | N | 85369010 | 1 | 4011209763821 | 0.207 | KG | 15.75 | 15.75 | LP22 | LP22 | accessory for VT250 multiple feed-in terminal 150-240mm2 for Cu/Al for 2 conductors per terminal 1 set = 1 unit | - | 0 | 0
3VT9224-4TF30 |  | 3VT9224-4TF30 | 1 | UN | 1 | 10 | C | D | N | N | 85369010 | 1 | 4011209763739 | 628 | G | 47.36 | 47.36 | LP22 | LP22 | accessory for VT250 multiple feed-in terminal 150-240mm2 for Cu/Al for 2 conductors per terminal 1 set = 3 units | - | 0 | 0
3VT9225-6AB00 |  | 3VT9225-6AB00 | 1 | UN | 1 | 10 | C | D | N | N | 85363090 | 1 | 4011209762879 | 262 | G | 764.4 | 764.4 | LP22 | LP22 | ETU VT250, 3-pole, line protection ETU LP, LI IR=250A, overload protection IRM=4 xIR, short-circuit protection, screw terminal connections in scope of delivery of switching unit | - | 0 | 0
3VT9225-6AC00 |  | 3VT9225-6AC00 | 1 | UN | 1 | 10 | C | D | N | N | 85363090 | 1 | 4011209762930 | 266 | G | 828.45 | 828.45 | LP22 | LP22 | ETU VT250, 3-pole, line protection ETU DP, LI IR=100...250A, overload protection IRM=4...8kA short-circuit protection, screw terminal connections in scope of delivery of switching unit | - | 0 | 0
3VT9225-6AP00 |  | 3VT9225-6AP00 | 1 | UN | 1 | 10 | C | D | N | N | 85363090 | 1 | 4011209763005 | 263 | G | 798 | 798 | LP22 | LP22 | ETU VT250, 3-pole, motor/transformer protection ETU MP, LI IR=100...250A, overload protection IRM=0.2...2kA short-circuit protection, screw terminal connections in scope of delivery of switching unit | - | 0 | 0
3VT9225-6AS00 |  | 3VT9225-6AS00 | 1 | UN | 1 | 10 | C | D | N | N | 85363090 | 1 | 4011209763081 | 264 | G | 889.35 | 889.35 | LP22 | LP22 | ETU VT250, 3-pole, motor/transformer protection ETU MPS, LSI IR=100...250A, overload protection IRM=3...9kA short-circuit protection, screw terminal connections in scope of delivery of switching unit | - | 0 | 0
3VT9225-6BC00 |  | 3VT9225-6BC00 | 1 | UN | 1 | 10 | C | D | N | N | 85363090 | 1 | 4011209763128 | 266 | G | 1197 | 1197 | LP22 | LP22 | ETU VT250, 4-pole, line protection ETU DPN, LI IR=100...250A, overload protection IRM=4...8kA short-circuit protection, neutral conductor protection IRN=0.5 to 1xIR screw terminal connections in scope of delivery of switching unit | - | 0 | 0
3VT9225-6DT00 |  | 3VT9225-6DT00 | 1 | UN | 1 | 10 | C | D | N | N | 85365080 | 1 | 4011209763685 | 198 | G | 138.6 | 138.6 | LP22 | LP22 | switch disconnector mod. VT 250 3/4-pole, no protection no overload protection no short-circuit protection screw terminal connections in scope of delivery of switching unit | - | 0 | 0
3VT9300-1SB00 |  | 3VT9300-1SB00 | 1 | UN | 1 | 10 | C | D | EAR99 | N | 85364190 | 1 | 4011209800052 | 149 | G | 111.3 | 111.3 | LP22 | LP22 | accessory for VT250, VT630 shunt release for 12V DC for mounting on left | - | 0 | 0
3VT9300-1SC00 |  | 3VT9300-1SC00 | 1 | UN | 1 | 10 | C | D | N | N | 85364190 | 1 | 4011209765108 | 149 | G | 111.3 | 111.3 | LP22 | LP22 | accessory for VT250, VT630 shunt release for 24; 40; 48V AC/DC for mounting on left | - | 0 | 0
3VT9300-1SD00 |  | 3VT9300-1SD00 | 1 | UN | 1 | 10 | C | D | N | N | 85364900 | 1 | 4011209765115 | 152 | G | 111.3 | 111.3 | LP22 | LP22 | accessory for VT250, VT630 shunt release for 110V AC/DC for mounting on left | - | 0 | 0
3VT9300-1SE00 |  | 3VT9300-1SE00 | 1 | UN | 1 | 10 | C | D | N | N | 85364900 | 1 | 4011209765122 | 149 | G | 111.3 | 111.3 | LP22 | LP22 | accessory for VT250, VT630 shunt release for 230; 400; 500V AC/220V DC for mounting on left | - | 0 | 0
3VT9300-1UC00 |  | 3VT9300-1UC00 | 1 | UN | 1 | 10 | C | D | N | N | 85364190 | 1 | 4011209765269 | 148 | G | 144.9 | 144.9 | LP22 | LP22 | accessory for VT250, VT630 undervoltage release for 24; 40; 48V AC/DC for mounting on left | - | 0 | 0
3VT9300-1UC10 |  | 3VT9300-1UC10 | 1 | UN | 1 | 10 | C | D | N | N | 85364190 | 1 | 4011209765290 | 0.155 | KG | 173.25 | 173.25 | LP22 | LP22 | accessory for VT250, VT630 undervoltage release for 24; 40; 48V AC/DC with leading aux. contact for mounting on left | - | 0 | 0
3VT9300-1UD00 |  | 3VT9300-1UD00 | 1 | UN | 1 | 10 | C | D | N | N | 85364900 | 1 | 4011209765276 | 0.145 | KG | 144.9 | 144.9 | LP22 | LP22 | accessory for VT250, VT630 undervoltage release for 110V AC/110V DC for mounting on left | - | 0 | 0
3VT9300-1UD10 |  | 3VT9300-1UD10 | 1 | UN | 1 | 10 | C | D | N | N | 85364900 | 1 | 4011209765306 | 159 | G | 173.25 | 173.25 | LP22 | LP22 | accessory for VT250, VT630 undervoltage release for 110V AC/110V DC with leading aux. contact for mounting on left | - | 0 | 0
3VT9300-1UE00 |  | 3VT9300-1UE00 | 1 | UN | 1 | 10 | C | D | N | N | 85364900 | 1 | 4011209765283 | 150 | G | 144.9 | 144.9 | LP22 | LP22 | accessory for VT250, VT630 undervoltage release for 230; 400; 500V AC/220V DC for mounting on left | - | 0 | 0
3VT9300-1UE10 |  | 3VT9300-1UE10 | 1 | UN | 1 | 10 | C | D | N | N | 85364900 | 1 | 4011209765313 | 160 | G | 173.25 | 173.25 | LP22 | LP22 | accessory for VT250, VT630 undervoltage release for 230; 400; 500V AC/220V DC with leading aux. contact for mounting on left | - | 0 | 0
3VT9300-2AC10 |  | 3VT9300-2AC10 | 1 | UN | 1 | 10 | C | D | N | N | 85389091 | 1 | 4011209764859 | 35 | G | 33.39 | 33.39 | LP22 | LP22 | accessory for VT250, VT630 auxiliary switch 1NO 60-250V AC/DC | - | 0 | 0
3VT9300-2AC20 |  | 3VT9300-2AC20 | 1 | UN | 1 | 10 | C | D | N | N | 85389091 | 1 | 4011209764866 | 35 | G | 37.07 | 37.07 | LP22 | LP22 | accessory for VT250, VT630 auxiliary switch 1NO 5-60V AC/DC | - | 0 | 0
3VT9300-2AD10 |  | 3VT9300-2AD10 | 1 | UN | 1 | 10 | C | D | N | N | 85389091 | 1 | 4011209764873 | 36 | G | 33.39 | 33.39 | LP22 | LP22 | accessory for VT250, VT630 auxiliary switch 1NC 60-250V AC/DC | - | 0 | 0
3VT9300-2AD20 |  | 3VT9300-2AD20 | 1 | UN | 1 | 10 | C | D | N | N | 85389091 | 1 | 4011209764880 | 0.036 | KG | 37.07 | 37.07 | LP22 | LP22 | accessory for VT250, VT630 auxiliary switch 1NC 5-60V AC/DC | - | 0 | 0
3VT9300-2AE10 |  | 3VT9300-2AE10 | 1 | UN | 1 | 10 | C | D | N | N | 85365080 | 1 | 4011209764897 | 0.05 | KG | 44.63 | 44.63 | LP22 | LP22 | accessory for VT250, VT630 auxiliary switch 2NO 60-250V AC/DC | - | 0 | 0
3VT9300-2AE20 |  | 3VT9300-2AE20 | 1 | UN | 1 | 10 | C | D | N | N | 85365019 | 1 | 4011209764903 | 49 | G | 48.3 | 48.3 | LP22 | LP22 | accessory for VT250, VT630 auxiliary switch 2NO 5-60V AC/DC | - | 0 | 0
3VT9300-2AF10 |  | 3VT9300-2AF10 | 1 | UN | 1 | 10 | C | D | N | N | 85389091 | 1 | 4011209764910 | 48 | G | 44.63 | 44.63 | LP22 | LP22 | accessory for VT250, VT630 auxiliary switch 1NO+1NC 60-250V AC/DC | - | 0 | 0
3VT9300-2AF20 |  | 3VT9300-2AF20 | 1 | UN | 1 | 10 | C | D | N | N | 85389091 | 1 | 4011209764927 | 0.048 | KG | 48.3 | 48.3 | LP22 | LP22 | accessory for VT250, VT630 auxiliary switch 1NO+1NC 5-60V AC/DC | - | 0 | 0
3VT9300-2AG10 |  | 3VT9300-2AG10 | 1 | UN | 1 | 10 | C | D | N | N | 85365080 | 1 | 4011209764934 | 0.048 | KG | 44.63 | 44.63 | LP22 | LP22 | accessory for VT250, VT630 auxiliary switch 2NO 60-250V AC/DC | - | 0 | 0
3VT9300-2AG20 |  | 3VT9300-2AG20 | 1 | UN | 1 | 10 | C | D | N | N | 85365019 | 1 | 4011209764941 | 47 | G | 48.3 | 48.3 | LP22 | LP22 | accessory for VT250, VT630 auxiliary switch 2NO 5-60V AC/DC | - | 0 | 0
3VT9300-2AH10 |  | 3VT9300-2AH10 | 1 | UN | 1 | 10 | C | D | N | N | 85365080 | 1 | 4011209764958 | 36 | G | 33.39 | 33.39 | LP22 | LP22 | accessory for VT250, VT630 auxiliary switch 1CO 60-250V AC/DC | - | 0 | 0
3VT9300-2AH20 |  | 3VT9300-2AH20 | 1 | UN | 1 | 10 | C | D | N | N | 85365019 | 1 | 4011209764965 | 0.036 | KG | 37.07 | 37.07 | LP22 | LP22 | accessory for VT250, VT630 auxiliary switch 1CO 5-60V AC/DC | - | 0 | 0
3VT9300-2AJ00 |  | 3VT9300-2AJ00 | 1 | UN | 1 | 10 | C | D | N | N | 85389091 | 1 | 4011209764972 | 0.086 | KG | 44.63 | 44.63 | LP22 | LP22 | accessory for VT250, VT630 leading auxiliary switch 2CO | - | 0 | 0
3VT9300-3HA10 |  | 3VT9300-3HA10 | 1 | UN | 1 | 10 | C | D | N | N | 85389099 | 1 | 4011209764255 | 294 | G | 127.05 | 127.05 | LP22 | LP22 | accessory for VT630, front mounted rotary op. w/o lock with shaft stub without knob add. shaft, masking plate and knob required | - | 0 | 0
3VT9300-3HA20 |  | 3VT9300-3HA20 | 1 | UN | 1 | 10 | C | D | N | N | 85389099 | 1 | 4011209764262 | 300 | G | 136.5 | 136.5 | LP22 | LP22 | accessory for VT630, front mounted rot. op. w/ lock with shaft stub without knob add. shaft, masking plate and knob required | - | 0 | 0
3VT9300-3HB20 |  | 3VT9300-3HB20 | 1 | UN | 1 | 10 | C | D | N | N | 85389099 | 1 | 4011209764279 | 304 | G | 136.5 | 136.5 | LP22 | LP22 | accessory for VT630, front mounted rot. op. w/ lock with shaft stub without knob add. shaft, masking plate and knob required EMERGENCY-OFF function | - | 0 | 0
3VT9300-3HC10 |  | 3VT9300-3HC10 | 1 | UN | 1 | 10 | C | D | N | N | 85389099 | 1 | 4011209830943 | 0.464 | KG | 287.7 | 287.7 | LP22 | LP22 | accessory for VT630, lateral rot. op. mech. w/o lock with shaft stub without knob add. shaft, masking plate and knob required on left | - | 0 | 0
3VT9300-3HD10 |  | 3VT9300-3HD10 | 1 | UN | 1 | 10 | C | D | N | N | 85389099 | 1 | 4011209830950 | 0.466 | KG | 287.7 | 287.7 | LP22 | LP22 | accessory for VT630, lateral rot. op. mech. w/o lock with shaft stub without knob add. shaft, masking plate and knob required on right | - | 0 | 0
3VT9300-3HE10 |  | 3VT9300-3HE10 | 1 | UN | 1 | 10 | C | D | N | N | 85389099 | 1 | 4011209764309 | 0.08 | KG | 18.69 | 18.69 | LP22 | LP22 | accessory for VT250, VT630 handle without locking black | - | 0 | 0
3VT9300-3HE20 |  | 3VT9300-3HE20 | 1 | UN | 1 | 10 | C | D | N | N | 85389099 | 1 | 4011209764316 | 80 | G | 22.26 | 22.26 | LP22 | LP22 | accessory for VT250, VT630 handle with locking black | - | 0 | 0
3VT9300-3HF20 |  | 3VT9300-3HF20 | 1 | UN | 1 | 10 | C | D | N | N | 85389099 | 1 | 4011209764323 | 80 | G | 22.26 | 22.26 | LP22 | LP22 | accessory for VT250, VT630 handle with locking red/yellow | - | 0 | 0
3VT9300-3HG10 |  | 3VT9300-3HG10 | 1 | UN | 1 | 10 | C | D | N | N | 85389099 | 1 | 4011209765382 | 220 | G | 27.93 | 27.93 | LP22 | LP22 | accessory for VT250, VT630 front panel for handle black degree of protection IP40 | - | 0 | 0
3VT9300-3HG20 |  | 3VT9300-3HG20 | 1 | UN | 1 | 10 | C | D | N | N | 85389099 | 1 | 4011209765399 | 223 | G | 31.61 | 31.61 | LP22 | LP22 | accessory for VT250, VT630 front panel for handle black degree of protection IP66 | - | 0 | 0
3VT9300-3HG30 |  | 3VT9300-3HG30 | 1 | UN | 1 | 10 | C | D | EAR99 | N | 85389099 | 1 | 4011209778054 | 223 | G | 37.07 | 37.07 | LP22 | LP22 | accessory for VT250, VT630 front panel for handle black degree of protection IP40 defeatable | - | 0 | 0
3VT9300-3HH10 |  | 3VT9300-3HH10 | 1 | UN | 1 | 10 | C | D | N | N | 85389099 | 1 | 4011209765405 | 220 | G | 31.61 | 31.61 | LP22 | LP22 | accessory for VT250, VT630 front panel for handle yellow degree of protection IP40 | - | 0 | 0
3VT9300-3HH20 |  | 3VT9300-3HH20 | 1 | UN | 1 | 10 | C | D | N | N | 85389099 | 1 | 4011209765412 | 220 | G | 37.07 | 37.07 | LP22 | LP22 | accessory for VT250, VT630 front panel for handle yellow degree of protection IP66 | - | 0 | 0
3VT9300-3HH30 |  | 3VT9300-3HH30 | 1 | UN | 1 | 10 | C | D | N | N | 85389099 | 1 | 4011209778085 | 221 | G | 42.84 | 42.84 | LP22 | LP22 | accessory for VT250, VT630 front panel for handle yellow degree of protection IP40 defeatable | - | 0 | 0
3VT9300-3HJ10 |  | 3VT9300-3HJ10 | 1 | UN | 1 | 10 | C | D | N | N | 85389099 | 1 | 4011209765030 | 212 | G | 15.12 | 15.12 | LP22 | LP22 | accessory for VT250, VT630 shaft fixed length 365mm | - | 0 | 0
3VT9300-3HJ20 |  | 3VT9300-3HJ20 | 1 | UN | 1 | 10 | C | D | N | N | 85389099 | 1 | 4011209765047 | 259 | G | 22.26 | 22.26 | LP22 | LP22 | accessory for VT250, VT630 shaft variable length 252 - 416mm | - | 0 | 0
3VT9300-3HL00 |  | 3VT9300-3HL00 | 1 | UN | 1 | 10 | C | D | N | N | 85389099 | 1 | 4011209764347 | 27 | G | 140.7 | 140.7 | LP22 | LP22 | accessory for VT630, sliding bar | - | 0 | 0
3VT9300-3MF00 |  | 3VT9300-3MF00 | 1 | UN | 1 | 10 | C | D | N | N | 85444290 | 1 | 4011209765078 | 61 | G | 82.32 | 82.32 | LP22 | LP22 | accessory for VT250 connecting cable mot. op. mech. | - | 0 | 0
3VT9300-3MF10 |  | 3VT9300-3MF10 | 1 | UN | 1 | 10 | C | D | N | N | 85389099 | 1 | 4011209768383 | 0.003 | KG | 341.25 | 341.25 | LP22 | LP22 | accessory for VT250 operating cycles counter motorized operating mechanism | - | 0 | 0
3VT9300-3MF20 |  | 3VT9300-3MF20 | 1 | UN | 1 | 10 | C | D | EAR99 | N | 85389099 | 1 | 4011209765450 | 0.015 | KG | 39.17 | 39.17 | LP22 | LP22 | accessory for VT250, VT630 lockable cover for one-button motor. op. mech. | - | 0 | 0
3VT9300-3MJ00 |  | 3VT9300-3MJ00 | 1 | UN | 1 | 10 | C | D | N | N | 85012000 | 1 | 4011209764521 | 1.695 | KG | 1291.5 | 1291.5 | LP22 | LP22 | accessory for VT630, motorized op. mech. with stored energy mech. 24V AC/DC | - | 0 | 0
3VT9300-3MJ10 |  | 3VT9300-3MJ10 | 1 | UN | 1 | 10 | C | D | N | N | 85012000 | 1 | 4011209764569 | 1.75 | KG | 1575 | 1575 | LP22 | LP22 | accessory for VT630, motorized op. mech. with stored energy mech. with operating cycles counter 24V AC/DC | - | 0 | 0
3VT9300-3ML00 |  | 3VT9300-3ML00 | 1 | UN | 1 | 10 | C | D | EAR99 | N | 85012000 | 1 | 4011209764538 | 1.725 | KG | 1291.5 | 1291.5 | LP22 | LP22 | accessory for VT630, motorized op. mech. with stored energy mech. 48V AC/DC | - | 0 | 0
3VT9300-3ML10 |  | 3VT9300-3ML10 | 1 | UN | 1 | 10 | C | D | N | N | 85012000 | 1 | 4011209764576 | 1.762 | KG | 1575 | 1575 | LP22 | LP22 | accessory for VT630, motorized op. mech. with stored energy mech. with operating cycles counter 48V AC/DC | - | 0 | 0
3VT9300-3MN00 |  | 3VT9300-3MN00 | 1 | UN | 1 | 10 | C | D | N | N | 85012000 | 1 | 4011209764545 | 1.727 | KG | 1291.5 | 1291.5 | LP22 | LP22 | accessory for VT630, motorized op. mech. with stored energy mech. 110V AC/DC | - | 0 | 0
3VT9300-3MN10 |  | 3VT9300-3MN10 | 1 | UN | 1 | 10 | C | D | N | N | 85012000 | 1 | 4011209764583 | 1.745 | KG | 1575 | 1575 | LP22 | LP22 | accessory for VT630, motorized op. mech. with stored energy mech. with operating cycles counter 110V AC/DC | - | 0 | 0
3VT9300-3MQ00 |  | 3VT9300-3MQ00 | 1 | UN | 1 | 10 | C | D | N | N | 85012000 | 1 | 4011209764552 | 1.755 | KG | 1291.5 | 1291.5 | LP22 | LP22 | accessory for VT630, motorized op. mech. with stored energy mech. 230V AC/220V DC | - | 0 | 0
3VT9300-3MQ10 |  | 3VT9300-3MQ10 | 1 | UN | 1 | 10 | C | D | N | N | 85012000 | 1 | 4011209764590 | 1.75 | KG | 1575 | 1575 | LP22 | LP22 | accessory for VT630, motorized op. mech. with stored energy mech. with operating cycles counter 230V AC/220V DC | - | 0 | 0
3VT9300-4ED30 |  | 3VT9300-4ED30 | 1 | UN | 1 | 10 | C | D | N | N | 85369095 | 1 | 4011209764033 | 490 | G | 131.25 | 131.25 | LP22 | LP22 | accessory for VT630, front connecting bars increased pole spacing comprises 3 connecting bars short 3-pole | - | 0 | 0
3VT9300-4EE30 |  | 3VT9300-4EE30 | 1 | UN | 1 | 10 | C | D | N | N | 85369095 | 1 | 4011209764040 | 651 | G | 131.25 | 131.25 | LP22 | LP22 | accessory for VT630, front connecting bars increased pole spacing comprises 3 connections, long 3-pole | - | 0 | 0
3VT9300-4PA30 |  | 3VT9300-4PA30 | 1 | UN | 1 | 10 | C | D | N | N | 85369095 | 1 | 4011209764828 | 3.262 | KG | 695.1 | 695.1 | LP22 | LP22 | accessory for VT630, plug-in base, front connection 3-pole | - | 0 | 0
3VT9300-4PA40 |  | 3VT9300-4PA40 | 1 | UN | 1 | 10 | C | D | N | N | 85369095 | 1 | 4011209764835 | 4.236 | KG | 921.9 | 921.9 | LP22 | LP22 | accessory for VT630, plug-in base, front connection 4-pole | - | 0 | 0
3VT9300-4PL00 |  | 3VT9300-4PL00 | 1 | UN | 1 | 10 | C | D | N | N | 85369095 | 1 | 4011209765092 | 169 | G | 73.92 | 73.92 | LP22 | LP22 | accessory for VT250, VT630 aux. circuit plug connection for plug-in base | - | 0 | 0
3VT9300-4RC00 |  | 3VT9300-4RC00 | 1 | UN | 1 | 10 | C | D | N | N | 85369010 | 1 | 4011209764026 | 200 | G | 46.41 | 46.41 | LP22 | LP22 | accessory for VT630, rear connection comprises 1 connection 1 set = 1 unit | - | 0 | 0
3VT9300-4RC30 |  | 3VT9300-4RC30 | 1 | UN | 1 | 10 | C | D | N | N | 85369010 | 1 | 4011209763920 | 559 | G | 138.6 | 138.6 | LP22 | LP22 | accessory for VT630, rear connection comprises 3 connections 1 set = 3 units 3-pole | - | 0 | 0
3VT9300-4TA30 |  | 3VT9300-4TA30 | 1 | UN | 1 | 10 | C | D | N | N | 85369095 | 1 | 4011209763944 | 0.2 | KG | 82.01 | 82.01 | LP22 | LP22 | accessory for VT630, connection with screw connection metric thread M8 comprises 3 connections 1 set = 3 units | - | 0 | 0
3VT9300-4TC00 |  | 3VT9300-4TC00 | 1 | UN | 1 | 10 | C | D | N | N | 85369010 | 1 | 4011209763968 | 162 | G | 47.36 | 47.36 | LP22 | LP22 | accessory for VT630, box terminals comprises 1 connection 1 set = 1 unit | - | 0 | 0
3VT9300-4TC30 |  | 3VT9300-4TC30 | 1 | UN | 1 | 10 | C | D | N | N | 85369010 | 1 | 4011209763876 | 448 | G | 139.65 | 139.65 | LP22 | LP22 | accessory for VT630, box terminals comprises 3 connections 1 set = 3 units | - | 0 | 0
3VT9300-4TN30 |  | 3VT9300-4TN30 | 1 | UN | 1 | 10 | C | D | N | N | 85369010 | 1 | 4011209763951 | 0.033 | KG | 31.92 | 31.92 | LP22 | LP22 | accessory for VT630, aux. conductor connection comprises 3 connections 1 set = 3 units | - | 0 | 0
3VT9300-4WA30 |  | 3VT9300-4WA30 | 1 | UN | 1 | 10 | C | D | N | N | 85369095 | 1 | 4011209766525 | 4.984 | KG | 1092 | 1092 | LP22 | LP22 | accessory for VT630, kit for withdrawable version front connection 3-pole | - | 0 | 0
3VT9300-4WA40 |  | 3VT9300-4WA40 | 1 | UN | 1 | 10 | C | D | EAR99 | N | 85369095 | 1 | 4011209766532 | 5.936 | KG | 1428 | 1428 | LP22 | LP22 | accessory for VT630, kit for withdrawable version front connection 4-pole | - | 0 | 0
3VT9300-4WL00 |  | 3VT9300-4WL00 | 1 | UN | 1 | 10 | C | D | N | N | 85365080 | 1 | 4011209765856 | 40 | G | 71.09 | 71.09 | LP22 | LP22 | accessory for VT250, VT630 position signaling switch for plug-in/withdrawable base | - | 0 | 0
3VT9300-4WN00 |  | 3VT9300-4WN00 | 1 | UN | 1 | 10 | C | D | N | N | 85366990 | 1 | 4011209765870 | 15 | G | 15.12 | 15.12 | LP22 | LP22 | accessory for VT630, coding plug for plug-in/withdrawable base | - | 0 | 0
3VT9300-8BL00 |  | 3VT9300-8BL00 | 1 | UN | 1 | 10 | C | D | N | N | 85389099 | 1 | 4011209765467 | 0.1 | KG | 9.27 | 9.27 | LP22 | LP22 | accessory for VT630, transparent cover for ETU | - | 0 | 0
3VT9300-8BN00 |  | 3VT9300-8BN00 | 1 | UN | 1 | 10 | C | D | N | N | 85389099 | 2 | 4011209765498 | 6 | G | 15.12 | 15.12 | LP22 | LP22 | accessory for VT630, sealing screw | - | 0 | 0
3VT9300-8CB30 |  | 3VT9300-8CB30 | 1 | UN | 1 | 10 | C | D | N | N | 85389099 | 1 | 4011209764774 | 210 | G | 123.9 | 123.9 | LP22 | LP22 | accessory for VT630, terminal cover long 3-pole | - | 0 | 0
3VT9300-8CB40 |  | 3VT9300-8CB40 | 1 | UN | 1 | 10 | C | D | N | N | 85389099 | 1 | 4011209764767 | 0.278 | KG | 163.8 | 163.8 | LP22 | LP22 | accessory for VT630, terminal cover long 4-pole | - | 0 | 0
3VT9300-8CE00 |  | 3VT9300-8CE00 | 1 | UN | 1 | 10 | C | D | N | N | 85472000 | 1 | 4011209765221 | 47 | G | 14.91 | 14.91 | LP22 | LP22 | accessory for VT630, phase barrier comprises 1 partition | - | 0 | 0
3VT9300-8CE30 |  | 3VT9300-8CE30 | 1 | UN | 1 | 10 | C | D | N | N | 85472000 | 1 | 4011209765214 | 84 | G | 29.51 | 29.51 | LP22 | LP22 | accessory for VT630, phase barrier comprises 2 partitions | - | 0 | 0
3VT9300-8CJ00 |  | 3VT9300-8CJ00 | 1 | UN | 1 | 10 | C | D | EAR99 | N | 39201028 | 1 | 4001869562612 | 37 | G | 31.82 | 31.82 | LP22 | LP22 | accessory for 3VT3 insulating plate 3- or 4-pole | - | 0 | 0
3VT9300-8LA00 |  | 3VT9300-8LA00 | 1 | UN | 1 | 10 | C | D | N | N | 85389099 | 1 | 4011209764651 | 0.165 | KG | 232.05 | 232.05 | LP22 | LP22 | accessory for VT250, VT630 interlocking with rod f. door-coupling rot. op. mech. | - | 0 | 0
3VT9300-8LB00 |  | 3VT9300-8LB00 | 1 | UN | 1 | 10 | C | D | N | N | 85389099 | 1 | 4011209765054 | 0.191 | KG | 116.55 | 116.55 | LP22 | LP22 | accessory for VT250, VT630 parallel connection with rod f. door-coupling rot. op. mech. | - | 0 | 0
3VT9300-8LC10 |  | 3VT9300-8LC10 | 1 | UN | 1 | 10 | C | D | N | N | 85389099 | 1 | 4011209764682 | 772 | G | 232.05 | 232.05 | LP22 | LP22 | accessory for VT630, locking with Bowden cable for 2 MCCBs VT630 | - | 0 | 0
3VT9300-8LC20 |  | 3VT9300-8LC20 | 1 | UN | 1 | 10 | C | D | N | N | 85389099 | 1 | 4011209764675 | 764 | G | 232.05 | 232.05 | LP22 | LP22 | accessory for VT250, VT630 locking with Bowden cable for 2 MCCBs VT250 and VT630 | - | 0 | 0
3VT9303-4TF00 |  | 3VT9303-4TF00 | 1 | UN | 1 | 10 | C | D | N | N | 85369010 | 1 | 4011209764019 | 110 | G | 51.66 | 51.66 | LP22 | LP22 | accessory for VT630, multiple feed-in terminal 6-35mm2 for Cu/Al for 6 conductors per terminal 1 set = 1 unit | - | 0 | 0
3VT9303-4TF30 |  | 3VT9303-4TF30 | 1 | UN | 1 | 10 | C | D | N | N | 85369010 | 1 | 4011209763937 | 0.294 | KG | 154.35 | 154.35 | LP22 | LP22 | accessory for VT630, multiple feed-in terminal 6-35mm2 for Cu/Al for 6 conductors per terminal 1 set = 3 units | - | 0 | 0
3VT9315-4TD00 |  | 3VT9315-4TD00 | 1 | UN | 1 | 10 | C | D | N | N | 85369010 | 1 | 4011209763982 | 0.116 | KG | 44.21 | 44.21 | LP22 | LP22 | accessory for VT630, circular conductor terminal 25-150mm2 1 set = 1 unit | - | 0 | 0
3VT9315-4TD30 |  | 3VT9315-4TD30 | 1 | UN | 1 | 10 | C | D | N | N | 85369010 | 1 | 4011209763890 | 336 | G | 131.25 | 131.25 | LP22 | LP22 | accessory for VT630, circular conductor terminal 25-150mm2 1 set = 3 units | - | 0 | 0
3VT9315-4TF00 |  | 3VT9315-4TF00 | 1 | UN | 1 | 10 | C | D | N | N | 85369010 | 1 | 4011209764002 | 306 | G | 60.38 | 60.38 | LP22 | LP22 | accessory for VT630, multiple feed-in terminal 25-150mm2 for Cu/Al for 2 conductors per terminal 1 set = 1 unit | - | 0 | 0
3VT9315-4TF30 |  | 3VT9315-4TF30 | 1 | UN | 1 | 10 | C | D | N | N | 85369010 | 1 | 4011209763913 | 899 | G | 179.55 | 179.55 | LP22 | LP22 | accessory for VT630, multiple feed-in terminal 25-150mm2 for Cu/Al for 2 conductors per terminal 1 set = 3 units | - | 0 | 0
3VT9324-4TD00 |  | 3VT9324-4TD00 | 1 | UN | 1 | 10 | C | D | N | N | 85369010 | 1 | 4011209763975 | 0.112 | KG | 47.36 | 47.36 | LP22 | LP22 | accessory for VT630, circular conductor terminal 150-240mm2 1 set = 1 unit | - | 0 | 0
3VT9324-4TD30 |  | 3VT9324-4TD30 | 1 | UN | 1 | 10 | C | D | N | N | 85369010 | 1 | 4011209763883 | 0.306 | KG | 140.7 | 140.7 | LP22 | LP22 | accessory for VT630, circular conductor terminal 150-240mm2 1 set = 3 units | - | 0 | 0
3VT9324-4TF00 |  | 3VT9324-4TF00 | 1 | UN | 1 | 10 | C | D | N | N | 85369010 | 1 | 4011209763999 | 0.285 | KG | 63.11 | 63.11 | LP22 | LP22 | accessory for VT630, multiple feed-in terminal 150-240mm2 for Cu/Al for 2 conductors per terminal 1 set = 1 unit | - | 0 | 0
3VT9324-4TF30 |  | 3VT9324-4TF30 | 1 | UN | 1 | 10 | C | D | N | N | 85369010 | 1 | 4011209763906 | 823 | G | 191.1 | 191.1 | LP22 | LP22 | accessory for VT630, multiple feed-in terminal 150-240mm2 for Cu/Al for 2 conductors per terminal 1 set = 3 units | - | 0 | 0
3VT9325-6AB00 |  | 3VT9325-6AB00 | 1 | UN | 1 | 10 | C | D | N | N | 85363090 | 1 | 4011209763265 | 307 | G | 764.4 | 764.4 | LP22 | LP22 | ETU VT630, 3-pole, line protection ETU LP, LI IR=250A, overload protection IRM=4 xIR, short-circuit protection, screw terminal connections in scope of delivery of switching unit | - | 0 | 0
3VT9325-6AC00 |  | 3VT9325-6AC00 | 1 | UN | 1 | 10 | C | D | N | N | 85363090 | 1 | 4011209763319 | 0.303 | KG | 828.45 | 828.45 | LP22 | LP22 | ETU VT630, 3-pole, line protection ETU DP, LI IR=100...250A, overload protection IRM=4 to 12.5X IR, short-circuit protection, screw terminal connections in scope of delivery of switching unit | - | 0 | 0
3VT9325-6AP00 |  | 3VT9325-6AP00 | 1 | UN | 1 | 10 | C | D | N | N | 85363090 | 1 | 4011209763340 | 300 | G | 798 | 798 | LP22 | LP22 | ETU VT630, 3-pole, motor/transformer protection ETU MP, LI IR=100...250A, overload protection IRM=0.5...6kA short-circuit protection, screw terminal connections in scope of delivery of switching unit | - | 0 | 0
3VT9325-6AS00 |  | 3VT9325-6AS00 | 1 | UN | 1 | 10 | C | D | N | N | 85363090 | 1 | 4011209763371 | 302 | G | 885.15 | 885.15 | LP22 | LP22 | ETU VT630, 3-pole, motor/transformer protection ETU MPS, LSI IR=100...250A, overload protection IRM=3...9kA short-circuit protection, screw terminal connections in scope of delivery of switching unit | - | 0 | 0
3VT9325-6BC00 |  | 3VT9325-6BC00 | 1 | UN | 1 | 10 | C | D | N | N | 85363090 | 1 | 4011209763401 | 304 | G | 997.5 | 997.5 | LP22 | LP22 | ETU VT630, 4-pole, line protection ETU DPN, LI IR=100...250A, overload protection IRM=2...9kA, short-circuit protection, neutral conductor protection IRN=0.5 to 1xIR screw terminal connections in scope of delivery of | - | 0 | 0
3VT9331-6AB00 |  | 3VT9331-6AB00 | 1 | UN | 1 | 10 | C | D | N | N | 85363090 | 1 | 4011209763272 | 299 | G | 796.95 | 796.95 | LP22 | LP22 | ETU VT630, 3-pole, line protection ETU LP, LI IR=315A, overload protection IRM=4 xIR, short-circuit protection, screw terminal connections in scope of delivery of switching unit | - | 0 | 0
3VT9340-6AB00 |  | 3VT9340-6AB00 | 1 | UN | 1 | 10 | C | D | N | N | 85363090 | 1 | 4011209763289 | 298 | G | 796.95 | 796.95 | LP22 | LP22 | ETU VT630, 3-pole, line protection ETU LP, LI IR=400A, overload protection IRM=4 xIR, short-circuit protection, screw terminal connections in scope of delivery of switching unit | - | 0 | 0
3VT9340-6AC00 |  | 3VT9340-6AC00 | 1 | UN | 1 | 10 | C | D | N | N | 85363090 | 1 | 4011209763326 | 302 | G | 964.95 | 964.95 | LP22 | LP22 | ETU VT630, 3-pole, line protection ETU DP, LI IR=160...400A, overload protection IRM=4 to 12.5X IR, short-circuit protection, screw terminal connections in scope of delivery of switching unit | - | 0 | 0
3VT9340-6AP00 |  | 3VT9340-6AP00 | 1 | UN | 1 | 10 | C | D | N | N | 85363090 | 1 | 4011209763357 | 303 | G | 1092 | 1092 | LP22 | LP22 | ETU VT630, 3-pole, motor/transformer protection ETU MP, LI IR=160...400A, overload protection IRM=0.5...6kA short-circuit protection, screw terminal connections in scope of delivery of switching unit | - | 0 | 0
3VT9340-6AS00 |  | 3VT9340-6AS00 | 1 | UN | 1 | 10 | C | D | N | N | 85363090 | 1 | 4011209763388 | 300 | G | 1239 | 1239 | LP22 | LP22 | ETU VT630, 3-pole, motor/transformer protection ETU MPS, LSI IR=160...400A, overload protection IRM=3...9kA short-circuit protection, screw terminal connections in scope of delivery of switching unit | - | 0 | 0
3VT9340-6BC00 |  | 3VT9340-6BC00 | 1 | UN | 1 | 10 | C | D | N | N | 85363090 | 1 | 4011209763418 | 0.306 | KG | 1386 | 1386 | LP22 | LP22 | ETU VT630, 4-pole, line protection ETU DPN, LI IR=160...400A, overload protection IRM=2...9kA, short-circuit protection, neutral conductor protection IRN=0.5 to 1xIR screw terminal connections in scope of delivery of | - | 0 | 0
3VT9350-6AB00 |  | 3VT9350-6AB00 | 1 | UN | 1 | 10 | C | D | N | N | 85363090 | 1 | 4011209763296 | 298 | G | 964.95 | 964.95 | LP22 | LP22 | ETU VT630, 3-pole, line protection ETU LP, LI IR=500A, overload protection IRM=4 xIR, short-circuit protection, screw terminal connections in scope of delivery of switching unit | - | 0 | 0
3VT9363-6AB00 |  | 3VT9363-6AB00 | 1 | UN | 1 | 10 | C | D | N | N | 85363090 | 1 | 4011209763302 | 299 | G | 1050 | 1050 | LP22 | LP22 | ETU VT630, 3-pole, line protection ETU LP, LI IR=630A, overload protection IRM=4 xIR, short-circuit protection, screw terminal connections in scope of delivery of switching unit | - | 0 | 0
3VT9363-6AC00 |  | 3VT9363-6AC00 | 1 | UN | 1 | 10 | C | D | N | N | 85363090 | 1 | 4011209763333 | 300 | G | 1165.5 | 1165.5 | LP22 | LP22 | ETU VT630, 3-pole, line protection ETU DP, LI IR=250...630A, overload protection IRM=4 to 12.5X IR, short-circuit protection, screw terminal connections in scope of delivery of switching unit | - | 0 | 0
3VT9363-6AP00 |  | 3VT9363-6AP00 | 1 | UN | 1 | 10 | C | D | N | N | 85363090 | 1 | 4011209763364 | 302 | G | 1386 | 1386 | LP22 | LP22 | ETU VT630, 3-pole, motor/transformer protection ETU MP, LI IR=250...630A, overload protection IRM=0.5...6kA short-circuit protection, screw terminal connections in scope of delivery of switching unit | - | 0 | 0
3VT9363-6AS00 |  | 3VT9363-6AS00 | 1 | UN | 1 | 10 | C | D | N | N | 85363090 | 1 | 4011209763395 | 304 | G | 1596 | 1596 | LP22 | LP22 | ETU VT630, 3-pole, motor/transformer protection ETU MPS, LSI IR=250...630A, overload protection IRM=3...9kA short-circuit protection, screw terminal connections in scope of delivery of switching unit | - | 0 | 0
3VT9363-6BC00 |  | 3VT9363-6BC00 | 1 | UN | 1 | 10 | C | D | N | N | 85363090 | 1 | 4011209763425 | 307 | G | 1680 | 1680 | LP22 | LP22 | ETU VT630, 4-pole, line protection ETU DPN, LI IR=250...630A, overload protection IRM=2...9kA, short-circuit protection, neutral conductor protection IRN=0.5 to 1xIR screw terminal connections in scope of delivery of switching unit | - | 0 | 0
3VT9363-6DT00 |  | 3VT9363-6DT00 | 1 | UN | 1 | 10 | C | D | N | N | 85365080 | 1 | 4011209764187 | 236 | G | 185.85 | 185.85 | LP22 | LP22 | switch disconnector mod. VT 630 3/4-pole, no protection no overload protection no short-circuit protection screw terminal connections in scope of delivery of switching unit | - | 0 | 0
3VT9400-4RC30 |  | 3VT9400-4RC30 | 1 | UN | 1 | 10 | C | D | N | N | 85369010 | 1 | 4011209764071 | 1.432 | KG | 190.05 | 190.05 | LP22 | LP22 | accessory for VT1000, VT1600 rear connection comprises 3 connections 1 set = 3 units | - | 0 | 0
3VT9400-8CJ00 |  | 3VT9400-8CJ00 | 1 | UN | 1 | 10 | C | D | EAR99 | N | 39201028 | 1 | 4001869562629 | 74 | G | 40.43 | 40.43 | LP22 | LP22 | accessory for 3VT4 insulating plate 3- or 4-pole | - | 0 | 0
3VT9410-6AC00 |  | 3VT9410-6AC00 | 1 | UN | 1 | 10 | C | D | N | N | 85363090 | 1 | 4011209763463 | 527 | G | 2068.5 | 2068.5 | LP22 | LP22 | ETU VT1000 3-pole, line protection ETU DP, LI IR=400...1000A, overload protection IRM=1.25...14kA, short-circuit protection, screw terminal connections in scope of delivery of switching unit | - | 0 | 0
3VT9410-6AD00 |  | 3VT9410-6AD00 | 1 | UN | 1 | 10 | C | D | N | N | 85363090 | 1 | 4011209763548 | 553 | G | 2121 | 2121 | LP22 | LP22 | ETU VT1000 3-pole, line protection ETU UP, LSI IR=400...1000A, overload protection IRM=1.25...14kA, short-circuit protection, screw terminal connections in scope of delivery of switching unit | - | 0 | 0
3VT9410-6AP00 |  | 3VT9410-6AP00 | 1 | UN | 1 | 10 | C | D | N | N | 85363090 | 1 | 4011209763500 | 535 | G | 1848 | 1848 | LP22 | LP22 | ETU VT1000 3-pole, motor/transformer protection ETU MP, LI IR=400...1000A, overload protection IRM=1.25...14kA short-circuit protection, screw terminal connections in scope of delivery of switching unit | - | 0 | 0
3VT9410-6DT00 |  | 3VT9410-6DT00 | 1 | UN | 1 | 10 | C | D | N | N | 85365080 | 1 | 4011209764194 | 416 | G | 260.4 | 260.4 | LP22 | LP22 | switch disconnector mod. VT1000 3-pole, no protection no overload protection no short-circuit protection screw terminal connections in scope of delivery of switching unit | - | 0 | 0
3VT9431-6AC00 |  | 3VT9431-6AC00 | 1 | UN | 1 | 10 | C | D | N | N | 85363090 | 1 | 4011209763432 | 528 | G | 745.5 | 745.5 | LP22 | LP22 | ETU VT1000 3-pole, line protection ETU DP, LI IR=125...315A, overload protection IRM=0.5...5kA, short-circuit protection, screw terminal connections in scope of delivery of switching unit | - | 0 | 0
3VT9431-6AD00 |  | 3VT9431-6AD00 | 1 | UN | 1 | 10 | C | D | N | N | 85363090 | 1 | 4011209763517 | 612 | G | 901.95 | 901.95 | LP22 | LP22 | ETU VT1000 3-pole, line protection ETU UP, LSI IR=125...315A, overload protection IRM=0.5...5kA, short-circuit protection, screw terminal connections in scope of delivery of switching unit | - | 0 | 0
3VT9431-6AP00 |  | 3VT9431-6AP00 | 1 | UN | 1 | 10 | C | D | N | N | 85363090 | 1 | 4011209763470 | 536 | G | 835.8 | 835.8 | LP22 | LP22 | ETU VT1000 3-pole, motor/transformer protection ETU MP, LI IR=125...315A, overload protection IRM=0.5...5kA, short-circuit protection, screw terminal connections in scope of delivery of switching unit | - | 0 | 0
3VT9463-6AC00 |  | 3VT9463-6AC00 | 1 | UN | 1 | 10 | C | D | N | N | 85363090 | 1 | 4011209763449 | 531 | G | 983.85 | 983.85 | LP22 | LP22 | ETU VT1000 3-pole, line protection ETU DP, LI IR=250...630A, overload protection IRM=0.8...10kA, short-circuit protection, screw terminal connections in scope of delivery of switching unit | - | 0 | 0
3VT9463-6AD00 |  | 3VT9463-6AD00 | 1 | UN | 1 | 10 | C | D | N | N | 85363090 | 1 | 4011209763524 | 551 | G | 1092 | 1092 | LP22 | LP22 | ETU VT1000 3-pole, line protection ETU UP, LSI IR=250...630A, overload protection IRM=0.8...10kA, short-circuit protection, screw terminal connections in scope of delivery of switching unit | - | 0 | 0
3VT9463-6AP00 |  | 3VT9463-6AP00 | 1 | UN | 1 | 10 | C | D | N | N | 85363090 | 1 | 4011209763487 | 528 | G | 1291.5 | 1291.5 | LP22 | LP22 | ETU VT1000 3-pole, motor/transformer protection ETU MP, LI IR=250..630A, overload protection IRM=0.8...10kA, short-circuit protection, screw terminal connections in scope of delivery of switching unit | - | 0 | 0
3VT9480-6AC00 |  | 3VT9480-6AC00 | 1 | UN | 1 | 10 | C | D | N | N | 85363090 | 1 | 4011209763456 | 532 | G | 1186.5 | 1186.5 | LP22 | LP22 | ETU VT1000 3-pole, line protection ETU DP, LI IR=315...800A, overload protection IRM=1...12kA, short-circuit protection, screw terminal connections in scope of delivery of switching unit | - | 0 | 0
3VT9480-6AD00 |  | 3VT9480-6AD00 | 1 | UN | 1 | 10 | C | D | N | N | 85363090 | 1 | 4011209763531 | 553 | G | 1344 | 1344 | LP22 | LP22 | ETU VT1000 3-pole, line protection ETU UP, LSI IR=315...800A, overload protection IRM=1...12kA, short-circuit protection, screw terminal connections in scope of delivery of switching unit | - | 0 | 0
3VT9480-6AP00 |  | 3VT9480-6AP00 | 1 | UN | 1 | 10 | C | D | N | N | 85363090 | 1 | 4011209763494 | 529 | G | 1428 | 1428 | LP22 | LP22 | ETU VT1000 3-pole, motor/transformer protection ETU MP, LI IR=315...800A, overload protection IRM=1...12kA short-circuit protection, screw terminal connections in scope of delivery of switching unit | - | 0 | 0
3VT9500-1SF00 |  | 3VT9500-1SF00 | 1 | UN | 1 | 10 | C | D | N | N | 85364190 | 1 | 4011209765139 | 0.232 | KG | 152.25 | 152.25 | LP22 | LP22 | accessory for VT1000, VT1600 shunt release for 24V AC/DC for mounting on left | - | 0 | 0
3VT9500-1SG00 |  | 3VT9500-1SG00 | 1 | UN | 1 | 10 | C | D | N | N | 85364190 | 1 | 4011209765146 | 228 | G | 152.25 | 152.25 | LP22 | LP22 | accessory for VT1000, VT1600 shunt release for 48V AC/DC for mounting on left | - | 0 | 0
3VT9500-1UF00 |  | 3VT9500-1UF00 | 1 | UN | 1 | 10 | C | D | N | N | 85364190 | 1 | 4011209765320 | 241 | G | 166.95 | 166.95 | LP22 | LP22 | accessory for VT1000, VT1600 undervoltage release for 24V AC/DC for mounting on left | - | 0 | 0
3VT9500-1UG00 |  | 3VT9500-1UG00 | 1 | UN | 1 | 10 | C | D | N | N | 85364190 | 1 | 4011209765337 | 242 | G | 166.95 | 166.95 | LP22 | LP22 | accessory for VT1000, VT1600 undervoltage release for 48V AC/DC for mounting on left | - | 0 | 0
3VT9500-1UH00 |  | 3VT9500-1UH00 | 1 | UN | 1 | 10 | C | D | N | N | 85364900 | 1 | 4011209765344 | 240 | G | 166.95 | 166.95 | LP22 | LP22 | accessory for VT1000, VT1600 undervoltage release for 110V AC/DC for mounting on left | - | 0 | 0
3VT9500-1UJ00 |  | 3VT9500-1UJ00 | 1 | UN | 1 | 10 | C | D | N | N | 85364900 | 1 | 4011209765351 | 243 | G | 166.95 | 166.95 | LP22 | LP22 | accessory for VT1000, VT1600 undervoltage release for 230V/DC AC for mounting on left | - | 0 | 0
3VT9500-1UK00 |  | 3VT9500-1UK00 | 1 | UN | 1 | 10 | C | D | N | N | 85364900 | 1 | 4011209765368 | 0.244 | KG | 166.95 | 166.95 | LP22 | LP22 | accessory for VT1000, VT1600 undervoltage release for 400V AC for mounting on left | - | 0 | 0
3VT9500-1UL00 |  | 3VT9500-1UL00 | 1 | UN | 1 | 10 | C | D | N | N | 85364900 | 1 | 4011209765375 | 242 | G | 166.95 | 166.95 | LP22 | LP22 | accessory for VT1000, VT1600 undervoltage release for 500V AC for mounting on left | - | 0 | 0
3VT9500-2AF10 |  | 3VT9500-2AF10 | 1 | UN | 1 | 10 | C | D | N | N | 85365080 | 1 | 4011209764989 | 65 | G | 41.69 | 41.69 | LP22 | LP22 | accessory for VT1000, VT1600 auxiliary switch 2NO+2NC 60-250V AC/DC | - | 0 | 0
3VT9500-2AF20 |  | 3VT9500-2AF20 | 1 | UN | 1 | 10 | C | D | N | N | 85365019 | 1 | 4011209764996 | 0.065 | KG | 45.15 | 45.15 | LP22 | LP22 | accessory for VT1000, VT1600 auxiliary switch 2NO+2NC 5-60V AC/DC | - | 0 | 0
3VT9500-3HA10 |  | 3VT9500-3HA10 | 1 | UN | 1 | 10 | C | D | EAR99 | N | 85389099 | 1 | 4011209764286 | 1.126 | KG | 210 | 210 | LP22 | LP22 | accessory for VT1000, VT1600 front mounted rotary op. w/o lock with shaft stub without knob add. shaft, masking plate and knob required | - | 0 | 0
3VT9500-3HE10 |  | 3VT9500-3HE10 | 1 | UN | 1 | 10 | C | D | EAR99 | N | 85389099 | 1 | 4011209764354 | 289 | G | 40.11 | 40.11 | LP22 | LP22 | accessory for VT1000, VT1600 handle without locking black | - | 0 | 0
3VT9500-3HF10 |  | 3VT9500-3HF10 | 1 | UN | 1 | 10 | C | D | N | N | 85389099 | 1 | 4011209764361 | 294 | G | 40.11 | 40.11 | LP22 | LP22 | accessory for VT1000, VT1600 handle without locking red/yellow | - | 0 | 0
3VT9500-3HG10 |  | 3VT9500-3HG10 | 1 | UN | 1 | 10 | C | D | N | N | 85389099 | 1 | 4011209765429 | 278 | G | 43.47 | 43.47 | LP22 | LP22 | accessory for VT1000, VT1600 front panel for handle black degree of protection IP40 | - | 0 | 0
3VT9500-3HG20 |  | 3VT9500-3HG20 | 1 | UN | 1 | 10 | C | D | N | N | 85389099 | 1 | 4011209765436 | 281 | G | 52.19 | 52.19 | LP22 | LP22 | accessory for VT1000, VT1600 front panel for handle black degree of protection IP66 | - | 0 | 0
3VT9500-3HJ10 |  | 3VT9500-3HJ10 | 1 | UN | 1 | 10 | C | D | N | N | 85389099 | 1 | 4011209765252 | 371 | G | 26.15 | 26.15 | LP22 | LP22 | accessory for VT1000, VT1600 shaft fixed length 319mm | - | 0 | 0
3VT9500-3HL00 |  | 3VT9500-3HL00 | 1 | UN | 1 | 10 | C | D | N | N | 85389099 | 1 | 4011209764378 | 51 | G | 174.3 | 174.3 | LP22 | LP22 | accessory for VT1000, VT1600 sliding bar | - | 0 | 0
3VT9500-3MF20 |  | 3VT9500-3MF20 | 1 | UN | 1 | 10 | C | D | N | N | 85389099 | 1 | 4011209765443 | 0.03 | KG | 36.65 | 36.65 | LP22 | LP22 | accessory for VT1000, VT1600 lockable cover for one-button motor. op. mech. | - | 0 | 0
3VT9500-3MN00 |  | 3VT9500-3MN00 | 1 | UN | 1 | 10 | C | D | N | N | 85012000 | 1 | 4011209764606 | 4.444 | KG | 1648.5 | 1648.5 | LP22 | LP22 | accessory for VT1000, VT1600 motorized op. mech. with 110V AC/DC | - | 0 | 0
3VT9500-3MN10 |  | 3VT9500-3MN10 | 1 | UN | 1 | 10 | C | D | N | N | 85012000 | 1 | 4011209764620 | 4.498 | KG | 1648.5 | 1648.5 | LP22 | LP22 | accessory for VT1000, VT1600 motorized op. mech. with stored energy mech. with operating cycles counter 110V AC/DC | - | 0 | 0
3VT9500-3MQ00 |  | 3VT9500-3MQ00 | 1 | UN | 1 | 10 | C | D | N | N | 85012000 | 1 | 4011209764613 | 4.445 | KG | 1648.5 | 1648.5 | LP22 | LP22 | accessory for VT1000, VT1600 motorized op. mech. with stored energy mech. 230V AC/220V DC | - | 0 | 0
3VT9500-3MQ10 |  | 3VT9500-3MQ10 | 1 | UN | 1 | 10 | C | D | N | N | 85012000 | 1 | 4011209764637 | 4.462 | KG | 1648.5 | 1648.5 | LP22 | LP22 | accessory for VT1000, VT1600 motorized op. mech. with stored energy mech. with operating cycles counter 230V AC/220V DC | - | 0 | 0
3VT9500-4EF30 |  | 3VT9500-4EF30 | 1 | UN | 1 | 10 | C | D | N | N | 85369095 | 1 | 4011209764095 | 2.589 | KG | 303.45 | 303.45 | LP22 | LP22 | accessory for VT1000, VT1600 front connection for withdrawable version comprises 3 connections 1 set = 3 units | - | 0 | 0
3VT9500-4PL00 |  | 3VT9500-4PL00 | 1 | UN | 1 | 10 | C | D | N | N | 85369095 | 1 | 4011209765085 | 0.215 | KG | 8.67 | 8.67 | LP22 | LP22 | accessory for VT1000, VT1600 aux. circuit plug connection for withdrawable version | - | 0 | 0
3VT9500-4RC30 |  | 3VT9500-4RC30 | 1 | UN | 1 | 10 | C | D | N | N | 85369010 | 1 | 4011209764088 | 2.689 | KG | 203.7 | 203.7 | LP22 | LP22 | accessory for VT1600 rear connection comprises 3 connections 1 set = 3 units | - | 0 | 0
3VT9500-4RD30 |  | 3VT9500-4RD30 | 1 | UN | 1 | 10 | C | D | N | N | 85369010 | 1 | 4011209764101 | 3.196 | KG | 217.35 | 217.35 | LP22 | LP22 | accessory for VT1000, VT1600 rear connection for withdrawable version comprises 3 connections 1 set = 3 units | - | 0 | 0
3VT9500-4SA40 |  | 3VT9500-4SA40 | 1 | UN | 1 | 10 | C | D | N | N | 73181558 | 1 | 4011209765511 | 0.109 | KG | 43.47 | 43.47 | LP22 | LP22 | accessory for VT1000, VT1600 set of mounting screws 4 units M8x 60 | - | 0 | 0
3VT9500-4WA30 |  | 3VT9500-4WA30 | 1 | UN | 1 | 10 | C | D | N | N | 85369095 | 1 | 4011209829091 | 13.795 | KG | 1879.5 | 1879.5 | LP22 | LP22 | accessory for VT1600 kit for withdrawable version front connection 3-pole | - | 0 | 0
3VT9500-4WL00 |  | 3VT9500-4WL00 | 1 | UN | 1 | 10 | C | D | N | N | 85365080 | 1 | 4011209765849 | 0.04 | KG | 66.47 | 66.47 | LP22 | LP22 | accessory for VT1000, VT1600 position signaling switch for plug-in/withdrawable base | - | 0 | 0
3VT9500-6AE00 |  | 3VT9500-6AE00 | 1 | UN | 1 | 10 | C | D | N | N | 85389091 | 1 | 4011209765016 | 691 | G | 780.15 | 780.15 | LP22 | LP22 | signal module VT1000, VT1600 3-pole, no protection for Electronic Trip Units ETU DP, ETU MP, ETU UP | - | 0 | 0
3VT9500-8BN00 |  | 3VT9500-8BN00 | 1 | UN | 1 | 10 | C | D | N | N | 85389099 | 2 | 4011209765504 | 8 | G | 14.18 | 14.18 | LP22 | LP22 | accessory for VT1000, VT1600 sealing screw | - | 0 | 0
3VT9500-8CC30 |  | 3VT9500-8CC30 | 1 | UN | 1 | 10 | C | D | N | N | 85389099 | 1 | 4011209764798 | 221 | G | 134.4 | 134.4 | LP22 | LP22 | accessory for VT1000, VT1600 terminal cover short for front connection 3-pole | - | 0 | 0
3VT9500-8CD30 |  | 3VT9500-8CD30 | 1 | UN | 1 | 10 | C | D | N | N | 85389099 | 1 | 4011209764781 | 371 | G | 134.4 | 134.4 | LP22 | LP22 | accessory for VT1000, VT1600 terminal cover short for rear connection 3-pole | - | 0 | 0
3VT9500-8CE30 |  | 3VT9500-8CE30 | 1 | UN | 1 | 10 | C | D | N | N | 85472000 | 1 | 4011209765238 | 286 | G | 38.12 | 38.12 | LP22 | LP22 | accessory for VT1000, VT1600 phase barrier comprises 2 partitions | - | 0 | 0
3VT9500-8CF30 |  | 3VT9500-8CF30 | 1 | UN | 1 | 10 | C | D | N | N | 85472000 | 1 | 4011209765245 | 264 | G | 38.12 | 38.12 | LP22 | LP22 | accessory for VT1000, VT1600 phase barrier comprises 2 partitions for withdrawable version | - | 0 | 0
3VT9500-8CG30 |  | 3VT9500-8CG30 | 1 | UN | 1 | 10 | C | D | N | N | 85389099 | 1 | 4011209768390 | 157 | G | 57.23 | 57.23 | LP22 | LP22 | accessory for VT1000, VT1600 protective sleeves f. rear connection 3-pole | - | 0 | 0
3VT9500-8CH30 |  | 3VT9500-8CH30 | 1 | UN | 1 | 10 | C | D | N | N | 85389099 | 1 | 4001869503073 | 717 | G | 134.4 | 134.4 | LP22 | LP22 | accessory for VT1000, VT1600 terminal cover IP20 for fixed design for cable lugs 3-pole | - | 0 | 0
3VT9500-8LA00 |  | 3VT9500-8LA00 | 1 | UN | 1 | 10 | C | D | N | N | 85389099 | 1 | 4011209764699 | 892 | G | 252 | 252 | LP22 | LP22 | accessory for VT1600 interlocking with rod f. door-coupling rot. op. mech. | - | 0 | 0
3VT9500-8LC10 |  | 3VT9500-8LC10 | 1 | UN | 1 | 10 | C | D | EAR99 | N | 85389099 | 1 | 4011209765887 | 2.75 | KG | 252 | 252 | LP22 | LP22 | accessory for VT1000, VT1600 locking with Bowden cable for 2 MCCBs VT1000/1600 | - | 0 | 0
3VT9500-8LC30 |  | 3VT9500-8LC30 | 1 | UN | 1 | 10 | C | D | N | N | 85389099 | 1 | 4011209765894 | 3.019 | KG | 252 | 252 | LP22 | LP22 | accessory for VT1000, VT1600 locking with Bowden cable for MCCB withdrawable vers. and MCCB fixed-mounted | - | 0 | 0
3VT9510-6AC00 |  | 3VT9510-6AC00 | 1 | UN | 1 | 10 | C | D | N | N | 85363090 | 1 | 4011209763562 | 530 | G | 2068.5 | 2068.5 | LP22 | LP22 | ETU VT1600 3-pole, line protection ETU DP, LI IR=400...1000A, overload protection IRM=1.25...14kA, short-circuit protection, screw terminal connections in scope of delivery of switching unit | - | 0 | 0
3VT9510-6AD00 |  | 3VT9510-6AD00 | 1 | UN | 1 | 10 | C | D | N | N | 85363090 | 1 | 4011209763647 | 550 | G | 2121 | 2121 | LP22 | LP22 | ETU VT1600 3-pole, line protection ETU UP, LSI IR=400...1000A, overload protection IRM=1.25...14kA, short-circuit protection, screw terminal connections in scope of delivery of switching unit | - | 0 | 0
3VT9510-6AP00 |  | 3VT9510-6AP00 | 1 | UN | 1 | 10 | C | D | N | N | 85363090 | 1 | 4011209763609 | 528 | G | 1848 | 1848 | LP22 | LP22 | ETU VT1600 3-pole, motor/transformer protection ETU MP, LI IR=400...1000A, overload protection IRM=1.25...14kA short-circuit protection, screw terminal connections in scope of delivery of switching unit | - | 0 | 0
3VT9512-6AC00 |  | 3VT9512-6AC00 | 1 | UN | 1 | 10 | C | D | N | N | 85363090 | 1 | 4011209763579 | 529 | G | 2530.5 | 2530.5 | LP22 | LP22 | ETU VT1600 3-pole, line protection ETU DP, LI IR=500...1250A, overload protection IRM=1.5...18kA, short-circuit protection, screw terminal connections in scope of delivery of switching unit | - | 0 | 0
3VT9512-6AD00 |  | 3VT9512-6AD00 | 1 | UN | 1 | 10 | C | D | N | N | 85363090 | 1 | 4011209763654 | 550 | G | 2656.5 | 2656.5 | LP22 | LP22 | ETU VT1600 3-pole, line protection ETU UP, LSI IR=500...1250A, overload protection IRM=1.5...18kA, short-circuit protection, screw terminal connections in scope of delivery of switching unit | - | 0 | 0
3VT9512-6AP00 |  | 3VT9512-6AP00 | 1 | UN | 1 | 10 | C | D | N | N | 85363090 | 1 | 4011209763616 | 528 | G | 2299.5 | 2299.5 | LP22 | LP22 | ETU VT1600 3-pole, motor/transformer protection ETU MP, LI IR=500...1250A, overload protection IRM=1.5...18kA, short-circuit protection, screw terminal connections in scope of delivery of switching unit | - | 0 | 0
3VT9516-6AC00 |  | 3VT9516-6AC00 | 1 | UN | 1 | 10 | C | D | N | N | 85363090 | 1 | 4011209763586 | 531 | G | 3633 | 3633 | LP22 | LP22 | ETU VT1600 3-pole, line protection ETU DP, LI IR=630...1600A, overload protection IRM=2...20kA, short-circuit protection, screw terminal connections in scope of delivery of switching unit | - | 0 | 0
3VT9516-6AD00 |  | 3VT9516-6AD00 | 1 | UN | 1 | 10 | C | D | N | N | 85363090 | 1 | 4011209763678 | 550 | G | 3759 | 3759 | LP22 | LP22 | ETU VT1600 3-pole, line protection ETU UP, LSI IR=630...1600A, overload protection IRM=2...20kA, short-circuit protection, screw terminal connections in scope of delivery of switching unit | - | 0 | 0
3VT9516-6AP00 |  | 3VT9516-6AP00 | 1 | UN | 1 | 10 | C | D | N | N | 85363090 | 1 | 4011209763623 | 534 | G | 3234 | 3234 | LP22 | LP22 | ETU VT1600 3-pole, motor/transformer protection ETU MP, LI IR=630...1600A, overload protection IRM=2...20kA, short-circuit protection, screw terminal connections in scope of delivery of switching unit | - | 0 | 0
3VT9516-6DT00 |  | 3VT9516-6DT00 | 1 | UN | 1 | 10 | C | D | N | N | 85365080 | 1 | 4011209764200 | 418 | G | 260.4 | 260.4 | LP22 | LP22 | switch disconnector mod. VT1600 3-pole, no protection no overload protection no short-circuit protection screw terminal connections in scope of delivery of switching unit | - | 0 | 0
3VT9524-4TF30 |  | 3VT9524-4TF30 | 1 | UN | 1 | 10 | C | D | N | N | 85369010 | 1 | 4011209764064 | 742 | G | 282.45 | 282.45 | LP22 | LP22 | accessory for VT1000, VT1600 box terminals comprises 3 connections 1 set = 3 units | - | 0 | 0
3VT9524-4TG30 |  | 3VT9524-4TG30 | 1 | UN | 1 | 10 | C | D | N | N | 85369010 | 1 | 4011209764057 | 1.414 | KG | 303.45 | 303.45 | LP22 | LP22 | accessory for VT1000, VT1600 box terminals, double comprises 3 connections 1 set = 3 units | - | 0 | 0
3VT9532-4TF30 |  | 3VT9532-4TF30 | 1 | UN | 1 | 10 | C | D | N | N | 85369010 | 1 | 4011209764118 | 1.048 | KG | 282.45 | 282.45 | LP22 | LP22 | accessory for VT1000, VT1600 multiple feed-in terminal 2x 150-300mm2 for Cu/Al for 2 conductors per terminal 1 set = 3 units | - | 0 | 0
3VT9533-4TF30 |  | 3VT9533-4TF30 | 1 | UN | 1 | 10 | C | D | N | N | 85369010 | 1 | 4011209764125 | 1.931 | KG | 303.45 | 303.45 | LP22 | LP22 | accessory for VT1000, VT1600 multiple feed-in terminal 3x 150-300mm2 for Cu/Al for 3 conductors per terminal 1 set = 3 units | - | 0 | 0
3VT9534-4TF30 |  | 3VT9534-4TF30 | 1 | UN | 1 | 10 | C | D | N | N | 85369010 | 1 | 4011209764132 | 1.814 | KG | 325.5 | 325.5 | LP22 | LP22 | accessory for VT1000, VT1600 multiple feed-in terminal 4x 150-300mm2 for Cu/Al for 4 conductors per terminal 1 set = 3 units | - | 0 | 0
3VT9563-6AC00 |  | 3VT9563-6AC00 | 1 | UN | 1 | 10 | C | D | N | N | 85363090 | 1 | 4011209763555 | 595 | G | 1006.95 | 1006.95 | LP22 | LP22 | ETU VT1600 3-pole, line protection ETU DP, LI IR=250...630A, overload protection IRM=0.8...10kA, short-circuit protection, screw terminal connections in scope of delivery of switching unit | - | 0 | 0
3VT9563-6AD00 |  | 3VT9563-6AD00 | 1 | UN | 1 | 10 | C | D | N | N | 85363090 | 1 | 4011209763630 | 550 | G | 1092 | 1092 | LP22 | LP22 | ETU VT1600 3-pole, line protection ETU UP, LSI IR=250...630A, overload protection IRM=0.8...10kA, short-circuit protection, screw terminal connections in scope of delivery of switching unit | - | 0 | 0
3VT9563-6AP00 |  | 3VT9563-6AP00 | 1 | UN | 1 | 10 | C | D | N | N | 85363090 | 1 | 4011209763593 | 573 | G | 1291.5 | 1291.5 | LP22 | LP22 | ETU VT1600 3-pole, motor/transformer protection ETU MP, LI IR=250..630A, overload protection IRM=0.8...10kA, short-circuit protection, screw terminal connections in scope of delivery of switching unit | - | 0 | 0
3VW9011-0AT40 |  | 3VW9011-0AT40 | 1 | UN | 1 | 5 | B | D | EAR99 | N | 90303330 | 1 | 4042949010869 | 1.567 | KG | 1345.5 | 1345.5 | LP25 | LP25 | TD400 Kit commissioning and service tool IEC 3WL (Release 2) and 3VA TD400 Kit with Adapter, cable, and suitcases |  | 0 | 0
3VW9011-0AT41 |  | 3VW9011-0AT41 | 1 | UN | 1 | 5 | B | D | EAR99 | N | 90303330 | 1 | 4042949004622 | 1.589 | KG | 1345.5 | 1345.5 | LP25 | LP25 | TD400 Kit commissioning and service tool UL WL (Release 1) and 3VA TD400 Kit with Adapter, cable, and suitcases |  | 0 | 0
3WL1106-2CB36-1AA4-Z | A61K07U01 | 3WL1106-2CB36-1AA4-ZA61K07U01 | 1 | UN | 1 | 5 | B | D | EAR99 | N | 85362090 | 1 |  | 70 | KG | 7254.48 | 7254.48 | LP25 | LP25 | withdrawable circuit breaker with guide frame 3-pole, size I, IEC In=630A to 690V, AC50/60Hz Icu=55kA at 500V rear connection horizontal Overcurrent release ETU 25 LSI protection adjustable 0.4-1 in With manual operating mechanism with storage with mechanical request without 1st auxiliary release without 2nd auxiliary release 4NO+4NC A61= Special packaging for increased transport requirements, for foam packaging carton packaging with wax coating (moisture protection) K07= Tripped signaling contact, 1 CO not possible with option F02 U01= with label for export to USA | - | 0 | 0
3WL1106-2CB36-4GA2-Z | A61B06U01 | 3WL1106-2CB36-4GA2-ZA61B06U01 | 1 | UN | 1 | 5 | B | D | EAR99 | N | 85362090 | 1 |  | 70 | KG | 8979.76 | 8979.76 | LP25 | LP25 | withdrawable circuit breaker with guide frame 3-pole, size I, IEC In=630A to 690V, AC50/60Hz Icu=55kA at 500V rear connection horizontal Overcurrent release ETU 25 LSI protection adjustable 0.4-1 in Motorized/manual operating mechanism with spring charging motor AC 50/60 Hz 208-240 V or 220-250 V DC Activation AC 50/60 Hz 230 V, 220 V DC With 1st auxiliary release Shunt release "F", F1 50/60 Hz 230 V AC/220 V DC, 100% on-load factor without 2nd auxiliary release 2NO+2NC A61= Special packaging for increased transport requirements, for foam packaging carton packaging with wax coating (moisture protection) B06= Rated current reference module 630 A for ETU25, 27, 45, 55, 75, 76 for setting rated current in U01= with label for export to USA | - | 0 | 0
3WL1106-2EB36-4BA4-Z | A61C22K07T40U01 | 3WL1106-2EB36-4BA4-ZA61C22K07T40U01 | 1 | UN | 1 | 5 | B | D | EAR99 | N | 85362090 | 1 |  | 70 | KG | 10323.39 | 10323.39 | LP25 | LP25 | withdrawable circuit breaker with guide frame 3-pole, size I, IEC In=630A to 690V, AC50/60Hz Icu=55kA at 500V rear connection horizontal Overcurrent release ETU 45 LSIN protection adjustable 0.4-1 in with cubicle bus Opt.: Comm. /measuring func./ground fault/ ZSS Motorized/manual operating mechanism with spring charging motor AC 50/60 Hz 208-240 V or 220-250 V DC Activation AC 50/60 Hz 230 V, 220 V DC With 1st auxiliary release Shunt release "F", F1 24 V DC; 100% ON period without 2nd auxiliary release 4NO+4NC A61= Special packaging for increased transport requirements, for foam packaging carton packaging with wax coating (moisture protection) C22= Ready indicator K07= Tripped signaling contact, 1 CO not possible with option F02 T40= Door sealing frame U01= with label for export to USA | - | 0 | 0
3WL1106-2EB36-4BN4-Z | A61C22K07T40U01 | 3WL1106-2EB36-4BN4-ZA61C22K07T40U01 | 1 | UN | 1 | 5 | B | D | EAR99 | N | 85362090 | 1 |  | 70 | KG | 10715.34 | 10715.34 | LP25 | LP25 | withdrawable circuit breaker with guide frame 3-pole, size I, IEC In=630A to 690V, AC50/60Hz Icu=55kA at 500V rear connection horizontal Overcurrent release ETU 45 LSIN protection adjustable 0.4-1 in with cubicle bus Opt.: Comm. /measuring func./ground fault/ ZSS Motorized/manual operating mechanism with spring charging motor AC 50/60 Hz 208-240 V or 220-250 V DC Activation AC 50/60 Hz 230 V, 220 V DC With 1st auxiliary release Shunt release "F", F1 24 V DC; 100% ON period With 2nd auxiliary release "R", F3 Undervoltage, instant. 208-240 V AC, 220-250 V DC 4NO+4NC A61= Special packaging for increased transport requirements, for foam packaging carton packaging with wax coating (moisture protection) C22= Ready indicator K07= Tripped signaling contact, 1 CO not possible with option F02 T40= Door sealing frame U01= with label for export to USA | - | 0 | 0
3WL1106-2EB36-4GJ4-Z | A61C22K07R16U01 | 3WL1106-2EB36-4GJ4-ZA61C22K07R16U01 | 1 | UN | 1 | 5 | B | D | EAR99 | N | 85362090 | 1 |  | 70 | KG | 10869.78 | 10869.78 | LP25 | LP25 | withdrawable circuit breaker with guide frame 3-pole, size I, IEC In=630A to 690V, AC50/60Hz Icu=55kA at 500V rear connection horizontal Overcurrent release ETU 45 LSIN protection adjustable 0.4-1 in with cubicle bus Opt.: Comm. /measuring func./ground fault/ ZSS Motorized/manual operating mechanism with spring charging motor AC 50/60 Hz 208-240 V or 220-250 V DC Activation AC 50/60 Hz 230 V, 220 V DC With 1st auxiliary release Shunt release "F", F1 50/60 Hz 230 V AC/220 V DC, 100% on-load factor With 2nd auxiliary release "R", F3 Undervoltage, instant. 24 V DC 4NO+4NC A61= Special packaging for increased transport requirements, for foam packaging carton packaging with wax coating (moisture protection) C22= Ready indicator K07= Tripped signaling contact, 1 CO not possible with option F02 R16= Position signaling switch, withdrawable part 6 changeover contacts U01= with label for export to USA | - | 0 | 0
3WL1106-2EB36-4GJ4-Z | A61C22K07U01 | 3WL1106-2EB36-4GJ4-ZA61C22K07U01 | 1 | UN | 1 | 5 | B | D | EAR99 | N | 85362090 | 1 |  | 70 | KG | 10432.2 | 10432.2 | LP25 | LP25 | withdrawable circuit breaker with guide frame 3-pole, size I, IEC In=630A to 690V, AC50/60Hz Icu=55kA at 500V rear connection horizontal Overcurrent release ETU 45 LSIN protection adjustable 0.4-1 in with cubicle bus Opt.: Comm. /measuring func./ground fault/ ZSS Motorized/manual operating mechanism with spring charging motor AC 50/60 Hz 208-240 V or 220-250 V DC Activation AC 50/60 Hz 230 V, 220 V DC With 1st auxiliary release Shunt release "F", F1 50/60 Hz 230 V AC/220 V DC, 100% on-load factor With 2nd auxiliary release "R", F3 Undervoltage, instant. 24 V DC 4NO+4NC A61= Special packaging for increased transport requirements, for foam packaging carton packaging with wax coating (moisture protection) C22= Ready indicator K07= Tripped signaling contact, 1 CO not possible with option F02 U01= with label for export to USA | - | 0 | 0
3WL1106-2EB36-4GN4-Z | A61C22K07R16U01 | 3WL1106-2EB36-4GN4-ZA61C22K07R16U01 | 1 | UN | 1 | 5 | B | D | EAR99 | N | 85362090 | 1 |  | 70 | KG | 10869.78 | 10869.78 | LP25 | LP25 | withdrawable circuit breaker with guide frame 3-pole, size I, IEC In=630A to 690V, AC50/60Hz Icu=55kA at 500V rear connection horizontal Overcurrent release ETU 45 LSIN protection adjustable 0.4-1 in with cubicle bus Opt.: Comm. /measuring func./ground fault/ ZSS Motorized/manual operating mechanism with spring charging motor AC 50/60 Hz 208-240 V or 220-250 V DC Activation AC 50/60 Hz 230 V, 220 V DC With 1st auxiliary release Shunt release "F", F1 50/60 Hz 230 V AC/220 V DC, 100% on-load factor With 2nd auxiliary release "R", F3 Undervoltage, instant. 208-240 V AC, 220-250 V DC 4NO+4NC A61= Special packaging for increased transport requirements, for foam packaging carton packaging with wax coating (moisture protection) C22= Ready indicator K07= Tripped signaling contact, 1 CO not possible with option F02 R16= Position signaling switch, withdrawable part 6 changeover contacts U01= with label for export to USA | - | 0 | 0
3WL1106-2EB36-6BJ4-Z | A61C22K07R16U01 | 3WL1106-2EB36-6BJ4-ZA61C22K07R16U01 | 1 | UN | 1 | 5 | B | D | EAR99 | N | 85362090 | 1 |  | 70 | KG | 10869.78 | 10869.78 | LP25 | LP25 | withdrawable circuit breaker with guide frame 3-pole, size I, IEC In=630A to 690V, AC50/60Hz Icu=55kA at 500V rear connection horizontal Overcurrent release ETU 45 LSIN protection adjustable 0.4-1 in with cubicle bus Opt.: Comm. /measuring func./ground fault/ ZSS Motorized/manual operating mechanism with spring charging motor 24-30 V DC Activation 24 V DC With 1st auxiliary release Shunt release "F", F1 24 V DC; 100% ON period With 2nd auxiliary release "R", F3 Undervoltage, instant. 24 V DC 4NO+4NC A61= Special packaging for increased transport requirements, for foam packaging carton packaging with wax coating (moisture protection) C22= Ready indicator K07= Tripped signaling contact, 1 CO not possible with option F02 R16= Position signaling switch, withdrawable part 6 changeover contacts U01= with label for export to USA | - | 0 | 0
3WL1106-2EB37-6BJ4-Z | A61B04T40U01 | 3WL1106-2EB37-6BJ4-ZA61B04T40U01 | 1 | UN | 1 | 5 | B | D | EAR99 | N | 85362090 | 1 |  | 70 | KG | 10871.65 | 10871.65 | LP25 | LP25 | withdrawable circuit breaker with guide frame 3-pole, size I, IEC In=630A to 690V, AC50/60Hz Icu=55kA at 500V rear connection vertical Overcurrent release ETU 45 LSIN protection adjustable 0.4-1 in with cubicle bus Opt.: Comm. /measuring func./ground fault/ ZSS Motorized/manual operating mechanism with spring charging motor 24-30 V DC Activation 24 V DC With 1st auxiliary release Shunt release "F", F1 24 V DC; 100% ON period With 2nd auxiliary release "R", F3 Undervoltage, instant. 24 V DC 4NO+4NC A61= Special packaging for increased transport requirements, for foam packaging carton packaging with wax coating (moisture protection) B04= Rated current reference module 400 A for ETU25, 27, 45, 55, 75, 76 for setting rated current in T40= Door sealing frame U01= with label for export to USA | - | 0 | 0
3WL1106-2EB38-4GN4-Z | A61K07R21U01 | 3WL1106-2EB38-4GN4-ZA61K07R21U01 | 1 | UN | 1 | 5 | B | D | EAR99 | N | 85362090 | 1 |  | 70 | KG | 10638.12 | 10638.12 | LP25 | LP25 | withdrawable circuit breaker with guide frame 3-pole, size I, IEC In=630A to 690V, AC50/60Hz Icu=55kA at 500V w. connection flange Overcurrent release ETU 45 LSIN protection adjustable 0.4-1 in with cubicle bus Opt.: Comm. /measuring func./ground fault/ ZSS Motorized/manual operating mechanism with spring charging motor AC 50/60 Hz 208-240 V or 220-250 V DC Activation AC 50/60 Hz 230 V, 220 V DC With 1st auxiliary release Shunt release "F", F1 50/60 Hz 230 V AC/220 V DC, 100% on-load factor With 2nd auxiliary release "R", F3 Undervoltage, instant. 208-240 V AC, 220-250 V DC 4NO+4NC A61= Special packaging for increased transport requirements, for foam packaging carton packaging with wax coating (moisture protection) K07= Tripped signaling contact, 1 CO not possible with option F02 R21= Shutter 2-part can be locked with padlock U01= with label for export to USA | - | 0 | 0
3WL1106-2EG36-1AA4-Z | B02K07 | 3WL1106-2EG36-1AA4-ZB02K07 | 1 | UN | 1 | 5 | B | D | EAR99 | N | 85362090 | 1 |  | 70 | KG | 8643.26 | 8643.26 | LP25 | LP25 | withdrawable circuit breaker with guide frame 3-pole, size I, IEC In=630A to 690V, AC50/60Hz Icu=55kA at 500V rear connection horizontal Overcurrent release ETU 45 LSING protection adjustable 0.4-1 in with cubicle bus and Ground fault protection Opt.: Comm./measuring func./ZSS With manual operating mechanism with storage with mechanical request without 1st auxiliary release without 2nd auxiliary release 4NO+4NC B02= Rated current ID module 250 A for ETU25, 27, 45, 55, 75, 76 for setting rated current in K07= Tripped signaling contact, 1 CO not possible with option F02 | - | 0 | 0
3WL1106-2EG36-1AA4-Z | B05K07 | 3WL1106-2EG36-1AA4-ZB05K07 | 1 | UN | 1 | 5 | B | D | EAR99 | N | 85362090 | 1 |  | 70 | KG | 8643.26 | 8643.26 | LP25 | LP25 | withdrawable circuit breaker with guide frame 3-pole, size I, IEC In=630A to 690V, AC50/60Hz Icu=55kA at 500V rear connection horizontal Overcurrent release ETU 45 LSING protection adjustable 0.4-1 in with cubicle bus and Ground fault protection Opt.: Comm./measuring func./ZSS With manual operating mechanism with storage with mechanical request without 1st auxiliary release without 2nd auxiliary release 4NO+4NC B05= Rated current reference module 500 A for ETU25, 27, 45, 55, 75, 76 for setting rated current in K07= Tripped signaling contact, 1 CO not possible with option F02 | - | 0 | 0
3WL1106-2EG36-6BJ4-Z | A61K07U01 | 3WL1106-2EG36-6BJ4-ZA61K07U01 | 1 | UN | 1 | 5 | B | D | EAR99 | N | 85362090 | 1 |  | 70 | KG | 11345.97 | 11345.97 | LP25 | LP25 | withdrawable circuit breaker with guide frame 3-pole, size I, IEC In=630A to 690V, AC50/60Hz Icu=55kA at 500V rear connection horizontal Overcurrent release ETU 45 LSING protection adjustable 0.4-1 in with cubicle bus and Ground fault protection Opt.: Comm./measuring func./ZSS Motorized/manual operating mechanism with spring charging motor 24-30 V DC Activation 24 V DC With 1st auxiliary release Shunt release "F", F1 24 V DC; 100% ON period With 2nd auxiliary release "R", F3 Undervoltage, instant. 24 V DC 4NO+4NC A61= Special packaging for increased transport requirements, for foam packaging carton packaging with wax coating (moisture protection) K07= Tripped signaling contact, 1 CO not possible with option F02 U01= with label for export to USA | - | 0 | 0
3WL1106-2EG36-6BJ4-Z | K07 | 3WL1106-2EG36-6BJ4-ZK07 | 1 | UN | 1 | 5 | B | D | EAR99 | N | 85362090 | 1 |  | 70 | KG | 11213.75 | 11213.75 | LP25 | LP25 | withdrawable circuit breaker with guide frame 3-pole, size I, IEC In=630A to 690V, AC50/60Hz Icu=55kA at 500V rear connection horizontal Overcurrent release ETU 45 LSING protection adjustable 0.4-1 in with cubicle bus and Ground fault protection Opt.: Comm./measuring func./ZSS Motorized/manual operating mechanism with spring charging motor 24-30 V DC Activation 24 V DC With 1st auxiliary release Shunt release "F", F1 24 V DC; 100% ON period With 2nd auxiliary release "R", F3 Undervoltage, instant. 24 V DC 4NO+4NC K07= Tripped signaling contact, 1 CO not possible with option F02 | - | 0 | 0
3WL1106-3CB36-4GA2-Z | A61B06R21U01 | 3WL1106-3CB36-4GA2-ZA61B06R21U01 | 1 | UN | 1 | 5 | B | D | EAR99 | N | 85362090 | 1 |  | 70 | KG | 10354.51 | 10354.51 | LP25 | LP25 | withdrawable circuit breaker with guide frame 3-pole, size I, IEC In=630A to 690V, AC50/60Hz Icu=66kA at 500V rear connection horizontal Overcurrent release ETU 25 LSI protection adjustable 0.4-1 in Motorized/manual operating mechanism with spring charging motor AC 50/60 Hz 208-240 V or 220-250 V DC Activation AC 50/60 Hz 230 V, 220 V DC With 1st auxiliary release Shunt release "F", F1 50/60 Hz 230 V AC/220 V DC, 100% on-load factor without 2nd auxiliary release 2NO+2NC A61= Special packaging for increased transport requirements, for foam packaging carton packaging with wax coating (moisture protection) B06= Rated current reference module 630 A for ETU25, 27, 45, 55, 75, 76 for setting rated current in R21= Shutter 2-part can be locked with padlock U01= with label for export to USA | - | 0 | 0
3WL1106-3EB36-5FM4-Z | A61C22K07R16R21U01 | 3WL1106-3EB36-5FM4-ZA61C22K07R16R21U01 | 1 | UN | 1 | 5 | B | D | EAR99 | N | 85362090 | 1 |  | 70 | KG | 12244.53 | 12244.53 | LP25 | LP25 | withdrawable circuit breaker with guide frame 3-pole, size I, IEC In=630A to 690V, AC50/60Hz Icu=66kA at 500V rear connection horizontal Overcurrent release ETU 45 LSIN protection adjustable 0.4-1 in with cubicle bus Opt.: Comm. /measuring func./ground fault/ ZSS Motorized/manual operating mechanism with spring charging motor AC 50/60 Hz 110-127 V AC or 110-125 V DC Activation 50/60 Hz 110 V AC, 110 V DC With 1st auxiliary release Shunt release "F", F1 50/60 Hz 110 V AC/110 V DC, 100% on-load factor With 2nd auxiliary release "R", F3 Undervoltage, instant. 110-127 V AC, 110-125 V DC 4NO+4NC A61= Special packaging for increased transport requirements, for foam packaging carton packaging with wax coating (moisture protection) C22= Ready indicator K07= Tripped signaling contact, 1 CO not possible with option F02 R16= Position signaling switch, withdrawable part 6 changeover contacts R21= Shutter 2-part can be locked with padlock U01= with label for export to USA | - | 0 | 0
3WL1106-3EB37-6BJ4-Z | A61B02T40U01 | 3WL1106-3EB37-6BJ4-ZA61B02T40U01 | 1 | UN | 1 | 5 | B | D | EAR99 | N | 85362090 | 1 |  | 70 | KG | 11831.05 | 11831.05 | LP25 | LP25 | withdrawable circuit breaker with guide frame 3-pole, size I, IEC In=630A to 690V, AC50/60Hz Icu=66kA at 500V rear connection vertical Overcurrent release ETU 45 LSIN protection adjustable 0.4-1 in with cubicle bus Opt.: Comm. /measuring func./ground fault/ ZSS Motorized/manual operating mechanism with spring charging motor 24-30 V DC Activation 24 V DC With 1st auxiliary release Shunt release "F", F1 24 V DC; 100% ON period With 2nd auxiliary release "R", F3 Undervoltage, instant. 24 V DC 4NO+4NC A61= Special packaging for increased transport requirements, for foam packaging carton packaging with wax coating (moisture protection) B02= Rated current ID module 250 A for ETU25, 27, 45, 55, 75, 76 for setting rated current in T40= Door sealing frame U01= with label for export to USA | - | 0 | 0
3WL1106-3EB37-6BJ4-Z | A61B03T40U01 | 3WL1106-3EB37-6BJ4-ZA61B03T40U01 | 1 | UN | 1 | 5 | B | D | EAR99 | N | 85362090 | 1 |  | 70 | KG | 11831.05 | 11831.05 | LP25 | LP25 | withdrawable circuit breaker with guide frame 3-pole, size I, IEC In=630A to 690V, AC50/60Hz Icu=66kA at 500V rear connection vertical Overcurrent release ETU 45 LSIN protection adjustable 0.4-1 in with cubicle bus Opt.: Comm. /measuring func./ground fault/ ZSS Motorized/manual operating mechanism with spring charging motor 24-30 V DC Activation 24 V DC With 1st auxiliary release Shunt release "F", F1 24 V DC; 100% ON period With 2nd auxiliary release "R", F3 Undervoltage, instant. 24 V DC 4NO+4NC A61= Special packaging for increased transport requirements, for foam packaging carton packaging with wax coating (moisture protection) B03= Rated current reference module 315 A for ETU25, 27, 45, 55, 75, 76 for setting rated current in T40= Door sealing frame U01= with label for export to USA | - | 0 | 0
3WL1106-3EB37-6BJ4-Z | A61B04T40U01 | 3WL1106-3EB37-6BJ4-ZA61B04T40U01 | 1 | UN | 1 | 5 | B | D | EAR99 | N | 85362090 | 1 |  | 70 | KG | 11831.05 | 11831.05 | LP25 | LP25 | withdrawable circuit breaker with guide frame 3-pole, size I, IEC In=630A to 690V, AC50/60Hz Icu=66kA at 500V rear connection vertical Overcurrent release ETU 45 LSIN protection adjustable 0.4-1 in with cubicle bus Opt.: Comm. /measuring func./ground fault/ ZSS Motorized/manual operating mechanism with spring charging motor 24-30 V DC Activation 24 V DC With 1st auxiliary release Shunt release "F", F1 24 V DC; 100% ON period With 2nd auxiliary release "R", F3 Undervoltage, instant. 24 V DC 4NO+4NC A61= Special packaging for increased transport requirements, for foam packaging carton packaging with wax coating (moisture protection) B04= Rated current reference module 400 A for ETU25, 27, 45, 55, 75, 76 for setting rated current in T40= Door sealing frame U01= with label for export to USA | - | 0 | 0
3WL1106-3EG32-4GA2-Z | A61U01 | 3WL1106-3EG32-4GA2-ZA61U01 | 1 | UN | 1 | 5 | B | D | EAR99 | N | 85362090 | 1 |  | 43 | KG | 9541.36 | 9541.36 | LP25 | LP25 | fixed-mounted circuit breaker 3-pole, size I, IEC In=630A to 690V, AC50/60Hz Icu=66kA at 500V rear connection horizontal Overcurrent release ETU 45 LSING protection adjustable 0.4-1 in with cubicle bus and Ground fault protection Opt.: Comm./measuring func./ZSS Motorized/manual operating mechanism with spring charging motor AC 50/60 Hz 208-240 V or 220-250 V DC Activation AC 50/60 Hz 230 V, 220 V DC With 1st auxiliary release Shunt release "F", F1 50/60 Hz 230 V AC/220 V DC, 100% on-load factor without 2nd auxiliary release 2NO+2NC A61= Special packaging for increased transport requirements, for foam packaging carton packaging with wax coating (moisture protection) U01= with label for export to USA | - | 0 | 0
3WL1106-4CB32-4AN2-Z | A05A61S07T40U01 | 3WL1106-4CB32-4AN2-ZA05A61S07T40U01 | 1 | UN | 1 | 5 | B | D | EAR99 | N | 85362090 | 1 |  | 43 | KG | 10326.43 | 10326.43 | LP25 | LP25 | fixed-mounted circuit breaker 3-pole, size I, IEC In=630A to 690V, AC50/60Hz Icu=85kA at 500V rear connection horizontal Overcurrent release ETU 25 LSI protection adjustable 0.4-1 in Motorized/manual operating mechanism with spring charging motor AC 50/60 Hz 208-240 V or 220-250 V DC Activation AC 50/60 Hz 230 V, 220 V DC without 1st auxiliary release With 2nd auxiliary release "R", F3 Undervoltage, instant. 208-240 V AC, 220-250 V DC 2NO+2NC A05= Version for 1000 V A61= Special packaging for increased transport requirements, for foam packaging carton packaging with wax coating (moisture protection) S07= Locking device in OFF position w. 4 bracket locks (safe OFF/disconnector functionality) Disconnector condition IEC 60947-2 T40= Door sealing frame U01= with label for export to USA | - | 0 | 0
3WL1106-4EB36-4GA4-Z | A61C22K07R16R21U01 | 3WL1106-4EB36-4GA4-ZA61C22K07R16R21U01 | 1 | UN | 1 | 5 | B | D | EAR99 | N | 85362090 | 1 |  | 70 | KG | 12238.68 | 12238.68 | LP25 | LP25 | withdrawable circuit breaker with guide frame 3-pole, size I, IEC In=630A to 690V, AC50/60Hz Icu=85kA at 500V rear connection horizontal Overcurrent release ETU 45 LSIN protection adjustable 0.4-1 in with cubicle bus Opt.: Comm. /measuring func./ground fault/ ZSS Motorized/manual operating mechanism with spring charging motor AC 50/60 Hz 208-240 V or 220-250 V DC Activation AC 50/60 Hz 230 V, 220 V DC With 1st auxiliary release Shunt release "F", F1 50/60 Hz 230 V AC/220 V DC, 100% on-load factor without 2nd auxiliary release 4NO+4NC A61= Special packaging for increased transport requirements, for foam packaging carton packaging with wax coating (moisture protection) C22= Ready indicator K07= Tripped signaling contact, 1 CO not possible with option F02 R16= Position signaling switch, withdrawable part 6 changeover contacts R21= Shutter 2-part can be locked with padlock U01= with label for export to USA | - | 0 | 0
3WL1108-2CB36-1AA4-Z | A61K07U01 | 3WL1108-2CB36-1AA4-ZA61K07U01 | 1 | UN | 1 | 5 | B | D | EAR99 | N | 85362090 | 1 |  | 74.5 | KG | 7371.48 | 7371.48 | LP25 | LP25 | withdrawable circuit breaker with guide frame 3-pole, size I, IEC In=800A to 690V, AC50/60Hz Icu=55kA at 500V rear connection horizontal Overcurrent release ETU 25 LSI protection adjustable 0.4-1 in With manual operating mechanism with storage with mechanical request without 1st auxiliary release without 2nd auxiliary release 4NO+4NC A61= Special packaging for increased transport requirements, for foam packaging carton packaging with wax coating (moisture protection) K07= Tripped signaling contact, 1 CO not possible with option F02 U01= with label for export to USA | - | 0 | 0
3WL1108-2CB37-5BM4-Z | A61R10R15R21S07T40U01 | 3WL1108-2CB37-5BM4-ZA61R10R15R21S07T40U01 | 1 | UN | 1 | 5 | B | D | EAR99 | N | 85362090 | 1 |  | 70 | KG | 11652.04 | 11652.04 | LP25 | LP25 | withdrawable circuit breaker with guide frame 3-pole, size I, IEC In=800A to 690V, AC50/60Hz Icu=55kA at 500V rear connection vertical Overcurrent release ETU 25 LSI protection adjustable 0.4-1 in Motorized/manual operating mechanism with spring charging motor AC 50/60 Hz 110-127 V AC or 110-125 V DC Activation 50/60 Hz 110 V AC, 110 V DC With 1st auxiliary release Shunt release "F", F1 24 V DC; 100% ON period With 2nd auxiliary release "R", F3 Undervoltage, instant. 110-127 V AC, 110-125 V DC 4NO+4NC A61= Special packaging for increased transport requirements, for foam packaging carton packaging with wax coating (moisture protection) R10= Arc chute cover withdrawable part not possible with option A05 Rated voltage 1000 V R15= Position signaling switch, withdrawable part 3 changeover contacts R21= Shutter 2-part can be locked with padlock S07= Locking device in OFF position w. 4 bracket locks (Safe Off/disconnector function) Disconnector condition in compliance with IEC 60947-2 T40= Door sealing frame U01= with label for export to USA | - | 0 | 0
3WL1108-2EB36-4GA2-Z | A08A61C22K07U01 | 3WL1108-2EB36-4GA2-ZA08A61C22K07U01 | 1 | UN | 1 | 5 | B | D | EAR99 | N | 85362090 | 1 |  | 74.5 | KG | 10016.85 | 10016.85 | LP25 | LP25 | withdrawable circuit breaker with guide frame 3-pole, size I, IEC In=800A to 690V, AC50/60Hz Icu=55kA at 500V rear connection horizontal Overcurrent release ETU 45 LSIN protection adjustable 0.4-1 in with cubicle bus Opt.: Comm. /measuring func./ground fault/ ZSS Motorized/manual operating mechanism with spring charging motor AC 50/60 Hz 208-240 V or 220-250 V DC Activation AC 50/60 Hz 230 V, 220 V DC With 1st auxiliary release Shunt release "F", F1 50/60 Hz 230 V AC/220 V DC, 100% on-load factor without 2nd auxiliary release 2NO+2NC A08= Tin plating of customer terminals in slide-in unit frame for horizontal connection or flange connection A61= Special packaging for increased transport requirements, for foam packaging carton packaging with wax coating (moisture protection) C22= Ready indicator K07= Tripped signaling contact, 1 CO not possible with option F02 U01= with label for export to USA | - | 0 | 0
3WL1108-2EB37-1AA2-Z | A61B04C22K07S07U01 | 3WL1108-2EB37-1AA2-ZA61B04C22K07S07U01 | 1 | UN | 1 | 5 | B | D | EAR99 | N | 85362090 | 1 |  | 70 | KG | 8208.03 | 8208.03 | LP25 | LP25 | withdrawable circuit breaker with guide frame 3-pole, size I, IEC In=800A to 690V, AC50/60Hz Icu=55kA at 500V rear connection vertical Overcurrent release ETU 45 LSIN protection adjustable 0.4-1 in with cubicle bus Opt.: Comm. /measuring func./ground fault/ ZSS With manual operating mechanism with storage with mechanical request without 1st auxiliary release without 2nd auxiliary release 2NO+2NC A61= Special packaging for increased transport requirements, for foam packaging carton packaging with wax coating (moisture protection) B04= Rated current reference module 400 A for ETU25, 27, 45, 55, 75, 76 for setting rated current in C22= Ready indicator K07= Tripped signaling contact, 1 CO not possible with option F02 S07= Locking device in OFF position w. 4 bracket locks (Safe Off/disconnector function) Disconnector condition in compliance with IEC 60947-2 U01= with label for export to USA | - | 0 | 0
3WL1108-2EB37-5FM4-Z | A61B04C22K07S07U01 | 3WL1108-2EB37-5FM4-ZA61B04C22K07S07U01 | 1 | UN | 1 | 5 | B | D | EAR99 | N | 85362090 | 1 |  | 70 | KG | 11117.82 | 11117.82 | LP25 | LP25 | withdrawable circuit breaker with guide frame 3-pole, size I, IEC In=800A to 690V, AC50/60Hz Icu=55kA at 500V rear connection vertical Overcurrent release ETU 45 LSIN protection adjustable 0.4-1 in with cubicle bus Opt.: Comm. /measuring func./ground fault/ ZSS Motorized/manual operating mechanism with spring charging motor AC 50/60 Hz 110-127 V AC or 110-125 V DC Activation 50/60 Hz 110 V AC, 110 V DC With 1st auxiliary release Shunt release "F", F1 50/60 Hz 110 V AC/110 V DC, 100% on-load factor With 2nd auxiliary release "R", F3 Undervoltage, instant. 110-127 V AC, 110-125 V DC 4NO+4NC A61= Special packaging for increased transport requirements, for foam packaging carton packaging with wax coating (moisture protection) B04= Rated current reference module 400 A for ETU25, 27, 45, 55, 75, 76 for setting rated current in C22= Ready indicator K07= Tripped signaling contact, 1 CO not possible with option F02 S07= Locking device in OFF position w. 4 bracket locks (Safe Off/disconnector function) Disconnector condition in compliance with IEC 60947-2 U01= with label for export to USA | - | 0 | 0
3WL1108-3CB36-5FR4-Z | A61K07U01 | 3WL1108-3CB36-5FR4-ZA61K07U01 | 1 | UN | 1 | 5 | B | D | EAR99 | N | 85362090 | 1 |  | 70 | KG | 11395.11 | 11395.11 | LP25 | LP25 | withdrawable circuit breaker with guide frame 3-pole, size I, IEC In=800A to 690V, AC50/60Hz Icu=66kA at 500V rear connection horizontal Overcurrent release ETU 25 LSI protection adjustable 0.4-1 in Motorized/manual operating mechanism with spring charging motor AC 50/60 Hz 110-127 V AC or 110-125 V DC Activation 50/60 Hz 110 V AC, 110 V DC With 1st auxiliary release Shunt release "F", F1 50/60 Hz 110 V AC/110 V DC, 100% on-load factor With 2nd auxiliary release "RC", F4 Undervoltage, Delay 0.2-3.2s 110-127 V AC, 110-125 V DC, 100% ED 4NO+4NC A61= Special packaging for increased transport requirements, for foam packaging carton packaging with wax coating (moisture protection) K07= Tripped signaling contact, 1 CO not possible with option F02 U01= with label for export to USA | - | 0 | 0
3WL1108-3EB36-5BA4-Z | A61K01K07U01 | 3WL1108-3EB36-5BA4-ZA61K01K07U01 | 1 | UN | 1 | 5 | B | D | EAR99 | N | 85362090 | 1 |  | 70 | KG | 10963.85 | 10963.85 | LP25 | LP25 | withdrawable circuit breaker with guide frame 3-pole, size I, IEC In=800A to 690V, AC50/60Hz Icu=66kA at 500V rear connection horizontal Overcurrent release ETU 45 LSIN protection adjustable 0.4-1 in with cubicle bus Opt.: Comm. /measuring func./ground fault/ ZSS Motorized/manual operating mechanism with spring charging motor AC 50/60 Hz 110-127 V AC or 110-125 V DC Activation 50/60 Hz 110 V AC, 110 V DC With 1st auxiliary release Shunt release "F", F1 24 V DC; 100% ON period without 2nd auxiliary release 4NO+4NC A61= Special packaging for increased transport requirements, for foam packaging carton packaging with wax coating (moisture protection) K01= automatic reset after trip K07= Tripped signaling contact, 1 CO not possible with option F02 U01= with label for export to USA | - | 0 | 0
3WL1108-3EB36-5BA4-Z | B08K07U01 | 3WL1108-3EB36-5BA4-ZB08K07U01 | 1 | UN | 1 | 5 | B | D | EAR99 | N | 85362090 | 1 |  | 70 | KG | 10818.88 | 10818.88 | LP25 | LP25 | withdrawable circuit breaker with guide frame 3-pole, size I, IEC In=800A to 690V, AC50/60Hz Icu=66kA at 500V rear connection horizontal Overcurrent release ETU 45 LSIN protection adjustable 0.4-1 in with cubicle bus Opt.: Comm. /measuring func./ground fault/ ZSS Motorized/manual operating mechanism with spring charging motor AC 50/60 Hz 110-127 V AC or 110-125 V DC Activation 50/60 Hz 110 V AC, 110 V DC With 1st auxiliary release Shunt release "F", F1 24 V DC; 100% ON period without 2nd auxiliary release 4NO+4NC B08= Rated current reference module 800 A for ETU25, 27, 45, 55, 75, 76 for setting rated current in K07= Tripped signaling contact, 1 CO not possible with option F02 U01= with label for export to USA | - | 0 | 0
3WL1108-3EB36-6BJ4-Z | A61C22K07R16R21U01 | 3WL1108-3EB36-6BJ4-ZA61C22K07R16R21U01 | 1 | UN | 1 | 5 | B | D | EAR99 | N | 85362090 | 1 |  | 70 | KG | 12267.93 | 12267.93 | LP25 | LP25 | withdrawable circuit breaker with guide frame 3-pole, size I, IEC In=800A to 690V, AC50/60Hz Icu=66kA at 500V rear connection horizontal Overcurrent release ETU 45 LSIN protection adjustable 0.4-1 in with cubicle bus Opt.: Comm. /measuring func./ground fault/ ZSS Motorized/manual operating mechanism with spring charging motor 24-30 V DC Activation 24 V DC With 1st auxiliary release Shunt release "F", F1 24 V DC; 100% ON period With 2nd auxiliary release "R", F3 Undervoltage, instant. 24 V DC 4NO+4NC A61= Special packaging for increased transport requirements, for foam packaging carton packaging with wax coating (moisture protection) C22= Ready indicator K07= Tripped signaling contact, 1 CO not possible with option F02 R16= Position signaling switch, withdrawable part 6 changeover contacts R21= Shutter 2-part can be locked with padlock U01= with label for export to USA | - | 0 | 0
3WL1108-3EB37-6BJ4-Z | A61T40U01 | 3WL1108-3EB37-6BJ4-ZA61T40U01 | 1 | UN | 1 | 5 | B | D | EAR99 | N | 85362090 | 1 |  | 70 | KG | 11854.45 | 11854.45 | LP25 | LP25 | withdrawable circuit breaker with guide frame 3-pole, size I, IEC In=800A to 690V, AC50/60Hz Icu=66kA at 500V rear connection vertical Overcurrent release ETU 45 LSIN protection adjustable 0.4-1 in with cubicle bus Opt.: Comm. /measuring func./ground fault/ ZSS Motorized/manual operating mechanism with spring charging motor 24-30 V DC Activation 24 V DC With 1st auxiliary release Shunt release "F", F1 24 V DC; 100% ON period With 2nd auxiliary release "R", F3 Undervoltage, instant. 24 V DC 4NO+4NC A61= Special packaging for increased transport requirements, for foam packaging carton packaging with wax coating (moisture protection) T40= Door sealing frame U01= with label for export to USA | - | 0 | 0
3WL1108-3EG32-4GA2-Z | A61U01 | 3WL1108-3EG32-4GA2-ZA61U01 | 1 | UN | 1 | 5 | B | D | EAR99 | N | 85362090 | 1 |  | 43 | KG | 9576.46 | 9576.46 | LP25 | LP25 | fixed-mounted circuit breaker 3-pole, size I, IEC In=800A to 690V, AC50/60Hz Icu=66kA at 500V rear connection horizontal Overcurrent release ETU 45 LSING protection adjustable 0.4-1 in with cubicle bus and Ground fault protection Opt.: Comm./measuring func./ZSS Motorized/manual operating mechanism with spring charging motor AC 50/60 Hz 208-240 V or 220-250 V DC Activation AC 50/60 Hz 230 V, 220 V DC With 1st auxiliary release Shunt release "F", F1 50/60 Hz 230 V AC/220 V DC, 100% on-load factor without 2nd auxiliary release 2NO+2NC A61= Special packaging for increased transport requirements, for foam packaging carton packaging with wax coating (moisture protection) U01= with label for export to USA | - | 0 | 0
3WL1108-4CB32-4AN2-Z | A05A61S07T40U01 | 3WL1108-4CB32-4AN2-ZA05A61S07T40U01 | 1 | UN | 1 | 5 | B | D | EAR99 | N | 85362090 | 1 |  | 43 | KG | 10349.83 | 10349.83 | LP25 | LP25 | fixed-mounted circuit breaker 3-pole, size I, IEC In=800A to 690V, AC50/60Hz Icu=85kA at 500V rear connection horizontal Overcurrent release ETU 25 LSI protection adjustable 0.4-1 in Motorized/manual operating mechanism with spring charging motor AC 50/60 Hz 208-240 V or 220-250 V DC Activation AC 50/60 Hz 230 V, 220 V DC without 1st auxiliary release With 2nd auxiliary release "R", F3 Undervoltage, instant. 208-240 V AC, 220-250 V DC 2NO+2NC A05= Version for 1000 V A61= Special packaging for increased transport requirements, for foam packaging carton packaging with wax coating (moisture protection) S07= Locking device in OFF position w. 4 bracket locks (safe OFF/disconnector functionality) Disconnector condition IEC 60947-2 T40= Door sealing frame U01= with label for export to USA | - | 0 | 0
3WL1108-4EB36-4GA4-Z | A61C22K07R16R21U01 | 3WL1108-4EB36-4GA4-ZA61C22K07R16R21U01 | 1 | UN | 1 | 5 | B | D | EAR99 | N | 85362090 | 1 |  | 70 | KG | 12273.78 | 12273.78 | LP25 | LP25 | withdrawable circuit breaker with guide frame 3-pole, size I, IEC In=800A to 690V, AC50/60Hz Icu=85kA at 500V rear connection horizontal Overcurrent release ETU 45 LSIN protection adjustable 0.4-1 in with cubicle bus Opt.: Comm. /measuring func./ground fault/ ZSS Motorized/manual operating mechanism with spring charging motor AC 50/60 Hz 208-240 V or 220-250 V DC Activation AC 50/60 Hz 230 V, 220 V DC With 1st auxiliary release Shunt release "F", F1 50/60 Hz 230 V AC/220 V DC, 100% on-load factor without 2nd auxiliary release 4NO+4NC A61= Special packaging for increased transport requirements, for foam packaging carton packaging with wax coating (moisture protection) C22= Ready indicator K07= Tripped signaling contact, 1 CO not possible with option F02 R16= Position signaling switch, withdrawable part 6 changeover contacts R21= Shutter 2-part can be locked with padlock U01= with label for export to USA | - | 0 | 0
3WL1110-2CB35-5AM2-Z | A61U01 | 3WL1110-2CB35-5AM2-ZA61U01 | 1 | UN | 1 | 5 | B | D | EAR99 | N | 85362090 | 1 |  | 45 | KG | 8246.17 | 8246.17 | LP25 | LP25 | withdrawable circuit breaker without guide frame 3-pole, size I, IEC In=1000A to 690V, AC50/60Hz Icu=55kA at 500V rear connection horizontal Overcurrent release ETU 25 LSI protection adjustable 0.4-1 in Motorized/manual operating mechanism with spring charging motor AC 50/60 Hz 110-127 V AC or 110-125 V DC Activation 50/60 Hz 110 V AC, 110 V DC without 1st auxiliary release With 2nd auxiliary release "R", F3 Undervoltage, instant. 110-127 V AC, 110-125 V DC 2NO+2NC A61= Special packaging for increased transport requirements, for foam packaging carton packaging with wax coating (moisture protection) U01= with label for export to USA | - | 0 | 0
3WL1110-3CB33-4AJ2-Z | A61U01 | 3WL1110-3CB33-4AJ2-ZA61U01 | 1 | UN | 1 | 5 | B | D | EAR99 | N | 85362090 | 1 |  | 54.4 | KG | 8772.67 | 8772.67 | LP25 | LP25 | fixed-mounted circuit breaker 3-pole, size I, IEC In=1000A to 690V, AC50/60Hz Icu=66kA at 500V frnt.conn. top/bot. single-hole Overcurrent release ETU 25 LSI protection adjustable 0.4-1 in Motorized/manual operating mechanism with spring charging motor AC 50/60 Hz 208-240 V or 220-250 V DC Activation AC 50/60 Hz 230 V, 220 V DC without 1st auxiliary release With 2nd auxiliary release "R", F3 Undervoltage, instant. 24 V DC 2NO+2NC A61= Special packaging for increased transport requirements, for foam packaging carton packaging with wax coating (moisture protection) U01= with label for export to USA | - | 0 | 0
3WL1110-3EG45-1FR2-Z | A61F23K07S01U01 | 3WL1110-3EG45-1FR2-ZA61F23K07S01U01 | 1 | UN | 1 | 5 | B | D | EAR99 | N | 85362090 | 1 |  | 54 | KG | 13776.06 | 13776.06 | LP25 | LP25 | withdrawable circuit breaker without guide frame 4-pole, size I, IEC In=1000A to 690V, AC50/60Hz Icu=66kA at 500V rear connection horizontal Overcurrent release ETU 45 LSING protection adjustable 0.4-1 in with cubicle bus and Ground fault protection Opt.: Comm./measuring func./ZSS With manual operating mechanism with storage with mechanical request With 1st auxiliary release Shunt release "F", F1 50/60 Hz 110 V AC/110 V DC, 100% on-load factor With 2nd auxiliary release "RC", F4 Undervoltage, Delay 0.2-3.2s 110-127 V AC, 110-125 V DC, 100% ED 2NO+2NC A61= Special packaging for increased transport requirements, for foam packaging carton packaging with wax coating (moisture protection) F23= Internal current transformers 4-pole switch BGI K07= Tripped signaling contact, 1 CO not possible with option F02 S01= CES locking device in Off position Disconnector condition Safe Off/disconnector function U01= with label for export to USA | - | 0 | 0
3WL1110-3FB36-4BA4-Z | A61U01 | 3WL1110-3FB36-4BA4-ZA61U01 | 1 | UN | 1 | 5 | B | D | EAR99 | N | 85362090 | 1 |  | 70 | KG | 11331.46 | 11331.46 | LP25 | LP25 | withdrawable circuit breaker with guide frame 3-pole, size I, IEC In=1000A to 690V, AC50/60Hz Icu=66kA at 500V rear connection horizontal Overcurrent release ETU45 LSIN protection adjustable 0.4-1 in with display and cubicle bus Opt.: Comm. /measuring func./ground fault/ ZSS Motorized/manual operating mechanism with spring charging motor AC 50/60 Hz 208-240 V or 220-250 V DC Activation AC 50/60 Hz 230 V, 220 V DC With 1st auxiliary release Shunt release "F", F1 24 V DC; 100% ON period without 2nd auxiliary release 4NO+4NC A61= Special packaging for increased transport requirements, for foam packaging carton packaging with wax coating (moisture protection) U01= with label for export to USA | - | 0 | 0
3WL1110-3FB36-5FA2-Z | A61B12U01 | 3WL1110-3FB36-5FA2-ZA61B12U01 | 1 | UN | 1 | 5 | B | D | EAR99 | N | 85362090 | 1 |  | 70 | KG | 10992.16 | 10992.16 | LP25 | LP25 | withdrawable circuit breaker with guide frame 3-pole, size I, IEC In=1000A to 690V, AC50/60Hz Icu=66kA at 500V rear connection horizontal Overcurrent release ETU45 LSIN protection adjustable 0.4-1 in with display and cubicle bus Opt.: Comm. /measuring func./ground fault/ ZSS Motorized/manual operating mechanism with spring charging motor AC 50/60 Hz 110-127 V AC or 110-125 V DC Activation 50/60 Hz 110 V AC, 110 V DC With 1st auxiliary release Shunt release "F", F1 50/60 Hz 110 V AC/110 V DC, 100% on-load factor without 2nd auxiliary release 2NO+2NC A61= Special packaging for increased transport requirements, for foam packaging carton packaging with wax coating (moisture protection) B12= Rated current reference module 1250 A for ETU25, 27, 45, 55, 75, 76 for setting rated current in U01= with label for export to USA | - | 0 | 0
3WL1110-4EB37-6BJ4-Z | A61K07T40U01 | 3WL1110-4EB37-6BJ4-ZA61K07T40U01 | 1 | UN | 1 | 5 | B | D | EAR99 | N | 85362090 | 1 |  | 70 | KG | 12647.01 | 12647.01 | LP25 | LP25 | withdrawable circuit breaker with guide frame 3-pole, size I, IEC In=1000A to 690V, AC50/60Hz Icu=85kA at 500V rear connection vertical Overcurrent release ETU 45 LSIN protection adjustable 0.4-1 in with cubicle bus Opt.: Comm. /measuring func./ground fault/ ZSS Motorized/manual operating mechanism with spring charging motor 24-30 V DC Activation 24 V DC With 1st auxiliary release Shunt release "F", F1 24 V DC; 100% ON period With 2nd auxiliary release "R", F3 Undervoltage, instant. 24 V DC 4NO+4NC A61= Special packaging for increased transport requirements, for foam packaging carton packaging with wax coating (moisture protection) K07= Tripped signaling contact, 1 CO not possible with option F02 T40= Door sealing frame U01= with label for export to USA | - | 0 | 0
3WL1112-2AA33-4AS2-Z | A61C22U01 | 3WL1112-2AA33-4AS2-ZA61C22U01 | 1 | UN | 1 | 5 | B | D | EAR99 | N | 85362090 | 1 |  | 43 | KG | 7802.74 | 7802.74 | LP25 | LP25 | fixed-mount non-aut. circuit-b. 3-pole, size I, IEC In=1250A to 690V, AC50/60Hz Icu=55kA at 500V frnt.conn. top/bot. single-hole without overcurrent release Motorized/manual operating mechanism with spring charging motor AC 50/60 Hz 208-240 V or 220-250 V DC Activation AC 50/60 Hz 230 V, 220 V DC without 1st auxiliary release With 2nd auxiliary release "RC", F4 Undervoltage, Delay 0.2-3.2s 208-240 V AC, 220-250 V DC, 100% ED 2NO+2NC A61= Special packaging for increased transport requirements, for foam packaging carton packaging with wax coating (moisture protection) C22= Ready indicator U01= with label for export to USA | - | 0 | 0
3WL1112-2BB34-4AN2-Z | A61C22F31U01 | 3WL1112-2BB34-4AN2-ZA61C22F31U01 | 1 | UN | 1 | 5 | B | D | EAR99 | N | 85362090 | 1 |  | 43 | KG | 10269.1 | 10269.1 | LP25 | LP25 | fixed-mounted circuit breaker 3-pole, size I, IEC In=1250A to 690V, AC50/60Hz Icu=55kA at 500V frnt.conn. top/bot. dual-hole Overcurrent release ETU 15 LI protection adjustable 0.5-1 in Motorized/manual operating mechanism with spring charging motor AC 50/60 Hz 208-240 V or 220-250 V DC Activation AC 50/60 Hz 230 V, 220 V DC without 1st auxiliary release With 2nd auxiliary release "R", F3 Undervoltage, instant. 208-240 V AC, 220-250 V DC 2NO+2NC A61= Special packaging for increased transport requirements, for foam packaging carton packaging with wax coating (moisture protection) C22= Ready indicator F31= EMC filter U01= with label for export to USA | - | 0 | 0
3WL1112-2BB34-4AN2-Z | A61C22U01 | 3WL1112-2BB34-4AN2-ZA61C22U01 | 1 | UN | 1 | 5 | B | D | EAR99 | N | 85362090 | 1 |  | 43 | KG | 8958.7 | 8958.7 | LP25 | LP25 | fixed-mounted circuit breaker 3-pole, size I, IEC In=1250A to 690V, AC50/60Hz Icu=55kA at 500V frnt.conn. top/bot. dual-hole Overcurrent release ETU 15 LI protection adjustable 0.5-1 in Motorized/manual operating mechanism with spring charging motor AC 50/60 Hz 208-240 V or 220-250 V DC Activation AC 50/60 Hz 230 V, 220 V DC without 1st auxiliary release With 2nd auxiliary release "R", F3 Undervoltage, instant. 208-240 V AC, 220-250 V DC 2NO+2NC A61= Special packaging for increased transport requirements, for foam packaging carton packaging with wax coating (moisture protection) C22= Ready indicator U01= with label for export to USA | - | 0 | 0
3WL1112-2BB34-4AN2-Z | A61U01 | 3WL1112-2BB34-4AN2-ZA61U01 | 1 | UN | 1 | 5 | B | D | EAR99 | N | 85362090 | 1 |  | 43 | KG | 8772.67 | 8772.67 | LP25 | LP25 | fixed-mounted circuit breaker 3-pole, size I, IEC In=1250A to 690V, AC50/60Hz Icu=55kA at 500V frnt.conn. top/bot. dual-hole Overcurrent release ETU 15 LI protection adjustable 0.5-1 in Motorized/manual operating mechanism with spring charging motor AC 50/60 Hz 208-240 V or 220-250 V DC Activation AC 50/60 Hz 230 V, 220 V DC without 1st auxiliary release With 2nd auxiliary release "R", F3 Undervoltage, instant. 208-240 V AC, 220-250 V DC 2NO+2NC A61= Special packaging for increased transport requirements, for foam packaging carton packaging with wax coating (moisture protection) U01= with label for export to USA | - | 0 | 0
3WL1112-2EB36-4BJ4-Z | A61C22K07R16U01 | 3WL1112-2EB36-4BJ4-ZA61C22K07R16U01 | 1 | UN | 1 | 5 | B | D | EAR99 | N | 85362090 | 1 |  | 76 | KG | 11946.18 | 11946.18 | LP25 | LP25 | withdrawable circuit breaker with guide frame 3-pole, size i, IEC In=1250A to 690V, AC50/60Hz Icu=55kA at 500V rear connection horizontal Overcurrent release ETU 45 LSIN protection adjustable 0.4-1 in with cubicle bus Opt.: Comm. /measuring func./ground fault/ ZSS Motorized/manual operating mechanism with spring charging motor AC 50/60 Hz 208-240 V or 220-250 V DC Activation AC 50/60 Hz 230 V, 220 V DC With 1st auxiliary release Shunt release "F", F1 24 V DC; 100% ON period With 2nd auxiliary release "R", F3 Undervoltage, instant. 24 V DC 4NO+4NC A61= Special packaging for increased transport requirements, for foam packaging carton packaging with wax coating (moisture protection) C22= Ready indicator K07= Tripped signaling contact, 1 CO not possible with option F02 R16= Position signaling switch, withdrawable part 6 changeover contacts U01= with label for export to USA | - | 0 | 0
3WL1112-2EB36-5BM4-Z | A61B10K07R15T40U01 | 3WL1112-2EB36-5BM4-ZA61B10K07R15T40U01 | 1 | UN | 1 | 5 | B | D | EAR99 | N | 85362090 | 1 |  | 76 | KG | 11856.09 | 11856.09 | LP25 | LP25 | withdrawable circuit breaker with guide frame 3-pole, size i, IEC In=1250A to 690V, AC50/60Hz Icu=55kA at 500V rear connection horizontal Overcurrent release ETU 45 LSIN protection adjustable 0.4-1 in with cubicle bus Opt.: Comm. /measuring func./ground fault/ ZSS Motorized/manual operating mechanism with spring charging motor AC 50/60 Hz 110-127 V AC or 110-125 V DC Activation 50/60 Hz 110 V AC, 110 V DC With 1st auxiliary release Shunt release "F", F1 24 V DC; 100% ON period With 2nd auxiliary release "R", F3 Undervoltage, instant. 110-127 V AC, 110-125 V DC 4NO+4NC A61= Special packaging for increased transport requirements, for foam packaging carton packaging with wax coating (moisture protection) B10= Rated current reference module 1000 A for ETU25, 27, 45, 55, 75, 76 for setting rated current in K07= Tripped signaling contact, 1 CO not possible with option F02 R15= Position signaling switch, withdrawable part 3 changeover contacts T40= Door sealing frame U01= with label for export to USA | - | 0 | 0