1PH8184-1HF00-2EA1-Z | V92 | 1PH8184-1HF00-2EA1-ZV92 | 1 | UN | 1 | 30 | D | D | N | N | 85015290 | 1 |  | 350 | KG | 6464.98 | 6464.98 | MC05 | MC05 | SIMOTICS M Compact induction motor 1500rpm, 51kW 325Nm, 116A, 335V 1750rpm, 60kW 327Nm, 120 A, 390V 2000rpm, 68kW 325Nm, 118A, 405V forced ventilation Direction of air flow DE-->NDE Degree of protection IP55 Incremental encoder HTL 1024 S/R (encoder HTL1024S/R) With temperature sensor KTY 84-130 DESIGN IM B3 (IMB6, IMB7, IMB8, IMV6) SHAFT WITH FITTED KEY HALF-KEY BALANCING BEARING: GREATER CANTILEVER FORCES; VIBRATION SEVERITY GRADE A; SHAFT AND FLANGE ACCURACY GR. N TERMINAL BOX (ABOVE) CABLE ENTRY ON THE RIGHT SIGNAL CONNECTION D-END V92: 1PH7184-COMPATIBLE SHAFT END 60 MM X 140 MM | - | 0 | 0
1PH8184-1HF01-1EA1 |  | 1PH8184-1HF01-1EA1 | 1 | UN | 1 | 30 | D | D | N | N | 85015290 | 1 |  | 350 | KG | 6570.42 | 6570.42 | MC05 | MC05 | SIMOTICS M Compact induction motor 1500rpm, 51kW 325Nm, 116A, 335V 1750rpm, 60kW 327Nm, 120 A, 390V 2000rpm, 68kW 325Nm, 118A, 405V forced ventilation Direction of air flow DE-->NDE Degree of protection IP55 Incremental encoder HTL 1024 S/R (encoder HTL1024S/R) With temperature sensor KTY 84-130 DESIGN IM V5 SHAFT WITH FITTED KEY FULL-KEY BALANCING BEARING: GREATER CANTILEVER FORCES; VIBRATION SEVERITY GRADE A; SHAFT AND FLANGE ACCURACY GR. N TERMINAL BOX (ABOVE) CABLE ENTRY ON THE RIGHT SIGNAL CONNECTION D-END | - | 0 | 0
1PH8184-1HF03-1BA1 |  | 1PH8184-1HF03-1BA1 | 1 | UN | 1 | 30 | D | D | N | N | 85015290 | 1 |  | 350 | KG | 6962.44 | 6962.44 | MC05 | MC05 | SIMOTICS M Compact induction motor 1500rpm, 51kW 325Nm, 116A, 335V 1750rpm, 60kW 327Nm, 120 A, 390V 2000rpm, 68kW 325Nm, 118A, 405V forced ventilation Direction of air flow DE-->NDE Degree of protection IP55 Incremental encoder HTL 1024 S/R (encoder HTL1024S/R) With temperature sensor KTY 84-130 Design IM B35 with flange A450 (IM V35) SHAFT WITH FITTED KEY FULL-KEY BALANCING BEARING: STANDARD VIBRATION SEVERITY GRADE R/A; SHAFT A.FLANGE ACCURACY GR. R TERMINAL BOX (ABOVE) CABLE ENTRY ON THE RIGHT SIGNAL CONNECTION D-END | - | 0 | 0
1PH8184-1HF03-2AA1-Z | K90V92 | 1PH8184-1HF03-2AA1-ZK90V92 | 1 | UN | 1 | 30 | D | D | N | N | 85015290 | 1 |  | 350 | KG | 7064.13 | 7064.13 | MC05 | MC05 | SIMOTICS M Compact induction motor 1500rpm, 51kW 325Nm, 116A, 335V 1750rpm, 60kW 327Nm, 120 A, 390V 2000rpm, 68kW 325Nm, 118A, 405V forced ventilation Direction of air flow DE-->NDE Degree of protection IP55 Incremental encoder HTL 1024 S/R (encoder HTL1024S/R) With temperature sensor KTY 84-130 Design IM B35 with flange A450 (IM V35) SHAFT WITH FITTED KEY HALF-KEY BALANCING BEARING: STANDARD VIBRATION SEVERITY GRADE A; SHAFT A.FLANGE ACCURACY GR.N TERMINAL BOX (ABOVE) CABLE ENTRY ON THE RIGHT SIGNAL CONNECTION D-END K90: Version with flange size A400 V92: 1PH7184-COMPATIBLE SHAFT END 60 MM X 140 MM | - | 0 | 0
1PH8184-1HF03-2AB1-Z | K90V92 | 1PH8184-1HF03-2AB1-ZK90V92 | 1 | UN | 1 | 30 | D | D | N | N | 85015290 | 1 |  | 350 | KG | 7064.13 | 7064.13 | MC05 | MC05 | SIMOTICS M Compact induction motor 1500rpm, 51kW 325Nm, 116A, 335V 1750rpm, 60kW 327Nm, 120 A, 390V 2000rpm, 68kW 325Nm, 118A, 405V forced ventilation Direction of air flow DE-->NDE Degree of protection IP55 Incremental encoder HTL 1024 S/R (encoder HTL1024S/R) With temperature sensor KTY 84-130 Design IM B35 with flange A450 (IM V35) SHAFT WITH FITTED KEY HALF-KEY BALANCING BEARING: STANDARD VIBRATION SEVERITY GRADE A; SHAFT A.FLANGE ACCURACY GR.N TERMINAL BOX (ABOVE) CABLE ENTRY ON THE LEFT SIGNAL CONNECTION D-END K90: Version with flange size A400 V92: 1PH7184-COMPATIBLE SHAFT END 60 MM X 140 MM | - | 0 | 0
1PH8184-1HF10-1BA1 |  | 1PH8184-1HF10-1BA1 | 1 | UN | 1 | 30 | D | D | N | N | 85015290 | 1 |  | 350 | KG | 6178.36 | 6178.36 | MC05 | MC05 | SIMOTICS M Compact induction motor 1500rpm, 51kW 325Nm, 116A, 335V 1750rpm, 60kW 327Nm, 120 A, 390V 2000rpm, 68kW 325Nm, 118A, 405V forced ventilation Direction of air flow NDE-->DE Degree of protection IP55 Incremental encoder HTL 1024 S/R (encoder HTL1024S/R) With temperature sensor KTY 84-130 DESIGN IM B3 (IMB6, IMB7, IMB8, IMV6) SHAFT WITH FITTED KEY FULL-KEY BALANCING BEARING: STANDARD VIBRATION SEVERITY GRADE R/A; SHAFT A.FLANGE ACCURACY GR. R TERMINAL BOX (ABOVE) CABLE ENTRY ON THE RIGHT SIGNAL CONNECTION D-END | - | 0 | 0
1PH8184-1HF10-1EA1-Z | K40L27P00V92Y84 | 1PH8184-1HF10-1EA1-ZK40L27P00V92Y84 | 1 | UN | 1 | 30 | D | D | N | N | 85015290 | 1 |  | 350 | KG | 7718.36 | 7718.36 | MC05 | MC05 | SIMOTICS M Compact induction motor 1500rpm, 51kW 325Nm, 116A, 335V 1750rpm, 60kW 327Nm, 120 A, 390V 2000rpm, 68kW 325Nm, 118A, 405V forced ventilation Direction of air flow NDE-->DE Degree of protection IP55 Incremental encoder HTL 1024 S/R (encoder HTL1024S/R) With temperature sensor KTY 84-130 DESIGN IM B3 (IMB6, IMB7, IMB8, IMV6) SHAFT WITH FITTED KEY FULL-KEY BALANCING BEARING: GREATER CANTILEVER FORCES; VIBRATION SEVERITY GRADE A; SHAFT AND FLANGE ACCURACY GR. N TERMINAL BOX (ABOVE) CABLE ENTRY ON THE RIGHT SIGNAL CONNECTION D-END K40: RELUBRICATING EQUIPMENT DRIVE END AND NON-DRIVE END L27: INSULATED VERSION NON-DRIVE END BEARING P00: CABLE ENTRY PLATE NOT DRILLED V92: 1PH7184-COMPATIBLE SHAFT END 60 MM X 140 MM Y84: CUSTOMER IDENTNUMBER ON THE RATING PLATE (MAX. 30 SIGNS) | - | 0 | 0
1PH8184-1HF10-2BA1-Z | G14K10L27 | 1PH8184-1HF10-2BA1-ZG14K10L27 | 1 | UN | 1 | 30 | D | D | N | N | 85015290 | 1 |  | 350 | KG | 8239.92 | 8239.92 | MC05 | MC05 | SIMOTICS M Compact induction motor 1500rpm, 51kW 325Nm, 116A, 335V 1750rpm, 60kW 327Nm, 120 A, 390V 2000rpm, 68kW 325Nm, 118A, 405V forced ventilation Direction of air flow NDE-->DE Degree of protection IP55 Incremental encoder HTL 1024 S/R (encoder HTL1024S/R) With temperature sensor KTY 84-130 DESIGN IM B3 (IMB6, IMB7, IMB8, IMV6) SHAFT WITH FITTED KEY HALF-KEY BALANCING BEARING: STANDARD VIBRATION SEVERITY GRADE R/A; SHAFT A.FLANGE ACCURACY GR. R TERMINAL BOX (ABOVE) CABLE ENTRY ON THE RIGHT SIGNAL CONNECTION D-END G14: FAN ASSEMBLY WITH AIR FILTER K10: TERMINAL BOX NON DRIVE-END CABLE ROUTING DRIVE END SIGNAL CONNECTION TOP L27: INSULATED VERSION NON-DRIVE END BEARING | - | 0 | 0
1PH8184-1HF10-2BA1-Z | L76 | 1PH8184-1HF10-2BA1-ZL76 | 1 | UN | 1 | 30 | D | D | N | N | 85015290 | 1 |  | 358 | KG | 6299.25 | 6299.25 | MC05 | MC05 | SIMOTICS M Compact induction motor 1500rpm, 51kW 325Nm, 116A, 335V 1750rpm, 60kW 327Nm, 120 A, 390V 2000rpm, 68kW 325Nm, 118A, 405V forced ventilation Direction of air flow NDE-->DE Degree of protection IP55 Incremental encoder HTL 1024 S/R (encoder HTL1024S/R) With temperature sensor KTY 84-130 DESIGN IM B3 (IMB6, IMB7, IMB8, IMV6) SHAFT WITH FITTED KEY HALF-KEY BALANCING BEARING: STANDARD VIBRATION SEVERITY GRADE R/A; SHAFT A.FLANGE ACCURACY GR. R TERMINAL BOX (ABOVE) CABLE ENTRY ON THE RIGHT SIGNAL CONNECTION D-END L76: EC fan 400 V 3 AC 50/60 Hz | - | 0 | 0
1PH8184-1HF13-2AA1-Z | G14K90L27V92 | 1PH8184-1HF13-2AA1-ZG14K90L27V92 | 1 | UN | 1 | 30 | D | D | N | N | 85015290 | 1 |  | 350 | KG | 8134.5 | 8134.5 | MC05 | MC05 | SIMOTICS M Compact induction motor 1500rpm, 51kW 325Nm, 116A, 335V 1750rpm, 60kW 327Nm, 120 A, 390V 2000rpm, 68kW 325Nm, 118A, 405V forced ventilation Direction of air flow NDE-->DE Degree of protection IP55 Incremental encoder HTL 1024 S/R (encoder HTL1024S/R) With temperature sensor KTY 84-130 Design IM B35 with flange A450 (IM V35) SHAFT WITH FITTED KEY HALF-KEY BALANCING BEARING: STANDARD VIBRATION SEVERITY GRADE A; SHAFT A.FLANGE ACCURACY GR.N TERMINAL BOX (ABOVE) CABLE ENTRY ON THE RIGHT SIGNAL CONNECTION D-END G14: FAN ASSEMBLY WITH AIR FILTER K90: Version with flange size A400 L27: INSULATED VERSION NON-DRIVE END BEARING V92: 1PH7184-COMPATIBLE SHAFT END 60 MM X 140 MM | - | 0 | 0
1PH8184-1HF13-2BD1-Z | K40L75 | 1PH8184-1HF13-2BD1-ZK40L75 | 1 | UN | 1 | 40 | X | D | N | N | 85015290 | 1 |  | 358 | KG | 8079.11 | 8079.11 | MC05 | MC05 | SIMOTICS M Compact induction motor 1500rpm, 51kW 325Nm, 116A, 335V 1750rpm, 60kW 327Nm, 120 A, 390V 2000rpm, 68kW 325Nm, 118A, 405V forced ventilation Direction of air flow NDE-->DE Degree of protection IP55 Incremental encoder HTL 1024 S/R (encoder HTL1024S/R) With temperature sensor KTY 84-130 Design IM B35 with flange A450 (IM V35) SHAFT WITH FITTED KEY HALF-KEY BALANCING BEARING: STANDARD VIBRATION SEVERITY GRADE R/A; SHAFT A.FLANGE ACCURACY GR. R TERMINAL BOX (ABOVE) CABLE ENTRY ON THE D-END SIGNAL CONNECTION RIGHT K40: RELUBRICATING EQUIPMENT DRIVE END AND NON-DRIVE END L75: FAN SPECIAL VERSION 3 AC 400 V DEGREE OF PROTECTION IP 65 | - | 0 | 0
1PH8184-1HF30-1EA1-Z | P01V92 | 1PH8184-1HF30-1EA1-ZP01V92 | 1 | UN | 1 | 30 | D | D | N | N | 85015381 | 1 |  | 350 | KG | 7483.04 | 7483.04 | MC05 | MC05 | SIMOTICS M Compact induction motor 1500rpm, 76kW 484Nm, 162A, 335V 1750rpm, 89kW 486Nm, 162A, 390V 2000rpm, 98kW 468Nm, 156A, 450 V Open-circuit ventilation Direction of air flow DE-->NDE Degree of protection IP23 Incremental encoder HTL 1024 S/R (encoder HTL1024S/R) With temperature sensor KTY 84-130 DESIGN IM B3 (IMB6, IMB7, IMB8, IMV6) SHAFT WITH FITTED KEY FULL-KEY BALANCING BEARING: GREATER CANTILEVER FORCES; VIBRATION SEVERITY GRADE A; SHAFT AND FLANGE ACCURACY GR. N TERMINAL BOX (ABOVE) CABLE ENTRY ON THE RIGHT SIGNAL CONNECTION D-END P01: CABLE ENTRY PLATE 3 X M63 X 1.5 (ONLY AT 1XB7700-P..) V92: 1PH7184-COMPATIBLE SHAFT END 60 MM X 140 MM | - | 0 | 0
1PH8184-1HF30-1EA1-Z | V92 | 1PH8184-1HF30-1EA1-ZV92 | 1 | UN | 1 | 30 | D | D | N | N | 85015381 | 1 |  | 350 | KG | 7305.52 | 7305.52 | MC05 | MC05 | SIMOTICS M Compact induction motor 1500rpm, 76kW 484Nm, 162A, 335V 1750rpm, 89kW 486Nm, 162A, 390V 2000rpm, 98kW 468Nm, 156A, 450 V Open-circuit ventilation Direction of air flow DE-->NDE Degree of protection IP23 Incremental encoder HTL 1024 S/R (encoder HTL1024S/R) With temperature sensor KTY 84-130 DESIGN IM B3 (IMB6, IMB7, IMB8, IMV6) SHAFT WITH FITTED KEY FULL-KEY BALANCING BEARING: GREATER CANTILEVER FORCES; VIBRATION SEVERITY GRADE A; SHAFT AND FLANGE ACCURACY GR. N TERMINAL BOX (ABOVE) CABLE ENTRY ON THE RIGHT SIGNAL CONNECTION D-END V92: 1PH7184-COMPATIBLE SHAFT END 60 MM X 140 MM | - | 0 | 0
1PH8184-1HL00-2EC1-Z | L00L03V92 | 1PH8184-1HL00-2EC1-ZL00L03V92 | 1 | UN | 1 | 30 | D | D | N | N | 85015381 | 1 |  | 350 | KG | 9407.3 | 9407.3 | MC05 | MC05 | SIMOTICS M Compact induction motor 2500rpm, 78kW 298Nm, 166A, 340V 2900rpm, 81kW 267Nm, 152A, 395V 3400rpm, 65kW 183Nm, 120 A, 460 V forced ventilation Direction of air flow DE-->NDE Degree of protection IP55 Incremental encoder HTL 1024 S/R (encoder HTL1024S/R) With temperature sensor KTY 84-130 DESIGN IM B3 (IMB6, IMB7, IMB8, IMV6) SHAFT WITH FITTED KEY HALF-KEY BALANCING BEARING: GREATER CANTILEVER FORCES; VIBRATION SEVERITY GRADE A; SHAFT AND FLANGE ACCURACY GR. N TERMINAL BOX (ABOVE) CABLE ENTRY ON THE ND-END SIGNAL CONNECTION RIGHT L00: NEXT BIGGER TERMINAL BOX (1XB7322 --> 1XB7422, 1XB7422 --> 1XB7700) L03: Increased vibration stress V92: 1PH7184-COMPATIBLE SHAFT END 60 MM X 140 MM | - | 0 | 0
1PH8184-1HL05-2AD1-Z | K90V92 | 1PH8184-1HL05-2AD1-ZK90V92 | 1 | UN | 1 | 30 | D | D | N | N | 85015381 | 1 |  | 350 | KG | 7226.86 | 7226.86 | MC05 | MC05 | SIMOTICS M Compact induction motor 2500rpm, 78kW 298Nm, 166A, 340V 2900rpm, 81kW 267Nm, 152A, 395V 3400rpm, 65kW 183Nm, 120 A, 460 V forced ventilation Direction of air flow DE-->NDE Degree of protection IP55 Incremental encoder HTL 1024 S/R (encoder HTL1024S/R) With temperature sensor KTY 84-130 Design IM V15 with flange A450 SHAFT WITH FITTED KEY HALF-KEY BALANCING BEARING: STANDARD VIBRATION SEVERITY GRADE A; SHAFT A.FLANGE ACCURACY GR.N TERMINAL BOX (ABOVE) CABLE ENTRY ON THE D-END SIGNAL CONNECTION RIGHT K90: Version with flange size A400 V92: 1PH7184-COMPATIBLE SHAFT END 60 MM X 140 MM | - | 0 | 0
1PH8184-1HL05-2AD1-Z | L75V92 | 1PH8184-1HL05-2AD1-ZL75V92 | 1 | UN | 1 | 40 | X | D | N | N | 85015381 | 1 |  | 358 | KG | 7877.52 | 7877.52 | MC05 | MC05 | SIMOTICS M Compact induction motor 2500rpm, 78kW 298Nm, 166A, 340V 2900rpm, 81kW 267Nm, 152A, 395V 3400rpm, 65kW 183Nm, 120 A, 460 V forced ventilation Direction of air flow DE-->NDE Degree of protection IP55 Incremental encoder HTL 1024 S/R (encoder HTL1024S/R) With temperature sensor KTY 84-130 Design IM V15 with flange A450 SHAFT WITH FITTED KEY HALF-KEY BALANCING BEARING: STANDARD VIBRATION SEVERITY GRADE A; SHAFT A.FLANGE ACCURACY GR.N TERMINAL BOX (ABOVE) CABLE ENTRY ON THE D-END SIGNAL CONNECTION RIGHT L75: FAN SPECIAL VERSION 3 AC 400 V DEGREE OF PROTECTION IP 65 V92: 1PH7184-COMPATIBLE SHAFT END 60 MM X 140 MM | - | 0 | 0
1PH8184-1HL05-2AD1-Z | V92 | 1PH8184-1HL05-2AD1-ZV92 | 1 | UN | 1 | 30 | D | D | N | N | 85015381 | 1 |  | 350 | KG | 7226.86 | 7226.86 | MC05 | MC05 | SIMOTICS M Compact induction motor 2500rpm, 78kW 298Nm, 166A, 340V 2900rpm, 81kW 267Nm, 152A, 395V 3400rpm, 65kW 183Nm, 120 A, 460 V forced ventilation Direction of air flow DE-->NDE Degree of protection IP55 Incremental encoder HTL 1024 S/R (encoder HTL1024S/R) With temperature sensor KTY 84-130 Design IM V15 with flange A450 SHAFT WITH FITTED KEY HALF-KEY BALANCING BEARING: STANDARD VIBRATION SEVERITY GRADE A; SHAFT A.FLANGE ACCURACY GR.N TERMINAL BOX (ABOVE) CABLE ENTRY ON THE D-END SIGNAL CONNECTION RIGHT V92: 1PH7184-COMPATIBLE SHAFT END 60 MM X 140 MM | - | 0 | 0
1PH8184-1HL13-2BB1 |  | 1PH8184-1HL13-2BB1 | 1 | UN | 1 | 30 | D | D | N | N | 85015381 | 1 |  | 350 | KG | 6962.44 | 6962.44 | MC05 | MC05 | SIMOTICS M Compact induction motor 2500rpm, 78kW 298Nm, 166A, 340V 2900rpm, 81kW 267Nm, 152A, 395V 3400rpm, 65kW 183Nm, 120 A, 460 V forced ventilation Direction of air flow NDE-->DE Degree of protection IP55 Incremental encoder HTL 1024 S/R (encoder HTL1024S/R) With temperature sensor KTY 84-130 Design IM B35 with flange A450 (IM V35) SHAFT WITH FITTED KEY HALF-KEY BALANCING BEARING: STANDARD VIBRATION SEVERITY GRADE R/A; SHAFT A.FLANGE ACCURACY GR. R TERMINAL BOX (ABOVE) CABLE ENTRY ON THE LEFT SIGNAL CONNECTION D-END | - | 0 | 0
1PH8184-1HL20-0LD1 |  | 1PH8184-1HL20-0LD1 | 1 | UN | 1 | 30 | D | D | N | N | 85015381 | 1 |  | 340 | KG | 12837.59 | 12837.59 | MC05 | MC05 | SIMOTICS M Compact induction motor 2500rpm, 95kW 363Nm, 196A, 340V 2900rpm, 102kW 336Nm, 185A, 395V 3400rpm, 100 kW 281Nm, 158A, 460 V water cooling Degree of protection IP55 Incremental encoder HTL 1024 S/R (encoder HTL1024S/R) With temperature sensor KTY 84-130 DESIGN IM B3 (IMB6, IMB7, IMB8, IMV6) PLAIN SHAFT WITHOUT FITTED KEY; BEARING: PERFORMANCE VIBRATION SEVERITY GRADE SR/B SHAFT A. FLANGE ACCURACY GR. R TERMINAL BOX (ABOVE) CABLE ENTRY ON THE D-END SIGNAL CONNECTION RIGHT | - | 0 | 0
1PH8184-1JB40-1CB1-Z | G14K23K40L27V92 | 1PH8184-1JB40-1CB1-ZG14K23K40L27V92 | 1 | UN | 1 | 30 | D | D | N | N | 85015230 | 1 |  | 350 | KG | 9682.06 | 9682.06 | MC05 | MC05 | SIMOTICS M Compact induction motor 400rpm, 24.5kW 585Nm, 67A, 300V 500 rpm, 30 kW 573Nm, 65A, 370V 600 rpm, 36 kW 573Nm, 64A, 440 V Open-circuit ventilation Direction of air flow NDE-->DE Degree of protection IP23 Incremental encoder HTL 2048 S/R (encoder HTL2048S/R) With temperature sensor KTY 84-130 DESIGN IM B3 (IMB6, IMB7, IMB8, IMV6) SHAFT WITH FITTED KEY FULL-KEY BALANCING BEARING: STANDARD VIBRATION SEVERITY GRADE S/A SHAFT A.FLANGE ACCURACY GR.R TERMINAL BOX (ABOVE) CABLE ENTRY ON THE LEFT SIGNAL CONNECTION D-END G14: FAN ASSEMBLY WITH AIR FILTER K23: SPECIAL PAINTING WORLDWIDE K40: RELUBRICATING EQUIPMENT DRIVE END AND NON-DRIVE END L27: INSULATED VERSION NON-DRIVE END BEARING V92: 1PH7184-COMPATIBLE SHAFT END 60 MM X 140 MM | - | 0 | 0
1PH8184-1JB40-2AA1-Z | A12G14 | 1PH8184-1JB40-2AA1-ZA12G14 | 1 | UN | 1 | 30 | D | D | N | N | 85015230 | 1 |  | 350 | KG | 7670.2 | 7670.2 | MC05 | MC05 | SIMOTICS M Compact induction motor 400rpm, 24.5kW 585Nm, 67A, 300V 500 rpm, 30 kW 573Nm, 65A, 370V 600 rpm, 36 kW 573Nm, 64A, 440 V Open-circuit ventilation Direction of air flow NDE-->DE Degree of protection IP23 Incremental encoder HTL 2048 S/R (encoder HTL2048S/R) With temperature sensor KTY 84-130 DESIGN IM B3 (IMB6, IMB7, IMB8, IMV6) SHAFT WITH FITTED KEY HALF-KEY BALANCING BEARING: STANDARD VIBRATION SEVERITY GRADE A; SHAFT A.FLANGE ACCURACY GR.N TERMINAL BOX (ABOVE) CABLE ENTRY ON THE RIGHT SIGNAL CONNECTION D-END A12: PROTECT. BY PTC THERMISTOR WARNING AND SWITCHOFF G14: FAN ASSEMBLY WITH AIR FILTER | - | 0 | 0
1PH8184-1JB43-2AA1-Z | A12L75Q14 | 1PH8184-1JB43-2AA1-ZA12L75Q14 | 1 | UN | 1 | 40 | X | D | N | N | 85015230 | 1 |  | 360 | KG | 9424.63 | 9424.63 | MC05 | MC05 | SIMOTICS M Compact induction motor 400rpm, 24.5kW 585Nm, 67A, 300V 500 rpm, 30 kW 573Nm, 65A, 370V 600 rpm, 36 kW 573Nm, 64A, 440 V Open-circuit ventilation Direction of air flow NDE-->DE Degree of protection IP23 Incremental encoder HTL 2048 S/R (encoder HTL2048S/R) With temperature sensor KTY 84-130 Design IM B35 with flange A450 (IM V35) SHAFT WITH FITTED KEY HALF-KEY BALANCING BEARING: STANDARD VIBRATION SEVERITY GRADE A; SHAFT A.FLANGE ACCURACY GR.N TERMINAL BOX (ABOVE) CABLE ENTRY ON THE RIGHT SIGNAL CONNECTION D-END A12: PROTECT. BY PTC THERMISTOR WARNING AND SWITCHOFF L75: FAN SPECIAL VERSION 3 AC 400 V DEGREE OF PROTECTION IP 65 Q14: FILTER FOR SPECIAL FAN (OPTION L75) | - | 0 | 0
1PH8184-1JD00-1FC1 |  | 1PH8184-1JD00-1FC1 | 1 | UN | 1 | 30 | D | D | N | N | 85015290 | 1 |  | 350 | KG | 6552.54 | 6552.54 | MC05 | MC05 | SIMOTICS M Compact induction motor 1000rpm, 39kW, 372Nm, 87A, 340V 1150rpm, 44 kW, 365Nm, 86A, 390V 1350rpm, 50 kW, 354Nm, 84A, 450 V forced ventilation Direction of air flow DE-->NDE Degree of protection IP55 Incremental encoder HTL 2048 S/R (encoder HTL2048S/R) With temperature sensor KTY 84-130 DESIGN IM B3 (IMB6, IMB7, IMB8, IMV6) SHAFT WITH FITTED KEY FULL-KEY BALANCING BEARING: GREATER CANTILEVER FORCES; VIBRATION SEVERITY GRADE R/A; SHAFT AND FLANGE ACCURACY GR. R TERMINAL BOX (ABOVE) CABLE ENTRY ON THE ND-END SIGNAL CONNECTION RIGHT | - | 0 | 0
1PH8184-1JD03-1FA2-Z | K08 | 1PH8184-1JD03-1FA2-ZK08 | 1 | UN | 1 | 30 | D | D | N | N | 85015290 | 1 |  | 350 | KG | 7320.95 | 7320.95 | MC05 | MC05 | SIMOTICS M Compact asynchronous motor 1000 rpm, 39 kW, 372 Nm, 87 A, 340 V 1150 rpm, 44 kW, 365 Nm, 86 A, 390 V 1350 rpm, 50 kW, 354 Nm, 84 A, 450 V Forced ventilation Direction of air flow DE-->NDE Degree of protection IP55 Incremental encoder HTL 2048 S/R (encoder HTL2048S/R) With temperature sensor Pt1000 Design IM B35 with flange A450 (IM V35) SHAFT WITH FITTED KEY FULL-KEY BALANCING BEARING: GREATER CANTILEVER FORCES; VIBRATION SEVERITY GRADE R/A; SHAFT AND FLANGE ACCURACY GR. R TERMINAL BOX (ABOVE) CABLE ENTRY ON THE RIGHT SIGNAL CONNECTION D-END K08: ENCODER CONNECTION MOUNTING OPPOSITE; | - | 0 | 0
1PH8184-1JD05-2EC2 |  | 1PH8184-1JD05-2EC2 | 1 | UN | 1 | 30 | D | D | N | N | 85015290 | 1 |  | 350 | KG | 7357.93 | 7357.93 | MC05 | MC05 | SIMOTICS M Compact asynchronous motor 1000 rpm, 39 kW, 372 Nm, 87 A, 340 V 1150 rpm, 44 kW, 365 Nm, 86 A, 390 V 1350 rpm, 50 kW, 354 Nm, 84 A, 450 V Forced ventilation Direction of air flow DE-->NDE Degree of protection IP55 Incremental encoder HTL 2048 S/R (encoder HTL2048S/R) With temperature sensor Pt1000 Design IM V15 with flange A450 SHAFT WITH FITTED KEY HALF-KEY BALANCING BEARING: GREATER CANTILEVER FORCES; VIBRATION SEVERITY GRADE A; SHAFT AND FLANGE ACCURACY GR. N TERMINAL BOX (ABOVE) CABLE ENTRY ON THE ND-END SIGNAL CONNECTION RIGHT | - | 0 | 0
1PH8184-1JD10-2BA1-Z | K24V92 | 1PH8184-1JD10-2BA1-ZK24V92 | 1 | UN | 1 | 30 | D | D | N | N | 85015290 | 1 |  | 350 | KG | 6994.48 | 6994.48 | MC05 | MC05 | SIMOTICS M Compact induction motor 1000rpm, 39kW, 372Nm, 87A, 340V 1150rpm, 44 kW, 365Nm, 86A, 390V 1350rpm, 50 kW, 354Nm, 84A, 450 V forced ventilation Direction of air flow NDE-->DE Degree of protection IP55 Incremental encoder HTL 2048 S/R (encoder HTL2048S/R) With temperature sensor KTY 84-130 DESIGN IM B3 (IMB6, IMB7, IMB8, IMV6) SHAFT WITH FITTED KEY HALF-KEY BALANCING BEARING: STANDARD VIBRATION SEVERITY GRADE R/A; SHAFT A.FLANGE ACCURACY GR. R TERMINAL BOX (ABOVE) CABLE ENTRY ON THE RIGHT SIGNAL CONNECTION D-END K24: PRIMING (AUBURN) V92: 1PH7184-COMPATIBLE SHAFT END 60 MM X 140 MM | - | 0 | 0
1PH8184-1JD22-2BA1-Z | K23X53Y84 | 1PH8184-1JD22-2BA1-ZK23X53Y84 | 1 | UN | 1 | 30 | D | D | N | N | 85015290 | 1 |  | 340 | KG | 10520.79 | 10520.79 | MC05 | MC05 | SIMOTICS M Compact induction motor 1000rpm, 47kW 449Nm, 114A, 300V 1150rpm, 54kW 448Nm, 112A, 350 V 1350rpm, 64kW 453Nm, 112A, 410V water cooling Degree of protection IP55 Incremental encoder HTL 2048 S/R (encoder HTL2048S/R) With temperature sensor KTY 84-130 DESIGN IM B5 WITH FLANGE A450 (IM V3) SHAFT WITH FITTED KEY HALF-KEY BALANCING BEARING: STANDARD VIBRATION SEVERITY GRADE R/A; SHAFT A.FLANGE ACCURACY GR. R TERMINAL BOX (ABOVE) CABLE ENTRY ON THE RIGHT SIGNAL CONNECTION D-END K23: SPECIAL PAINTING WORLDWIDE X53: PAINT FINISH RAL 7035 (LIGHT GREY) Y84: CUSTOMER IDENTNUMBER ON THE RATING PLATE (MAX. 30 SIGNS) | - | 0 | 0
1PH8184-1JF10-1FA1-Z | G14 | 1PH8184-1JF10-1FA1-ZG14 | 1 | UN | 1 | 30 | D | D | N | N | 85015290 | 1 |  | 350 | KG | 6955.41 | 6955.41 | MC05 | MC05 | SIMOTICS M Compact induction motor 1500rpm, 51kW 325Nm, 116A, 335V 1750rpm, 60kW 327Nm, 120 A, 390V 2000rpm, 68kW 325Nm, 118A, 405V forced ventilation Direction of air flow NDE-->DE Degree of protection IP55 Incremental encoder HTL 2048 S/R (encoder HTL2048S/R) With temperature sensor KTY 84-130 DESIGN IM B3 (IMB6, IMB7, IMB8, IMV6) SHAFT WITH FITTED KEY FULL-KEY BALANCING BEARING: GREATER CANTILEVER FORCES; VIBRATION SEVERITY GRADE R/A; SHAFT AND FLANGE ACCURACY GR. R TERMINAL BOX (ABOVE) CABLE ENTRY ON THE RIGHT SIGNAL CONNECTION D-END G14: FAN ASSEMBLY WITH AIR FILTER | - | 0 | 0
1PH8184-1JF10-2FA1-Z | V92 | 1PH8184-1JF10-2FA1-ZV92 | 1 | UN | 1 | 30 | D | D | N | N | 85015290 | 1 |  | 350 | KG | 6816.97 | 6816.97 | MC05 | MC05 | SIMOTICS M Compact induction motor 1500rpm, 51kW 325Nm, 116A, 335V 1750rpm, 60kW 327Nm, 120 A, 390V 2000rpm, 68kW 325Nm, 118A, 405V forced ventilation Direction of air flow NDE-->DE Degree of protection IP55 Incremental encoder HTL 2048 S/R (encoder HTL2048S/R) With temperature sensor KTY 84-130 DESIGN IM B3 (IMB6, IMB7, IMB8, IMV6) SHAFT WITH FITTED KEY HALF-KEY BALANCING BEARING: GREATER CANTILEVER FORCES; VIBRATION SEVERITY GRADE R/A; SHAFT AND FLANGE ACCURACY GR. R TERMINAL BOX (ABOVE) CABLE ENTRY ON THE RIGHT SIGNAL CONNECTION D-END V92: 1PH7184-COMPATIBLE SHAFT END 60 MM X 140 MM | - | 0 | 0
1PH8184-1JF22-1AB1 |  | 1PH8184-1JF22-1AB1 | 1 | UN | 1 | 30 | D | D | N | N | 85015381 | 1 |  | 340 | KG | 9616.85 | 9616.85 | MC05 | MC05 | SIMOTICS M Compact induction motor 1500rpm, 70kW 446Nm, 150 A, 335V 1750rpm, 82kW 447Nm, 150 A, 390V 2000rpm, 95kW 454Nm, 152A, 450 V water cooling Degree of protection IP55 Incremental encoder HTL 2048 S/R (encoder HTL2048S/R) With temperature sensor KTY 84-130 DESIGN IM B5 WITH FLANGE A450 (IM V3) SHAFT WITH FITTED KEY FULL-KEY BALANCING BEARING: STANDARD VIBRATION SEVERITY GRADE A; SHAFT A.FLANGE ACCURACY GR.N TERMINAL BOX (ABOVE) CABLE ENTRY ON THE LEFT SIGNAL CONNECTION D-END | - | 0 | 0
1PH8184-1JL05-2BB1 |  | 1PH8184-1JL05-2BB1 | 1 | UN | 1 | 30 | D | D | N | N | 85015381 | 1 |  | 350 | KG | 7351.41 | 7351.41 | MC05 | MC05 | SIMOTICS M Compact induction motor 2500rpm, 78kW 298Nm, 166A, 340V 2900rpm, 81kW 267Nm, 152A, 395V 3400rpm, 65kW 183Nm, 120 A, 460 V forced ventilation Direction of air flow DE-->NDE Degree of protection IP55 Incremental encoder HTL 2048 S/R (encoder HTL2048S/R) With temperature sensor KTY 84-130 Design IM V15 with flange A450 SHAFT WITH FITTED KEY HALF-KEY BALANCING BEARING: STANDARD VIBRATION SEVERITY GRADE R/A; SHAFT A.FLANGE ACCURACY GR. R TERMINAL BOX (ABOVE) CABLE ENTRY ON THE LEFT SIGNAL CONNECTION D-END | - | 0 | 0
1PH8184-1MC00-2AC1-Z | K40L27 | 1PH8184-1MC00-2AC1-ZK40L27 | 1 | UN | 1 | 30 | D | D | N | N | 85015290 | 1 |  | 350 | KG | 7262.25 | 7262.25 | MC05 | MC05 | SIMOTICS M Compact induction motor 700 rpm, 27kW 368Nm, 65A, 320V 800 rpm, 31kW 370Nm, 65A, 365V 1000 rpm, 39kW 372Nm, 65A, 460 V forced ventilation Direction of air flow DE-->NDE Degree of protection IP55 Incremental encoder SIN/COS 1 VPP 2048 S/R with C and D track (encoder IC2048S/R) with temperature sensor KTY 84-130 DESIGN IM B3 (IMB6, IMB7, IMB8, IMV6) SHAFT WITH FITTED KEY HALF-KEY BALANCING BEARING: STANDARD VIBRATION SEVERITY GRADE A; SHAFT A.FLANGE ACCURACY GR.N TERMINAL BOX (ABOVE) CABLE ENTRY ON THE ND-END SIGNAL CONNECTION RIGHT K40: RELUBRICATING EQUIPMENT DRIVE END AND NON-DRIVE END L27: INSULATED VERSION NON-DRIVE END BEARING | - | 0 | 0
1PH8184-1MD00-1CA1-Z | K24V92 | 1PH8184-1MD00-1CA1-ZK24V92 | 1 | UN | 1 | 30 | D | D | N | N | 85015290 | 1 |  | 350 | KG | 7192.02 | 7192.02 | MC05 | MC05 | SIMOTICS M Compact induction motor 1000rpm, 39kW, 372Nm, 87A, 340V 1150rpm, 44 kW, 365Nm, 86A, 390V 1350rpm, 50 kW, 354Nm, 84A, 450 V forced ventilation Direction of air flow DE-->NDE Degree of protection IP55 Incremental encoder SIN/COS 1 VPP 2048 S/R with C and D track (encoder IC2048S/R) with temperature sensor KTY 84-130 DESIGN IM B3 (IMB6, IMB7, IMB8, IMV6) SHAFT WITH FITTED KEY FULL-KEY BALANCING BEARING: STANDARD VIBRATION SEVERITY GRADE S/A SHAFT A.FLANGE ACCURACY GR.R TERMINAL BOX (ABOVE) CABLE ENTRY ON THE RIGHT SIGNAL CONNECTION D-END K24: PRIMING (AUBURN) V92: 1PH7184-COMPATIBLE SHAFT END 60 MM X 140 MM | - | 0 | 0
1PH8184-1MD03-0AC1-Z | K24K40K90V92 | 1PH8184-1MD03-0AC1-ZK24K40K90V92 | 1 | UN | 1 | 30 | D | D | N | N | 85015290 | 1 |  | 350 | KG | 7835.58 | 7835.58 | MC05 | MC05 | SIMOTICS M Compact induction motor 1000rpm, 39kW, 372Nm, 87A, 340V 1150rpm, 44 kW, 365Nm, 86A, 390V 1350rpm, 50 kW, 354Nm, 84A, 450 V forced ventilation Direction of air flow DE-->NDE Degree of protection IP55 Incremental encoder SIN/COS 1 VPP 2048 S/R with C and D track (encoder IC2048S/R) with temperature sensor KTY 84-130 Design IM B35 with flange A450 (IM V35) PLAIN SHAFT WITHOUT FITTED KEY; BEARING: STANDARD VIBRATION SEVERITY GRADE A; SHAFT A.FLANGE ACCURACY GR.N TERMINAL BOX (ABOVE) CABLE ENTRY ON THE ND-END SIGNAL CONNECTION RIGHT K24: PRIMING (AUBURN) K40: RELUBRICATING EQUIPMENT DRIVE END AND NON-DRIVE END K90: Version with flange size A400 V92: 1PH7184-COMPATIBLE SHAFT END 60 MM X 140 MM | - | 0 | 0
1PH8184-1MF00-0AA1-Z | K40 | 1PH8184-1MF00-0AA1-ZK40 | 1 | UN | 1 | 30 | D | D | N | N | 85015290 | 1 |  | 350 | KG | 6461.62 | 6461.62 | MC05 | MC05 | SIMOTICS M Compact induction motor 1500rpm, 51kW 325Nm, 116A, 335V 1750rpm, 60kW 327Nm, 120 A, 390V 2000rpm, 68kW 325Nm, 118A, 405V forced ventilation Direction of air flow DE-->NDE Degree of protection IP55 Incremental encoder SIN/COS 1 VPP 2048 S/R with C and D track (encoder IC2048S/R) with temperature sensor KTY 84-130 DESIGN IM B3 (IMB6, IMB7, IMB8, IMV6) PLAIN SHAFT WITHOUT FITTED KEY; BEARING: STANDARD VIBRATION SEVERITY GRADE A; SHAFT A.FLANGE ACCURACY GR.N TERMINAL BOX (ABOVE) CABLE ENTRY ON THE RIGHT SIGNAL CONNECTION D-END K40: RELUBRICATING EQUIPMENT DRIVE END AND NON-DRIVE END | - | 0 | 0
1PH8184-1MF00-1FA1-Z | K10K40K83L00L78 | 1PH8184-1MF00-1FA1-ZK10K40K83L00L78 | 1 | UN | 1 | 30 | D | D | N | N | 85015290 | 1 |  | 350 | KG | 9771.1 | 9771.1 | MC05 | MC05 | SIMOTICS M Compact induction motor 1500rpm, 51kW, 325Nm 116A, 335V forced ventilation; direction of air flow DE-->NDE; Degree of protection IP55 K10: Terminal box NDE left Cable entry DE Signal connection on top K40: Regreasing system DE and NDE K83: Rotating the terminal box by +90Â° L00: Next larger terminal box L78: Customer-specific Special fan Loctite thread locker Customer-specific motor according to SMR-111-2013 according to SMR-111-2013 | - | 0 | 7
1PH8184-1MF00-2FA1-Z | K10K40K83L00L78 | 1PH8184-1MF00-2FA1-ZK10K40K83L00L78 | 1 | UN | 1 | 30 | D | D | N | N | 85015290 | 1 |  | 350 | KG | 9771.1 | 9771.1 | MC05 | MC05 | SIMOTICS M Compact induction motor 1500rpm, 51kW, 325Nm 116A, 335V forced ventilation Direction of air flow DE-->NDE Degree of protection IP55 K10: Terminal box NDE left Cable entry DE Signal connection on top K40: Regreasing system DE and NDE K83: Rotating the terminal box by +90Â°; L00: Next larger terminal box L78: Customer-specific special fan Loctite thread locker Customer-specific motor according to SMR-111-2013 | - | 0 | 7
1PH8184-1MF03-0EB1-Z | L00 | 1PH8184-1MF03-0EB1-ZL00 | 1 | UN | 1 | 30 | D | D | N | N | 85015290 | 1 |  | 350 | KG | 7290.07 | 7290.07 | MC05 | MC05 | SIMOTICS M Compact induction motor 1500rpm, 51kW 325Nm, 116A, 335V 1750rpm, 60kW 327Nm, 120 A, 390V 2000rpm, 68kW 325Nm, 118A, 405V forced ventilation Direction of air flow DE-->NDE Degree of protection IP55 Incremental encoder SIN/COS 1 VPP 2048 S/R with C and D track (encoder IC2048S/R) with temperature sensor KTY 84-130 Design IM B35 with flange A450 (IM V35) PLAIN SHAFT WITHOUT FITTED KEY; BEARING: GREATER CANTILEVER FORCES; VIBRATION SEVERITY GRADE A; SHAFT AND FLANGE ACCURACY GR. N TERMINAL BOX (ABOVE) CABLE ENTRY ON THE LEFT SIGNAL CONNECTION D-END L00: NEXT BIGGER TERMINAL BOX (1XB7322 --> 1XB7422, 1XB7422 --> 1XB7700) | - | 0 | 0
1PH8184-1MF10-2EA1-Z | K40 | 1PH8184-1MF10-2EA1-ZK40 | 1 | UN | 1 | 30 | D | D | N | N | 85015290 | 1 |  | 350 | KG | 6779.68 | 6779.68 | MC05 | MC05 | SIMOTICS M Compact induction motor 1500rpm, 51kW 325Nm, 116A, 335V 1750rpm, 60kW 327Nm, 120 A, 390V 2000rpm, 68kW 325Nm, 118A, 405V forced ventilation Direction of air flow NDE-->DE Degree of protection IP55 Incremental encoder SIN/COS 1 VPP 2048 S/R with C and D track (encoder IC2048S/R) with temperature sensor KTY 84-130 DESIGN IM B3 (IMB6, IMB7, IMB8, IMV6) SHAFT WITH FITTED KEY HALF-KEY BALANCING BEARING: GREATER CANTILEVER FORCES; VIBRATION SEVERITY GRADE A; SHAFT AND FLANGE ACCURACY GR. N TERMINAL BOX (ABOVE) CABLE ENTRY ON THE RIGHT SIGNAL CONNECTION D-END K40: RELUBRICATING EQUIPMENT DRIVE END AND NON-DRIVE END | - | 0 | 0
1PH8184-1WD00-2AA1-Z | K23L75V92X53Y84 | 1PH8184-1WD00-2AA1-ZK23L75V92X53Y84 | 1 | UN | 1 | 40 | X | D | N | N | 85015290 | 1 |  | 358 | KG | 8175.55 | 8175.55 | MC05 | MC05 | SIMOTICS M Compact induction motor 1000rpm, 39kW, 372Nm, 87A, 340V 1150rpm, 44 kW, 365Nm, 86A, 390V 1350rpm, 50 kW, 354Nm, 84A, 450 V forced ventilation Direction of air flow DE-->NDE Degree of protection IP55 Incremental encoder HTL 1024 S/R (encoder HTL1024S/R) Connection via terminal block (additional terminal box) With temperature sensor KTY 84-130 DESIGN IM B3 (IMB6, IMB7, IMB8, IMV6) SHAFT WITH FITTED KEY HALF-KEY BALANCING BEARING: STANDARD VIBRATION SEVERITY GRADE A; SHAFT A.FLANGE ACCURACY GR.N TERMINAL BOX (ABOVE) CABLE ENTRY ON THE RIGHT SIGNAL CONNECTION D-END K23: SPECIAL PAINTING WORLDWIDE L75: FAN SPECIAL VERSION 3 AC 400 V DEGREE OF PROTECTION IP 65 V92: 1PH7184-COMPATIBLE SHAFT END 60 MM X 140 MM X53: PAINT FINISH RAL 7035 (LIGHT GREY) Y84: CUSTOMER IDENTNUMBER ON THE RATING PLATE (MAX. 30 SIGNS) | - | 0 | 0
1PH8184-1YF10-1CA1-Z | A12G14L76 | 1PH8184-1YF10-1CA1-ZA12G14L76 | 1 | UN | 1 | 30 | D | D | N | N | 85015290 | 1 |  | 358 | KG | 7923.69 | 7923.69 | MC05 | MC05 | SIMOTICS M Compact induction motor 1500rpm, 51kW 325Nm, 116A, 335V 1750rpm, 60kW 327Nm, 120 A, 390V 2000rpm, 68kW 325Nm, 118A, 405V forced ventilation Direction of air flow NDE-->DE Degree of protection IP55 Incremental encoder HTL 2048 S/R (encoder HTL 2048 S/R) Connection via terminal block (additional terminal box) With temperature sensor KTY 84-130 DESIGN IM B3 (IMB6, IMB7, IMB8, IMV6) SHAFT WITH FITTED KEY FULL-KEY BALANCING BEARING: STANDARD VIBRATION SEVERITY GRADE S/A SHAFT A.FLANGE ACCURACY GR.R TERMINAL BOX (ABOVE) CABLE ENTRY ON THE RIGHT SIGNAL CONNECTION D-END A12: PROTECT. BY PTC THERMISTOR WARNING AND SWITCHOFF G14: FAN ASSEMBLY WITH AIR FILTER L76: EC fan 400 V 3 AC 50/60 Hz | - | 0 | 0
1PH8184-2DC00-1BA1 |  | 1PH8184-2DC00-1BA1 | 1 | UN | 1 | 30 | D | D | N | N | 85015290 | 1 |  | 330 | KG | 10881.24 | 10881.24 | MC05 | MC05 | SIMOTICS M Compact synchronous motor 700 rpm, 33 kW, 450Nm, 80 A, 278V 800 rpm, 38 kW, 454Nm, 80 A, 316V 1000rpm, 46kW, 439Nm, 78A, 390V forced ventilation Direction of air flow DE-->NDE Degree of protection IP55 Incremental encoder 22-bit with commutation position (encoder IC22DQ) with DRIVE-CLiQ interface DESIGN IM B3 (IMB6, IMB7, IMB8, IMV6) SHAFT WITH FITTED KEY FULL-KEY BALANCING BEARING: STANDARD VIBRATION SEVERITY GRADE R/A; SHAFT A.FLANGE ACCURACY GR. R TERMINAL BOX (ABOVE) CABLE ENTRY ON THE RIGHT SIGNAL CONNECTION D-END | - | 0 | 0
1PH8184-2DC05-1BA1 |  | 1PH8184-2DC05-1BA1 | 1 | UN | 1 | 30 | D | D | N | N | 85015290 | 1 |  | 330 | KG | 11828.05 | 11828.05 | MC05 | MC05 | SIMOTICS M Compact synchronous motor 700 rpm, 33 kW, 450Nm, 80 A, 278V 800 rpm, 38 kW, 454Nm, 80 A, 316V 1000rpm, 46kW, 439Nm, 78A, 390V forced ventilation Direction of air flow DE-->NDE Degree of protection IP55 Incremental encoder 22-bit with commutation position (encoder IC22DQ) with DRIVE-CLiQ interface Design IM V15 with flange A450 SHAFT WITH FITTED KEY FULL-KEY BALANCING BEARING: STANDARD VIBRATION SEVERITY GRADE R/A; SHAFT A.FLANGE ACCURACY GR. R TERMINAL BOX (ABOVE) CABLE ENTRY ON THE RIGHT SIGNAL CONNECTION D-END | - | 0 | 0
1PH8184-2DD20-0BA1 |  | 1PH8184-2DD20-0BA1 | 1 | UN | 1 | 30 | D | D | N | N | 85015381 | 1 |  | 330 | KG | 12374.69 | 12374.69 | MC05 | MC05 | SIMOTICS M Compact synchronous motor 1000rpm, 61kW 583Nm, 140 A, 313V 1150rpm, 70kW 581Nm, 140 A, 386V 1350rpm, 82kW 580Nm, 140 A, 417V water cooling Degree of protection IP55 Incremental encoder 22-bit with commutation position (encoder IC22DQ) with DRIVE-CLiQ interface DESIGN IM B3 (IMB6, IMB7, IMB8, IMV6) PLAIN SHAFT WITHOUT FITTED KEY; BEARING: STANDARD VIBRATION SEVERITY GRADE R/A; SHAFT A.FLANGE ACCURACY GR. R TERMINAL BOX (ABOVE) CABLE ENTRY ON THE RIGHT SIGNAL CONNECTION D-END | - | 0 | 0
1PH8184-2DD23-1BC1 |  | 1PH8184-2DD23-1BC1 | 1 | UN | 1 | 30 | D | D | N | N | 85015381 | 1 |  | 330 | KG | 13291.9 | 13291.9 | MC05 | MC05 | SIMOTICS M Compact synchronous motor 1000rpm, 61kW 583Nm, 140 A, 313V 1150rpm, 70kW 581Nm, 140 A, 386V 1350rpm, 82kW 580Nm, 140 A, 417V water cooling Degree of protection IP55 Incremental encoder 22-bit with commutation position (encoder IC22DQ) with DRIVE-CLiQ interface Design IM B35 with flange A450 (IM V35) SHAFT WITH FITTED KEY FULL-KEY BALANCING BEARING: STANDARD VIBRATION SEVERITY GRADE R/A; SHAFT A.FLANGE ACCURACY GR. R TERMINAL BOX (ABOVE) CABLE ENTRY ON THE ND-END SIGNAL CONNECTION RIGHT | - | 0 | 0
1PH8184-2FC00-1BA1 |  | 1PH8184-2FC00-1BA1 | 1 | UN | 1 | 30 | D | D | N | N | 85015290 | 1 |  | 330 | KG | 11598.76 | 11598.76 | MC05 | MC05 | SIMOTICS M Compact synchronous motor 700 rpm, 33 kW, 450Nm, 80 A, 278V 800 rpm, 38 kW, 454Nm, 80 A, 316V 1000rpm, 46kW, 439Nm, 78A, 390V forced ventilation Direction of air flow DE-->NDE Degree of protection IP55 Absolute encoder 22-bit Single-turn and 12-bit multi-turn (encoder AM22DQ) with DRIVE-CLiQ interface DESIGN IM B3 (IMB6, IMB7, IMB8, IMV6) SHAFT WITH FITTED KEY FULL-KEY BALANCING BEARING: STANDARD VIBRATION SEVERITY GRADE R/A; SHAFT A.FLANGE ACCURACY GR. R TERMINAL BOX (ABOVE) CABLE ENTRY ON THE RIGHT SIGNAL CONNECTION D-END | - | 0 | 0
1PH8184-3DC00-2AA1-Z | U63 | 1PH8184-3DC00-2AA1-ZU63 | 1 | UN | 1 | 60 | X | D | N | N | 85015290 | 1 |  | 350 | KG | 16250.59 | 16250.59 | MC05 | MC05 | SIMOTICS M Compact induction motor 700 rpm, 27kW 368Nm, 65A, 320V 800 rpm, 31kW 370Nm, 65A, 365V 1000 rpm, 39kW 372Nm, 65A, 460 V forced ventilation Direction of air flow DE-->NDE Degree of protection IP55 Incremental encoder 22-bit with commutation position (encoder IC22DQ) with DRIVE-CLiQ interface TERMINAL BOX (ABOVE) CABLE ENTRY ON THE RIGHT SIGNAL CONNECTION D-END U63: HOLDING BRAKE 230 V WITH MICROSWITCH AND MANUAL AIR LEVER | - | 0 | 0
1PH8184-4FF00-2AA1-Z | U63 | 1PH8184-4FF00-2AA1-ZU63 | 1 | UN | 1 | 60 | X | D | N | N | 85015381 | 1 |  | 330 | KG | 21231.1 | 21231.1 | MC05 | MC05 | SIMOTICS M Compact synchronous motor 1500rpm, 70kW 446Nm, 148A, 308V 1750rpm, 82kW 447Nm, 150 A, 359V 2000rpm, 86kW 411Nm, 138A, 404V forced ventilation Direction of air flow DE-->NDE Degree of protection IP55 Absolute encoder 22-bit Single-turn and 12-bit multi-turn (encoder AM22DQ) with DRIVE-CLiQ interface TERMINAL BOX (ABOVE) CABLE ENTRY ON THE RIGHT SIGNAL CONNECTION D-END U63: HOLDING BRAKE 230 V WITH MICROSWITCH AND MANUAL AIR LEVER | - | 0 | 0
1PH8186-1AD00-0LA1 |  | 1PH8186-1AD00-0LA1 | 1 | UN | 1 | 30 | D | D | N | N | 85015290 | 1 |  | 422 | KG | 12256.87 | 12256.87 | MC05 | MC05 | SIMOTICS M Compact induction motor 1000rpm, 51kW 487Nm, 112A, 340V 1150rpm, 58kW 482Nm, 112A, 390V 1350rpm, 67kW 474Nm, 112A, 450 V forced ventilation Direction of air flow DE-->NDE Degree of protection IP55 Without encoder With temperature sensor KTY 84-130 DESIGN IM B3 (IMB6, IMB7, IMB8, IMV6) PLAIN SHAFT WITHOUT FITTED KEY; BEARING: PERFORMANCE VIBRATION SEVERITY GRADE SR/B SHAFT A. FLANGE ACCURACY GR. R TERMINAL BOX (ABOVE) CABLE ENTRY ON THE RIGHT SIGNAL CONNECTION D-END | - | 0 | 0
1PH8186-1AD10-2EA1 |  | 1PH8186-1AD10-2EA1 | 1 | UN | 1 | 30 | D | D | N | N | 85015290 | 1 |  | 422 | KG | 8210.74 | 8210.74 | MC05 | MC05 | SIMOTICS M Compact induction motor 1000rpm, 51kW 487Nm, 112A, 340V 1150rpm, 58kW 482Nm, 112A, 390V 1350rpm, 67kW 474Nm, 112A, 450 V forced ventilation Direction of air flow NDE-->DE Degree of protection IP55 Without encoder With temperature sensor KTY 84-130 DESIGN IM B3 (IMB6, IMB7, IMB8, IMV6) SHAFT WITH FITTED KEY HALF-KEY BALANCING BEARING: GREATER CANTILEVER FORCES; VIBRATION SEVERITY GRADE A; SHAFT AND FLANGE ACCURACY GR. N TERMINAL BOX (ABOVE) CABLE ENTRY ON THE RIGHT SIGNAL CONNECTION D-END | - | 0 | 0
1PH8186-1AD10-2FD1-Z | K24 | 1PH8186-1AD10-2FD1-ZK24 | 1 | UN | 1 | 30 | D | D | N | N | 85015290 | 1 |  | 422 | KG | 8661.94 | 8661.94 | MC05 | MC05 | SIMOTICS M Compact induction motor 1000rpm, 51kW 487Nm, 112A, 340V 1150rpm, 58kW 482Nm, 112A, 390V 1350rpm, 67kW 474Nm, 112A, 450 V forced ventilation Direction of air flow NDE-->DE Degree of protection IP55 Without encoder With temperature sensor KTY 84-130 DESIGN IM B3 (IMB6, IMB7, IMB8, IMV6) SHAFT WITH FITTED KEY HALF-KEY BALANCING BEARING: GREATER CANTILEVER FORCES; VIBRATION SEVERITY GRADE R/A; SHAFT AND FLANGE ACCURACY GR. R TERMINAL BOX (ABOVE) CABLE ENTRY ON THE D-END SIGNAL CONNECTION RIGHT K24: PRIMING (AUBURN) | - | 0 | 0
1PH8186-1AD30-1AA1 |  | 1PH8186-1AD30-1AA1 | 1 | UN | 1 | 30 | D | D | N | N | 85015381 | 1 |  | 422 | KG | 9868.79 | 9868.79 | MC05 | MC05 | SIMOTICS M Compact induction motor 1000rpm, 74kW 707Nm, 156A, 340V 1150rpm, 85kW 706Nm, 154A, 390V 1350rpm, 98kW 693Nm, 152A, 450 V Open-circuit ventilation Direction of air flow DE-->NDE Degree of protection IP23 Without encoder With temperature sensor KTY 84-130 DESIGN IM B3 (IMB6, IMB7, IMB8, IMV6) SHAFT WITH FITTED KEY FULL-KEY BALANCING BEARING: STANDARD VIBRATION SEVERITY GRADE A; SHAFT A.FLANGE ACCURACY GR.N TERMINAL BOX (ABOVE) CABLE ENTRY ON THE RIGHT SIGNAL CONNECTION D-END | - | 0 | 0
1PH8186-1AD40-1EB1-Z | G14 | 1PH8186-1AD40-1EB1-ZG14 | 1 | UN | 1 | 30 | D | D | N | N | 85015381 | 1 |  | 422 | KG | 10456.59 | 10456.59 | MC05 | MC05 | SIMOTICS M Compact induction motor 1000rpm, 74kW 707Nm, 156A, 340V 1150rpm, 85kW 706Nm, 154A, 390V 1350rpm, 98kW 693Nm, 152A, 450 V Open-circuit ventilation Direction of air flow NDE-->DE Degree of protection IP23 Without encoder With temperature sensor KTY 84-130 DESIGN IM B3 (IMB6, IMB7, IMB8, IMV6) SHAFT WITH FITTED KEY FULL-KEY BALANCING BEARING: GREATER CANTILEVER FORCES; VIBRATION SEVERITY GRADE A; SHAFT AND FLANGE ACCURACY GR. N TERMINAL BOX (ABOVE) CABLE ENTRY ON THE LEFT SIGNAL CONNECTION D-END G14: FAN ASSEMBLY WITH AIR FILTER | - | 0 | 0
1PH8186-1AF00-0BA2 |  | 1PH8186-1AF00-0BA2 | 1 | UN | 1 | 30 | D | D | N | N | 85015381 | 1 |  | 422 | KG | 8052.87 | 8052.87 | MC05 | MC05 | SIMOTICS M Compact asynchronous motor 1500 rpm, 74 kW, 471 Nm, 166 A, 330 V 1750 rpm, 85 kW, 464 Nm, 164 A, 385 V 2000 rpm, 94 kW, 449 Nm, 160 A, 445 V Forced ventilation Direction of air flow DE-->NDE Degree of protection IP55 Without encoder With temperature sensor Pt1000 DESIGN IM B3 (IMB6, IMB7, IMB8, IMV6) PLAIN SHAFT WITHOUT FITTED KEY; BEARING: STANDARD VIBRATION SEVERITY GRADE R/A; SHAFT A.FLANGE ACCURACY GR. R TERMINAL BOX (ABOVE) CABLE ENTRY ON THE RIGHT SIGNAL CONNECTION D-END | - | 0 | 0
1PH8186-1AF10-1BA2 |  | 1PH8186-1AF10-1BA2 | 1 | UN | 1 | 30 | D | D | N | N | 85015381 | 1 |  | 422 | KG | 8186 | 8186 | MC05 | MC05 | SIMOTICS M Compact asynchronous motor 1500 rpm, 74 kW, 471 Nm, 166 A, 330 V 1750 rpm, 85 kW, 464 Nm, 164 A, 385 V 2000 rpm, 94 kW, 449 Nm, 160 A, 445 V Forced ventilation Direction of air flow NDE-->DE Degree of protection IP55 Without encoder With temperature sensor Pt1000 DESIGN IM B3 (IMB6, IMB7, IMB8, IMV6) SHAFT WITH FITTED KEY FULL-KEY BALANCING BEARING: STANDARD VIBRATION SEVERITY GRADE R/A; SHAFT A.FLANGE ACCURACY GR. R TERMINAL BOX (ABOVE) CABLE ENTRY ON THE RIGHT SIGNAL CONNECTION D-END | - | 0 | 0
1PH8186-1AF10-1EA2 |  | 1PH8186-1AF10-1EA2 | 1 | UN | 1 | 30 | D | D | N | N | 85015381 | 1 |  | 422 | KG | 8208.19 | 8208.19 | MC05 | MC05 | SIMOTICS M Compact asynchronous motor 1500 rpm, 74 kW, 471 Nm, 166 A, 330 V 1750 rpm, 85 kW, 464 Nm, 164 A, 385 V 2000 rpm, 94 kW, 449 Nm, 160 A, 445 V Forced ventilation Direction of air flow NDE-->DE Degree of protection IP55 Without encoder With temperature sensor Pt1000 DESIGN IM B3 (IMB6, IMB7, IMB8, IMV6) SHAFT WITH FITTED KEY FULL-KEY BALANCING BEARING: GREATER CANTILEVER FORCES; VIBRATION SEVERITY GRADE A; SHAFT AND FLANGE ACCURACY GR. N TERMINAL BOX (ABOVE) CABLE ENTRY ON THE RIGHT SIGNAL CONNECTION D-END | - | 0 | 0
1PH8186-1AF20-2AC1-Z | A12L27 | 1PH8186-1AF20-2AC1-ZA12L27 | 1 | UN | 1 | 30 | D | D | N | N | 85015381 | 1 |  | 410 | KG | 11474.75 | 11474.75 | MC05 | MC05 | SIMOTICS M Compact induction motor 1500rpm, 93kW 592Nm, 198A, 330V 1750rpm, 111kW 606Nm, 200 A, 385 V 2000rpm, 126kW 602Nm, 200 A, 445V water cooling Degree of protection IP55 Without encoder With temperature sensor KTY 84-130 DESIGN IM B3 (IMB6, IMB7, IMB8, IMV6) SHAFT WITH FITTED KEY HALF-KEY BALANCING BEARING: STANDARD VIBRATION SEVERITY GRADE A; SHAFT A.FLANGE ACCURACY GR.N TERMINAL BOX (ABOVE) CABLE ENTRY ON THE ND-END SIGNAL CONNECTION RIGHT A12: PROTECT. BY PTC THERMISTOR WARNING AND SWITCHOFF L27: INSULATED VERSION NON-DRIVE END BEARING | - | 0 | 0
1PH8186-1AF30-2AA1-Z | K24K40 | 1PH8186-1AF30-2AA1-ZK24K40 | 1 | UN | 1 | 30 | D | D | N | N | 85015381 | 1 |  | 422 | KG | 10660.25 | 10660.25 | MC05 | MC05 | SIMOTICS M Compact induction motor 1500rpm, 108kW 688Nm, 225 A, 330V 1750rpm, 125kW 682Nm, 225 A, 385 V 2000rpm, 135kW 645Nm, 210A, 445V Open-circuit ventilation Direction of air flow DE-->NDE Degree of protection IP23 Without encoder With temperature sensor KTY 84-130 DESIGN IM B3 (IMB6, IMB7, IMB8, IMV6) SHAFT WITH FITTED KEY HALF-KEY BALANCING BEARING: STANDARD VIBRATION SEVERITY GRADE A; SHAFT A.FLANGE ACCURACY GR.N TERMINAL BOX (ABOVE) CABLE ENTRY ON THE RIGHT SIGNAL CONNECTION D-END K24: PRIMING (AUBURN) K40: RELUBRICATING EQUIPMENT DRIVE END AND NON-DRIVE END | - | 0 | 0
1PH8186-1AF30-2AC1-Z | K24K40L27 | 1PH8186-1AF30-2AC1-ZK24K40L27 | 1 | UN | 1 | 30 | D | D | N | N | 85015381 | 1 |  | 422 | KG | 11327.75 | 11327.75 | MC05 | MC05 | SIMOTICS M Compact induction motor 1500rpm, 108kW 688Nm, 225 A, 330V 1750rpm, 125kW 682Nm, 225 A, 385 V 2000rpm, 135kW 645Nm, 210A, 445V Open-circuit ventilation Direction of air flow DE-->NDE Degree of protection IP23 Without encoder With temperature sensor KTY 84-130 DESIGN IM B3 (IMB6, IMB7, IMB8, IMV6) SHAFT WITH FITTED KEY HALF-KEY BALANCING BEARING: STANDARD VIBRATION SEVERITY GRADE A; SHAFT A.FLANGE ACCURACY GR.N TERMINAL BOX (ABOVE) CABLE ENTRY ON THE ND-END SIGNAL CONNECTION RIGHT K24: PRIMING (AUBURN) K40: RELUBRICATING EQUIPMENT DRIVE END AND NON-DRIVE END L27: INSULATED VERSION NON-DRIVE END BEARING | - | 0 | 0
1PH8186-1AF33-1AA1 |  | 1PH8186-1AF33-1AA1 | 1 | UN | 1 | 30 | D | D | N | N | 85015381 | 1 |  | 422 | KG | 10652.87 | 10652.87 | MC05 | MC05 | SIMOTICS M Compact induction motor 1500rpm, 108kW 688Nm, 225 A, 330V 1750rpm, 125kW 682Nm, 225 A, 385 V 2000rpm, 135kW 645Nm, 210A, 445V Open-circuit ventilation Direction of air flow DE-->NDE Degree of protection IP23 Without encoder With temperature sensor KTY 84-130 Design IM B35 with flange A450 (IM V35) SHAFT WITH FITTED KEY FULL-KEY BALANCING BEARING: STANDARD VIBRATION SEVERITY GRADE A; SHAFT A.FLANGE ACCURACY GR.N TERMINAL BOX (ABOVE) CABLE ENTRY ON THE RIGHT SIGNAL CONNECTION D-END | - | 0 | 0
1PH8186-1AF33-1AA1-Z | K40K90L27 | 1PH8186-1AF33-1AA1-ZK40K90L27 | 1 | UN | 1 | 30 | D | D | N | N | 85015381 | 1 |  | 422 | KG | 11786.38 | 11786.38 | MC05 | MC05 | SIMOTICS M Compact induction motor 1500rpm, 108kW 688Nm, 225 A, 330V 1750rpm, 125kW 682Nm, 225 A, 385 V 2000rpm, 135kW 645Nm, 210A, 445V Open-circuit ventilation Direction of air flow DE-->NDE Degree of protection IP23 Without encoder With temperature sensor KTY 84-130 Design IM B35 with flange A450 (IM V35) SHAFT WITH FITTED KEY FULL-KEY BALANCING BEARING: STANDARD VIBRATION SEVERITY GRADE A; SHAFT A.FLANGE ACCURACY GR.N TERMINAL BOX (ABOVE) CABLE ENTRY ON THE RIGHT SIGNAL CONNECTION D-END K40: RELUBRICATING EQUIPMENT DRIVE END AND NON-DRIVE END K90: Version with flange size A400 L27: INSULATED VERSION NON-DRIVE END BEARING | - | 0 | 0
1PH8186-1AF33-2AB1 |  | 1PH8186-1AF33-2AB1 | 1 | UN | 1 | 30 | D | D | N | N | 85015381 | 1 |  | 422 | KG | 10652.87 | 10652.87 | MC05 | MC05 | SIMOTICS M Compact induction motor 1500rpm, 108kW 688Nm, 225 A, 330V 1750rpm, 125kW 682Nm, 225 A, 385 V 2000rpm, 135kW 645Nm, 210A, 445V Open-circuit ventilation Direction of air flow DE-->NDE Degree of protection IP23 Without encoder With temperature sensor KTY 84-130 Design IM B35 with flange A450 (IM V35) SHAFT WITH FITTED KEY HALF-KEY BALANCING BEARING: STANDARD VIBRATION SEVERITY GRADE A; SHAFT A.FLANGE ACCURACY GR.N TERMINAL BOX (ABOVE) CABLE ENTRY ON THE LEFT SIGNAL CONNECTION D-END | - | 0 | 0
1PH8186-1AF40-1BA2 |  | 1PH8186-1AF40-1BA2 | 1 | UN | 1 | 30 | D | D | N | N | 85015381 | 1 |  | 422 | KG | 10028.98 | 10028.98 | MC05 | MC05 | SIMOTICS M Compact asynchronous motor 1500 rpm, 108 kW, 688 Nm, 225 A, 330 V 1750 rpm, 125 kW, 682 Nm, 225 A, 385 V 2000 rpm, 135 kW, 645 Nm, 210 A, 445 V Open-circuit ventilation Direction of air flow NDE-->DE Degree of protection IP23 Without encoder With temperature sensor Pt1000 DESIGN IM B3 (IMB6, IMB7, IMB8, IMV6) SHAFT WITH FITTED KEY FULL-KEY BALANCING BEARING: STANDARD VIBRATION SEVERITY GRADE R/A; SHAFT A.FLANGE ACCURACY GR. R TERMINAL BOX (ABOVE) CABLE ENTRY ON THE RIGHT SIGNAL CONNECTION D-END | - | 0 | 0
1PH8186-1AF40-1BA2-Z | K09 | 1PH8186-1AF40-1BA2-ZK09 | 1 | UN | 1 | 30 | D | D | N | N | 85015381 | 1 |  | 422 | KG | 11020.17 | 11020.17 | MC05 | MC05 | SIMOTICS M Compact asynchronous motor 1500 rpm, 108 kW, 688 Nm, 225 A, 330 V 1750 rpm, 125 kW, 682 Nm, 225 A, 385 V 2000 rpm, 135 kW, 645 Nm, 210 A, 445 V Open-circuit ventilation Direction of air flow NDE-->DE Degree of protection IP23 Without encoder With temperature sensor Pt1000 DESIGN IM B3 (IMB6, IMB7, IMB8, IMV6) SHAFT WITH FITTED KEY FULL-KEY BALANCING BEARING: STANDARD VIBRATION SEVERITY GRADE R/A; SHAFT A.FLANGE ACCURACY GR. R TERMINAL BOX (ABOVE) CABLE ENTRY ON THE RIGHT SIGNAL CONNECTION D-END K09: TERMINAL BOX NON DRIVE END CABLE ROUTING DRIVE END SIGNAL CONNECTION TOP | - | 0 | 0
1PH8186-1AF40-1EA2 |  | 1PH8186-1AF40-1EA2 | 1 | UN | 1 | 30 | D | D | N | N | 85015381 | 1 |  | 422 | KG | 10051.17 | 10051.17 | MC05 | MC05 | SIMOTICS M Compact asynchronous motor 1500 rpm, 108 kW, 688 Nm, 225 A, 330 V 1750 rpm, 125 kW, 682 Nm, 225 A, 385 V 2000 rpm, 135 kW, 645 Nm, 210 A, 445 V Open-circuit ventilation Direction of air flow NDE-->DE Degree of protection IP23 Without encoder With temperature sensor Pt1000 DESIGN IM B3 (IMB6, IMB7, IMB8, IMV6) SHAFT WITH FITTED KEY FULL-KEY BALANCING BEARING: GREATER CANTILEVER FORCES; VIBRATION SEVERITY GRADE A; SHAFT AND FLANGE ACCURACY GR. N TERMINAL BOX (ABOVE) CABLE ENTRY ON THE RIGHT SIGNAL CONNECTION D-END | - | 0 | 0
1PH8186-1AF40-2AA1-Z | A12G14K10K24K83L76P00 | 1PH8186-1AF40-2AA1-ZA12G14K10K24K83L76P00 | 1 | UN | 1 | 30 | D | D | N | N | 85015381 | 1 |  | 430 | KG | 12101.24 | 12101.24 | MC05 | MC05 | SIMOTICS M Compact induction motor 1500rpm, 108kW 688Nm, 225 A, 330V 1750rpm, 125kW 682Nm, 225 A, 385 V 2000rpm, 135kW 645Nm, 210A, 445V Open-circuit ventilation Direction of air flow NDE-->DE Degree of protection IP23 Without encoder With temperature sensor KTY 84-130 DESIGN IM B3 (IMB6, IMB7, IMB8, IMV6) SHAFT WITH FITTED KEY HALF-KEY BALANCING BEARING: STANDARD VIBRATION SEVERITY GRADE A; SHAFT A.FLANGE ACCURACY GR.N TERMINAL BOX (ABOVE) CABLE ENTRY ON THE RIGHT SIGNAL CONNECTION D-END A12: PROTECT. BY PTC THERMISTOR WARNING AND SWITCHOFF G14: FAN ASSEMBLY WITH AIR FILTER K10: TERMINAL BOX NON DRIVE-END CABLE ROUTING DRIVE END SIGNAL CONNECTION TOP K24: PRIMING (AUBURN) K83: TURNING OF THE TERMINAL BOX BY +90 DEGREES L76: EC fan 400 V 3 AC 50/60 Hz P00: CABLE ENTRY PLATE NOT DRILLED | - | 0 | 0
1PH8186-1AF40-2AA1-Z | A12K10K24K83L75P00Q14 | 1PH8186-1AF40-2AA1-ZA12K10K24K83L75P00Q14 | 1 | UN | 1 | 40 | X | D | N | N | 85015381 | 1 |  | 432 | KG | 12950.7 | 12950.7 | MC05 | MC05 | SIMOTICS M Compact induction motor 1500rpm, 108kW 688Nm, 225 A, 330V 1750rpm, 125kW 682Nm, 225 A, 385 V 2000rpm, 135kW 645Nm, 210A, 445V Open-circuit ventilation Direction of air flow NDE-->DE Degree of protection IP23 Without encoder With temperature sensor KTY 84-130 DESIGN IM B3 (IMB6, IMB7, IMB8, IMV6) SHAFT WITH FITTED KEY HALF-KEY BALANCING BEARING: STANDARD VIBRATION SEVERITY GRADE A; SHAFT A.FLANGE ACCURACY GR.N TERMINAL BOX (ABOVE) CABLE ENTRY ON THE RIGHT SIGNAL CONNECTION D-END A12: PROTECT. BY PTC THERMISTOR WARNING AND SWITCHOFF K10: TERMINAL BOX NON DRIVE-END CABLE ROUTING DRIVE END SIGNAL CONNECTION TOP K24: PRIMING (AUBURN) K83: TURNING OF THE TERMINAL BOX BY +90 DEGREES L75: FAN SPECIAL VERSION 3 AC 400 V DEGREE OF PROTECTION IP 65 P00: CABLE ENTRY PLATE NOT DRILLED Q14: FILTER FOR SPECIAL FAN (OPTION L75) | - | 0 | 0
1PH8186-1AF40-2AA1-Z | G14K09X91 | 1PH8186-1AF40-2AA1-ZG14K09X91 | 1 | UN | 1 | 30 | D | D | N | N | 85015381 | 1 |  | 422 | KG | 11632.52 | 11632.52 | MC05 | MC05 | SIMOTICS M Compact induction motor 1500rpm, 108kW 688Nm, 225 A, 330V 1750rpm, 125kW 682Nm, 225 A, 385 V 2000rpm, 135kW 645Nm, 210A, 445V Open-circuit ventilation Direction of air flow NDE-->DE Degree of protection IP23 Without encoder With temperature sensor KTY 84-130 DESIGN IM B3 (IMB6, IMB7, IMB8, IMV6) SHAFT WITH FITTED KEY HALF-KEY BALANCING BEARING: STANDARD VIBRATION SEVERITY GRADE A; SHAFT A.FLANGE ACCURACY GR.N TERMINAL BOX (ABOVE) CABLE ENTRY ON THE RIGHT SIGNAL CONNECTION D-END G14: FAN ASSEMBLY WITH AIR FILTER K09: TERMINAL BOX NON DRIVE END CABLE ROUTING DRIVE END SIGNAL CONNECTION TOP X91: PAINT FINISH RAL 7011 (IRON GRAY) | - | 0 | 0
1PH8186-1AF40-2AA1-Z | G14K10X91 | 1PH8186-1AF40-2AA1-ZG14K10X91 | 1 | UN | 1 | 30 | D | D | N | N | 85015381 | 1 |  | 422 | KG | 11632.52 | 11632.52 | MC05 | MC05 | SIMOTICS M Compact induction motor 1500rpm, 108kW 688Nm, 225 A, 330V 1750rpm, 125kW 682Nm, 225 A, 385 V 2000rpm, 135kW 645Nm, 210A, 445V Open-circuit ventilation Direction of air flow NDE-->DE Degree of protection IP23 Without encoder With temperature sensor KTY 84-130 DESIGN IM B3 (IMB6, IMB7, IMB8, IMV6) SHAFT WITH FITTED KEY HALF-KEY BALANCING BEARING: STANDARD VIBRATION SEVERITY GRADE A; SHAFT A.FLANGE ACCURACY GR.N TERMINAL BOX (ABOVE) CABLE ENTRY ON THE RIGHT SIGNAL CONNECTION D-END G14: FAN ASSEMBLY WITH AIR FILTER K10: TERMINAL BOX NON DRIVE-END CABLE ROUTING DRIVE END SIGNAL CONNECTION TOP X91: PAINT FINISH RAL 7011 (IRON GRAY) | - | 0 | 0
1PH8186-1AF40-2AA2-Z | A12G14L76P00 | 1PH8186-1AF40-2AA2-ZA12G14L76P00 | 1 | UN | 1 | 30 | D | D | N | N | 85015381 | 1 |  | 430 | KG | 10648.92 | 10648.92 | MC05 | MC05 | SIMOTICS M Compact asynchronous motor 1500 rpm, 108 kW, 688 Nm, 225 A, 330 V 1750 rpm, 125 kW, 682 Nm, 225 A, 385 V 2000 rpm, 135 kW, 645 Nm, 210 A, 445 V Open-circuit ventilation Direction of air flow NDE-->DE Degree of protection IP23 Without encoder With temperature sensor Pt1000 DESIGN IM B3 (IMB6, IMB7, IMB8, IMV6) SHAFT WITH FITTED KEY HALF-KEY BALANCING BEARING: STANDARD VIBRATION SEVERITY GRADE A; SHAFT A.FLANGE ACCURACY GR.N TERMINAL BOX (ABOVE) CABLE ENTRY ON THE RIGHT SIGNAL CONNECTION D-END A12: PROTECT. BY PTC THERMISTOR WARNING AND SWITCHOFF G14: FAN ASSEMBLY WITH AIR FILTER L76: EC fan 400 V 3 AC 50/60 Hz P00: CABLE ENTRY PLATE NOT DRILLED | - | 0 | 0
1PH8186-1AF40-2AC1-Z | A12L27 | 1PH8186-1AF40-2AC1-ZA12L27 | 1 | UN | 1 | 30 | D | D | N | N | 85015381 | 1 |  | 422 | KG | 10721.22 | 10721.22 | MC05 | MC05 | SIMOTICS M Compact induction motor 1500rpm, 108kW 688Nm, 225 A, 330V 1750rpm, 125kW 682Nm, 225 A, 385 V 2000rpm, 135kW 645Nm, 210A, 445V Open-circuit ventilation Direction of air flow NDE-->DE Degree of protection IP23 Without encoder With temperature sensor KTY 84-130 DESIGN IM B3 (IMB6, IMB7, IMB8, IMV6) SHAFT WITH FITTED KEY HALF-KEY BALANCING BEARING: STANDARD VIBRATION SEVERITY GRADE A; SHAFT A.FLANGE ACCURACY GR.N TERMINAL BOX (ABOVE) CABLE ENTRY ON THE ND-END SIGNAL CONNECTION RIGHT A12: PROTECT. BY PTC THERMISTOR WARNING AND SWITCHOFF L27: INSULATED VERSION NON-DRIVE END BEARING | - | 0 | 0
1PH8186-1AF40-2EA2 |  | 1PH8186-1AF40-2EA2 | 1 | UN | 1 | 30 | D | D | N | N | 85015381 | 1 |  | 422 | KG | 10051.17 | 10051.17 | MC05 | MC05 | SIMOTICS M Compact asynchronous motor 1500 rpm, 108 kW, 688 Nm, 225 A, 330 V 1750 rpm, 125 kW, 682 Nm, 225 A, 385 V 2000 rpm, 135 kW, 645 Nm, 210 A, 445 V Open-circuit ventilation Direction of air flow NDE-->DE Degree of protection IP23 Without encoder With temperature sensor Pt1000 DESIGN IM B3 (IMB6, IMB7, IMB8, IMV6) SHAFT WITH FITTED KEY HALF-KEY BALANCING BEARING: GREATER CANTILEVER FORCES; VIBRATION SEVERITY GRADE A; SHAFT AND FLANGE ACCURACY GR. N TERMINAL BOX (ABOVE) CABLE ENTRY ON THE RIGHT SIGNAL CONNECTION D-END | - | 0 | 0
1PH8186-1AF43-2AA1-Z | G14K09X91 | 1PH8186-1AF43-2AA1-ZG14K09X91 | 1 | UN | 1 | 30 | D | D | N | N | 85015381 | 1 |  | 422 | KG | 12416.6 | 12416.6 | MC05 | MC05 | SIMOTICS M Compact induction motor 1500rpm, 108kW 688Nm, 225 A, 330V 1750rpm, 125kW 682Nm, 225 A, 385 V 2000rpm, 135kW 645Nm, 210A, 445V Open-circuit ventilation Direction of air flow NDE-->DE Degree of protection IP23 Without encoder With temperature sensor KTY 84-130 Design IM B35 with flange A450 (IM V35) SHAFT WITH FITTED KEY HALF-KEY BALANCING BEARING: STANDARD VIBRATION SEVERITY GRADE A; SHAFT A.FLANGE ACCURACY GR.N TERMINAL BOX (ABOVE) CABLE ENTRY ON THE RIGHT SIGNAL CONNECTION D-END G14: FAN ASSEMBLY WITH AIR FILTER K09: TERMINAL BOX NON DRIVE END CABLE ROUTING DRIVE END SIGNAL CONNECTION TOP X91: PAINT FINISH RAL 7011 (IRON GRAY) | - | 0 | 0
1PH8186-1AF43-2AA1-Z | G14K10P00 | 1PH8186-1AF43-2AA1-ZG14K10P00 | 1 | UN | 1 | 30 | D | D | N | N | 85015381 | 1 |  | 422 | KG | 12120.92 | 12120.92 | MC05 | MC05 | SIMOTICS M Compact induction motor 1500rpm, 108kW 688Nm, 225 A, 330V 1750rpm, 125kW 682Nm, 225 A, 385 V 2000rpm, 135kW 645Nm, 210A, 445V Open-circuit ventilation Direction of air flow NDE-->DE Degree of protection IP23 Without encoder With temperature sensor KTY 84-130 Design IM B35 with flange A450 (IM V35) SHAFT WITH FITTED KEY HALF-KEY BALANCING BEARING: STANDARD VIBRATION SEVERITY GRADE A; SHAFT A.FLANGE ACCURACY GR.N TERMINAL BOX (ABOVE) CABLE ENTRY ON THE RIGHT SIGNAL CONNECTION D-END G14: FAN ASSEMBLY WITH AIR FILTER K10: TERMINAL BOX NON DRIVE-END CABLE ROUTING DRIVE END SIGNAL CONNECTION TOP P00: CABLE ENTRY PLATE NOT DRILLED | - | 0 | 0
1PH8186-1AF43-2AA1-Z | G14K10X91 | 1PH8186-1AF43-2AA1-ZG14K10X91 | 1 | UN | 1 | 30 | D | D | N | N | 85015381 | 1 |  | 422 | KG | 12416.6 | 12416.6 | MC05 | MC05 | SIMOTICS M Compact induction motor 1500rpm, 108kW 688Nm, 225 A, 330V 1750rpm, 125kW 682Nm, 225 A, 385 V 2000rpm, 135kW 645Nm, 210A, 445V Open-circuit ventilation Direction of air flow NDE-->DE Degree of protection IP23 Without encoder With temperature sensor KTY 84-130 Design IM B35 with flange A450 (IM V35) SHAFT WITH FITTED KEY HALF-KEY BALANCING BEARING: STANDARD VIBRATION SEVERITY GRADE A; SHAFT A.FLANGE ACCURACY GR.N TERMINAL BOX (ABOVE) CABLE ENTRY ON THE RIGHT SIGNAL CONNECTION D-END G14: FAN ASSEMBLY WITH AIR FILTER K10: TERMINAL BOX NON DRIVE-END CABLE ROUTING DRIVE END SIGNAL CONNECTION TOP X91: PAINT FINISH RAL 7011 (IRON GRAY) | - | 0 | 0
1PH8186-1AL40-2EA1-Z | G14K40L00 | 1PH8186-1AL40-2EA1-ZG14K40L00 | 1 | UN | 1 | 30 | D | D | N | N | 85015381 | 1 |  | 422 | KG | 11248.05 | 11248.05 | MC05 | MC05 | SIMOTICS M Compact induction motor 2500rpm, 130 kW 497Nm, 270A, 335V 2900rpm, 150kW 494Nm, 270A, 385 V 3400rpm, 130 kW 365Nm, 210A, 455V Open-circuit ventilation Direction of air flow NDE-->DE Degree of protection IP23 Without encoder With temperature sensor KTY 84-130 DESIGN IM B3 (IMB6, IMB7, IMB8, IMV6) SHAFT WITH FITTED KEY HALF-KEY BALANCING BEARING: GREATER CANTILEVER FORCES; VIBRATION SEVERITY GRADE A; SHAFT AND FLANGE ACCURACY GR. N TERMINAL BOX (ABOVE) CABLE ENTRY ON THE RIGHT SIGNAL CONNECTION D-END G14: FAN ASSEMBLY WITH AIR FILTER K40: RELUBRICATING EQUIPMENT DRIVE END AND NON-DRIVE END L00: NEXT BIGGER TERMINAL BOX (1XB7322 --> 1XB7422, 1XB7422 --> 1XB7700) | - | 0 | 0
1PH8186-1AL40-2EA1-Z | K09K23K40K65K80Y84 | 1PH8186-1AL40-2EA1-ZK09K23K40K65K80Y84 | 1 | UN | 1 | 30 | D | D | N | N | 85015381 | 1 |  | 422 | KG | 12245.54 | 12245.54 | MC05 | MC05 | SIMOTICS M Compact induction motor 2500rpm, 130kW, 497Nm, 270A 335V; 2900rpm, 150kW, 494Nm 270A, 385V; 3400rpm, 130kW, 365Nm, 210A, 455V Open-circuit ventilation Direction of air flow NDE-->DE K09: Terminal box NDE right Cable entry DE Signal connection on top K23: Special finish worldwide K40: Regreasing system DE and NDE K65: Without pipe connection Without fan set pipe connecting socket DE right K80: Pipe connection NDE Y84: Customer ID number on the rating plate, max. 30 characters Customer-specific motor SMR-29-2014 | - | 0 | 7
1PH8186-1AL40-2EA1-Z | K09K23K40K65Q18Y84 | 1PH8186-1AL40-2EA1-ZK09K23K40K65Q18Y84 | 1 | UN | 1 | 30 | D | D | N | N | 85015381 | 1 |  | 427 | KG | 12485.64 | 12485.64 | MC05 | MC05 | SIMOTICS M Compact induction motor 2900rpm, 150kW, 494Nm 270A, 385 V Open-circuit ventilation without encoder; K09: Terminal box NDE right Cable entry DE Signal connection on top K23: Special finish worldwide K40: regreasing system DE; K65: Pipe connection without fan set, without pipe connecting socket DE right Q18: Pipe adapter plate for customer-specific ventilation Y84: Customer ID number on the rating plate SMR-29-2014 | - | 0 | 7
1PH8186-1DB03-0CA1 |  | 1PH8186-1DB03-0CA1 | 1 | UN | 1 | 30 | D | D | N | N | 85015230 | 1 |  | 422 | KG | 10177.95 | 10177.95 | MC05 | MC05 | SIMOTICS M Compact induction motor 400 rpm, 21.3kW 506Nm, 65A, 268V 500rpm, 26.5kW 506Nm, 65A, 335V 600rpm, 32 kW 509Nm, 66A, 400 V forced ventilation Direction of air flow DE-->NDE Degree of protection IP55 Incremental encoder 22-bit with commutation position (encoder IC22DQ) with DRIVE-CLiQ interface Design IM B35 with flange A450 (IM V35) PLAIN SHAFT WITHOUT FITTED KEY; BEARING: STANDARD VIBRATION SEVERITY GRADE S/A SHAFT A.FLANGE ACCURACY GR.R TERMINAL BOX (ABOVE) CABLE ENTRY ON THE RIGHT SIGNAL CONNECTION D-END | - | 0 | 0
1PH8186-1DB03-0LA1 |  | 1PH8186-1DB03-0LA1 | 1 | UN | 1 | 30 | D | D | N | N | 85015230 | 1 |  | 422 | KG | 14068.74 | 14068.74 | MC05 | MC05 | SIMOTICS M Compact induction motor 400 rpm, 21.3kW 506Nm, 65A, 268V 500rpm, 26.5kW 506Nm, 65A, 335V 600rpm, 32 kW 509Nm, 66A, 400 V forced ventilation Direction of air flow DE-->NDE Degree of protection IP55 Incremental encoder 22-bit with commutation position (encoder IC22DQ) with DRIVE-CLiQ interface Design IM B35 with flange A450 (IM V35) PLAIN SHAFT WITHOUT FITTED KEY; BEARING: PERFORMANCE VIBRATION SEVERITY GRADE SR/B SHAFT A. FLANGE ACCURACY GR. R TERMINAL BOX (ABOVE) CABLE ENTRY ON THE RIGHT SIGNAL CONNECTION D-END | - | 0 | 0
1PH8186-1DB03-1CB1 |  | 1PH8186-1DB03-1CB1 | 1 | UN | 1 | 30 | D | D | N | N | 85015230 | 1 |  | 422 | KG | 10311.08 | 10311.08 | MC05 | MC05 | SIMOTICS M Compact induction motor 400 rpm, 21.3kW 506Nm, 65A, 268V 500rpm, 26.5kW 506Nm, 65A, 335V 600rpm, 32 kW 509Nm, 66A, 400 V forced ventilation Direction of air flow DE-->NDE Degree of protection IP55 Incremental encoder 22-bit with commutation position (encoder IC22DQ) with DRIVE-CLiQ interface Design IM B35 with flange A450 (IM V35) SHAFT WITH FITTED KEY FULL-KEY BALANCING BEARING: STANDARD VIBRATION SEVERITY GRADE S/A SHAFT A.FLANGE ACCURACY GR.R TERMINAL BOX (ABOVE) CABLE ENTRY ON THE LEFT SIGNAL CONNECTION D-END | - | 0 | 0
1PH8186-1DB03-2BC1 |  | 1PH8186-1DB03-2BC1 | 1 | UN | 1 | 30 | D | D | N | N | 85015230 | 1 |  | 422 | KG | 10000.42 | 10000.42 | MC05 | MC05 | SIMOTICS M Compact induction motor 400 rpm, 21.3kW 506Nm, 65A, 268V 500rpm, 26.5kW 506Nm, 65A, 335V 600rpm, 32 kW 509Nm, 66A, 400 V forced ventilation Direction of air flow DE-->NDE Degree of protection IP55 Incremental encoder 22-bit with commutation position (encoder IC22DQ) with DRIVE-CLiQ interface Design IM B35 with flange A450 (IM V35) SHAFT WITH FITTED KEY HALF-KEY BALANCING BEARING: STANDARD VIBRATION SEVERITY GRADE R/A; SHAFT A.FLANGE ACCURACY GR. R TERMINAL BOX (ABOVE) CABLE ENTRY ON THE ND-END SIGNAL CONNECTION RIGHT | - | 0 | 0
1PH8186-1DB10-0FA1 |  | 1PH8186-1DB10-0FA1 | 1 | UN | 1 | 30 | D | D | N | N | 85015230 | 1 |  | 422 | KG | 9231.15 | 9231.15 | MC05 | MC05 | SIMOTICS M Compact induction motor 400 rpm, 21.3kW 506Nm, 65A, 268V 500rpm, 26.5kW 506Nm, 65A, 335V 600rpm, 32 kW 509Nm, 66A, 400 V forced ventilation Direction of air flow NDE-->DE Degree of protection IP55 Incremental encoder 22-bit with commutation position (encoder IC22DQ) with DRIVE-CLiQ interface DESIGN IM B3 (IMB6, IMB7, IMB8, IMV6) PLAIN SHAFT WITHOUT FITTED KEY; BEARING: GREATER CANTILEVER FORCES; VIBRATION SEVERITY GRADE R/A; SHAFT AND FLANGE ACCURACY GR. R TERMINAL BOX (ABOVE) CABLE ENTRY ON THE RIGHT SIGNAL CONNECTION D-END | - | 0 | 0
1PH8186-1DB10-1BA1-Z | G14 | 1PH8186-1DB10-1BA1-ZG14 | 1 | UN | 1 | 30 | D | D | N | N | 85015230 | 1 |  | 422 | KG | 9619.21 | 9619.21 | MC05 | MC05 | SIMOTICS M Compact induction motor 400 rpm, 21.3kW 506Nm, 65A, 268V 500rpm, 26.5kW 506Nm, 65A, 335V 600rpm, 32 kW 509Nm, 66A, 400 V forced ventilation Direction of air flow NDE-->DE Degree of protection IP55 Incremental encoder 22-bit with commutation position (encoder IC22DQ) with DRIVE-CLiQ interface DESIGN IM B3 (IMB6, IMB7, IMB8, IMV6) SHAFT WITH FITTED KEY FULL-KEY BALANCING BEARING: STANDARD VIBRATION SEVERITY GRADE R/A; SHAFT A.FLANGE ACCURACY GR. R TERMINAL BOX (ABOVE) CABLE ENTRY ON THE RIGHT SIGNAL CONNECTION D-END G14: FAN ASSEMBLY WITH AIR FILTER | - | 0 | 0
1PH8186-1DB10-1BB1-Z | G14 | 1PH8186-1DB10-1BB1-ZG14 | 1 | UN | 1 | 30 | D | D | N | N | 85015230 | 1 |  | 422 | KG | 9619.21 | 9619.21 | MC05 | MC05 | SIMOTICS M Compact induction motor 400 rpm, 21.3kW 506Nm, 65A, 268V 500rpm, 26.5kW 506Nm, 65A, 335V 600rpm, 32 kW 509Nm, 66A, 400 V forced ventilation Direction of air flow NDE-->DE Degree of protection IP55 Incremental encoder 22-bit with commutation position (encoder IC22DQ) with DRIVE-CLiQ interface DESIGN IM B3 (IMB6, IMB7, IMB8, IMV6) SHAFT WITH FITTED KEY FULL-KEY BALANCING BEARING: STANDARD VIBRATION SEVERITY GRADE R/A; SHAFT A.FLANGE ACCURACY GR. R TERMINAL BOX (ABOVE) CABLE ENTRY ON THE LEFT SIGNAL CONNECTION D-END G14: FAN ASSEMBLY WITH AIR FILTER | - | 0 | 0
1PH8186-1DB30-0BA1 |  | 1PH8186-1DB30-0BA1 | 1 | UN | 1 | 30 | D | D | N | N | 85015290 | 1 |  | 422 | KG | 10926.19 | 10926.19 | MC05 | MC05 | SIMOTICS M Compact induction motor 400rpm, 31.5kW 752Nm, 88A, 290V 500 rpm, 40 kW 764Nm, 88A, 355V 600 rpm, 48kW 764Nm, 88A, 430V Open-circuit ventilation Direction of air flow DE-->NDE Degree of protection IP23 Incremental encoder 22-bit with commutation position (encoder IC22DQ) with DRIVE-CLiQ interface DESIGN IM B3 (IMB6, IMB7, IMB8, IMV6) PLAIN SHAFT WITHOUT FITTED KEY; BEARING: STANDARD VIBRATION SEVERITY GRADE R/A; SHAFT A.FLANGE ACCURACY GR. R TERMINAL BOX (ABOVE) CABLE ENTRY ON THE RIGHT SIGNAL CONNECTION D-END | - | 0 | 0
1PH8186-1DC00-0AA1 |  | 1PH8186-1DC00-0AA1 | 1 | UN | 1 | 30 | D | D | N | N | 85015290 | 1 |  | 422 | KG | 8920.47 | 8920.47 | MC05 | MC05 | SIMOTICS M Compact induction motor 700rpm, 35kW, 478Nm, 83A, 330V 800rpm, 40kW, 478Nm, 83A, 450 V 1000rpm, 50 kW, 478Nm, 83A, 450 V forced ventilation Direction of air flow DE-->NDE Degree of protection IP55 Incremental encoder 22-bit with commutation position (encoder IC22DQ) with DRIVE-CLiQ interface DESIGN IM B3 (IMB6, IMB7, IMB8, IMV6) PLAIN SHAFT WITHOUT FITTED KEY; BEARING: STANDARD VIBRATION SEVERITY GRADE A; SHAFT A.FLANGE ACCURACY GR.N TERMINAL BOX (ABOVE) CABLE ENTRY ON THE RIGHT SIGNAL CONNECTION D-END | - | 0 | 0
1PH8186-1DC00-0BA1 |  | 1PH8186-1DC00-0BA1 | 1 | UN | 1 | 30 | D | D | N | N | 85015290 | 1 |  | 422 | KG | 9083.21 | 9083.21 | MC05 | MC05 | SIMOTICS M Compact induction motor 700rpm, 35kW, 478Nm, 83A, 330V 800rpm, 40kW, 478Nm, 83A, 450 V 1000rpm, 50 kW, 478Nm, 83A, 450 V forced ventilation Direction of air flow DE-->NDE Degree of protection IP55 Incremental encoder 22-bit with commutation position (encoder IC22DQ) with DRIVE-CLiQ interface DESIGN IM B3 (IMB6, IMB7, IMB8, IMV6) PLAIN SHAFT WITHOUT FITTED KEY; BEARING: STANDARD VIBRATION SEVERITY GRADE R/A; SHAFT A.FLANGE ACCURACY GR. R TERMINAL BOX (ABOVE) CABLE ENTRY ON THE RIGHT SIGNAL CONNECTION D-END | - | 0 | 0
1PH8186-1DC00-1EA1 |  | 1PH8186-1DC00-1EA1 | 1 | UN | 1 | 30 | D | D | N | N | 85015290 | 1 |  | 422 | KG | 9238.53 | 9238.53 | MC05 | MC05 | SIMOTICS M Compact induction motor 700rpm, 35kW, 478Nm, 83A, 330V 800rpm, 40kW, 478Nm, 83A, 450 V 1000rpm, 50 kW, 478Nm, 83A, 450 V forced ventilation Direction of air flow DE-->NDE Degree of protection IP55 Incremental encoder 22-bit with commutation position (encoder IC22DQ) with DRIVE-CLiQ interface DESIGN IM B3 (IMB6, IMB7, IMB8, IMV6) SHAFT WITH FITTED KEY FULL-KEY BALANCING BEARING: GREATER CANTILEVER FORCES; VIBRATION SEVERITY GRADE A; SHAFT AND FLANGE ACCURACY GR. N TERMINAL BOX (ABOVE) CABLE ENTRY ON THE RIGHT SIGNAL CONNECTION D-END | - | 0 | 0
1PH8186-1DC00-2AA1 |  | 1PH8186-1DC00-2AA1 | 1 | UN | 1 | 30 | D | D | N | N | 85015290 | 1 |  | 422 | KG | 9053.6 | 9053.6 | MC05 | MC05 | SIMOTICS M Compact induction motor 700rpm, 35kW, 478Nm, 83A, 330V 800rpm, 40kW, 478Nm, 83A, 450 V 1000rpm, 50 kW, 478Nm, 83A, 450 V forced ventilation Direction of air flow DE-->NDE Degree of protection IP55 Incremental encoder 22-bit with commutation position (encoder IC22DQ) with DRIVE-CLiQ interface DESIGN IM B3 (IMB6, IMB7, IMB8, IMV6) SHAFT WITH FITTED KEY HALF-KEY BALANCING BEARING: STANDARD VIBRATION SEVERITY GRADE A; SHAFT A.FLANGE ACCURACY GR.N TERMINAL BOX (ABOVE) CABLE ENTRY ON THE RIGHT SIGNAL CONNECTION D-END | - | 0 | 0
1PH8186-1DC03-1DA1 |  | 1PH8186-1DC03-1DA1 | 1 | UN | 1 | 30 | D | D | N | N | 85015290 | 1 |  | 422 | KG | 10459.04 | 10459.04 | MC05 | MC05 | SIMOTICS M Compact induction motor 700rpm, 35kW, 478Nm, 83A, 330V 800rpm, 40kW, 478Nm, 83A, 450 V 1000rpm, 50 kW, 478Nm, 83A, 450 V forced ventilation Direction of air flow DE-->NDE Degree of protection IP55 Incremental encoder 22-bit with commutation position (encoder IC22DQ) with DRIVE-CLiQ interface Design IM B35 with flange A450 (IM V35) SHAFT WITH FITTED KEY FULL-KEY BALANCING BEARING: STANDARD VIBRATION SEVERITY GRADE SR/A; SHAFT A.FLANGE ACCURACY GR.R TERMINAL BOX (ABOVE) CABLE ENTRY ON THE RIGHT SIGNAL CONNECTION D-END | - | 0 | 0
1PH8186-1DC10-2AA1-Z | G14 | 1PH8186-1DC10-2AA1-ZG14 | 1 | UN | 1 | 30 | D | D | N | N | 85015290 | 1 |  | 422 | KG | 9456.47 | 9456.47 | MC05 | MC05 | SIMOTICS M Compact induction motor 700rpm, 35kW, 478Nm, 83A, 330V 800rpm, 40kW, 478Nm, 83A, 450 V 1000rpm, 50 kW, 478Nm, 83A, 450 V forced ventilation Direction of air flow NDE-->DE Degree of protection IP55 Incremental encoder 22-bit with commutation position (encoder IC22DQ) with DRIVE-CLiQ interface DESIGN IM B3 (IMB6, IMB7, IMB8, IMV6) SHAFT WITH FITTED KEY HALF-KEY BALANCING BEARING: STANDARD VIBRATION SEVERITY GRADE A; SHAFT A.FLANGE ACCURACY GR.N TERMINAL BOX (ABOVE) CABLE ENTRY ON THE RIGHT SIGNAL CONNECTION D-END G14: FAN ASSEMBLY WITH AIR FILTER | - | 0 | 0
1PH8186-1DC30-0DA1-Z | K24 | 1PH8186-1DC30-0DA1-ZK24 | 1 | UN | 1 | 30 | D | D | N | N | 85015290 | 1 |  | 422 | KG | 11710.26 | 11710.26 | MC05 | MC05 | SIMOTICS M Compact induction motor 700rpm, 52kW 709Nm, 116A, 330V 800rpm, 60kW 716Nm, 120 A, 360V 1000rpm, 74kW 707Nm, 116A, 450 V Open-circuit ventilation Direction of air flow DE-->NDE Degree of protection IP23 Incremental encoder 22-bit with commutation position (encoder IC22DQ) with DRIVE-CLiQ interface DESIGN IM B3 (IMB6, IMB7, IMB8, IMV6) PLAIN SHAFT WITHOUT FITTED KEY; BEARING: STANDARD VIBRATION SEVERITY GRADE SR/A; SHAFT A.FLANGE ACCURACY GR.R TERMINAL BOX (ABOVE) CABLE ENTRY ON THE RIGHT SIGNAL CONNECTION D-END K24: PRIMING (AUBURN) | - | 0 | 0
1PH8186-1DC30-0DB1-Z | K24 | 1PH8186-1DC30-0DB1-ZK24 | 1 | UN | 1 | 30 | D | D | N | N | 85015290 | 1 |  | 422 | KG | 11710.26 | 11710.26 | MC05 | MC05 | SIMOTICS M Compact induction motor 700rpm, 52kW 709Nm, 116A, 330V 800rpm, 60kW 716Nm, 120 A, 360V 1000rpm, 74kW 707Nm, 116A, 450 V Open-circuit ventilation Direction of air flow DE-->NDE Degree of protection IP23 Incremental encoder 22-bit with commutation position (encoder IC22DQ) with DRIVE-CLiQ interface DESIGN IM B3 (IMB6, IMB7, IMB8, IMV6) PLAIN SHAFT WITHOUT FITTED KEY; BEARING: STANDARD VIBRATION SEVERITY GRADE SR/A; SHAFT A.FLANGE ACCURACY GR.R TERMINAL BOX (ABOVE) CABLE ENTRY ON THE LEFT SIGNAL CONNECTION D-END K24: PRIMING (AUBURN) | - | 0 | 0
1PH8186-1DC30-2FD1-Z | L75 | 1PH8186-1DC30-2FD1-ZL75 | 1 | UN | 1 | 40 | X | D | N | N | 85015290 | 1 |  | 430 | KG | 11857.92 | 11857.92 | MC05 | MC05 | SIMOTICS M Compact induction motor 700rpm, 52kW 709Nm, 116A, 330V 800rpm, 60kW 716Nm, 120 A, 360V 1000rpm, 74kW 707Nm, 116A, 450 V Open-circuit ventilation Direction of air flow DE-->NDE Degree of protection IP23 Incremental encoder 22-bit with commutation position (encoder IC22DQ) with DRIVE-CLiQ interface DESIGN IM B3 (IMB6, IMB7, IMB8, IMV6) SHAFT WITH FITTED KEY HALF-KEY BALANCING BEARING: GREATER CANTILEVER FORCES; VIBRATION SEVERITY GRADE R/A; SHAFT AND FLANGE ACCURACY GR. R TERMINAL BOX (ABOVE) CABLE ENTRY ON THE D-END SIGNAL CONNECTION RIGHT L75: FAN SPECIAL VERSION 3 AC 400 V DEGREE OF PROTECTION IP 65 | - | 0 | 0
1PH8186-1DD00-0AA1 |  | 1PH8186-1DD00-0AA1 | 1 | UN | 1 | 30 | D | D | N | N | 85015290 | 1 |  | 422 | KG | 8920.47 | 8920.47 | MC05 | MC05 | SIMOTICS M Compact induction motor 1000rpm, 51kW 487Nm, 112A, 340V 1150rpm, 58kW 482Nm, 112A, 390V 1350rpm, 67kW 474Nm, 112A, 450 V forced ventilation Direction of air flow DE-->NDE Degree of protection IP55 Incremental encoder 22-bit with commutation position (encoder IC22DQ) with DRIVE-CLiQ interface DESIGN IM B3 (IMB6, IMB7, IMB8, IMV6) PLAIN SHAFT WITHOUT FITTED KEY; BEARING: STANDARD VIBRATION SEVERITY GRADE A; SHAFT A.FLANGE ACCURACY GR.N TERMINAL BOX (ABOVE) CABLE ENTRY ON THE RIGHT SIGNAL CONNECTION D-END | - | 0 | 0
1PH8186-1DD00-0AC1 |  | 1PH8186-1DD00-0AC1 | 1 | UN | 1 | 30 | D | D | N | N | 85015290 | 1 |  | 422 | KG | 8920.47 | 8920.47 | MC05 | MC05 | SIMOTICS M Compact induction motor 1000rpm, 51kW 487Nm, 112A, 340V 1150rpm, 58kW 482Nm, 112A, 390V 1350rpm, 67kW 474Nm, 112A, 450 V forced ventilation Direction of air flow DE-->NDE Degree of protection IP55 Incremental encoder 22-bit with commutation position (encoder IC22DQ) with DRIVE-CLiQ interface DESIGN IM B3 (IMB6, IMB7, IMB8, IMV6) PLAIN SHAFT WITHOUT FITTED KEY; BEARING: STANDARD VIBRATION SEVERITY GRADE A; SHAFT A.FLANGE ACCURACY GR.N TERMINAL BOX (ABOVE) CABLE ENTRY ON THE ND-END SIGNAL CONNECTION RIGHT | - | 0 | 0
1PH8186-1DD00-0BA1 |  | 1PH8186-1DD00-0BA1 | 1 | UN | 1 | 30 | D | D | N | N | 85015290 | 1 |  | 422 | KG | 9083.21 | 9083.21 | MC05 | MC05 | SIMOTICS M Compact induction motor 1000rpm, 51kW 487Nm, 112A, 340V 1150rpm, 58kW 482Nm, 112A, 390V 1350rpm, 67kW 474Nm, 112A, 450 V forced ventilation Direction of air flow DE-->NDE Degree of protection IP55 Incremental encoder 22-bit with commutation position (encoder IC22DQ) with DRIVE-CLiQ interface DESIGN IM B3 (IMB6, IMB7, IMB8, IMV6) PLAIN SHAFT WITHOUT FITTED KEY; BEARING: STANDARD VIBRATION SEVERITY GRADE R/A; SHAFT A.FLANGE ACCURACY GR. R TERMINAL BOX (ABOVE) CABLE ENTRY ON THE RIGHT SIGNAL CONNECTION D-END | - | 0 | 0
1PH8186-1DD00-0BC1 |  | 1PH8186-1DD00-0BC1 | 1 | UN | 1 | 30 | D | D | N | N | 85015290 | 1 |  | 422 | KG | 9083.21 | 9083.21 | MC05 | MC05 | SIMOTICS M Compact induction motor 1000rpm, 51kW 487Nm, 112A, 340V 1150rpm, 58kW 482Nm, 112A, 390V 1350rpm, 67kW 474Nm, 112A, 450 V forced ventilation Direction of air flow DE-->NDE Degree of protection IP55 Incremental encoder 22-bit with commutation position (encoder IC22DQ) with DRIVE-CLiQ interface DESIGN IM B3 (IMB6, IMB7, IMB8, IMV6) PLAIN SHAFT WITHOUT FITTED KEY; BEARING: STANDARD VIBRATION SEVERITY GRADE R/A; SHAFT A.FLANGE ACCURACY GR. R TERMINAL BOX (ABOVE) CABLE ENTRY ON THE ND-END SIGNAL CONNECTION RIGHT | - | 0 | 0
1PH8186-1DD00-0EA1 |  | 1PH8186-1DD00-0EA1 | 1 | UN | 1 | 30 | D | D | N | N | 85015290 | 1 |  | 422 | KG | 9105.4 | 9105.4 | MC05 | MC05 | SIMOTICS M Compact induction motor 1000rpm, 51kW 487Nm, 112A, 340V 1150rpm, 58kW 482Nm, 112A, 390V 1350rpm, 67kW 474Nm, 112A, 450 V forced ventilation Direction of air flow DE-->NDE Degree of protection IP55 Incremental encoder 22-bit with commutation position (encoder IC22DQ) with DRIVE-CLiQ interface DESIGN IM B3 (IMB6, IMB7, IMB8, IMV6) PLAIN SHAFT WITHOUT FITTED KEY; BEARING: GREATER CANTILEVER FORCES; VIBRATION SEVERITY GRADE A; SHAFT AND FLANGE ACCURACY GR. N TERMINAL BOX (ABOVE) CABLE ENTRY ON THE RIGHT SIGNAL CONNECTION D-END | - | 0 | 0
1PH8186-1DD00-1BA1 |  | 1PH8186-1DD00-1BA1 | 1 | UN | 1 | 30 | D | D | N | N | 85015290 | 1 |  | 422 | KG | 9216.34 | 9216.34 | MC05 | MC05 | SIMOTICS M Compact induction motor 1000rpm, 51kW 487Nm, 112A, 340V 1150rpm, 58kW 482Nm, 112A, 390V 1350rpm, 67kW 474Nm, 112A, 450 V forced ventilation Direction of air flow DE-->NDE Degree of protection IP55 Incremental encoder 22-bit with commutation position (encoder IC22DQ) with DRIVE-CLiQ interface DESIGN IM B3 (IMB6, IMB7, IMB8, IMV6) SHAFT WITH FITTED KEY FULL-KEY BALANCING BEARING: STANDARD VIBRATION SEVERITY GRADE R/A; SHAFT A.FLANGE ACCURACY GR. R TERMINAL BOX (ABOVE) CABLE ENTRY ON THE RIGHT SIGNAL CONNECTION D-END | - | 0 | 0
1PH8186-1DD00-2BA1 |  | 1PH8186-1DD00-2BA1 | 1 | UN | 1 | 30 | D | D | N | N | 85015290 | 1 |  | 422 | KG | 9216.34 | 9216.34 | MC05 | MC05 | SIMOTICS M Compact induction motor 1000rpm, 51kW 487Nm, 112A, 340V 1150rpm, 58kW 482Nm, 112A, 390V 1350rpm, 67kW 474Nm, 112A, 450 V forced ventilation Direction of air flow DE-->NDE Degree of protection IP55 Incremental encoder 22-bit with commutation position (encoder IC22DQ) with DRIVE-CLiQ interface DESIGN IM B3 (IMB6, IMB7, IMB8, IMV6) SHAFT WITH FITTED KEY HALF-KEY BALANCING BEARING: STANDARD VIBRATION SEVERITY GRADE R/A; SHAFT A.FLANGE ACCURACY GR. R TERMINAL BOX (ABOVE) CABLE ENTRY ON THE RIGHT SIGNAL CONNECTION D-END | - | 0 | 0
1PH8186-1DD00-2DB1-Z | L27 | 1PH8186-1DD00-2DB1-ZL27 | 1 | UN | 1 | 30 | D | D | N | N | 85015290 | 1 |  | 422 | KG | 10342.46 | 10342.46 | MC05 | MC05 | SIMOTICS M Compact induction motor 1000rpm, 51kW 487Nm, 112A, 340V 1150rpm, 58kW 482Nm, 112A, 390V 1350rpm, 67kW 474Nm, 112A, 450 V forced ventilation Direction of air flow DE-->NDE Degree of protection IP55 Incremental encoder 22-bit with commutation position (encoder IC22DQ) with DRIVE-CLiQ interface DESIGN IM B3 (IMB6, IMB7, IMB8, IMV6) SHAFT WITH FITTED KEY HALF-KEY BALANCING BEARING: STANDARD VIBRATION SEVERITY GRADE SR/A; SHAFT A.FLANGE ACCURACY GR.R TERMINAL BOX (ABOVE) CABLE ENTRY ON THE LEFT SIGNAL CONNECTION D-END L27: INSULATED VERSION NON-DRIVE END BEARING | - | 0 | 0
1PH8186-1DD00-2EA1 |  | 1PH8186-1DD00-2EA1 | 1 | UN | 1 | 30 | D | D | N | N | 85015290 | 1 |  | 422 | KG | 9238.53 | 9238.53 | MC05 | MC05 | SIMOTICS M Compact induction motor 1000rpm, 51kW 487Nm, 112A, 340V 1150rpm, 58kW 482Nm, 112A, 390V 1350rpm, 67kW 474Nm, 112A, 450 V forced ventilation Direction of air flow DE-->NDE Degree of protection IP55 Incremental encoder 22-bit with commutation position (encoder IC22DQ) with DRIVE-CLiQ interface DESIGN IM B3 (IMB6, IMB7, IMB8, IMV6) SHAFT WITH FITTED KEY HALF-KEY BALANCING BEARING: GREATER CANTILEVER FORCES; VIBRATION SEVERITY GRADE A; SHAFT AND FLANGE ACCURACY GR. N TERMINAL BOX (ABOVE) CABLE ENTRY ON THE RIGHT SIGNAL CONNECTION D-END | - | 0 | 0
1PH8186-1DD00-2FA1 |  | 1PH8186-1DD00-2FA1 | 1 | UN | 1 | 30 | D | D | N | N | 85015290 | 1 |  | 422 | KG | 9364.28 | 9364.28 | MC05 | MC05 | SIMOTICS M Compact induction motor 1000rpm, 51kW 487Nm, 112A, 340V 1150rpm, 58kW 482Nm, 112A, 390V 1350rpm, 67kW 474Nm, 112A, 450 V forced ventilation Direction of air flow DE-->NDE Degree of protection IP55 Incremental encoder 22-bit with commutation position (encoder IC22DQ) with DRIVE-CLiQ interface DESIGN IM B3 (IMB6, IMB7, IMB8, IMV6) SHAFT WITH FITTED KEY HALF-KEY BALANCING BEARING: GREATER CANTILEVER FORCES; VIBRATION SEVERITY GRADE R/A; SHAFT AND FLANGE ACCURACY GR. R TERMINAL BOX (ABOVE) CABLE ENTRY ON THE RIGHT SIGNAL CONNECTION D-END | - | 0 | 0
1PH8186-1DD02-0DC1 |  | 1PH8186-1DD02-0DC1 | 1 | UN | 1 | 30 | D | D | N | N | 85015290 | 1 |  | 422 | KG | 10325.91 | 10325.91 | MC05 | MC05 | SIMOTICS M Compact induction motor 1000rpm, 51kW 487Nm, 112A, 340V 1150rpm, 58kW 482Nm, 112A, 390V 1350rpm, 67kW 474Nm, 112A, 450 V forced ventilation Direction of air flow DE-->NDE Degree of protection IP55 Incremental encoder 22-bit with commutation position (encoder IC22DQ) with DRIVE-CLiQ interface DESIGN IM B5 WITH FLANGE A450 (IM V3) PLAIN SHAFT WITHOUT FITTED KEY; BEARING: STANDARD VIBRATION SEVERITY GRADE SR/A; SHAFT A.FLANGE ACCURACY GR.R TERMINAL BOX (ABOVE) CABLE ENTRY ON THE ND-END SIGNAL CONNECTION RIGHT | - | 0 | 0
1PH8186-1DD02-1CB1 |  | 1PH8186-1DD02-1CB1 | 1 | UN | 1 | 30 | D | D | N | N | 85015290 | 1 |  | 422 | KG | 10311.08 | 10311.08 | MC05 | MC05 | SIMOTICS M Compact induction motor 1000rpm, 51kW 487Nm, 112A, 340V 1150rpm, 58kW 482Nm, 112A, 390V 1350rpm, 67kW 474Nm, 112A, 450 V forced ventilation Direction of air flow DE-->NDE Degree of protection IP55 Incremental encoder 22-bit with commutation position (encoder IC22DQ) with DRIVE-CLiQ interface DESIGN IM B5 WITH FLANGE A450 (IM V3) SHAFT WITH FITTED KEY FULL-KEY BALANCING BEARING: STANDARD VIBRATION SEVERITY GRADE S/A SHAFT A.FLANGE ACCURACY GR.R TERMINAL BOX (ABOVE) CABLE ENTRY ON THE LEFT SIGNAL CONNECTION D-END | - | 0 | 0
1PH8186-1DD02-2BC1 |  | 1PH8186-1DD02-2BC1 | 1 | UN | 1 | 30 | D | D | N | N | 85015290 | 1 |  | 422 | KG | 10000.42 | 10000.42 | MC05 | MC05 | SIMOTICS M Compact induction motor 1000rpm, 51kW 487Nm, 112A, 340V 1150rpm, 58kW 482Nm, 112A, 390V 1350rpm, 67kW 474Nm, 112A, 450 V forced ventilation Direction of air flow DE-->NDE Degree of protection IP55 Incremental encoder 22-bit with commutation position (encoder IC22DQ) with DRIVE-CLiQ interface DESIGN IM B5 WITH FLANGE A450 (IM V3) SHAFT WITH FITTED KEY HALF-KEY BALANCING BEARING: STANDARD VIBRATION SEVERITY GRADE R/A; SHAFT A.FLANGE ACCURACY GR. R TERMINAL BOX (ABOVE) CABLE ENTRY ON THE ND-END SIGNAL CONNECTION RIGHT | - | 0 | 0
1PH8186-1DD03-0BA1 |  | 1PH8186-1DD03-0BA1 | 1 | UN | 1 | 30 | D | D | N | N | 85015290 | 1 |  | 422 | KG | 9867.29 | 9867.29 | MC05 | MC05 | SIMOTICS M Compact induction motor 1000rpm, 51kW 487Nm, 112A, 340V 1150rpm, 58kW 482Nm, 112A, 390V 1350rpm, 67kW 474Nm, 112A, 450 V forced ventilation Direction of air flow DE-->NDE Degree of protection IP55 Incremental encoder 22-bit with commutation position (encoder IC22DQ) with DRIVE-CLiQ interface Design IM B35 with flange A450 (IM V35) PLAIN SHAFT WITHOUT FITTED KEY; BEARING: STANDARD VIBRATION SEVERITY GRADE R/A; SHAFT A.FLANGE ACCURACY GR. R TERMINAL BOX (ABOVE) CABLE ENTRY ON THE RIGHT SIGNAL CONNECTION D-END | - | 0 | 0
1PH8186-1DD03-0LC1 |  | 1PH8186-1DD03-0LC1 | 1 | UN | 1 | 30 | D | D | N | N | 85015290 | 1 |  | 422 | KG | 14068.74 | 14068.74 | MC05 | MC05 | SIMOTICS M Compact induction motor 1000rpm, 51kW 487Nm, 112A, 340V 1150rpm, 58kW 482Nm, 112A, 390V 1350rpm, 67kW 474Nm, 112A, 450 V forced ventilation Direction of air flow DE-->NDE Degree of protection IP55 Incremental encoder 22-bit with commutation position (encoder IC22DQ) with DRIVE-CLiQ interface Design IM B35 with flange A450 (IM V35) PLAIN SHAFT WITHOUT FITTED KEY; BEARING: PERFORMANCE VIBRATION SEVERITY GRADE SR/B SHAFT A. FLANGE ACCURACY GR. R TERMINAL BOX (ABOVE) CABLE ENTRY ON THE ND-END SIGNAL CONNECTION RIGHT | - | 0 | 0
1PH8186-1DD10-0AA1 |  | 1PH8186-1DD10-0AA1 | 1 | UN | 1 | 30 | D | D | N | N | 85015290 | 1 |  | 422 | KG | 8920.47 | 8920.47 | MC05 | MC05 | SIMOTICS M Compact induction motor 1000rpm, 51kW 487Nm, 112A, 340V 1150rpm, 58kW 482Nm, 112A, 390V 1350rpm, 67kW 474Nm, 112A, 450 V forced ventilation Direction of air flow NDE-->DE Degree of protection IP55 Incremental encoder 22-bit with commutation position (encoder IC22DQ) with DRIVE-CLiQ interface DESIGN IM B3 (IMB6, IMB7, IMB8, IMV6) PLAIN SHAFT WITHOUT FITTED KEY; BEARING: STANDARD VIBRATION SEVERITY GRADE A; SHAFT A.FLANGE ACCURACY GR.N TERMINAL BOX (ABOVE) CABLE ENTRY ON THE RIGHT SIGNAL CONNECTION D-END | - | 0 | 0
1PH8186-1DD10-1BB1-Z | G14 | 1PH8186-1DD10-1BB1-ZG14 | 1 | UN | 1 | 30 | D | D | N | N | 85015290 | 1 |  | 422 | KG | 9619.21 | 9619.21 | MC05 | MC05 | SIMOTICS M Compact induction motor 1000rpm, 51kW 487Nm, 112A, 340V 1150rpm, 58kW 482Nm, 112A, 390V 1350rpm, 67kW 474Nm, 112A, 450 V forced ventilation Direction of air flow NDE-->DE Degree of protection IP55 Incremental encoder 22-bit with commutation position (encoder IC22DQ) with DRIVE-CLiQ interface DESIGN IM B3 (IMB6, IMB7, IMB8, IMV6) SHAFT WITH FITTED KEY FULL-KEY BALANCING BEARING: STANDARD VIBRATION SEVERITY GRADE R/A; SHAFT A.FLANGE ACCURACY GR. R TERMINAL BOX (ABOVE) CABLE ENTRY ON THE LEFT SIGNAL CONNECTION D-END G14: FAN ASSEMBLY WITH AIR FILTER | - | 0 | 0
1PH8186-1DD10-1FA1-Z | G14 | 1PH8186-1DD10-1FA1-ZG14 | 1 | UN | 1 | 30 | D | D | N | N | 85015290 | 1 |  | 422 | KG | 9767.15 | 9767.15 | MC05 | MC05 | SIMOTICS M Compact induction motor 1000rpm, 51kW 487Nm, 112A, 340V 1150rpm, 58kW 482Nm, 112A, 390V 1350rpm, 67kW 474Nm, 112A, 450 V forced ventilation Direction of air flow NDE-->DE Degree of protection IP55 Incremental encoder 22-bit with commutation position (encoder IC22DQ) with DRIVE-CLiQ interface DESIGN IM B3 (IMB6, IMB7, IMB8, IMV6) SHAFT WITH FITTED KEY FULL-KEY BALANCING BEARING: GREATER CANTILEVER FORCES; VIBRATION SEVERITY GRADE R/A; SHAFT AND FLANGE ACCURACY GR. R TERMINAL BOX (ABOVE) CABLE ENTRY ON THE RIGHT SIGNAL CONNECTION D-END G14: FAN ASSEMBLY WITH AIR FILTER | - | 0 | 0
1PH8186-1DD10-2BA1 |  | 1PH8186-1DD10-2BA1 | 1 | UN | 1 | 30 | D | D | N | N | 85015290 | 1 |  | 422 | KG | 9216.34 | 9216.34 | MC05 | MC05 | SIMOTICS M Compact induction motor 1000rpm, 51kW 487Nm, 112A, 340V 1150rpm, 58kW 482Nm, 112A, 390V 1350rpm, 67kW 474Nm, 112A, 450 V forced ventilation Direction of air flow NDE-->DE Degree of protection IP55 Incremental encoder 22-bit with commutation position (encoder IC22DQ) with DRIVE-CLiQ interface DESIGN IM B3 (IMB6, IMB7, IMB8, IMV6) SHAFT WITH FITTED KEY HALF-KEY BALANCING BEARING: STANDARD VIBRATION SEVERITY GRADE R/A; SHAFT A.FLANGE ACCURACY GR. R TERMINAL BOX (ABOVE) CABLE ENTRY ON THE RIGHT SIGNAL CONNECTION D-END | - | 0 | 0
1PH8186-1DD10-2BB1-Z | K40L27 | 1PH8186-1DD10-2BB1-ZK40L27 | 1 | UN | 1 | 30 | D | D | N | N | 85015290 | 1 |  | 422 | KG | 10349.85 | 10349.85 | MC05 | MC05 | SIMOTICS M Compact induction motor 1000rpm, 51kW 487Nm, 112A, 340V 1150rpm, 58kW 482Nm, 112A, 390V 1350rpm, 67kW 474Nm, 112A, 450 V forced ventilation Direction of air flow NDE-->DE Degree of protection IP55 Incremental encoder 22-bit with commutation position (encoder IC22DQ) with DRIVE-CLiQ interface DESIGN IM B3 (IMB6, IMB7, IMB8, IMV6) SHAFT WITH FITTED KEY HALF-KEY BALANCING BEARING: STANDARD VIBRATION SEVERITY GRADE R/A; SHAFT A.FLANGE ACCURACY GR. R TERMINAL BOX (ABOVE) CABLE ENTRY ON THE LEFT SIGNAL CONNECTION D-END K40: RELUBRICATING EQUIPMENT DRIVE END AND NON-DRIVE END L27: INSULATED VERSION NON-DRIVE END BEARING | - | 0 | 0
1PH8186-1DD10-2FB1 |  | 1PH8186-1DD10-2FB1 | 1 | UN | 1 | 30 | D | D | N | N | 85015290 | 1 |  | 422 | KG | 9364.28 | 9364.28 | MC05 | MC05 | SIMOTICS M Compact induction motor 1000rpm, 51kW 487Nm, 112A, 340V 1150rpm, 58kW 482Nm, 112A, 390V 1350rpm, 67kW 474Nm, 112A, 450 V forced ventilation Direction of air flow NDE-->DE Degree of protection IP55 Incremental encoder 22-bit with commutation position (encoder IC22DQ) with DRIVE-CLiQ interface DESIGN IM B3 (IMB6, IMB7, IMB8, IMV6) SHAFT WITH FITTED KEY HALF-KEY BALANCING BEARING: GREATER CANTILEVER FORCES; VIBRATION SEVERITY GRADE R/A; SHAFT AND FLANGE ACCURACY GR. R TERMINAL BOX (ABOVE) CABLE ENTRY ON THE LEFT SIGNAL CONNECTION D-END | - | 0 | 0
1PH8186-1DD10-2FC1-Z | K40L27 | 1PH8186-1DD10-2FC1-ZK40L27 | 1 | UN | 1 | 30 | D | D | N | N | 85015290 | 1 |  | 422 | KG | 10497.79 | 10497.79 | MC05 | MC05 | SIMOTICS M Compact induction motor 1000rpm, 51kW 487Nm, 112A, 340V 1150rpm, 58kW 482Nm, 112A, 390V 1350rpm, 67kW 474Nm, 112A, 450 V forced ventilation Direction of air flow NDE-->DE Degree of protection IP55 Incremental encoder 22-bit with commutation position (encoder IC22DQ) with DRIVE-CLiQ interface DESIGN IM B3 (IMB6, IMB7, IMB8, IMV6) SHAFT WITH FITTED KEY HALF-KEY BALANCING BEARING: GREATER CANTILEVER FORCES; VIBRATION SEVERITY GRADE R/A; SHAFT AND FLANGE ACCURACY GR. R TERMINAL BOX (ABOVE) CABLE ENTRY ON THE ND-END SIGNAL CONNECTION RIGHT K40: RELUBRICATING EQUIPMENT DRIVE END AND NON-DRIVE END L27: INSULATED VERSION NON-DRIVE END BEARING | - | 0 | 0
1PH8186-1DD13-1BA1 |  | 1PH8186-1DD13-1BA1 | 1 | UN | 1 | 30 | D | D | N | N | 85015290 | 1 |  | 422 | KG | 10000.42 | 10000.42 | MC05 | MC05 | SIMOTICS M Compact induction motor 1000rpm, 51kW 487Nm, 112A, 340V 1150rpm, 58kW 482Nm, 112A, 390V 1350rpm, 67kW 474Nm, 112A, 450 V forced ventilation Direction of air flow NDE-->DE Degree of protection IP55 Incremental encoder 22-bit with commutation position (encoder IC22DQ) with DRIVE-CLiQ interface Design IM B35 with flange A450 (IM V35) SHAFT WITH FITTED KEY FULL-KEY BALANCING BEARING: STANDARD VIBRATION SEVERITY GRADE R/A; SHAFT A.FLANGE ACCURACY GR. R TERMINAL BOX (ABOVE) CABLE ENTRY ON THE RIGHT SIGNAL CONNECTION D-END | - | 0 | 0
1PH8186-1DF00-0BA1 |  | 1PH8186-1DF00-0BA1 | 1 | UN | 1 | 30 | D | D | N | N | 85015381 | 1 |  | 422 | KG | 9083.21 | 9083.21 | MC05 | MC05 | SIMOTICS M Compact induction motor 1500rpm, 74kW 471Nm, 166A, 330V 1750rpm, 85kW 464Nm, 164A, 385 V 2000rpm, 94kW 449Nm, 160 A, 445V forced ventilation Direction of air flow DE-->NDE Degree of protection IP55 Incremental encoder 22-bit with commutation position (encoder IC22DQ) with DRIVE-CLiQ interface DESIGN IM B3 (IMB6, IMB7, IMB8, IMV6) PLAIN SHAFT WITHOUT FITTED KEY; BEARING: STANDARD VIBRATION SEVERITY GRADE R/A; SHAFT A.FLANGE ACCURACY GR. R TERMINAL BOX (ABOVE) CABLE ENTRY ON THE RIGHT SIGNAL CONNECTION D-END | - | 0 | 0
1PH8186-1DF00-0FA1 |  | 1PH8186-1DF00-0FA1 | 1 | UN | 1 | 30 | D | D | N | N | 85015381 | 1 |  | 422 | KG | 9231.15 | 9231.15 | MC05 | MC05 | SIMOTICS M Compact induction motor 1500rpm, 74kW 471Nm, 166A, 330V 1750rpm, 85kW 464Nm, 164A, 385 V 2000rpm, 94kW 449Nm, 160 A, 445V forced ventilation Direction of air flow DE-->NDE Degree of protection IP55 Incremental encoder 22-bit with commutation position (encoder IC22DQ) with DRIVE-CLiQ interface DESIGN IM B3 (IMB6, IMB7, IMB8, IMV6) PLAIN SHAFT WITHOUT FITTED KEY; BEARING: GREATER CANTILEVER FORCES; VIBRATION SEVERITY GRADE R/A; SHAFT AND FLANGE ACCURACY GR. R TERMINAL BOX (ABOVE) CABLE ENTRY ON THE RIGHT SIGNAL CONNECTION D-END | - | 0 | 0
1PH8186-1DF00-0FB1 |  | 1PH8186-1DF00-0FB1 | 1 | UN | 1 | 30 | D | D | N | N | 85015381 | 1 |  | 422 | KG | 9231.15 | 9231.15 | MC05 | MC05 | SIMOTICS M Compact induction motor 1500rpm, 74kW 471Nm, 166A, 330V 1750rpm, 85kW 464Nm, 164A, 385 V 2000rpm, 94kW 449Nm, 160 A, 445V forced ventilation Direction of air flow DE-->NDE Degree of protection IP55 Incremental encoder 22-bit with commutation position (encoder IC22DQ) with DRIVE-CLiQ interface DESIGN IM B3 (IMB6, IMB7, IMB8, IMV6) PLAIN SHAFT WITHOUT FITTED KEY; BEARING: GREATER CANTILEVER FORCES; VIBRATION SEVERITY GRADE R/A; SHAFT AND FLANGE ACCURACY GR. R TERMINAL BOX (ABOVE) CABLE ENTRY ON THE LEFT SIGNAL CONNECTION D-END | - | 0 | 0
1PH8186-1DF00-1AA1-Z | L00 | 1PH8186-1DF00-1AA1-ZL00 | 1 | UN | 1 | 30 | D | D | N | N | 85015381 | 1 |  | 422 | KG | 9379.05 | 9379.05 | MC05 | MC05 | SIMOTICS M Compact induction motor 1500rpm, 74kW 471Nm, 166A, 330V 1750rpm, 85kW 464Nm, 164A, 385 V 2000rpm, 94kW 449Nm, 160 A, 445V forced ventilation Direction of air flow DE-->NDE Degree of protection IP55 Incremental encoder 22-bit with commutation position (encoder IC22DQ) with DRIVE-CLiQ interface DESIGN IM B3 (IMB6, IMB7, IMB8, IMV6) SHAFT WITH FITTED KEY FULL-KEY BALANCING BEARING: STANDARD VIBRATION SEVERITY GRADE A; SHAFT A.FLANGE ACCURACY GR.N TERMINAL BOX (ABOVE) CABLE ENTRY ON THE RIGHT SIGNAL CONNECTION D-END L00: NEXT BIGGER TERMINAL BOX (1XB7322 --> 1XB7422, 1XB7422 --> 1XB7700) | - | 0 | 0
1PH8186-1DF00-2AC1 |  | 1PH8186-1DF00-2AC1 | 1 | UN | 1 | 30 | D | D | N | N | 85015381 | 1 |  | 422 | KG | 9053.6 | 9053.6 | MC05 | MC05 | SIMOTICS M Compact induction motor 1500rpm, 74kW 471Nm, 166A, 330V 1750rpm, 85kW 464Nm, 164A, 385 V 2000rpm, 94kW 449Nm, 160 A, 445V forced ventilation Direction of air flow DE-->NDE Degree of protection IP55 Incremental encoder 22-bit with commutation position (encoder IC22DQ) with DRIVE-CLiQ interface DESIGN IM B3 (IMB6, IMB7, IMB8, IMV6) SHAFT WITH FITTED KEY HALF-KEY BALANCING BEARING: STANDARD VIBRATION SEVERITY GRADE A; SHAFT A.FLANGE ACCURACY GR.N TERMINAL BOX (ABOVE) CABLE ENTRY ON THE ND-END SIGNAL CONNECTION RIGHT | - | 0 | 0
1PH8186-1DF00-2AC1-Z | K24L00L75 | 1PH8186-1DF00-2AC1-ZK24L00L75 | 1 | UN | 1 | 40 | X | D | N | N | 85015381 | 1 |  | 430 | KG | 10355.16 | 10355.16 | MC05 | MC05 | SIMOTICS M Compact induction motor 1500rpm, 74kW 471Nm, 166A, 330V 1750rpm, 85kW 464Nm, 164A, 385 V 2000rpm, 94kW 449Nm, 160 A, 445V forced ventilation Direction of air flow DE-->NDE Degree of protection IP55 Incremental encoder 22-bit with commutation position (encoder IC22DQ) with DRIVE-CLiQ interface DESIGN IM B3 (IMB6, IMB7, IMB8, IMV6) SHAFT WITH FITTED KEY HALF-KEY BALANCING BEARING: STANDARD VIBRATION SEVERITY GRADE A; SHAFT A.FLANGE ACCURACY GR.N TERMINAL BOX (ABOVE) CABLE ENTRY ON THE ND-END SIGNAL CONNECTION RIGHT K24: PRIMING (AUBURN) L00: NEXT BIGGER TERMINAL BOX (1XB7322 --> 1XB7422, 1XB7422 --> 1XB7700) L75: FAN SPECIAL VERSION 3 AC 400 V DEGREE OF PROTECTION IP 65 | - | 0 | 0
1PH8186-1DF02-0DC1 |  | 1PH8186-1DF02-0DC1 | 1 | UN | 1 | 30 | D | D | N | N | 85015381 | 1 |  | 422 | KG | 10325.91 | 10325.91 | MC05 | MC05 | SIMOTICS M Compact induction motor 1500rpm, 74kW 471Nm, 166A, 330V 1750rpm, 85kW 464Nm, 164A, 385 V 2000rpm, 94kW 449Nm, 160 A, 445V forced ventilation Direction of air flow DE-->NDE Degree of protection IP55 Incremental encoder 22-bit with commutation position (encoder IC22DQ) with DRIVE-CLiQ interface DESIGN IM B5 WITH FLANGE A450 (IM V3) PLAIN SHAFT WITHOUT FITTED KEY; BEARING: STANDARD VIBRATION SEVERITY GRADE SR/A; SHAFT A.FLANGE ACCURACY GR.R TERMINAL BOX (ABOVE) CABLE ENTRY ON THE ND-END SIGNAL CONNECTION RIGHT | - | 0 | 0
1PH8186-1DF03-0BA1 |  | 1PH8186-1DF03-0BA1 | 1 | UN | 1 | 30 | D | D | N | N | 85015381 | 1 |  | 422 | KG | 9867.29 | 9867.29 | MC05 | MC05 | SIMOTICS M Compact induction motor 1500rpm, 74kW 471Nm, 166A, 330V 1750rpm, 85kW 464Nm, 164A, 385 V 2000rpm, 94kW 449Nm, 160 A, 445V forced ventilation Direction of air flow DE-->NDE Degree of protection IP55 Incremental encoder 22-bit with commutation position (encoder IC22DQ) with DRIVE-CLiQ interface Design IM B35 with flange A450 (IM V35) PLAIN SHAFT WITHOUT FITTED KEY; BEARING: STANDARD VIBRATION SEVERITY GRADE R/A; SHAFT A.FLANGE ACCURACY GR. R TERMINAL BOX (ABOVE) CABLE ENTRY ON THE RIGHT SIGNAL CONNECTION D-END | - | 0 | 0
1PH8186-1DF03-0CA1 |  | 1PH8186-1DF03-0CA1 | 1 | UN | 1 | 30 | D | D | N | N | 85015381 | 1 |  | 422 | KG | 10177.95 | 10177.95 | MC05 | MC05 | SIMOTICS M Compact induction motor 1500rpm, 74kW 471Nm, 166A, 330V 1750rpm, 85kW 464Nm, 164A, 385 V 2000rpm, 94kW 449Nm, 160 A, 445V forced ventilation Direction of air flow DE-->NDE Degree of protection IP55 Incremental encoder 22-bit with commutation position (encoder IC22DQ) with DRIVE-CLiQ interface Design IM B35 with flange A450 (IM V35) PLAIN SHAFT WITHOUT FITTED KEY; BEARING: STANDARD VIBRATION SEVERITY GRADE S/A SHAFT A.FLANGE ACCURACY GR.R TERMINAL BOX (ABOVE) CABLE ENTRY ON THE RIGHT SIGNAL CONNECTION D-END | - | 0 | 0
1PH8186-1DF03-1BA1 |  | 1PH8186-1DF03-1BA1 | 1 | UN | 1 | 30 | D | D | N | N | 85015381 | 1 |  | 422 | KG | 10000.42 | 10000.42 | MC05 | MC05 | SIMOTICS M Compact induction motor 1500rpm, 74kW 471Nm, 166A, 330V 1750rpm, 85kW 464Nm, 164A, 385 V 2000rpm, 94kW 449Nm, 160 A, 445V forced ventilation Direction of air flow DE-->NDE Degree of protection IP55 Incremental encoder 22-bit with commutation position (encoder IC22DQ) with DRIVE-CLiQ interface Design IM B35 with flange A450 (IM V35) SHAFT WITH FITTED KEY FULL-KEY BALANCING BEARING: STANDARD VIBRATION SEVERITY GRADE R/A; SHAFT A.FLANGE ACCURACY GR. R TERMINAL BOX (ABOVE) CABLE ENTRY ON THE RIGHT SIGNAL CONNECTION D-END | - | 0 | 0
1PH8186-1DF03-1DA1-Z | L00 | 1PH8186-1DF03-1DA1-ZL00 | 1 | UN | 1 | 30 | D | D | N | N | 85015381 | 1 |  | 422 | KG | 10784.49 | 10784.49 | MC05 | MC05 | SIMOTICS M Compact induction motor 1500rpm, 74kW 471Nm, 166A, 330V 1750rpm, 85kW 464Nm, 164A, 385 V 2000rpm, 94kW 449Nm, 160 A, 445V forced ventilation Direction of air flow DE-->NDE Degree of protection IP55 Incremental encoder 22-bit with commutation position (encoder IC22DQ) with DRIVE-CLiQ interface Design IM B35 with flange A450 (IM V35) SHAFT WITH FITTED KEY FULL-KEY BALANCING BEARING: STANDARD VIBRATION SEVERITY GRADE SR/A; SHAFT A.FLANGE ACCURACY GR.R TERMINAL BOX (ABOVE) CABLE ENTRY ON THE RIGHT SIGNAL CONNECTION D-END L00: NEXT BIGGER TERMINAL BOX (1XB7322 --> 1XB7422, 1XB7422 --> 1XB7700) | - | 0 | 0
1PH8186-1DF10-1BA1 |  | 1PH8186-1DF10-1BA1 | 1 | UN | 1 | 30 | D | D | N | N | 85015381 | 1 |  | 422 | KG | 9216.34 | 9216.34 | MC05 | MC05 | SIMOTICS M Compact induction motor 1500rpm, 74kW 471Nm, 166A, 330V 1750rpm, 85kW 464Nm, 164A, 385 V 2000rpm, 94kW 449Nm, 160 A, 445V forced ventilation Direction of air flow NDE-->DE Degree of protection IP55 Incremental encoder 22-bit with commutation position (encoder IC22DQ) with DRIVE-CLiQ interface DESIGN IM B3 (IMB6, IMB7, IMB8, IMV6) SHAFT WITH FITTED KEY FULL-KEY BALANCING BEARING: STANDARD VIBRATION SEVERITY GRADE R/A; SHAFT A.FLANGE ACCURACY GR. R TERMINAL BOX (ABOVE) CABLE ENTRY ON THE RIGHT SIGNAL CONNECTION D-END | - | 0 | 0
1PH8186-1DF10-2AB1-Z | G14 | 1PH8186-1DF10-2AB1-ZG14 | 1 | UN | 1 | 30 | D | D | N | N | 85015381 | 1 |  | 422 | KG | 9456.47 | 9456.47 | MC05 | MC05 | SIMOTICS M Compact induction motor 1500rpm, 74kW 471Nm, 166A, 330V 1750rpm, 85kW 464Nm, 164A, 385 V 2000rpm, 94kW 449Nm, 160 A, 445V forced ventilation Direction of air flow NDE-->DE Degree of protection IP55 Incremental encoder 22-bit with commutation position (encoder IC22DQ) with DRIVE-CLiQ interface DESIGN IM B3 (IMB6, IMB7, IMB8, IMV6) SHAFT WITH FITTED KEY HALF-KEY BALANCING BEARING: STANDARD VIBRATION SEVERITY GRADE A; SHAFT A.FLANGE ACCURACY GR.N TERMINAL BOX (ABOVE) CABLE ENTRY ON THE LEFT SIGNAL CONNECTION D-END G14: FAN ASSEMBLY WITH AIR FILTER | - | 0 | 0
1PH8186-1DF13-0BC1 |  | 1PH8186-1DF13-0BC1 | 1 | UN | 1 | 30 | D | D | N | N | 85015381 | 1 |  | 422 | KG | 9867.29 | 9867.29 | MC05 | MC05 | SIMOTICS M Compact induction motor 1500rpm, 74kW 471Nm, 166A, 330V 1750rpm, 85kW 464Nm, 164A, 385 V 2000rpm, 94kW 449Nm, 160 A, 445V forced ventilation Direction of air flow NDE-->DE Degree of protection IP55 Incremental encoder 22-bit with commutation position (encoder IC22DQ) with DRIVE-CLiQ interface Design IM B35 with flange A450 (IM V35) PLAIN SHAFT WITHOUT FITTED KEY; BEARING: STANDARD VIBRATION SEVERITY GRADE R/A; SHAFT A.FLANGE ACCURACY GR. R TERMINAL BOX (ABOVE) CABLE ENTRY ON THE ND-END SIGNAL CONNECTION RIGHT | - | 0 | 0
1PH8186-1DF15-1EA1 |  | 1PH8186-1DF15-1EA1 | 1 | UN | 1 | 30 | D | D | N | N | 85015381 | 1 |  | 422 | KG | 10185.34 | 10185.34 | MC05 | MC05 | SIMOTICS M Compact induction motor 1500rpm, 74kW 471Nm, 166A, 330V 1750rpm, 85kW 464Nm, 164A, 385 V 2000rpm, 94kW 449Nm, 160 A, 445V forced ventilation Direction of air flow NDE-->DE Degree of protection IP55 Incremental encoder 22-bit with commutation position (encoder IC22DQ) with DRIVE-CLiQ interface Design IM V15 with flange A450 SHAFT WITH FITTED KEY FULL-KEY BALANCING BEARING: GREATER CANTILEVER FORCES; VIBRATION SEVERITY GRADE A; SHAFT AND FLANGE ACCURACY GR. N TERMINAL BOX (ABOVE) CABLE ENTRY ON THE RIGHT SIGNAL CONNECTION D-END | - | 0 | 0
1PH8186-1DF20-0BA1 |  | 1PH8186-1DF20-0BA1 | 1 | UN | 1 | 30 | D | D | N | N | 85015381 | 1 |  | 410 | KG | 11679.72 | 11679.72 | MC05 | MC05 | SIMOTICS M Compact induction motor 1500rpm, 93kW 592Nm, 198A, 330V 1750rpm, 111kW 606Nm, 200 A, 385 V 2000rpm, 126kW 602Nm, 200 A, 445V water cooling Degree of protection IP55 Incremental encoder 22-bit with commutation position (encoder IC22DQ) with DRIVE-CLiQ interface DESIGN IM B3 (IMB6, IMB7, IMB8, IMV6) PLAIN SHAFT WITHOUT FITTED KEY; BEARING: STANDARD VIBRATION SEVERITY GRADE R/A; SHAFT A.FLANGE ACCURACY GR. R TERMINAL BOX (ABOVE) CABLE ENTRY ON THE RIGHT SIGNAL CONNECTION D-END | - | 0 | 0
1PH8186-1DF20-2CC1 |  | 1PH8186-1DF20-2CC1 | 1 | UN | 1 | 30 | D | D | N | N | 85015381 | 1 |  | 410 | KG | 12123.51 | 12123.51 | MC05 | MC05 | SIMOTICS M Compact induction motor 1500rpm, 93kW 592Nm, 198A, 330V 1750rpm, 111kW 606Nm, 200 A, 385 V 2000rpm, 126kW 602Nm, 200 A, 445V water cooling Degree of protection IP55 Incremental encoder 22-bit with commutation position (encoder IC22DQ) with DRIVE-CLiQ interface DESIGN IM B3 (IMB6, IMB7, IMB8, IMV6) SHAFT WITH FITTED KEY HALF-KEY BALANCING BEARING: STANDARD VIBRATION SEVERITY GRADE S/A SHAFT A.FLANGE ACCURACY GR.R TERMINAL BOX (ABOVE) CABLE ENTRY ON THE ND-END SIGNAL CONNECTION RIGHT | - | 0 | 0
1PH8186-1DF23-0BA1 |  | 1PH8186-1DF23-0BA1 | 1 | UN | 1 | 30 | D | D | N | N | 85015381 | 1 |  | 410 | KG | 12463.8 | 12463.8 | MC05 | MC05 | SIMOTICS M Compact induction motor 1500rpm, 93kW 592Nm, 198A, 330V 1750rpm, 111kW 606Nm, 200 A, 385 V 2000rpm, 126kW 602Nm, 200 A, 445V water cooling Degree of protection IP55 Incremental encoder 22-bit with commutation position (encoder IC22DQ) with DRIVE-CLiQ interface Design IM B35 with flange A450 (IM V35) PLAIN SHAFT WITHOUT FITTED KEY; BEARING: STANDARD VIBRATION SEVERITY GRADE R/A; SHAFT A.FLANGE ACCURACY GR. R TERMINAL BOX (ABOVE) CABLE ENTRY ON THE RIGHT SIGNAL CONNECTION D-END | - | 0 | 0
1PH8186-1DF30-2BD1 |  | 1PH8186-1DF30-2BD1 | 1 | UN | 1 | 30 | D | D | N | N | 85015381 | 1 |  | 422 | KG | 11059.32 | 11059.32 | MC05 | MC05 | SIMOTICS M Compact induction motor 1500rpm, 108kW 688Nm, 225 A, 330V 1750rpm, 125kW 682Nm, 225 A, 385 V 2000rpm, 135kW 645Nm, 210A, 445V Open-circuit ventilation Direction of air flow DE-->NDE Degree of protection IP23 Incremental encoder 22-bit with commutation position (encoder IC22DQ) with DRIVE-CLiQ interface DESIGN IM B3 (IMB6, IMB7, IMB8, IMV6) SHAFT WITH FITTED KEY HALF-KEY BALANCING BEARING: STANDARD VIBRATION SEVERITY GRADE R/A; SHAFT A.FLANGE ACCURACY GR. R TERMINAL BOX (ABOVE) CABLE ENTRY ON THE D-END SIGNAL CONNECTION RIGHT | - | 0 | 0
1PH8186-1DF30-2EB1 |  | 1PH8186-1DF30-2EB1 | 1 | UN | 1 | 30 | D | D | N | N | 85015381 | 1 |  | 422 | KG | 11081.51 | 11081.51 | MC05 | MC05 | SIMOTICS M Compact induction motor 1500rpm, 108kW 688Nm, 225 A, 330V 1750rpm, 125kW 682Nm, 225 A, 385 V 2000rpm, 135kW 645Nm, 210A, 445V Open-circuit ventilation Direction of air flow DE-->NDE Degree of protection IP23 Incremental encoder 22-bit with commutation position (encoder IC22DQ) with DRIVE-CLiQ interface DESIGN IM B3 (IMB6, IMB7, IMB8, IMV6) SHAFT WITH FITTED KEY HALF-KEY BALANCING BEARING: GREATER CANTILEVER FORCES; VIBRATION SEVERITY GRADE A; SHAFT AND FLANGE ACCURACY GR. N TERMINAL BOX (ABOVE) CABLE ENTRY ON THE LEFT SIGNAL CONNECTION D-END | - | 0 | 0
1PH8186-1DF33-2EC1 |  | 1PH8186-1DF33-2EC1 | 1 | UN | 1 | 30 | D | D | N | N | 85015381 | 1 |  | 422 | KG | 11865.59 | 11865.59 | MC05 | MC05 | SIMOTICS M Compact induction motor 1500rpm, 108kW 688Nm, 225 A, 330V 1750rpm, 125kW 682Nm, 225 A, 385 V 2000rpm, 135kW 645Nm, 210A, 445V Open-circuit ventilation Direction of air flow DE-->NDE Degree of protection IP23 Incremental encoder 22-bit with commutation position (encoder IC22DQ) with DRIVE-CLiQ interface Design IM B35 with flange A450 (IM V35) SHAFT WITH FITTED KEY HALF-KEY BALANCING BEARING: GREATER CANTILEVER FORCES; VIBRATION SEVERITY GRADE A; SHAFT AND FLANGE ACCURACY GR. N TERMINAL BOX (ABOVE) CABLE ENTRY ON THE ND-END SIGNAL CONNECTION RIGHT | - | 0 | 0
1PH8186-1DF40-0AA1-Z | G14 | 1PH8186-1DF40-0AA1-ZG14 | 1 | UN | 1 | 30 | D | D | N | N | 85015381 | 1 |  | 422 | KG | 11166.32 | 11166.32 | MC05 | MC05 | SIMOTICS M Compact induction motor 1500rpm, 108kW 688Nm, 225 A, 330V 1750rpm, 125kW 682Nm, 225 A, 385 V 2000rpm, 135kW 645Nm, 210A, 445V Open-circuit ventilation Direction of air flow NDE-->DE Degree of protection IP23 Incremental encoder 22-bit with commutation position (encoder IC22DQ) with DRIVE-CLiQ interface DESIGN IM B3 (IMB6, IMB7, IMB8, IMV6) PLAIN SHAFT WITHOUT FITTED KEY; BEARING: STANDARD VIBRATION SEVERITY GRADE A; SHAFT A.FLANGE ACCURACY GR.N TERMINAL BOX (ABOVE) CABLE ENTRY ON THE RIGHT SIGNAL CONNECTION D-END G14: FAN ASSEMBLY WITH AIR FILTER | - | 0 | 0
1PH8186-1DF40-1BC1-Z | G14L76 | 1PH8186-1DF40-1BC1-ZG14L76 | 1 | UN | 1 | 30 | D | D | N | N | 85015381 | 1 |  | 430 | KG | 11583.08 | 11583.08 | MC05 | MC05 | SIMOTICS M Compact induction motor 1500rpm, 108kW 688Nm, 225 A, 330V 1750rpm, 125kW 682Nm, 225 A, 385 V 2000rpm, 135kW 645Nm, 210A, 445V Open-circuit ventilation Direction of air flow NDE-->DE Degree of protection IP23 Incremental encoder 22-bit with commutation position (encoder IC22DQ) with DRIVE-CLiQ interface DESIGN IM B3 (IMB6, IMB7, IMB8, IMV6) SHAFT WITH FITTED KEY FULL-KEY BALANCING BEARING: STANDARD VIBRATION SEVERITY GRADE R/A; SHAFT A.FLANGE ACCURACY GR. R TERMINAL BOX (ABOVE) CABLE ENTRY ON THE ND-END SIGNAL CONNECTION RIGHT G14: FAN ASSEMBLY WITH AIR FILTER L76: EC fan 400 V 3 AC 50/60 Hz | - | 0 | 0
1PH8186-1DF40-2EA1-Z | K10 | 1PH8186-1DF40-2EA1-ZK10 | 1 | UN | 1 | 30 | D | D | N | N | 85015381 | 1 |  | 422 | KG | 12072.7 | 12072.7 | MC05 | MC05 | SIMOTICS M Compact induction motor 1500rpm, 108kW 688Nm, 225 A, 330V 1750rpm, 125kW 682Nm, 225 A, 385 V 2000rpm, 135kW 645Nm, 210A, 445V Open-circuit ventilation Direction of air flow NDE-->DE Degree of protection IP23 Incremental encoder 22-bit with commutation position (encoder IC22DQ) with DRIVE-CLiQ interface DESIGN IM B3 (IMB6, IMB7, IMB8, IMV6) SHAFT WITH FITTED KEY HALF-KEY BALANCING BEARING: GREATER CANTILEVER FORCES; VIBRATION SEVERITY GRADE A; SHAFT AND FLANGE ACCURACY GR. N TERMINAL BOX (ABOVE) CABLE ENTRY ON THE RIGHT SIGNAL CONNECTION D-END K10: TERMINAL BOX NON DRIVE-END CABLE ROUTING DRIVE END SIGNAL CONNECTION TOP | - | 0 | 0
1PH8186-1DL00-0LA1 |  | 1PH8186-1DL00-0LA1 | 1 | UN | 1 | 30 | D | D | N | N | 85015381 | 1 |  | 422 | KG | 13284.66 | 13284.66 | MC05 | MC05 | SIMOTICS M Compact induction motor 2500rpm, 106kW 405Nm, 230A, 335V 2900rpm, 101kW 333Nm, 198A, 385 V 3400RPM, 81kW 228Nm, 158A, 455V forced ventilation Direction of air flow DE-->NDE Degree of protection IP55 Incremental encoder 22-bit with commutation position (encoder IC22DQ) with DRIVE-CLiQ interface DESIGN IM B3 (IMB6, IMB7, IMB8, IMV6) PLAIN SHAFT WITHOUT FITTED KEY; BEARING: PERFORMANCE VIBRATION SEVERITY GRADE SR/B SHAFT A. FLANGE ACCURACY GR. R TERMINAL BOX (ABOVE) CABLE ENTRY ON THE RIGHT SIGNAL CONNECTION D-END | - | 0 | 0
1PH8186-1DL03-1CA1 |  | 1PH8186-1DL03-1CA1 | 1 | UN | 1 | 30 | D | D | N | N | 85015381 | 1 |  | 422 | KG | 10311.08 | 10311.08 | MC05 | MC05 | SIMOTICS M Compact induction motor 2500rpm, 106kW 405Nm, 230A, 335V 2900rpm, 101kW 333Nm, 198A, 385 V 3400RPM, 81kW 228Nm, 158A, 455V forced ventilation Direction of air flow DE-->NDE Degree of protection IP55 Incremental encoder 22-bit with commutation position (encoder IC22DQ) with DRIVE-CLiQ interface Design IM B35 with flange A450 (IM V35) SHAFT WITH FITTED KEY FULL-KEY BALANCING BEARING: STANDARD VIBRATION SEVERITY GRADE S/A SHAFT A.FLANGE ACCURACY GR.R TERMINAL BOX (ABOVE) CABLE ENTRY ON THE RIGHT SIGNAL CONNECTION D-END | - | 0 | 0
1PH8186-1DL03-1CA1-Z | K24 | 1PH8186-1DL03-1CA1-ZK24 | 1 | UN | 1 | 30 | D | D | N | N | 85015381 | 1 |  | 422 | KG | 10636.53 | 10636.53 | MC05 | MC05 | SIMOTICS M Compact induction motor 2500rpm, 106kW 405Nm, 230A, 335V 2900rpm, 101kW 333Nm, 198A, 385 V 3400RPM, 81kW 228Nm, 158A, 455V forced ventilation Direction of air flow DE-->NDE Degree of protection IP55 Incremental encoder 22-bit with commutation position (encoder IC22DQ) with DRIVE-CLiQ interface Design IM B35 with flange A450 (IM V35) SHAFT WITH FITTED KEY FULL-KEY BALANCING BEARING: STANDARD VIBRATION SEVERITY GRADE S/A SHAFT A.FLANGE ACCURACY GR.R TERMINAL BOX (ABOVE) CABLE ENTRY ON THE RIGHT SIGNAL CONNECTION D-END K24: PRIMING (AUBURN) | - | 0 | 0
1PH8186-1DL20-9LB1 | N0B | 1PH8186-1DL20-9LB1N0B | 1 | UN | 1 | 30 | D | D | N | N | 85015381 | 1 |  | 415 | KG | 18271.4 | 18271.4 | MC05 | MC05 | SIMOTICS M Compact induction motor 2500rpm, 120 kW 458Nm, 250 A, 335 V 2900 rpm, 135kW 445Nm, 245A, 385 V 3400 rpm, 121kW 340Nm, 200 A, 455 V Water cooling Degree of protection IP55 Motor customer-spec. N0B: Construction design Customer-specific | - | 0 | 0
1PH8186-1ED10-1BC1-Z | G14K23L00L75X02Y84 | 1PH8186-1ED10-1BC1-ZG14K23L00L75X02Y84 | 1 | UN | 1 | 40 | X | D | N | N | 85015290 | 1 |  | 430 | KG | 11415.84 | 11415.84 | MC05 | MC05 | SIMOTICS M Compact induction motor 1000rpm, 51kW 487Nm, 112A, 340V 1150rpm, 58kW 482Nm, 112A, 390V 1350rpm, 67kW 474Nm, 112A, 450 V forced ventilation Direction of air flow NDE-->DE Degree of protection IP55 ABSOLUTE ENCODER ENDAT 2048 S/R (ENCODER AM2048S/R) with TEMPERAT. SENSOR KTY84-130 DESIGN IM B3 (IMB6, IMB7, IMB8, IMV6) SHAFT WITH FITTED KEY FULL-KEY BALANCING BEARING: STANDARD VIBRATION SEVERITY GRADE R/A; SHAFT A.FLANGE ACCURACY GR. R TERMINAL BOX (ABOVE) CABLE ENTRY ON THE ND-END SIGNAL CONNECTION RIGHT G14: FAN ASSEMBLY WITH AIR FILTER K23: SPECIAL PAINTING WORLDWIDE L00: NEXT BIGGER TERMINAL BOX (1XB7322 --> 1XB7422, 1XB7422 --> 1XB7700) L75: FAN SPECIAL VERSION 3 AC 400 V DEGREE OF PROTECTION IP 65 X02: PAINT FINISH RAL 9001 (CREAM WHITE) Y84: CUSTOMER IDENTNUMBER ON THE RATING PLATE (MAX. 30 SIGNS) | - | 0 | 0
1PH8186-1EF03-0BA1-Z | L00 | 1PH8186-1EF03-0BA1-ZL00 | 1 | UN | 1 | 30 | D | D | N | N | 85015381 | 1 |  | 422 | KG | 10464.41 | 10464.41 | MC05 | MC05 | SIMOTICS M Compact induction motor 1500rpm, 74kW 471Nm, 166A, 330V 1750rpm, 85kW 464Nm, 164A, 385 V 2000rpm, 94kW 449Nm, 160 A, 445V forced ventilation Direction of air flow DE-->NDE Degree of protection IP55 ABSOLUTE ENCODER ENDAT 2048 S/R (ENCODER AM2048S/R) with TEMPERAT. SENSOR KTY84-130 Design IM B35 with flange A450 (IM V35) PLAIN SHAFT WITHOUT FITTED KEY; BEARING: STANDARD VIBRATION SEVERITY GRADE R/A; SHAFT A.FLANGE ACCURACY GR. R TERMINAL BOX (ABOVE) CABLE ENTRY ON THE RIGHT SIGNAL CONNECTION D-END L00: NEXT BIGGER TERMINAL BOX (1XB7322 --> 1XB7422, 1XB7422 --> 1XB7700) | - | 0 | 0
1PH8186-1EL12-0BB1-Z | K18K40L27Y84 | 1PH8186-1EL12-0BB1-ZK18K40L27Y84 | 1 | UN | 1 | 30 | D | D | N | N | 85015381 | 1 |  | 422 | KG | 11643.8 | 11643.8 | MC05 | MC05 | SIMOTICS M Compact induction motor 2500rpm, 106kW 405Nm, 230A, 335V 2900rpm, 101kW 333Nm, 198A, 385 V 3400RPM, 81kW 228Nm, 158A, 455V forced ventilation Direction of air flow NDE-->DE Degree of protection IP55 ABSOLUTE ENCODER ENDAT 2048 S/R (ENCODER AM2048S/R) with TEMPERAT. SENSOR KTY84-130 DESIGN IM B5 WITH FLANGE A450 (IM V3) PLAIN SHAFT WITHOUT FITTED KEY; BEARING: STANDARD VIBRATION SEVERITY GRADE R/A; SHAFT A.FLANGE ACCURACY GR. R TERMINAL BOX (ABOVE) CABLE ENTRY ON THE LEFT SIGNAL CONNECTION D-END K18: RADIAL SHAFT SEAL RING DRIVE END K40: RELUBRICATING EQUIPMENT DRIVE END AND NON-DRIVE END L27: INSULATED VERSION NON-DRIVE END BEARING Y84: CUSTOMER IDENTNUMBER ON THE RATING PLATE (MAX. 30 SIGNS) | - | 0 | 0
1PH8186-1EL13-0DA1-Z | G14K18K40L27 | 1PH8186-1EL13-0DA1-ZG14K18K40L27 | 1 | UN | 1 | 30 | D | D | N | N | 85015381 | 1 |  | 422 | KG | 12459.41 | 12459.41 | MC05 | MC05 | SIMOTICS M Compact induction motor 2500rpm, 106kW 405Nm, 230A, 335V 2900rpm, 101kW 333Nm, 198A, 385 V 3400RPM, 81kW 228Nm, 158A, 455V forced ventilation Direction of air flow NDE-->DE Degree of protection IP55 ABSOLUTE ENCODER ENDAT 2048 S/R (ENCODER AM2048S/R) with TEMPERAT. SENSOR KTY84-130 Design IM B35 with flange A450 (IM V35) PLAIN SHAFT WITHOUT FITTED KEY; BEARING: STANDARD VIBRATION SEVERITY GRADE SR/A; SHAFT A.FLANGE ACCURACY GR.R TERMINAL BOX (ABOVE) CABLE ENTRY ON THE RIGHT SIGNAL CONNECTION D-END G14: FAN ASSEMBLY WITH AIR FILTER K18: RADIAL SHAFT SEAL RING DRIVE END K40: RELUBRICATING EQUIPMENT DRIVE END AND NON-DRIVE END L27: INSULATED VERSION NON-DRIVE END BEARING | - | 0 | 0
1PH8186-1FC03-2BC1 |  | 1PH8186-1FC03-2BC1 | 1 | UN | 1 | 30 | D | D | N | N | 85015290 | 1 |  | 422 | KG | 10717.94 | 10717.94 | MC05 | MC05 | SIMOTICS M Compact induction motor 700rpm, 35kW, 478Nm, 83A, 330V 800rpm, 40kW, 478Nm, 83A, 450 V 1000rpm, 50 kW, 478Nm, 83A, 450 V forced ventilation Direction of air flow DE-->NDE Degree of protection IP55 Absolute encoder 22-bit Single-turn and 12-bit multi-turn (encoder AM22DQ) with DRIVE-CLiQ interface Design IM B35 with flange A450 (IM V35) SHAFT WITH FITTED KEY HALF-KEY BALANCING BEARING: STANDARD VIBRATION SEVERITY GRADE R/A; SHAFT A.FLANGE ACCURACY GR. R TERMINAL BOX (ABOVE) CABLE ENTRY ON THE ND-END SIGNAL CONNECTION RIGHT | - | 0 | 0
1PH8186-1FC10-2AA1-Z | G14K09 | 1PH8186-1FC10-2AA1-ZG14K09 | 1 | UN | 1 | 30 | D | D | N | N | 85015290 | 1 |  | 422 | KG | 11165.18 | 11165.18 | MC05 | MC05 | SIMOTICS M Compact induction motor 700rpm, 35kW, 478Nm, 83A, 330V 800rpm, 40kW, 478Nm, 83A, 450 V 1000rpm, 50 kW, 478Nm, 83A, 450 V forced ventilation Direction of air flow NDE-->DE Degree of protection IP55 Absolute encoder 22-bit Single-turn and 12-bit multi-turn (encoder AM22DQ) with DRIVE-CLiQ interface DESIGN IM B3 (IMB6, IMB7, IMB8, IMV6) SHAFT WITH FITTED KEY HALF-KEY BALANCING BEARING: STANDARD VIBRATION SEVERITY GRADE A; SHAFT A.FLANGE ACCURACY GR.N TERMINAL BOX (ABOVE) CABLE ENTRY ON THE RIGHT SIGNAL CONNECTION D-END G14: FAN ASSEMBLY WITH AIR FILTER K09: TERMINAL BOX NON DRIVE END CABLE ROUTING DRIVE END SIGNAL CONNECTION TOP | - | 0 | 0
1PH8186-1FD00-0DA1 |  | 1PH8186-1FD00-0DA1 | 1 | UN | 1 | 30 | D | D | N | N | 85015290 | 1 |  | 422 | KG | 10259.35 | 10259.35 | MC05 | MC05 | SIMOTICS M Compact induction motor 1000rpm, 51kW 487Nm, 112A, 340V 1150rpm, 58kW 482Nm, 112A, 390V 1350rpm, 67kW 474Nm, 112A, 450 V forced ventilation Direction of air flow DE-->NDE Degree of protection IP55 Absolute encoder 22-bit Single-turn and 12-bit multi-turn (encoder AM22DQ) with DRIVE-CLiQ interface DESIGN IM B3 (IMB6, IMB7, IMB8, IMV6) PLAIN SHAFT WITHOUT FITTED KEY; BEARING: STANDARD VIBRATION SEVERITY GRADE SR/A; SHAFT A.FLANGE ACCURACY GR.R TERMINAL BOX (ABOVE) CABLE ENTRY ON THE RIGHT SIGNAL CONNECTION D-END | - | 0 | 0
1PH8186-1FF00-0BA1 |  | 1PH8186-1FF00-0BA1 | 1 | UN | 1 | 30 | D | D | N | N | 85015381 | 1 |  | 422 | KG | 9800.73 | 9800.73 | MC05 | MC05 | SIMOTICS M Compact induction motor 1500rpm, 74kW 471Nm, 166A, 330V 1750rpm, 85kW 464Nm, 164A, 385 V 2000rpm, 94kW 449Nm, 160 A, 445V forced ventilation Direction of air flow DE-->NDE Degree of protection IP55 Absolute encoder 22-bit Single-turn and 12-bit multi-turn (encoder AM22DQ) with DRIVE-CLiQ interface DESIGN IM B3 (IMB6, IMB7, IMB8, IMV6) PLAIN SHAFT WITHOUT FITTED KEY; BEARING: STANDARD VIBRATION SEVERITY GRADE R/A; SHAFT A.FLANGE ACCURACY GR. R TERMINAL BOX (ABOVE) CABLE ENTRY ON THE RIGHT SIGNAL CONNECTION D-END | - | 0 | 0
1PH8186-1FF00-1BA1 |  | 1PH8186-1FF00-1BA1 | 1 | UN | 1 | 30 | D | D | N | N | 85015381 | 1 |  | 422 | KG | 9933.86 | 9933.86 | MC05 | MC05 | SIMOTICS M Compact induction motor 1500rpm, 74kW 471Nm, 166A, 330V 1750rpm, 85kW 464Nm, 164A, 385 V 2000rpm, 94kW 449Nm, 160 A, 445V forced ventilation Direction of air flow DE-->NDE Degree of protection IP55 Absolute encoder 22-bit Single-turn and 12-bit multi-turn (encoder AM22DQ) with DRIVE-CLiQ interface DESIGN IM B3 (IMB6, IMB7, IMB8, IMV6) SHAFT WITH FITTED KEY FULL-KEY BALANCING BEARING: STANDARD VIBRATION SEVERITY GRADE R/A; SHAFT A.FLANGE ACCURACY GR. R TERMINAL BOX (ABOVE) CABLE ENTRY ON THE RIGHT SIGNAL CONNECTION D-END | - | 0 | 0
1PH8186-1FF10-1FC1-Z | G14 | 1PH8186-1FF10-1FC1-ZG14 | 1 | UN | 1 | 30 | D | D | N | N | 85015381 | 1 |  | 422 | KG | 10484.67 | 10484.67 | MC05 | MC05 | SIMOTICS M Compact induction motor 1500rpm, 74kW 471Nm, 166A, 330V 1750rpm, 85kW 464Nm, 164A, 385 V 2000rpm, 94kW 449Nm, 160 A, 445V forced ventilation Direction of air flow NDE-->DE Degree of protection IP55 Absolute encoder 22-bit Single-turn and 12-bit multi-turn (encoder AM22DQ) with DRIVE-CLiQ interface DESIGN IM B3 (IMB6, IMB7, IMB8, IMV6) SHAFT WITH FITTED KEY FULL-KEY BALANCING BEARING: GREATER CANTILEVER FORCES; VIBRATION SEVERITY GRADE R/A; SHAFT AND FLANGE ACCURACY GR. R TERMINAL BOX (ABOVE) CABLE ENTRY ON THE ND-END SIGNAL CONNECTION RIGHT G14: FAN ASSEMBLY WITH AIR FILTER | - | 0 | 0
1PH8186-1FF10-2AA1 |  | 1PH8186-1FF10-2AA1 | 1 | UN | 1 | 30 | D | D | N | N | 85015381 | 1 |  | 422 | KG | 9771.12 | 9771.12 | MC05 | MC05 | SIMOTICS M Compact induction motor 1500rpm, 74kW 471Nm, 166A, 330V 1750rpm, 85kW 464Nm, 164A, 385 V 2000rpm, 94kW 449Nm, 160 A, 445V forced ventilation Direction of air flow NDE-->DE Degree of protection IP55 Absolute encoder 22-bit Single-turn and 12-bit multi-turn (encoder AM22DQ) with DRIVE-CLiQ interface DESIGN IM B3 (IMB6, IMB7, IMB8, IMV6) SHAFT WITH FITTED KEY HALF-KEY BALANCING BEARING: STANDARD VIBRATION SEVERITY GRADE A; SHAFT A.FLANGE ACCURACY GR.N TERMINAL BOX (ABOVE) CABLE ENTRY ON THE RIGHT SIGNAL CONNECTION D-END | - | 0 | 0
1PH8186-1FF13-0DA1-Z | G14K18K40 | 1PH8186-1FF13-0DA1-ZG14K18K40 | 1 | UN | 1 | 30 | D | D | N | N | 85015381 | 1 |  | 422 | KG | 12237.76 | 12237.76 | MC05 | MC05 | SIMOTICS M Compact induction motor 1500rpm, 74kW 471Nm, 166A, 330V 1750rpm, 85kW 464Nm, 164A, 385 V 2000rpm, 94kW 449Nm, 160 A, 445V forced ventilation Direction of air flow NDE-->DE Degree of protection IP55 Absolute encoder 22-bit Single-turn and 12-bit multi-turn (encoder AM22DQ) with DRIVE-CLiQ interface Design IM B35 with flange A450 (IM V35) PLAIN SHAFT WITHOUT FITTED KEY; BEARING: STANDARD VIBRATION SEVERITY GRADE SR/A; SHAFT A.FLANGE ACCURACY GR.R TERMINAL BOX (ABOVE) CABLE ENTRY ON THE RIGHT SIGNAL CONNECTION D-END G14: FAN ASSEMBLY WITH AIR FILTER K18: RADIAL SHAFT SEAL RING DRIVE END K40: RELUBRICATING EQUIPMENT DRIVE END AND NON-DRIVE END | - | 0 | 0
1PH8186-1FF23-0BA1 |  | 1PH8186-1FF23-0BA1 | 1 | UN | 1 | 30 | D | D | N | N | 85015381 | 1 |  | 410 | KG | 13181.32 | 13181.32 | MC05 | MC05 | SIMOTICS M Compact induction motor 1500rpm, 93kW 592Nm, 198A, 330V 1750rpm, 111kW 606Nm, 200 A, 385 V 2000rpm, 126kW 602Nm, 200 A, 445V water cooling Degree of protection IP55 Absolute encoder 22-bit Single-turn and 12-bit multi-turn (encoder AM22DQ) with DRIVE-CLiQ interface Design IM B35 with flange A450 (IM V35) PLAIN SHAFT WITHOUT FITTED KEY; BEARING: STANDARD VIBRATION SEVERITY GRADE R/A; SHAFT A.FLANGE ACCURACY GR. R TERMINAL BOX (ABOVE) CABLE ENTRY ON THE RIGHT SIGNAL CONNECTION D-END | - | 0 | 0
1PH8186-1FF30-0FB1-Z | L75 | 1PH8186-1FF30-0FB1-ZL75 | 1 | UN | 1 | 40 | X | D | N | N | 85015381 | 1 |  | 430 | KG | 12442.31 | 12442.31 | MC05 | MC05 | SIMOTICS M Compact induction motor 1500rpm, 108kW 688Nm, 225 A, 330V 1750rpm, 125kW 682Nm, 225 A, 385 V 2000rpm, 135kW 645Nm, 210A, 445V Open-circuit ventilation Direction of air flow DE-->NDE Degree of protection IP23 Absolute encoder 22-bit Single-turn and 12-bit multi-turn (encoder AM22DQ) with DRIVE-CLiQ interface DESIGN IM B3 (IMB6, IMB7, IMB8, IMV6) PLAIN SHAFT WITHOUT FITTED KEY; BEARING: GREATER CANTILEVER FORCES; VIBRATION SEVERITY GRADE R/A; SHAFT AND FLANGE ACCURACY GR. R TERMINAL BOX (ABOVE) CABLE ENTRY ON THE LEFT SIGNAL CONNECTION D-END L75: FAN SPECIAL VERSION 3 AC 400 V DEGREE OF PROTECTION IP 65 | - | 0 | 0
1PH8186-1FL10-0DA1-Z | G14K40L27 | 1PH8186-1FL10-0DA1-ZG14K40L27 | 1 | UN | 1 | 30 | D | D | N | N | 85015381 | 1 |  | 422 | KG | 11795.73 | 11795.73 | MC05 | MC05 | SIMOTICS M Compact induction motor 2500rpm, 106kW 405Nm, 230A, 335V 2900rpm, 101kW 333Nm, 198A, 385 V 3400RPM, 81kW 228Nm, 158A, 455V forced ventilation Direction of air flow NDE-->DE Degree of protection IP55 Absolute encoder 22-bit Single-turn and 12-bit multi-turn (encoder AM22DQ) with DRIVE-CLiQ interface DESIGN IM B3 (IMB6, IMB7, IMB8, IMV6) PLAIN SHAFT WITHOUT FITTED KEY; BEARING: STANDARD VIBRATION SEVERITY GRADE SR/A; SHAFT A.FLANGE ACCURACY GR.R TERMINAL BOX (ABOVE) CABLE ENTRY ON THE RIGHT SIGNAL CONNECTION D-END G14: FAN ASSEMBLY WITH AIR FILTER K40: RELUBRICATING EQUIPMENT DRIVE END AND NON-DRIVE END L27: INSULATED VERSION NON-DRIVE END BEARING | - | 0 | 0
1PH8186-1FL13-0DA1-Z | G14K18K40L27 | 1PH8186-1FL13-0DA1-ZG14K18K40L27 | 1 | UN | 1 | 30 | D | D | N | N | 85015381 | 1 |  | 422 | KG | 12905.26 | 12905.26 | MC05 | MC05 | SIMOTICS M Compact induction motor 2500rpm, 106kW 405Nm, 230A, 335V 2900rpm, 101kW 333Nm, 198A, 385 V 3400RPM, 81kW 228Nm, 158A, 455V forced ventilation Direction of air flow NDE-->DE Degree of protection IP55 Absolute encoder 22-bit Single-turn and 12-bit multi-turn (encoder AM22DQ) with DRIVE-CLiQ interface Design IM B35 with flange A450 (IM V35) PLAIN SHAFT WITHOUT FITTED KEY; BEARING: STANDARD VIBRATION SEVERITY GRADE SR/A; SHAFT A.FLANGE ACCURACY GR.R TERMINAL BOX (ABOVE) CABLE ENTRY ON THE RIGHT SIGNAL CONNECTION D-END G14: FAN ASSEMBLY WITH AIR FILTER K18: RADIAL SHAFT SEAL RING DRIVE END K40: RELUBRICATING EQUIPMENT DRIVE END AND NON-DRIVE END L27: INSULATED VERSION NON-DRIVE END BEARING | - | 0 | 0
1PH8186-1FL13-0DA1-Z | G14K18K40L27Q45 | 1PH8186-1FL13-0DA1-ZG14K18K40L27Q45 | 1 | UN | 1 | 30 | D | D | N | N | 85015381 | 1 |  | 424 | KG | 13586.27 | 13586.27 | MC05 | MC05 | SIMOTICS M Compact induction motor 2500rpm, 106kW 405Nm, 230A, 335V 2900rpm, 101kW 333Nm, 198A, 385 V 3400RPM, 81kW 228Nm, 158A, 455V forced ventilation; direction of air flow NDE-->DE; Degree of protection IP55 G14: Fan set with air filter K18: Radial shaft seal DE K40: Regreasing system DE and NDE L27: Insulated version NDE bearing Q45: Oil splash guard plate customer-specific motor according to SMR-49-2014 | - | 0 | 7
1PH8186-1FL13-0DA1-Z | K18K40L27Q14Q45 | 1PH8186-1FL13-0DA1-ZK18K40L27Q14Q45 | 1 | UN | 1 | 30 | D | D | N | N | 85015381 | 1 |  | 425 | KG | 13905.94 | 13905.94 | MC05 | MC05 | SIMOTICS M Compact induction motor 2900rpm, 101kW, 333Nm 198A, 385 V forced ventilation Absolute encoder 22-bit Single-turn and 12-bit Multi-turn (encoder AM22DQ) Smooth shaft without fitted key Bearing version: standard Q14: Filter for special fan (option L75) K18: Radial shaft seal DE K40: Regreasing system DE and NDE L27: Insulated version NDE bearing Q45: Oil splash guard Customer-specific acc. to SMR-49-2014 | - | 0 | 7
1PH8186-1HB10-0AA1 |  | 1PH8186-1HB10-0AA1 | 1 | UN | 1 | 30 | D | D | N | N | 85015230 | 1 |  | 422 | KG | 8347.45 | 8347.45 | MC05 | MC05 | SIMOTICS M Compact induction motor 400 rpm, 21.3kW 506Nm, 65A, 268V 500rpm, 26.5kW 506Nm, 65A, 335V 600rpm, 32 kW 509Nm, 66A, 400 V forced ventilation Direction of air flow NDE-->DE Degree of protection IP55 Incremental encoder HTL 1024 S/R (encoder HTL1024S/R) With temperature sensor KTY 84-130 DESIGN IM B3 (IMB6, IMB7, IMB8, IMV6) PLAIN SHAFT WITHOUT FITTED KEY; BEARING: STANDARD VIBRATION SEVERITY GRADE A; SHAFT A.FLANGE ACCURACY GR.N TERMINAL BOX (ABOVE) CABLE ENTRY ON THE RIGHT SIGNAL CONNECTION D-END | - | 0 | 0
1PH8186-1HB10-1AA1 |  | 1PH8186-1HB10-1AA1 | 1 | UN | 1 | 30 | D | D | N | N | 85015230 | 1 |  | 422 | KG | 8480.58 | 8480.58 | MC05 | MC05 | SIMOTICS M Compact induction motor 400 rpm, 21.3kW 506Nm, 65A, 268V 500rpm, 26.5kW 506Nm, 65A, 335V 600rpm, 32 kW 509Nm, 66A, 400 V forced ventilation Direction of air flow NDE-->DE Degree of protection IP55 Incremental encoder HTL 1024 S/R (encoder HTL1024S/R) With temperature sensor KTY 84-130 DESIGN IM B3 (IMB6, IMB7, IMB8, IMV6) SHAFT WITH FITTED KEY FULL-KEY BALANCING BEARING: STANDARD VIBRATION SEVERITY GRADE A; SHAFT A.FLANGE ACCURACY GR.N TERMINAL BOX (ABOVE) CABLE ENTRY ON THE RIGHT SIGNAL CONNECTION D-END | - | 0 | 0
1PH8186-1HC03-1BA1 |  | 1PH8186-1HC03-1BA1 | 1 | UN | 1 | 30 | D | D | N | N | 85015290 | 1 |  | 422 | KG | 9427.4 | 9427.4 | MC05 | MC05 | SIMOTICS M Compact induction motor 700rpm, 35kW, 478Nm, 83A, 330V 800rpm, 40kW, 478Nm, 83A, 450 V 1000rpm, 50 kW, 478Nm, 83A, 450 V forced ventilation Direction of air flow DE-->NDE Degree of protection IP55 Incremental encoder HTL 1024 S/R (encoder HTL1024S/R) With temperature sensor KTY 84-130 Design IM B35 with flange A450 (IM V35) SHAFT WITH FITTED KEY FULL-KEY BALANCING BEARING: STANDARD VIBRATION SEVERITY GRADE R/A; SHAFT A.FLANGE ACCURACY GR. R TERMINAL BOX (ABOVE) CABLE ENTRY ON THE RIGHT SIGNAL CONNECTION D-END | - | 0 | 0
1PH8186-1HD00-0EB1-Z | K40 | 1PH8186-1HD00-0EB1-ZK40 | 1 | UN | 1 | 30 | D | D | N | N | 85015290 | 1 |  | 422 | KG | 8998.39 | 8998.39 | MC05 | MC05 | SIMOTICS M Compact induction motor 1000rpm, 51kW 487Nm, 112A, 340V 1150rpm, 58kW 482Nm, 112A, 390V 1350rpm, 67kW 474Nm, 112A, 450 V forced ventilation Direction of air flow DE-->NDE Degree of protection IP55 Incremental encoder HTL 1024 S/R (encoder HTL1024S/R) With temperature sensor KTY 84-130 DESIGN IM B3 (IMB6, IMB7, IMB8, IMV6) PLAIN SHAFT WITHOUT FITTED KEY; BEARING: GREATER CANTILEVER FORCES; VIBRATION SEVERITY GRADE A; SHAFT AND FLANGE ACCURACY GR. N TERMINAL BOX (ABOVE) CABLE ENTRY ON THE LEFT SIGNAL CONNECTION D-END K40: RELUBRICATING EQUIPMENT DRIVE END AND NON-DRIVE END | - | 0 | 0
1PH8186-1HD00-0ED1-Z | K40 | 1PH8186-1HD00-0ED1-ZK40 | 1 | UN | 1 | 30 | D | D | N | N | 85015290 | 1 |  | 422 | KG | 8998.39 | 8998.39 | MC05 | MC05 | SIMOTICS M Compact induction motor 1000rpm, 51kW 487Nm, 112A, 340V 1150rpm, 58kW 482Nm, 112A, 390V 1350rpm, 67kW 474Nm, 112A, 450 V forced ventilation Direction of air flow DE-->NDE Degree of protection IP55 Incremental encoder HTL 1024 S/R (encoder HTL1024S/R) With temperature sensor KTY 84-130 DESIGN IM B3 (IMB6, IMB7, IMB8, IMV6) PLAIN SHAFT WITHOUT FITTED KEY; BEARING: GREATER CANTILEVER FORCES; VIBRATION SEVERITY GRADE A; SHAFT AND FLANGE ACCURACY GR. N TERMINAL BOX (ABOVE) CABLE ENTRY ON THE D-END SIGNAL CONNECTION RIGHT K40: RELUBRICATING EQUIPMENT DRIVE END AND NON-DRIVE END | - | 0 | 0
1PH8186-1HD00-2AA1 |  | 1PH8186-1HD00-2AA1 | 1 | UN | 1 | 30 | D | D | N | N | 85015290 | 1 |  | 422 | KG | 8480.58 | 8480.58 | MC05 | MC05 | SIMOTICS M Compact induction motor 1000rpm, 51kW 487Nm, 112A, 340V 1150rpm, 58kW 482Nm, 112A, 390V 1350rpm, 67kW 474Nm, 112A, 450 V forced ventilation Direction of air flow DE-->NDE Degree of protection IP55 Incremental encoder HTL 1024 S/R (encoder HTL1024S/R) With temperature sensor KTY 84-130 DESIGN IM B3 (IMB6, IMB7, IMB8, IMV6) SHAFT WITH FITTED KEY HALF-KEY BALANCING BEARING: STANDARD VIBRATION SEVERITY GRADE A; SHAFT A.FLANGE ACCURACY GR.N TERMINAL BOX (ABOVE) CABLE ENTRY ON THE RIGHT SIGNAL CONNECTION D-END | - | 0 | 0
1PH8186-1HD00-2BA2 |  | 1PH8186-1HD00-2BA2 | 1 | UN | 1 | 30 | D | D | N | N | 85015290 | 1 |  | 422 | KG | 8632.02 | 8632.02 | MC05 | MC05 | SIMOTICS M Compact asynchronous motor 1000 rpm, 51 kW, 487 Nm, 112 A, 340 V 1150 rpm, 58 kW, 482 Nm, 112 A, 390 V 1350 rpm, 67 kW, 474 Nm, 112 A, 450 V Forced ventilation Direction of air flow DE-->NDE Degree of protection IP55 Incremental encoder HTL 1024 S/R (encoder HTL1024S/R) With temperature sensor Pt1000 DESIGN IM B3 (IMB6, IMB7, IMB8, IMV6) SHAFT WITH FITTED KEY HALF-KEY BALANCING BEARING: STANDARD VIBRATION SEVERITY GRADE R/A; SHAFT A.FLANGE ACCURACY GR. R TERMINAL BOX (ABOVE) CABLE ENTRY ON THE RIGHT SIGNAL CONNECTION D-END | - | 0 | 0
1PH8186-1HD00-2EB1 |  | 1PH8186-1HD00-2EB1 | 1 | UN | 1 | 30 | D | D | N | N | 85015290 | 1 |  | 422 | KG | 8665.51 | 8665.51 | MC05 | MC05 | SIMOTICS M Compact induction motor 1000rpm, 51kW 487Nm, 112A, 340V 1150rpm, 58kW 482Nm, 112A, 390V 1350rpm, 67kW 474Nm, 112A, 450 V forced ventilation Direction of air flow DE-->NDE Degree of protection IP55 Incremental encoder HTL 1024 S/R (encoder HTL1024S/R) With temperature sensor KTY 84-130 DESIGN IM B3 (IMB6, IMB7, IMB8, IMV6) SHAFT WITH FITTED KEY HALF-KEY BALANCING BEARING: GREATER CANTILEVER FORCES; VIBRATION SEVERITY GRADE A; SHAFT AND FLANGE ACCURACY GR. N TERMINAL BOX (ABOVE) CABLE ENTRY ON THE LEFT SIGNAL CONNECTION D-END | - | 0 | 0
1PH8186-1HD00-2FA1-Z | K23X04 | 1PH8186-1HD00-2FA1-ZK23X04 | 1 | UN | 1 | 30 | D | D | N | N | 85015290 | 1 |  | 422 | KG | 9294.23 | 9294.23 | MC05 | MC05 | SIMOTICS M Compact induction motor 1000rpm, 51kW 487Nm, 112A, 340V 1150rpm, 58kW 482Nm, 112A, 390V 1350rpm, 67kW 474Nm, 112A, 450 V forced ventilation Direction of air flow DE-->NDE Degree of protection IP55 Incremental encoder HTL 1024 S/R (encoder HTL1024S/R) With temperature sensor KTY 84-130 DESIGN IM B3 (IMB6, IMB7, IMB8, IMV6) SHAFT WITH FITTED KEY HALF-KEY BALANCING BEARING: GREATER CANTILEVER FORCES; VIBRATION SEVERITY GRADE R/A; SHAFT AND FLANGE ACCURACY GR. R TERMINAL BOX (ABOVE) CABLE ENTRY ON THE RIGHT SIGNAL CONNECTION D-END K23: SPECIAL PAINTING WORLDWIDE X04: PAINT FINISH RAL 7032 (PEBBLE GREY) | - | 0 | 0
1PH8186-1HD10-2AB1-Z | K40 | 1PH8186-1HD10-2AB1-ZK40 | 1 | UN | 1 | 30 | D | D | N | N | 85015290 | 1 |  | 422 | KG | 8946.59 | 8946.59 | MC05 | MC05 | SIMOTICS M Compact induction motor 1000rpm, 51kW 487Nm, 112A, 340V 1150rpm, 58kW 482Nm, 112A, 390V 1350rpm, 67kW 474Nm, 112A, 450 V forced ventilation Direction of air flow NDE-->DE Degree of protection IP55 Incremental encoder HTL 1024 S/R (encoder HTL1024S/R) With temperature sensor KTY 84-130 DESIGN IM B3 (IMB6, IMB7, IMB8, IMV6) SHAFT WITH FITTED KEY HALF-KEY BALANCING BEARING: STANDARD VIBRATION SEVERITY GRADE A; SHAFT A.FLANGE ACCURACY GR.N TERMINAL BOX (ABOVE) CABLE ENTRY ON THE LEFT SIGNAL CONNECTION D-END K40: RELUBRICATING EQUIPMENT DRIVE END AND NON-DRIVE END | - | 0 | 0
1PH8186-1HD10-2EA1-Z | K40 | 1PH8186-1HD10-2EA1-ZK40 | 1 | UN | 1 | 30 | D | D | N | N | 85015290 | 1 |  | 422 | KG | 9131.52 | 9131.52 | MC05 | MC05 | SIMOTICS M Compact induction motor 1000rpm, 51kW 487Nm, 112A, 340V 1150rpm, 58kW 482Nm, 112A, 390V 1350rpm, 67kW 474Nm, 112A, 450 V forced ventilation Direction of air flow NDE-->DE Degree of protection IP55 Incremental encoder HTL 1024 S/R (encoder HTL1024S/R) With temperature sensor KTY 84-130 DESIGN IM B3 (IMB6, IMB7, IMB8, IMV6) SHAFT WITH FITTED KEY HALF-KEY BALANCING BEARING: GREATER CANTILEVER FORCES; VIBRATION SEVERITY GRADE A; SHAFT AND FLANGE ACCURACY GR. N TERMINAL BOX (ABOVE) CABLE ENTRY ON THE RIGHT SIGNAL CONNECTION D-END K40: RELUBRICATING EQUIPMENT DRIVE END AND NON-DRIVE END | - | 0 | 0
1PH8186-1HD11-2EA1-Z | K40 | 1PH8186-1HD11-2EA1-ZK40 | 1 | UN | 1 | 30 | D | D | N | N | 85015290 | 1 |  | 422 | KG | 9501.39 | 9501.39 | MC05 | MC05 | SIMOTICS M Compact induction motor 1000rpm, 51kW 487Nm, 112A, 340V 1150rpm, 58kW 482Nm, 112A, 390V 1350rpm, 67kW 474Nm, 112A, 450 V forced ventilation Direction of air flow NDE-->DE Degree of protection IP55 Incremental encoder HTL 1024 S/R (encoder HTL1024S/R) With temperature sensor KTY 84-130 DESIGN IM V5 SHAFT WITH FITTED KEY HALF-KEY BALANCING BEARING: GREATER CANTILEVER FORCES; VIBRATION SEVERITY GRADE A; SHAFT AND FLANGE ACCURACY GR. N TERMINAL BOX (ABOVE) CABLE ENTRY ON THE RIGHT SIGNAL CONNECTION D-END K40: RELUBRICATING EQUIPMENT DRIVE END AND NON-DRIVE END | - | 0 | 0
1PH8186-1HF00-0EA1-Z | K40 | 1PH8186-1HF00-0EA1-ZK40 | 1 | UN | 1 | 30 | D | D | N | N | 85015381 | 1 |  | 422 | KG | 8998.39 | 8998.39 | MC05 | MC05 | SIMOTICS M Compact induction motor 1500rpm, 74kW 471Nm, 166A, 330V 1750rpm, 85kW 464Nm, 164A, 385 V 2000rpm, 94kW 449Nm, 160 A, 445V forced ventilation Direction of air flow DE-->NDE Degree of protection IP55 Incremental encoder HTL 1024 S/R (encoder HTL1024S/R) With temperature sensor KTY 84-130 DESIGN IM B3 (IMB6, IMB7, IMB8, IMV6) PLAIN SHAFT WITHOUT FITTED KEY; BEARING: GREATER CANTILEVER FORCES; VIBRATION SEVERITY GRADE A; SHAFT AND FLANGE ACCURACY GR. N TERMINAL BOX (ABOVE) CABLE ENTRY ON THE RIGHT SIGNAL CONNECTION D-END K40: RELUBRICATING EQUIPMENT DRIVE END AND NON-DRIVE END | - | 0 | 0
1PH8186-1HF00-0EA1-Z | K40L00 | 1PH8186-1HF00-0EA1-ZK40L00 | 1 | UN | 1 | 30 | D | D | N | N | 85015381 | 1 |  | 422 | KG | 9323.84 | 9323.84 | MC05 | MC05 | SIMOTICS M Compact induction motor 1500rpm, 74kW 471Nm, 166A, 330V 1750rpm, 85kW 464Nm, 164A, 385 V 2000rpm, 94kW 449Nm, 160 A, 445V forced ventilation Direction of air flow DE-->NDE Degree of protection IP55 Incremental encoder HTL 1024 S/R (encoder HTL1024S/R) With temperature sensor KTY 84-130 DESIGN IM B3 (IMB6, IMB7, IMB8, IMV6) PLAIN SHAFT WITHOUT FITTED KEY; BEARING: GREATER CANTILEVER FORCES; VIBRATION SEVERITY GRADE A; SHAFT AND FLANGE ACCURACY GR. N TERMINAL BOX (ABOVE) CABLE ENTRY ON THE RIGHT SIGNAL CONNECTION D-END K40: RELUBRICATING EQUIPMENT DRIVE END AND NON-DRIVE END L00: NEXT BIGGER TERMINAL BOX (1XB7322 --> 1XB7422, 1XB7422 --> 1XB7700) | - | 0 | 0
1PH8186-1HF00-0EB1-Z | K40L00 | 1PH8186-1HF00-0EB1-ZK40L00 | 1 | UN | 1 | 30 | D | D | N | N | 85015381 | 1 |  | 422 | KG | 9323.84 | 9323.84 | MC05 | MC05 | SIMOTICS M Compact induction motor 1500rpm, 74kW 471Nm, 166A, 330V 1750rpm, 85kW 464Nm, 164A, 385 V 2000rpm, 94kW 449Nm, 160 A, 445V forced ventilation Direction of air flow DE-->NDE Degree of protection IP55 Incremental encoder HTL 1024 S/R (encoder HTL1024S/R) With temperature sensor KTY 84-130 DESIGN IM B3 (IMB6, IMB7, IMB8, IMV6) PLAIN SHAFT WITHOUT FITTED KEY; BEARING: GREATER CANTILEVER FORCES; VIBRATION SEVERITY GRADE A; SHAFT AND FLANGE ACCURACY GR. N TERMINAL BOX (ABOVE) CABLE ENTRY ON THE LEFT SIGNAL CONNECTION D-END K40: RELUBRICATING EQUIPMENT DRIVE END AND NON-DRIVE END L00: NEXT BIGGER TERMINAL BOX (1XB7322 --> 1XB7422, 1XB7422 --> 1XB7700) | - | 0 | 0
1PH8186-1HF00-2AA1-Z | L75 | 1PH8186-1HF00-2AA1-ZL75 | 1 | UN | 1 | 40 | X | D | N | N | 85015381 | 1 |  | 430 | KG | 9131.24 | 9131.24 | MC05 | MC05 | SIMOTICS M Compact induction motor 1500rpm, 74kW 471Nm, 166A, 330V 1750rpm, 85kW 464Nm, 164A, 385 V 2000rpm, 94kW 449Nm, 160 A, 445V forced ventilation Direction of air flow DE-->NDE Degree of protection IP55 Incremental encoder HTL 1024 S/R (encoder HTL1024S/R) With temperature sensor KTY 84-130 DESIGN IM B3 (IMB6, IMB7, IMB8, IMV6) SHAFT WITH FITTED KEY HALF-KEY BALANCING BEARING: STANDARD VIBRATION SEVERITY GRADE A; SHAFT A.FLANGE ACCURACY GR.N TERMINAL BOX (ABOVE) CABLE ENTRY ON THE RIGHT SIGNAL CONNECTION D-END L75: FAN SPECIAL VERSION 3 AC 400 V DEGREE OF PROTECTION IP 65 | - | 0 | 0
1PH8186-1HF00-2BA1-Z | L00L75 | 1PH8186-1HF00-2BA1-ZL00L75 | 1 | UN | 1 | 40 | X | D | N | N | 85015381 | 1 |  | 430 | KG | 9619.43 | 9619.43 | MC05 | MC05 | SIMOTICS M Compact induction motor 1500rpm, 74kW 471Nm, 166A, 330V 1750rpm, 85kW 464Nm, 164A, 385 V 2000rpm, 94kW 449Nm, 160 A, 445V forced ventilation Direction of air flow DE-->NDE Degree of protection IP55 Incremental encoder HTL 1024 S/R (encoder HTL1024S/R) With temperature sensor KTY 84-130 DESIGN IM B3 (IMB6, IMB7, IMB8, IMV6) SHAFT WITH FITTED KEY HALF-KEY BALANCING BEARING: STANDARD VIBRATION SEVERITY GRADE R/A; SHAFT A.FLANGE ACCURACY GR. R TERMINAL BOX (ABOVE) CABLE ENTRY ON THE RIGHT SIGNAL CONNECTION D-END L00: NEXT BIGGER TERMINAL BOX (1XB7322 --> 1XB7422, 1XB7422 --> 1XB7700) L75: FAN SPECIAL VERSION 3 AC 400 V DEGREE OF PROTECTION IP 65 | - | 0 | 0
1PH8186-1HF00-2EA1 |  | 1PH8186-1HF00-2EA1 | 1 | UN | 1 | 30 | D | D | N | N | 85015381 | 1 |  | 422 | KG | 8665.51 | 8665.51 | MC05 | MC05 | SIMOTICS M Compact induction motor 1500rpm, 74kW 471Nm, 166A, 330V 1750rpm, 85kW 464Nm, 164A, 385 V 2000rpm, 94kW 449Nm, 160 A, 445V forced ventilation Direction of air flow DE-->NDE Degree of protection IP55 Incremental encoder HTL 1024 S/R (encoder HTL1024S/R) With temperature sensor KTY 84-130 DESIGN IM B3 (IMB6, IMB7, IMB8, IMV6) SHAFT WITH FITTED KEY HALF-KEY BALANCING BEARING: GREATER CANTILEVER FORCES; VIBRATION SEVERITY GRADE A; SHAFT AND FLANGE ACCURACY GR. N TERMINAL BOX (ABOVE) CABLE ENTRY ON THE RIGHT SIGNAL CONNECTION D-END | - | 0 | 0
1PH8186-1HF00-2EA1-Z | K24 | 1PH8186-1HF00-2EA1-ZK24 | 1 | UN | 1 | 30 | D | D | N | N | 85015381 | 1 |  | 422 | KG | 8990.96 | 8990.96 | MC05 | MC05 | SIMOTICS M Compact induction motor 1500rpm, 74kW 471Nm, 166A, 330V 1750rpm, 85kW 464Nm, 164A, 385 V 2000rpm, 94kW 449Nm, 160 A, 445V forced ventilation Direction of air flow DE-->NDE Degree of protection IP55 Incremental encoder HTL 1024 S/R (encoder HTL1024S/R) With temperature sensor KTY 84-130 DESIGN IM B3 (IMB6, IMB7, IMB8, IMV6) SHAFT WITH FITTED KEY HALF-KEY BALANCING BEARING: GREATER CANTILEVER FORCES; VIBRATION SEVERITY GRADE A; SHAFT AND FLANGE ACCURACY GR. N TERMINAL BOX (ABOVE) CABLE ENTRY ON THE RIGHT SIGNAL CONNECTION D-END K24: PRIMING (AUBURN) | - | 0 | 0
1PH8186-1HF00-2EA1-Z | K24L00 | 1PH8186-1HF00-2EA1-ZK24L00 | 1 | UN | 1 | 30 | D | D | N | N | 85015381 | 1 |  | 422 | KG | 9316.41 | 9316.41 | MC05 | MC05 | SIMOTICS M Compact induction motor 1500rpm, 74kW 471Nm, 166A, 330V 1750rpm, 85kW 464Nm, 164A, 385 V 2000rpm, 94kW 449Nm, 160 A, 445V forced ventilation Direction of air flow DE-->NDE Degree of protection IP55 Incremental encoder HTL 1024 S/R (encoder HTL1024S/R) With temperature sensor KTY 84-130 DESIGN IM B3 (IMB6, IMB7, IMB8, IMV6) SHAFT WITH FITTED KEY HALF-KEY BALANCING BEARING: GREATER CANTILEVER FORCES; VIBRATION SEVERITY GRADE A; SHAFT AND FLANGE ACCURACY GR. N TERMINAL BOX (ABOVE) CABLE ENTRY ON THE RIGHT SIGNAL CONNECTION D-END K24: PRIMING (AUBURN) L00: NEXT BIGGER TERMINAL BOX (1XB7322 --> 1XB7422, 1XB7422 --> 1XB7700) | - | 0 | 0
1PH8186-1HF00-2EA1-Z | L00 | 1PH8186-1HF00-2EA1-ZL00 | 1 | UN | 1 | 30 | D | D | N | N | 85015381 | 1 |  | 422 | KG | 8990.96 | 8990.96 | MC05 | MC05 | SIMOTICS M Compact induction motor 1500rpm, 74kW 471Nm, 166A, 330V 1750rpm, 85kW 464Nm, 164A, 385 V 2000rpm, 94kW 449Nm, 160 A, 445V forced ventilation Direction of air flow DE-->NDE Degree of protection IP55 Incremental encoder HTL 1024 S/R (encoder HTL1024S/R) With temperature sensor KTY 84-130 DESIGN IM B3 (IMB6, IMB7, IMB8, IMV6) SHAFT WITH FITTED KEY HALF-KEY BALANCING BEARING: GREATER CANTILEVER FORCES; VIBRATION SEVERITY GRADE A; SHAFT AND FLANGE ACCURACY GR. N TERMINAL BOX (ABOVE) CABLE ENTRY ON THE RIGHT SIGNAL CONNECTION D-END L00: NEXT BIGGER TERMINAL BOX (1XB7322 --> 1XB7422, 1XB7422 --> 1XB7700) | - | 0 | 0
1PH8186-1HF05-2EC1 |  | 1PH8186-1HF05-2EC1 | 1 | UN | 1 | 30 | D | D | N | N | 85015381 | 1 |  | 422 | KG | 9612.32 | 9612.32 | MC05 | MC05 | SIMOTICS M Compact induction motor 1500rpm, 74kW 471Nm, 166A, 330V 1750rpm, 85kW 464Nm, 164A, 385 V 2000rpm, 94kW 449Nm, 160 A, 445V forced ventilation Direction of air flow DE-->NDE Degree of protection IP55 Incremental encoder HTL 1024 S/R (encoder HTL1024S/R) With temperature sensor KTY 84-130 Design IM V15 with flange A450 SHAFT WITH FITTED KEY HALF-KEY BALANCING BEARING: GREATER CANTILEVER FORCES; VIBRATION SEVERITY GRADE A; SHAFT AND FLANGE ACCURACY GR. N TERMINAL BOX (ABOVE) CABLE ENTRY ON THE ND-END SIGNAL CONNECTION RIGHT | - | 0 | 0
1PH8186-1HF10-1BA1 |  | 1PH8186-1HF10-1BA1 | 1 | UN | 1 | 30 | D | D | N | N | 85015381 | 1 |  | 422 | KG | 8643.32 | 8643.32 | MC05 | MC05 | SIMOTICS M Compact induction motor 1500rpm, 74kW 471Nm, 166A, 330V 1750rpm, 85kW 464Nm, 164A, 385 V 2000rpm, 94kW 449Nm, 160 A, 445V forced ventilation Direction of air flow NDE-->DE Degree of protection IP55 Incremental encoder HTL 1024 S/R (encoder HTL1024S/R) With temperature sensor KTY 84-130 DESIGN IM B3 (IMB6, IMB7, IMB8, IMV6) SHAFT WITH FITTED KEY FULL-KEY BALANCING BEARING: STANDARD VIBRATION SEVERITY GRADE R/A; SHAFT A.FLANGE ACCURACY GR. R TERMINAL BOX (ABOVE) CABLE ENTRY ON THE RIGHT SIGNAL CONNECTION D-END | - | 0 | 0
1PH8186-1HF10-1BC1 |  | 1PH8186-1HF10-1BC1 | 1 | UN | 1 | 30 | D | D | N | N | 85015381 | 1 |  | 422 | KG | 8643.32 | 8643.32 | MC05 | MC05 | SIMOTICS M Compact induction motor 1500rpm, 74kW 471Nm, 166A, 330V 1750rpm, 85kW 464Nm, 164A, 385 V 2000rpm, 94kW 449Nm, 160 A, 445V forced ventilation Direction of air flow NDE-->DE Degree of protection IP55 Incremental encoder HTL 1024 S/R (encoder HTL1024S/R) With temperature sensor KTY 84-130 DESIGN IM B3 (IMB6, IMB7, IMB8, IMV6) SHAFT WITH FITTED KEY FULL-KEY BALANCING BEARING: STANDARD VIBRATION SEVERITY GRADE R/A; SHAFT A.FLANGE ACCURACY GR. R TERMINAL BOX (ABOVE) CABLE ENTRY ON THE ND-END SIGNAL CONNECTION RIGHT | - | 0 | 0
1PH8186-1HF12-2BD1-Z | L00 | 1PH8186-1HF12-2BD1-ZL00 | 1 | UN | 1 | 30 | D | D | N | N | 85015381 | 1 |  | 422 | KG | 9752.85 | 9752.85 | MC05 | MC05 | SIMOTICS M Compact induction motor 1500rpm, 74kW 471Nm, 166A, 330V 1750rpm, 85kW 464Nm, 164A, 385 V 2000rpm, 94kW 449Nm, 160 A, 445V forced ventilation Direction of air flow NDE-->DE Degree of protection IP55 Incremental encoder HTL 1024 S/R (encoder HTL1024S/R) With temperature sensor KTY 84-130 DESIGN IM B5 WITH FLANGE A450 (IM V3) SHAFT WITH FITTED KEY HALF-KEY BALANCING BEARING: STANDARD VIBRATION SEVERITY GRADE R/A; SHAFT A.FLANGE ACCURACY GR. R TERMINAL BOX (ABOVE) CABLE ENTRY ON THE D-END SIGNAL CONNECTION RIGHT L00: NEXT BIGGER TERMINAL BOX (1XB7322 --> 1XB7422, 1XB7422 --> 1XB7700) | - | 0 | 0
1PH8186-1HF20-2BD1 |  | 1PH8186-1HF20-2BD1 | 1 | UN | 1 | 30 | D | D | N | N | 85015381 | 1 |  | 410 | KG | 11239.83 | 11239.83 | MC05 | MC05 | SIMOTICS M Compact induction motor 1500rpm, 93kW 592Nm, 198A, 330V 1750rpm, 111kW 606Nm, 200 A, 385 V 2000rpm, 126kW 602Nm, 200 A, 445V water cooling Degree of protection IP55 Incremental encoder HTL 1024 S/R (encoder HTL1024S/R) With temperature sensor KTY 84-130 DESIGN IM B3 (IMB6, IMB7, IMB8, IMV6) SHAFT WITH FITTED KEY HALF-KEY BALANCING BEARING: STANDARD VIBRATION SEVERITY GRADE R/A; SHAFT A.FLANGE ACCURACY GR. R TERMINAL BOX (ABOVE) CABLE ENTRY ON THE D-END SIGNAL CONNECTION RIGHT | - | 0 | 0
1PH8186-1HF30-1EA1-Z | L27 | 1PH8186-1HF30-1EA1-ZL27 | 1 | UN | 1 | 30 | D | D | N | N | 85015381 | 1 |  | 422 | KG | 11175.99 | 11175.99 | MC05 | MC05 | SIMOTICS M Compact induction motor 1500rpm, 108kW 688Nm, 225 A, 330V 1750rpm, 125kW 682Nm, 225 A, 385 V 2000rpm, 135kW 645Nm, 210A, 445V Open-circuit ventilation Direction of air flow DE-->NDE Degree of protection IP23 Incremental encoder HTL 1024 S/R (encoder HTL1024S/R) With temperature sensor KTY 84-130 DESIGN IM B3 (IMB6, IMB7, IMB8, IMV6) SHAFT WITH FITTED KEY FULL-KEY BALANCING BEARING: GREATER CANTILEVER FORCES; VIBRATION SEVERITY GRADE A; SHAFT AND FLANGE ACCURACY GR. N TERMINAL BOX (ABOVE) CABLE ENTRY ON THE RIGHT SIGNAL CONNECTION D-END L27: INSULATED VERSION NON-DRIVE END BEARING | - | 0 | 0
1PH8186-1HF30-2EA1 |  | 1PH8186-1HF30-2EA1 | 1 | UN | 1 | 30 | D | D | N | N | 85015381 | 1 |  | 422 | KG | 10508.49 | 10508.49 | MC05 | MC05 | SIMOTICS M Compact induction motor 1500rpm, 108kW 688Nm, 225 A, 330V 1750rpm, 125kW 682Nm, 225 A, 385 V 2000rpm, 135kW 645Nm, 210A, 445V Open-circuit ventilation Direction of air flow DE-->NDE Degree of protection IP23 Incremental encoder HTL 1024 S/R (encoder HTL1024S/R) With temperature sensor KTY 84-130 DESIGN IM B3 (IMB6, IMB7, IMB8, IMV6) SHAFT WITH FITTED KEY HALF-KEY BALANCING BEARING: GREATER CANTILEVER FORCES; VIBRATION SEVERITY GRADE A; SHAFT AND FLANGE ACCURACY GR. N TERMINAL BOX (ABOVE) CABLE ENTRY ON THE RIGHT SIGNAL CONNECTION D-END | - | 0 | 0
1PH8186-1HF40-1AA2-Z | K40 | 1PH8186-1HF40-1AA2-ZK40 | 1 | UN | 1 | 30 | D | D | N | N | 85015381 | 1 |  | 422 | KG | 10778.27 | 10778.27 | MC05 | MC05 | SIMOTICS M Compact asynchronous motor 1500 rpm, 108 kW, 688 Nm, 225 A, 330 V 1750 rpm, 125 kW, 682 Nm, 225 A, 385 V 2000 rpm, 135 kW, 645 Nm, 210 A, 445 V Open-circuit ventilation Direction of air flow NDE-->DE Degree of protection IP23 Incremental encoder HTL 1024 S/R (encoder HTL1024S/R) With temperature sensor Pt1000 DESIGN IM B3 (IMB6, IMB7, IMB8, IMV6) SHAFT WITH FITTED KEY FULL-KEY BALANCING BEARING: STANDARD VIBRATION SEVERITY GRADE A; SHAFT A.FLANGE ACCURACY GR.N TERMINAL BOX (ABOVE) CABLE ENTRY ON THE RIGHT SIGNAL CONNECTION D-END K40: RELUBRICATING EQUIPMENT DRIVE END AND NON-DRIVE END | - | 0 | 0
1PH8186-1JB10-0FA1 |  | 1PH8186-1JB10-0FA1 | 1 | UN | 1 | 30 | D | D | N | N | 85015230 | 1 |  | 422 | KG | 8884.37 | 8884.37 | MC05 | MC05 | SIMOTICS M Compact induction motor 400 rpm, 21.3kW 506Nm, 65A, 268V 500rpm, 26.5kW 506Nm, 65A, 335V 600rpm, 32 kW 509Nm, 66A, 400 V forced ventilation Direction of air flow NDE-->DE Degree of protection IP55 Incremental encoder HTL 2048 S/R (encoder HTL2048S/R) With temperature sensor KTY 84-130 DESIGN IM B3 (IMB6, IMB7, IMB8, IMV6) PLAIN SHAFT WITHOUT FITTED KEY; BEARING: GREATER CANTILEVER FORCES; VIBRATION SEVERITY GRADE R/A; SHAFT AND FLANGE ACCURACY GR. R TERMINAL BOX (ABOVE) CABLE ENTRY ON THE RIGHT SIGNAL CONNECTION D-END | - | 0 | 0
1PH8186-1JB10-2BC1-Z | K24L75 | 1PH8186-1JB10-2BC1-ZK24L75 | 1 | UN | 1 | 40 | X | D | N | N | 85015230 | 1 |  | 430 | KG | 9845.67 | 9845.67 | MC05 | MC05 | SIMOTICS M Compact induction motor 400 rpm, 21.3kW 506Nm, 65A, 268V 500rpm, 26.5kW 506Nm, 65A, 335V 600rpm, 32 kW 509Nm, 66A, 400 V forced ventilation Direction of air flow NDE-->DE Degree of protection IP55 Incremental encoder HTL 2048 S/R (encoder HTL2048S/R) With temperature sensor KTY 84-130 DESIGN IM B3 (IMB6, IMB7, IMB8, IMV6) SHAFT WITH FITTED KEY HALF-KEY BALANCING BEARING: STANDARD VIBRATION SEVERITY GRADE R/A; SHAFT A.FLANGE ACCURACY GR. R TERMINAL BOX (ABOVE) CABLE ENTRY ON THE ND-END SIGNAL CONNECTION RIGHT K24: PRIMING (AUBURN) L75: FAN SPECIAL VERSION 3 AC 400 V DEGREE OF PROTECTION IP 65 | - | 0 | 0
1PH8186-1JB30-2AA1 |  | 1PH8186-1JB30-2AA1 | 1 | UN | 1 | 30 | D | D | N | N | 85015290 | 1 |  | 422 | KG | 10549.8 | 10549.8 | MC05 | MC05 | SIMOTICS M Compact induction motor 400rpm, 31.5kW 752Nm, 88A, 290V 500 rpm, 40 kW 764Nm, 88A, 355V 600 rpm, 48kW 764Nm, 88A, 430V Open-circuit ventilation Direction of air flow DE-->NDE Degree of protection IP23 Incremental encoder HTL 2048 S/R (encoder HTL2048S/R) With temperature sensor KTY 84-130 DESIGN IM B3 (IMB6, IMB7, IMB8, IMV6) SHAFT WITH FITTED KEY HALF-KEY BALANCING BEARING: STANDARD VIBRATION SEVERITY GRADE A; SHAFT A.FLANGE ACCURACY GR.N TERMINAL BOX (ABOVE) CABLE ENTRY ON THE RIGHT SIGNAL CONNECTION D-END | - | 0 | 0
1PH8186-1JB40-2AA1-Z | A12G14 | 1PH8186-1JB40-2AA1-ZA12G14 | 1 | UN | 1 | 30 | D | D | N | N | 85015290 | 1 |  | 422 | KG | 11137.6 | 11137.6 | MC05 | MC05 | SIMOTICS M Compact induction motor 400rpm, 31.5kW 752Nm, 88A, 290V 500 rpm, 40 kW 764Nm, 88A, 355V 600 rpm, 48kW 764Nm, 88A, 430V Open-circuit ventilation Direction of air flow NDE-->DE Degree of protection IP23 Incremental encoder HTL 2048 S/R (encoder HTL2048S/R) With temperature sensor KTY 84-130 DESIGN IM B3 (IMB6, IMB7, IMB8, IMV6) SHAFT WITH FITTED KEY HALF-KEY BALANCING BEARING: STANDARD VIBRATION SEVERITY GRADE A; SHAFT A.FLANGE ACCURACY GR.N TERMINAL BOX (ABOVE) CABLE ENTRY ON THE RIGHT SIGNAL CONNECTION D-END A12: PROTECT. BY PTC THERMISTOR WARNING AND SWITCHOFF G14: FAN ASSEMBLY WITH AIR FILTER | - | 0 | 0
1PH8186-1JB40-2AA1-Z | A12L75Q14 | 1PH8186-1JB40-2AA1-ZA12L75Q14 | 1 | UN | 1 | 40 | X | D | N | N | 85015290 | 1 |  | 432 | KG | 12107.95 | 12107.95 | MC05 | MC05 | SIMOTICS M Compact induction motor 400rpm, 31.5kW 752Nm, 88A, 290V 500 rpm, 40 kW 764Nm, 88A, 355V 600 rpm, 48kW 764Nm, 88A, 430V Open-circuit ventilation Direction of air flow NDE-->DE Degree of protection IP23 Incremental encoder HTL 2048 S/R (encoder HTL2048S/R) With temperature sensor KTY 84-130 DESIGN IM B3 (IMB6, IMB7, IMB8, IMV6) SHAFT WITH FITTED KEY HALF-KEY BALANCING BEARING: STANDARD VIBRATION SEVERITY GRADE A; SHAFT A.FLANGE ACCURACY GR.N TERMINAL BOX (ABOVE) CABLE ENTRY ON THE RIGHT SIGNAL CONNECTION D-END A12: PROTECT. BY PTC THERMISTOR WARNING AND SWITCHOFF L75: FAN SPECIAL VERSION 3 AC 400 V DEGREE OF PROTECTION IP 65 Q14: FILTER FOR SPECIAL FAN (OPTION L75) | - | 0 | 0
1PH8186-1JB40-2AA1-Z | G14 | 1PH8186-1JB40-2AA1-ZG14 | 1 | UN | 1 | 30 | D | D | N | N | 85015290 | 1 |  | 422 | KG | 10952.67 | 10952.67 | MC05 | MC05 | SIMOTICS M Compact induction motor 400rpm, 31.5kW 752Nm, 88A, 290V 500 rpm, 40 kW 764Nm, 88A, 355V 600 rpm, 48kW 764Nm, 88A, 430V Open-circuit ventilation Direction of air flow NDE-->DE Degree of protection IP23 Incremental encoder HTL 2048 S/R (encoder HTL2048S/R) With temperature sensor KTY 84-130 DESIGN IM B3 (IMB6, IMB7, IMB8, IMV6) SHAFT WITH FITTED KEY HALF-KEY BALANCING BEARING: STANDARD VIBRATION SEVERITY GRADE A; SHAFT A.FLANGE ACCURACY GR.N TERMINAL BOX (ABOVE) CABLE ENTRY ON THE RIGHT SIGNAL CONNECTION D-END G14: FAN ASSEMBLY WITH AIR FILTER | - | 0 | 0
1PH8186-1JD30-2EC1 |  | 1PH8186-1JD30-2EC1 | 1 | UN | 1 | 30 | D | D | N | N | 85015381 | 1 |  | 422 | KG | 10734.73 | 10734.73 | MC05 | MC05 | SIMOTICS M Compact induction motor 1000rpm, 74kW 707Nm, 156A, 340V 1150rpm, 85kW 706Nm, 154A, 390V 1350rpm, 98kW 693Nm, 152A, 450 V Open-circuit ventilation Direction of air flow DE-->NDE Degree of protection IP23 Incremental encoder HTL 2048 S/R (encoder HTL2048S/R) With temperature sensor KTY 84-130 DESIGN IM B3 (IMB6, IMB7, IMB8, IMV6) SHAFT WITH FITTED KEY HALF-KEY BALANCING BEARING: GREATER CANTILEVER FORCES; VIBRATION SEVERITY GRADE A; SHAFT AND FLANGE ACCURACY GR. N TERMINAL BOX (ABOVE) CABLE ENTRY ON THE ND-END SIGNAL CONNECTION RIGHT | - | 0 | 0
1PH8186-1JF00-2BA1 |  | 1PH8186-1JF00-2BA1 | 1 | UN | 1 | 30 | D | D | N | N | 85015381 | 1 |  | 422 | KG | 8869.56 | 8869.56 | MC05 | MC05 | SIMOTICS M Compact induction motor 1500rpm, 74kW 471Nm, 166A, 330V 1750rpm, 85kW 464Nm, 164A, 385 V 2000rpm, 94kW 449Nm, 160 A, 445V forced ventilation Direction of air flow DE-->NDE Degree of protection IP55 Incremental encoder HTL 2048 S/R (encoder HTL2048S/R) With temperature sensor KTY 84-130 DESIGN IM B3 (IMB6, IMB7, IMB8, IMV6) SHAFT WITH FITTED KEY HALF-KEY BALANCING BEARING: STANDARD VIBRATION SEVERITY GRADE R/A; SHAFT A.FLANGE ACCURACY GR. R TERMINAL BOX (ABOVE) CABLE ENTRY ON THE RIGHT SIGNAL CONNECTION D-END | - | 0 | 0
1PH8186-1JF00-2EC1 |  | 1PH8186-1JF00-2EC1 | 1 | UN | 1 | 30 | D | D | N | N | 85015381 | 1 |  | 422 | KG | 8891.75 | 8891.75 | MC05 | MC05 | SIMOTICS M Compact induction motor 1500rpm, 74kW 471Nm, 166A, 330V 1750rpm, 85kW 464Nm, 164A, 385 V 2000rpm, 94kW 449Nm, 160 A, 445V forced ventilation Direction of air flow DE-->NDE Degree of protection IP55 Incremental encoder HTL 2048 S/R (encoder HTL2048S/R) With temperature sensor KTY 84-130 DESIGN IM B3 (IMB6, IMB7, IMB8, IMV6) SHAFT WITH FITTED KEY HALF-KEY BALANCING BEARING: GREATER CANTILEVER FORCES; VIBRATION SEVERITY GRADE A; SHAFT AND FLANGE ACCURACY GR. N TERMINAL BOX (ABOVE) CABLE ENTRY ON THE ND-END SIGNAL CONNECTION RIGHT | - | 0 | 0
1PH8186-1JF10-2FA1 |  | 1PH8186-1JF10-2FA1 | 1 | UN | 1 | 30 | D | D | N | N | 85015381 | 1 |  | 422 | KG | 9017.5 | 9017.5 | MC05 | MC05 | SIMOTICS M Compact induction motor 1500rpm, 74kW 471Nm, 166A, 330V 1750rpm, 85kW 464Nm, 164A, 385 V 2000rpm, 94kW 449Nm, 160 A, 445V forced ventilation Direction of air flow NDE-->DE Degree of protection IP55 Incremental encoder HTL 2048 S/R (encoder HTL2048S/R) With temperature sensor KTY 84-130 DESIGN IM B3 (IMB6, IMB7, IMB8, IMV6) SHAFT WITH FITTED KEY HALF-KEY BALANCING BEARING: GREATER CANTILEVER FORCES; VIBRATION SEVERITY GRADE R/A; SHAFT AND FLANGE ACCURACY GR. R TERMINAL BOX (ABOVE) CABLE ENTRY ON THE RIGHT SIGNAL CONNECTION D-END | - | 0 | 0
1PH8186-1JF10-2FA1-Z | K24L00 | 1PH8186-1JF10-2FA1-ZK24L00 | 1 | UN | 1 | 30 | D | D | N | N | 85015381 | 1 |  | 422 | KG | 9668.4 | 9668.4 | MC05 | MC05 | SIMOTICS M Compact induction motor 1500rpm, 74kW 471Nm, 166A, 330V 1750rpm, 85kW 464Nm, 164A, 385 V 2000rpm, 94kW 449Nm, 160 A, 445V forced ventilation Direction of air flow NDE-->DE Degree of protection IP55 Incremental encoder HTL 2048 S/R (encoder HTL2048S/R) With temperature sensor KTY 84-130 DESIGN IM B3 (IMB6, IMB7, IMB8, IMV6) SHAFT WITH FITTED KEY HALF-KEY BALANCING BEARING: GREATER CANTILEVER FORCES; VIBRATION SEVERITY GRADE R/A; SHAFT AND FLANGE ACCURACY GR. R TERMINAL BOX (ABOVE) CABLE ENTRY ON THE RIGHT SIGNAL CONNECTION D-END K24: PRIMING (AUBURN) L00: NEXT BIGGER TERMINAL BOX (1XB7322 --> 1XB7422, 1XB7422 --> 1XB7700) | - | 0 | 0
1PH8186-1JF10-2FA2-Z | L00 | 1PH8186-1JF10-2FA2-ZL00 | 1 | UN | 1 | 30 | D | D | N | N | 85015381 | 1 |  | 422 | KG | 9327.28 | 9327.28 | MC05 | MC05 | SIMOTICS M Compact asynchronous motor 1500 rpm, 74 kW, 471 Nm, 166 A, 330 V 1750 rpm, 85 kW, 464 Nm, 164 A, 385 V 2000 rpm, 94 kW, 449 Nm, 160 A, 445 V Forced ventilation Direction of air flow NDE-->DE Degree of protection IP55 Incremental encoder HTL 2048 S/R (encoder HTL2048S/R) With temperature sensor Pt1000 DESIGN IM B3 (IMB6, IMB7, IMB8, IMV6) SHAFT WITH FITTED KEY HALF-KEY BALANCING BEARING: GREATER CANTILEVER FORCES; VIBRATION SEVERITY GRADE R/A; SHAFT AND FLANGE ACCURACY GR. R TERMINAL BOX (ABOVE) CABLE ENTRY ON THE RIGHT SIGNAL CONNECTION D-END L00: NEXT BIGGER TERMINAL BOX (1XB7322 --> 1XB7422, 1XB7422 --> 1XB7700) | - | 0 | 0
1PH8186-1JF33-2EA1-Z | K23K40 | 1PH8186-1JF33-2EA1-ZK23K40 | 1 | UN | 1 | 30 | D | D | N | N | 85015381 | 1 |  | 422 | KG | 12310.27 | 12310.27 | MC05 | MC05 | SIMOTICS M Compact induction motor 1500rpm, 108kW 688Nm, 225 A, 330V 1750rpm, 125kW 682Nm, 225 A, 385 V 2000rpm, 135kW 645Nm, 210A, 445V Open-circuit ventilation Direction of air flow DE-->NDE Degree of protection IP23 Incremental encoder HTL 2048 S/R (encoder HTL2048S/R) With temperature sensor KTY 84-130 Design IM B35 with flange A450 (IM V35) SHAFT WITH FITTED KEY HALF-KEY BALANCING BEARING: GREATER CANTILEVER FORCES; VIBRATION SEVERITY GRADE A; SHAFT AND FLANGE ACCURACY GR. N TERMINAL BOX (ABOVE) CABLE ENTRY ON THE RIGHT SIGNAL CONNECTION D-END K23: SPECIAL PAINTING WORLDWIDE K40: RELUBRICATING EQUIPMENT DRIVE END AND NON-DRIVE END | - | 0 | 0
1PH8186-1MB00-2AC1-Z | K40L27 | 1PH8186-1MB00-2AC1-ZK40L27 | 1 | UN | 1 | 30 | D | D | N | N | 85015230 | 1 |  | 422 | KG | 9727.21 | 9727.21 | MC05 | MC05 | SIMOTICS M Compact induction motor 400 rpm, 21.3kW 506Nm, 65A, 268V 500rpm, 26.5kW 506Nm, 65A, 335V 600rpm, 32 kW 509Nm, 66A, 400 V forced ventilation Direction of air flow DE-->NDE Degree of protection IP55 Incremental encoder SIN/COS 1 VPP 2048 S/R with C and D track (encoder IC2048S/R) with temperature sensor KTY 84-130 DESIGN IM B3 (IMB6, IMB7, IMB8, IMV6) SHAFT WITH FITTED KEY HALF-KEY BALANCING BEARING: STANDARD VIBRATION SEVERITY GRADE A; SHAFT A.FLANGE ACCURACY GR.N TERMINAL BOX (ABOVE) CABLE ENTRY ON THE ND-END SIGNAL CONNECTION RIGHT K40: RELUBRICATING EQUIPMENT DRIVE END AND NON-DRIVE END L27: INSULATED VERSION NON-DRIVE END BEARING | - | 0 | 0
1PH8186-1MB10-2BA1-Z | G14L27 | 1PH8186-1MB10-2BA1-ZG14L27 | 1 | UN | 1 | 30 | D | D | N | N | 85015230 | 1 |  | 422 | KG | 9826.81 | 9826.81 | MC05 | MC05 | SIMOTICS M Compact induction motor 400 rpm, 21.3kW 506Nm, 65A, 268V 500rpm, 26.5kW 506Nm, 65A, 335V 600rpm, 32 kW 509Nm, 66A, 400 V forced ventilation Direction of air flow NDE-->DE Degree of protection IP55 Incremental encoder SIN/COS 1 VPP 2048 S/R with C and D track (encoder IC2048S/R) with temperature sensor KTY 84-130 DESIGN IM B3 (IMB6, IMB7, IMB8, IMV6) SHAFT WITH FITTED KEY HALF-KEY BALANCING BEARING: STANDARD VIBRATION SEVERITY GRADE R/A; SHAFT A.FLANGE ACCURACY GR. R TERMINAL BOX (ABOVE) CABLE ENTRY ON THE RIGHT SIGNAL CONNECTION D-END G14: FAN ASSEMBLY WITH AIR FILTER L27: INSULATED VERSION NON-DRIVE END BEARING | - | 0 | 0
1PH8186-1MC00-2DB1 |  | 1PH8186-1MC00-2DB1 | 1 | UN | 1 | 30 | D | D | N | N | 85015290 | 1 |  | 422 | KG | 9215.06 | 9215.06 | MC05 | MC05 | SIMOTICS M Compact induction motor 700rpm, 35kW, 478Nm, 83A, 330V 800rpm, 40kW, 478Nm, 83A, 450 V 1000rpm, 50 kW, 478Nm, 83A, 450 V forced ventilation Direction of air flow DE-->NDE Degree of protection IP55 Incremental encoder SIN/COS 1 VPP 2048 S/R with C and D track (encoder IC2048S/R) with temperature sensor KTY 84-130 DESIGN IM B3 (IMB6, IMB7, IMB8, IMV6) SHAFT WITH FITTED KEY HALF-KEY BALANCING BEARING: STANDARD VIBRATION SEVERITY GRADE SR/A; SHAFT A.FLANGE ACCURACY GR.R TERMINAL BOX (ABOVE) CABLE ENTRY ON THE LEFT SIGNAL CONNECTION D-END | - | 0 | 0
1PH8186-1MD00-0AA1 |  | 1PH8186-1MD00-0AA1 | 1 | UN | 1 | 30 | D | D | N | N | 85015290 | 1 |  | 422 | KG | 8460.57 | 8460.57 | MC05 | MC05 | SIMOTICS M Compact induction motor 1000rpm, 51kW 487Nm, 112A, 340V 1150rpm, 58kW 482Nm, 112A, 390V 1350rpm, 67kW 474Nm, 112A, 450 V forced ventilation Direction of air flow DE-->NDE Degree of protection IP55 Incremental encoder SIN/COS 1 VPP 2048 S/R with C and D track (encoder IC2048S/R) with temperature sensor KTY 84-130 DESIGN IM B3 (IMB6, IMB7, IMB8, IMV6) PLAIN SHAFT WITHOUT FITTED KEY; BEARING: STANDARD VIBRATION SEVERITY GRADE A; SHAFT A.FLANGE ACCURACY GR.N TERMINAL BOX (ABOVE) CABLE ENTRY ON THE RIGHT SIGNAL CONNECTION D-END | - | 0 | 0
1PH8186-1MD00-2CB1-Z | L75 | 1PH8186-1MD00-2CB1-ZL75 | 1 | UN | 1 | 40 | X | D | N | N | 85015290 | 1 |  | 430 | KG | 9717.76 | 9717.76 | MC05 | MC05 | SIMOTICS M Compact induction motor 1000rpm, 51kW 487Nm, 112A, 340V 1150rpm, 58kW 482Nm, 112A, 390V 1350rpm, 67kW 474Nm, 112A, 450 V forced ventilation Direction of air flow DE-->NDE Degree of protection IP55 Incremental encoder SIN/COS 1 VPP 2048 S/R with C and D track (encoder IC2048S/R) with temperature sensor KTY 84-130 DESIGN IM B3 (IMB6, IMB7, IMB8, IMV6) SHAFT WITH FITTED KEY HALF-KEY BALANCING BEARING: STANDARD VIBRATION SEVERITY GRADE S/A SHAFT A.FLANGE ACCURACY GR.R TERMINAL BOX (ABOVE) CABLE ENTRY ON THE LEFT SIGNAL CONNECTION D-END L75: FAN SPECIAL VERSION 3 AC 400 V DEGREE OF PROTECTION IP 65 | - | 0 | 0
1PH8186-1MD03-1BA1 |  | 1PH8186-1MD03-1BA1 | 1 | UN | 1 | 30 | D | D | N | N | 85015290 | 1 |  | 422 | KG | 9540.52 | 9540.52 | MC05 | MC05 | SIMOTICS M Compact induction motor 1000rpm, 51kW 487Nm, 112A, 340V 1150rpm, 58kW 482Nm, 112A, 390V 1350rpm, 67kW 474Nm, 112A, 450 V forced ventilation Direction of air flow DE-->NDE Degree of protection IP55 Incremental encoder SIN/COS 1 VPP 2048 S/R with C and D track (encoder IC2048S/R) with temperature sensor KTY 84-130 Design IM B35 with flange A450 (IM V35) SHAFT WITH FITTED KEY FULL-KEY BALANCING BEARING: STANDARD VIBRATION SEVERITY GRADE R/A; SHAFT A.FLANGE ACCURACY GR. R TERMINAL BOX (ABOVE) CABLE ENTRY ON THE RIGHT SIGNAL CONNECTION D-END | - | 0 | 0
1PH8186-1MD03-1BA1-Z | K18K24 | 1PH8186-1MD03-1BA1-ZK18K24 | 1 | UN | 1 | 30 | D | D | N | N | 85015290 | 1 |  | 422 | KG | 10191.42 | 10191.42 | MC05 | MC05 | SIMOTICS M Compact induction motor 1000rpm, 51kW 487Nm, 112A, 340V 1150rpm, 58kW 482Nm, 112A, 390V 1350rpm, 67kW 474Nm, 112A, 450 V forced ventilation Direction of air flow DE-->NDE Degree of protection IP55 Incremental encoder SIN/COS 1 VPP 2048 S/R with C and D track (encoder IC2048S/R) with temperature sensor KTY 84-130 Design IM B35 with flange A450 (IM V35) SHAFT WITH FITTED KEY FULL-KEY BALANCING BEARING: STANDARD VIBRATION SEVERITY GRADE R/A; SHAFT A.FLANGE ACCURACY GR. R TERMINAL BOX (ABOVE) CABLE ENTRY ON THE RIGHT SIGNAL CONNECTION D-END K18: RADIAL SHAFT SEAL RING DRIVE END K24: PRIMING (AUBURN) | - | 0 | 0
1PH8186-1MD03-2AA1 |  | 1PH8186-1MD03-2AA1 | 1 | UN | 1 | 30 | D | D | N | N | 85015290 | 1 |  | 422 | KG | 9377.78 | 9377.78 | MC05 | MC05 | SIMOTICS M Compact induction motor 1000rpm, 51kW 487Nm, 112A, 340V 1150rpm, 58kW 482Nm, 112A, 390V 1350rpm, 67kW 474Nm, 112A, 450 V forced ventilation Direction of air flow DE-->NDE Degree of protection IP55 Incremental encoder SIN/COS 1 VPP 2048 S/R with C and D track (encoder IC2048S/R) with temperature sensor KTY 84-130 Design IM B35 with flange A450 (IM V35) SHAFT WITH FITTED KEY HALF-KEY BALANCING BEARING: STANDARD VIBRATION SEVERITY GRADE A; SHAFT A.FLANGE ACCURACY GR.N TERMINAL BOX (ABOVE) CABLE ENTRY ON THE RIGHT SIGNAL CONNECTION D-END | - | 0 | 0
1PH8186-1MD05-1LA1-Z | K10 | 1PH8186-1MD05-1LA1-ZK10 | 1 | UN | 1 | 30 | D | D | N | N | 85015290 | 1 |  | 422 | KG | 14895.89 | 14895.89 | MC05 | MC05 | SIMOTICS M Compact induction motor 1000rpm, 51kW 487Nm, 112A, 340V 1150rpm, 58kW 482Nm, 112A, 390V 1350rpm, 67kW 474Nm, 112A, 450 V forced ventilation Direction of air flow DE-->NDE Degree of protection IP55 Incremental encoder SIN/COS 1 VPP 2048 S/R with C and D track (encoder IC2048S/R) with temperature sensor KTY 84-130 Design IM V15 with flange A450 SHAFT WITH FITTED KEY FULL-KEY BALANCING BEARING: PERFORMANCE VIBRATION SEVERITY GRADE SR/B SHAFT A. FLANGE ACCURACY GR. R TERMINAL BOX (ABOVE) CABLE ENTRY ON THE RIGHT SIGNAL CONNECTION D-END K10: TERMINAL BOX NON DRIVE-END CABLE ROUTING DRIVE END SIGNAL CONNECTION TOP | - | 0 | 0
1PH8186-1MD30-2EC1 |  | 1PH8186-1MD30-2EC1 | 1 | UN | 1 | 30 | D | D | N | N | 85015381 | 1 |  | 422 | KG | 10621.61 | 10621.61 | MC05 | MC05 | SIMOTICS M Compact induction motor 1000rpm, 74kW 707Nm, 156A, 340V 1150rpm, 85kW 706Nm, 154A, 390V 1350rpm, 98kW 693Nm, 152A, 450 V Open-circuit ventilation Direction of air flow DE-->NDE Degree of protection IP23 Incremental encoder SIN/COS 1 VPP 2048 S/R with C and D track (encoder IC2048S/R) with temperature sensor KTY 84-130 DESIGN IM B3 (IMB6, IMB7, IMB8, IMV6) SHAFT WITH FITTED KEY HALF-KEY BALANCING BEARING: GREATER CANTILEVER FORCES; VIBRATION SEVERITY GRADE A; SHAFT AND FLANGE ACCURACY GR. N TERMINAL BOX (ABOVE) CABLE ENTRY ON THE ND-END SIGNAL CONNECTION RIGHT | - | 0 | 0
1PH8186-1MF00-0FA1-Z | A12 | 1PH8186-1MF00-0FA1-ZA12 | 1 | UN | 1 | 30 | D | D | N | N | 85015381 | 1 |  | 422 | KG | 8956.18 | 8956.18 | MC05 | MC05 | SIMOTICS M Compact induction motor 1500rpm, 74kW 471Nm, 166A, 330V 1750rpm, 85kW 464Nm, 164A, 385 V 2000rpm, 94kW 449Nm, 160 A, 445V forced ventilation Direction of air flow DE-->NDE Degree of protection IP55 Incremental encoder SIN/COS 1 VPP 2048 S/R with C and D track (encoder IC2048S/R) with temperature sensor KTY 84-130 DESIGN IM B3 (IMB6, IMB7, IMB8, IMV6) PLAIN SHAFT WITHOUT FITTED KEY; BEARING: GREATER CANTILEVER FORCES; VIBRATION SEVERITY GRADE R/A; SHAFT AND FLANGE ACCURACY GR. R TERMINAL BOX (ABOVE) CABLE ENTRY ON THE RIGHT SIGNAL CONNECTION D-END A12: PROTECT. BY PTC THERMISTOR WARNING AND SWITCHOFF | - | 0 | 0
1PH8186-1MF00-1FA1-Z | K10K40K83L00L78 | 1PH8186-1MF00-1FA1-ZK10K40K83L00L78 | 1 | UN | 1 | 30 | D | D | N | N | 85015381 | 1 |  | 422 | KG | 12235.68 | 12235.68 | MC05 | MC05 | SIMOTICS M Compact induction motor 1500rpm, 74kW, 471Nm 166A, 330V forced ventilation; direction of air flow DE-->NDE; Degree of protection IP55 K10: Terminal box NDE left Cable entry DE Signal connection on top K40: Regreasing system DE and NDE K83: Terminal box rotated by +90Â° L00: Next larger terminal box L78: Customer-specific Special fan Loctite thread locker Customer-specific motor according to SMR-111-2013 | - | 0 | 7
1PH8186-1MF00-2FA1-Z | K10K40K83L00L78 | 1PH8186-1MF00-2FA1-ZK10K40K83L00L78 | 1 | UN | 1 | 30 | D | D | N | N | 85015290 | 1 |  | 422 | KG | 12235.68 | 12235.68 | MC05 | MC05 | SIMOTICS M Compact induction motor 1500rpm, 74kW, 471Nm, 166A, 330V forced ventilation; direction of air flow DE-->NDE; Degree of protection IP55 K10: Terminal box NDE left Cable entry DE Signal connection on top K40: Regreasing system DE and NDE K83: Rotating the terminal box by +90Â° L00: Next larger terminal box L78: Customer-specific special fan Loctite thread locker Customer-specific motor according to SMR-111-2013 | - | 0 | 0
1PH8186-1MF03-0LC1 |  | 1PH8186-1MF03-0LC1 | 1 | UN | 1 | 30 | D | D | N | N | 85015381 | 1 |  | 422 | KG | 13608.84 | 13608.84 | MC05 | MC05 | SIMOTICS M Compact induction motor 1500rpm, 74kW 471Nm, 166A, 330V 1750rpm, 85kW 464Nm, 164A, 385 V 2000rpm, 94kW 449Nm, 160 A, 445V forced ventilation Direction of air flow DE-->NDE Degree of protection IP55 Incremental encoder SIN/COS 1 VPP 2048 S/R with C and D track (encoder IC2048S/R) with temperature sensor KTY 84-130 Design IM B35 with flange A450 (IM V35) PLAIN SHAFT WITHOUT FITTED KEY; BEARING: PERFORMANCE VIBRATION SEVERITY GRADE SR/B SHAFT A. FLANGE ACCURACY GR. R TERMINAL BOX (ABOVE) CABLE ENTRY ON THE ND-END SIGNAL CONNECTION RIGHT | - | 0 | 0
1PH8186-1MF03-2FA1 |  | 1PH8186-1MF03-2FA1 | 1 | UN | 1 | 30 | D | D | N | N | 85015381 | 1 |  | 422 | KG | 9688.46 | 9688.46 | MC05 | MC05 | SIMOTICS M Compact induction motor 1500rpm, 74kW 471Nm, 166A, 330V 1750rpm, 85kW 464Nm, 164A, 385 V 2000rpm, 94kW 449Nm, 160 A, 445V forced ventilation Direction of air flow DE-->NDE Degree of protection IP55 Incremental encoder SIN/COS 1 VPP 2048 S/R with C and D track (encoder IC2048S/R) with temperature sensor KTY 84-130 Design IM B35 with flange A450 (IM V35) SHAFT WITH FITTED KEY HALF-KEY BALANCING BEARING: GREATER CANTILEVER FORCES; VIBRATION SEVERITY GRADE R/A; SHAFT AND FLANGE ACCURACY GR. R TERMINAL BOX (ABOVE) CABLE ENTRY ON THE RIGHT SIGNAL CONNECTION D-END | - | 0 | 0
1PH8186-1MF20-2LC1 |  | 1PH8186-1MF20-2LC1 | 1 | UN | 1 | 30 | D | D | N | N | 85015381 | 1 |  | 410 | KG | 15554.4 | 15554.4 | MC05 | MC05 | SIMOTICS M Compact induction motor 1500rpm, 93kW 592Nm, 198A, 330V 1750rpm, 111kW 606Nm, 200 A, 385 V 2000rpm, 126kW 602Nm, 200 A, 445V water cooling Degree of protection IP55 Incremental encoder SIN/COS 1 VPP 2048 S/R with C and D track (encoder IC2048S/R) with temperature sensor KTY 84-130 DESIGN IM B3 (IMB6, IMB7, IMB8, IMV6) SHAFT WITH FITTED KEY HALF-KEY BALANCING BEARING: PERFORMANCE VIBRATION SEVERITY GRADE SR/B SHAFT A. FLANGE ACCURACY GR. R TERMINAL BOX (ABOVE) CABLE ENTRY ON THE ND-END SIGNAL CONNECTION RIGHT | - | 0 | 0
1PH8186-1MF33-2EC1 |  | 1PH8186-1MF33-2EC1 | 1 | UN | 1 | 30 | D | D | N | N | 85015381 | 1 |  | 422 | KG | 11405.69 | 11405.69 | MC05 | MC05 | SIMOTICS M Compact induction motor 1500rpm, 108kW 688Nm, 225 A, 330V 1750rpm, 125kW 682Nm, 225 A, 385 V 2000rpm, 135kW 645Nm, 210A, 445V Open-circuit ventilation Direction of air flow DE-->NDE Degree of protection IP23 Incremental encoder SIN/COS 1 VPP 2048 S/R with C and D track (encoder IC2048S/R) with temperature sensor KTY 84-130 Design IM B35 with flange A450 (IM V35) SHAFT WITH FITTED KEY HALF-KEY BALANCING BEARING: GREATER CANTILEVER FORCES; VIBRATION SEVERITY GRADE A; SHAFT AND FLANGE ACCURACY GR. N TERMINAL BOX (ABOVE) CABLE ENTRY ON THE ND-END SIGNAL CONNECTION RIGHT | - | 0 | 0
1PH8186-2DF02-1BC1 |  | 1PH8186-2DF02-1BC1 | 1 | UN | 1 | 30 | D | D | N | N | 85015381 | 1 |  | 405 | KG | 14410.9 | 14410.9 | MC05 | MC05 | SIMOTICS M Compact synchronous motor 1500rpm, 93kW, 592Nm, 215A, 282V 1750rpm, 109kW, 595Nm, 215A, 328V 2000rpm, 115kW, 549Nm, 200 A, 370V forced ventilation Direction of air flow DE-->NDE Degree of protection IP55 Incremental encoder 22-bit with commutation position (encoder IC22DQ) with DRIVE-CLiQ interface DESIGN IM B5 WITH FLANGE A450 (IM V3) SHAFT WITH FITTED KEY FULL-KEY BALANCING BEARING: STANDARD VIBRATION SEVERITY GRADE R/A; SHAFT A.FLANGE ACCURACY GR. R TERMINAL BOX (ABOVE) CABLE ENTRY ON THE ND-END SIGNAL CONNECTION RIGHT | - | 0 | 0
1PH8186-2DF02-1FA1 |  | 1PH8186-2DF02-1FA1 | 1 | UN | 1 | 30 | D | D | N | N | 85015381 | 1 |  | 405 | KG | 14558.84 | 14558.84 | MC05 | MC05 | SIMOTICS M Compact synchronous motor 1500rpm, 93kW, 592Nm, 215A, 282V 1750rpm, 109kW, 595Nm, 215A, 328V 2000rpm, 115kW, 549Nm, 200 A, 370V forced ventilation Direction of air flow DE-->NDE Degree of protection IP55 Incremental encoder 22-bit with commutation position (encoder IC22DQ) with DRIVE-CLiQ interface DESIGN IM B5 WITH FLANGE A450 (IM V3) SHAFT WITH FITTED KEY FULL-KEY BALANCING BEARING: GREATER CANTILEVER FORCES; VIBRATION SEVERITY GRADE R/A; SHAFT AND FLANGE ACCURACY GR. R TERMINAL BOX (ABOVE) CABLE ENTRY ON THE RIGHT SIGNAL CONNECTION D-END | - | 0 | 0
1PH8186-2DF13-1BB1-Z | K40L27 | 1PH8186-2DF13-1BB1-ZK40L27 | 1 | UN | 1 | 30 | D | D | N | N | 85015381 | 1 |  | 405 | KG | 15544.41 | 15544.41 | MC05 | MC05 | SIMOTICS M Compact synchronous motor 1500rpm, 93kW, 592Nm, 215A, 282V 1750rpm, 109kW, 595Nm, 215A, 328V 2000rpm, 115kW, 549Nm, 200 A, 370V forced ventilation Direction of air flow NDE-->DE Degree of protection IP55 Incremental encoder 22-bit with commutation position (encoder IC22DQ) with DRIVE-CLiQ interface Design IM B35 with flange A450 (IM V35) SHAFT WITH FITTED KEY FULL-KEY BALANCING BEARING: STANDARD VIBRATION SEVERITY GRADE R/A; SHAFT A.FLANGE ACCURACY GR. R TERMINAL BOX (ABOVE) CABLE ENTRY ON THE LEFT SIGNAL CONNECTION D-END K40: RELUBRICATING EQUIPMENT DRIVE END AND NON-DRIVE END L27: INSULATED VERSION NON-DRIVE END BEARING | - | 0 | 0
1PH8186-2DF13-1BC1-Z | K40L27L75 | 1PH8186-2DF13-1BC1-ZK40L27L75 | 1 | UN | 1 | 40 | X | D | N | N | 85015381 | 1 |  | 413 | KG | 16195.07 | 16195.07 | MC05 | MC05 | SIMOTICS M Compact synchronous motor 1500rpm, 93kW, 592Nm, 215A, 282V 1750rpm, 109kW, 595Nm, 215A, 328V 2000rpm, 115kW, 549Nm, 200 A, 370V forced ventilation Direction of air flow NDE-->DE Degree of protection IP55 Incremental encoder 22-bit with commutation position (encoder IC22DQ) with DRIVE-CLiQ interface Design IM B35 with flange A450 (IM V35) SHAFT WITH FITTED KEY FULL-KEY BALANCING BEARING: STANDARD VIBRATION SEVERITY GRADE R/A; SHAFT A.FLANGE ACCURACY GR. R TERMINAL BOX (ABOVE) CABLE ENTRY ON THE ND-END SIGNAL CONNECTION RIGHT K40: RELUBRICATING EQUIPMENT DRIVE END AND NON-DRIVE END L27: INSULATED VERSION NON-DRIVE END BEARING L75: FAN SPECIAL VERSION 3 AC 400 V DEGREE OF PROTECTION IP 65 | - | 0 | 0
1PH8186-2DF13-1BC1-Z | L27L75 | 1PH8186-2DF13-1BC1-ZL27L75 | 1 | UN | 1 | 40 | X | D | N | N | 85015381 | 1 |  | 413 | KG | 15729.06 | 15729.06 | MC05 | MC05 | SIMOTICS M Compact synchronous motor 1500rpm, 93kW, 592Nm, 215A, 282V 1750rpm, 109kW, 595Nm, 215A, 328V 2000rpm, 115kW, 549Nm, 200 A, 370V forced ventilation Direction of air flow NDE-->DE Degree of protection IP55 Incremental encoder 22-bit with commutation position (encoder IC22DQ) with DRIVE-CLiQ interface Design IM B35 with flange A450 (IM V35) SHAFT WITH FITTED KEY FULL-KEY BALANCING BEARING: STANDARD VIBRATION SEVERITY GRADE R/A; SHAFT A.FLANGE ACCURACY GR. R TERMINAL BOX (ABOVE) CABLE ENTRY ON THE ND-END SIGNAL CONNECTION RIGHT L27: INSULATED VERSION NON-DRIVE END BEARING L75: FAN SPECIAL VERSION 3 AC 400 V DEGREE OF PROTECTION IP 65 | - | 0 | 0
1PH8186-2FC22-0AA1 |  | 1PH8186-2FC22-0AA1 | 1 | UN | 1 | 30 | D | D | N | N | 85015381 | 1 |  | 400 | KG | 17043.85 | 17043.85 | MC05 | MC05 | SIMOTICS M Compact synchronous motor 700 rpm, 58kW, 791Nm, 142A, 295V 800 rpm, 66kW, 788Nm, 142A, 335V 1000rpm, 82kW 783Nm, 140 A, 415 V water cooling Degree of protection IP55 Absolute encoder 22-bit Single-turn and 12-bit multi-turn (encoder AM22DQ) with DRIVE-CLiQ interface DESIGN IM B5 WITH FLANGE A450 (IM V3) PLAIN SHAFT WITHOUT FITTED KEY; BEARING: STANDARD VIBRATION SEVERITY GRADE A; SHAFT A.FLANGE ACCURACY GR.N TERMINAL BOX (ABOVE) CABLE ENTRY ON THE RIGHT SIGNAL CONNECTION D-END | - | 0 | 0
1PH8186-3AD00-2AA1-Z | U63 | 1PH8186-3AD00-2AA1-ZU63 | 1 | UN | 1 | 60 | X | D | N | N | 85015290 | 1 |  | 422 | KG | 17687.76 | 17687.76 | MC05 | MC05 | SIMOTICS M Compact induction motor 1000rpm, 51kW, 487Nm, 112A, 340V 1150rpm, 58kW, 482Nm, 112A, 390V 1350rpm, 67kW, 474Nm, 112A, 450 V forced ventilation Direction of air flow DE-->NDE Degree of protection IP55 Without encoder With temperature sensor KTY 84-130 TERMINAL BOX (ABOVE) CABLE ENTRY ON THE RIGHT SIGNAL CONNECTION D-END U63: HOLDING BRAKE 230 V WITH MICROSWITCH AND MANUAL AIR LEVER | - | 0 | 0
1PH8186-3DF00-2AA1-Z | K23U63X12 | 1PH8186-3DF00-2AA1-ZK23U63X12 | 1 | UN | 1 | 60 | X | D | N | N | 85015381 | 1 |  | 422 | KG | 19410.87 | 19410.87 | MC05 | MC05 | SIMOTICS M Compact induction motor 1500rpm, 74kW, 471Nm, 166A, 330V 1750rpm, 85kW, 464Nm, 164A, 385 V 2000rpm, 94kW, 449Nm, 160 A, 445V forced ventilation Direction of air flow DE-->NDE Degree of protection IP55 Incremental encoder 22-bit with commutation position (encoder IC22DQ) with DRIVE-CLiQ interface TERMINAL BOX (ABOVE) CABLE ENTRY ON THE RIGHT SIGNAL CONNECTION D-END K23: SPECIAL PAINTING WORLDWIDE U63: HOLDING BRAKE 230 V WITH MICROSWITCH AND MANUAL AIR LEVER X12: PAINT FINISH RAL 5010 (GENTIAN BLUE) | - | 0 | 0
1PH8186-3DF10-2AA1-Z | G14U63 | 1PH8186-3DF10-2AA1-ZG14U63 | 1 | UN | 1 | 60 | X | D | N | N | 85015381 | 1 |  | 422 | KG | 19118.42 | 19118.42 | MC05 | MC05 | SIMOTICS M Compact induction motor 1500rpm, 74kW, 471Nm, 166A, 330V 1750rpm, 85kW, 464Nm, 164A, 385 V 2000rpm, 94kW, 449Nm, 160 A, 445V forced ventilation Direction of air flow NDE-->DE Degree of protection IP55 Incremental encoder 22-bit with commutation position (encoder IC22DQ) with DRIVE-CLiQ interface TERMINAL BOX (ABOVE) CABLE ENTRY ON THE RIGHT SIGNAL CONNECTION D-END G14: FAN ASSEMBLY WITH AIR FILTER U63: HOLDING BRAKE 230 V WITH MICROSWITCH AND MANUAL AIR LEVER | - | 0 | 0
1PH8186-3FC10-2AA1-Z | G14K09U63 | 1PH8186-3FC10-2AA1-ZG14K09U63 | 1 | UN | 1 | 60 | X | D | N | N | 85015290 | 1 |  | 422 | KG | 20827.13 | 20827.13 | MC05 | MC05 | SIMOTICS M Compact induction motor 700rpm, 35kW, 478Nm, 83A, 330V 800rpm, 40kW, 478Nm, 83A, 450 V 1000rpm, 50 kW, 478Nm, 83A, 450 V forced ventilation Direction of air flow NDE-->DE Degree of protection IP55 Absolute encoder 22-bit Single-turn and 12-bit multi-turn (encoder AM22DQ) with DRIVE-CLiQ interface TERMINAL BOX (ABOVE) CABLE ENTRY ON THE RIGHT SIGNAL CONNECTION D-END G14: FAN ASSEMBLY WITH AIR FILTER K09: TERMINAL BOX NON DRIVE END CABLE ROUTING DRIVE END SIGNAL CONNECTION TOP U63: HOLDING BRAKE 230 V WITH MICROSWITCH AND MANUAL AIR LEVER | - | 0 | 0
1PH8186-4DF00-2AA1-Z | U63 | 1PH8186-4DF00-2AA1-ZU63 | 1 | UN | 1 | 60 | X | D | N | N | 85015381 | 1 |  | 405 | KG | 23259.16 | 23259.16 | MC05 | MC05 | SIMOTICS M Compact synchronous motor 1500rpm, 93kW, 592Nm, 215A, 282V 1750rpm, 109kW, 595Nm, 215A, 328V 2000rpm, 115kW 549Nm, 200 A, 370V forced ventilation Direction of air flow DE-->NDE Degree of protection IP55 Incremental encoder 22-bit with commutation position (encoder IC22DQ) with DRIVE-CLiQ interface TERMINAL BOX (ABOVE) CABLE ENTRY ON THE RIGHT SIGNAL CONNECTION D-END U63: HOLDING BRAKE 230 V WITH MICROSWITCH AND MANUAL AIR LEVER | - | 0 | 0
1PH8186-4FC00-2AA1-Z | U63 | 1PH8186-4FC00-2AA1-ZU63 | 1 | UN | 1 | 60 | X | D | N | N | 85015290 | 1 |  | 405 | KG | 23976.68 | 23976.68 | MC05 | MC05 | SIMOTICS M Compact synchronous motor 700rpm, 44 kW, 600Nm, 108A, 269V 800rpm, 50 kW, 597Nm, 108A, 306V 1000rpm, 62kW, 592Nm, 108A, 379V forced ventilation Direction of air flow DE-->NDE Degree of protection IP55 Absolute encoder 22-bit Single-turn and 12-bit multi-turn (encoder AM22DQ) with DRIVE-CLiQ interface TERMINAL BOX (ABOVE) CABLE ENTRY ON THE RIGHT SIGNAL CONNECTION D-END U63: HOLDING BRAKE 230 V WITH MICROSWITCH AND MANUAL AIR LEVER | - | 0 | 0
1PH8224-1AC00-0AA1 |  | 1PH8224-1AC00-0AA1 | 1 | UN | 1 | 30 | D | D | N | N | 85015290 | 1 |  | 610 | KG | 10141.76 | 10141.76 | MC05 | MC05 | SIMOTICS M Compact induction motor 700 rpm, 55kW, 750Nm, 136A, 310V 800 rpm, 57kW, 681Nm, 126A, 350 V 1000 rpm, 71kW, 678Nm, 126A, 425V forced ventilation Direction of air flow DE-->NDE Degree of protection IP55 Without encoder With temperature sensor KTY 84-130 DESIGN IM B3 (IMB6, IMB7, IMB8, IMV6) PLAIN SHAFT WITHOUT FITTED KEY; BEARING: STANDARD VIBRATION SEVERITY GRADE A; SHAFT A.FLANGE ACCURACY GR.N TERMINAL BOX (ABOVE) CABLE ENTRY ON THE RIGHT SIGNAL CONNECTION D-END | - | 0 | 0
1PH8224-1AD20-2EA1 |  | 1PH8224-1AD20-2EA1 | 1 | UN | 1 | 30 | D | D | N | N | 85015381 | 1 |  | 610 | KG | 13721.62 | 13721.62 | MC05 | MC05 | SIMOTICS M Compact induction motor 1000 rpm, 89kW, 850Nm, 188A, 335V 1150 rpm, 101kW, 839Nm, 186A, 385 V 1350 rpm, 115kW, 813Nm, 180A, 450 V water cooling Degree of protection IP55 Without encoder With temperature sensor KTY 84-130 DESIGN IM B3 (IMB6, IMB7, IMB8, IMV6) SHAFT WITH FITTED KEY HALF-KEY BALANCING BEARING: GREATER CANTILEVER FORCES; VIBRATION SEVERITY GRADE A; SHAFT AND FLANGE ACCURACY GR. N TERMINAL BOX (ABOVE) CABLE ENTRY ON THE RIGHT SIGNAL CONNECTION D-END | - | 0 | 0
1PH8224-1AD20-2EB1 |  | 1PH8224-1AD20-2EB1 | 1 | UN | 1 | 30 | D | D | N | N | 85015381 | 1 |  | 610 | KG | 13788.18 | 13788.18 | MC05 | MC05 | SIMOTICS M Compact induction motor 1000 rpm, 89kW, 850Nm, 188A, 335V 1150 rpm, 101kW, 839Nm, 186A, 385 V 1350 rpm, 115kW, 813Nm, 180A, 450 V water cooling Degree of protection IP55 Without encoder With temperature sensor KTY 84-130 DESIGN IM B3 (IMB6, IMB7, IMB8, IMV6) SHAFT WITH FITTED KEY HALF-KEY BALANCING BEARING: GREATER CANTILEVER FORCES; VIBRATION SEVERITY GRADE A; SHAFT AND FLANGE ACCURACY GR. N TERMINAL BOX (ABOVE) CABLE ENTRY ON THE LEFT SIGNAL CONNECTION D-END | - | 0 | 0
1PH8224-1AD30-1AA1 |  | 1PH8224-1AD30-1AA1 | 1 | UN | 1 | 30 | D | D | N | N | 85015381 | 1 |  | 610 | KG | 13328.63 | 13328.63 | MC05 | MC05 | SIMOTICS M Compact induction motor 1000rpm, 105kW, 1003Nm, 220A, 335V 1150rpm, 120 kW, 997Nm, 220A, 385 V 1350rpm, 137kW, 969Nm, 215A, 450 V Open-circuit ventilation Direction of air flow DE-->NDE Degree of protection IP23 Without encoder With temperature sensor KTY 84-130 DESIGN IM B3 (IMB6, IMB7, IMB8, IMV6) SHAFT WITH FITTED KEY FULL-KEY BALANCING BEARING: STANDARD VIBRATION SEVERITY GRADE A; SHAFT A.FLANGE ACCURACY GR.N TERMINAL BOX (ABOVE) CABLE ENTRY ON THE RIGHT SIGNAL CONNECTION D-END | - | 0 | 0
1PH8224-1AF00-2EA1 |  | 1PH8224-1AF00-2EA1 | 1 | UN | 1 | 30 | D | D | N | N | 85015381 | 1 |  | 610 | KG | 10563.37 | 10563.37 | MC05 | MC05 | SIMOTICS M Compact induction motor 1500rpm, 95kW, 605Nm, 200 A, 340V 1750rpm, 110 kW, 600Nm, 198A, 395V 2000rpm, 124kW, 592Nm, 196A, 460 V forced ventilation Direction of air flow DE-->NDE Degree of protection IP55 Without encoder With temperature sensor KTY 84-130 DESIGN IM B3 (IMB6, IMB7, IMB8, IMV6) SHAFT WITH FITTED KEY HALF-KEY BALANCING BEARING: GREATER CANTILEVER FORCES; VIBRATION SEVERITY GRADE A; SHAFT AND FLANGE ACCURACY GR. N TERMINAL BOX (ABOVE) CABLE ENTRY ON THE RIGHT SIGNAL CONNECTION D-END | - | 0 | 0
1PH8224-1AF00-2EA1-Z | A12 | 1PH8224-1AF00-2EA1-ZA12 | 1 | UN | 1 | 30 | D | D | N | N | 85015381 | 1 |  | 610 | KG | 10748.3 | 10748.3 | MC05 | MC05 | SIMOTICS M Compact induction motor 1500rpm, 95kW, 605Nm, 200 A, 340V 1750rpm, 110 kW, 600Nm, 198A, 395V 2000rpm, 124kW, 592Nm, 196A, 460 V forced ventilation Direction of air flow DE-->NDE Degree of protection IP55 Without encoder With temperature sensor KTY 84-130 DESIGN IM B3 (IMB6, IMB7, IMB8, IMV6) SHAFT WITH FITTED KEY HALF-KEY BALANCING BEARING: GREATER CANTILEVER FORCES; VIBRATION SEVERITY GRADE A; SHAFT AND FLANGE ACCURACY GR. N TERMINAL BOX (ABOVE) CABLE ENTRY ON THE RIGHT SIGNAL CONNECTION D-END A12: PROTECT. BY PTC THERMISTOR WARNING AND SWITCHOFF | - | 0 | 0
1PH8224-1AF00-2EA1-Z | K24 | 1PH8224-1AF00-2EA1-ZK24 | 1 | UN | 1 | 30 | D | D | N | N | 85015381 | 1 |  | 610 | KG | 10888.82 | 10888.82 | MC05 | MC05 | SIMOTICS M Compact induction motor 1500rpm, 95kW, 605Nm, 200 A, 340V 1750rpm, 110 kW, 600Nm, 198A, 395V 2000rpm, 124kW, 592Nm, 196A, 460 V forced ventilation Direction of air flow DE-->NDE Degree of protection IP55 Without encoder With temperature sensor KTY 84-130 DESIGN IM B3 (IMB6, IMB7, IMB8, IMV6) SHAFT WITH FITTED KEY HALF-KEY BALANCING BEARING: GREATER CANTILEVER FORCES; VIBRATION SEVERITY GRADE A; SHAFT AND FLANGE ACCURACY GR. N TERMINAL BOX (ABOVE) CABLE ENTRY ON THE RIGHT SIGNAL CONNECTION D-END K24: PRIMING (AUBURN) | - | 0 | 0
1PH8224-1AF00-2FA1-Z | K40L03 | 1PH8224-1AF00-2FA1-ZK40L03 | 1 | UN | 1 | 30 | D | D | N | N | 85015381 | 1 |  | 610 | KG | 13919.84 | 13919.84 | MC05 | MC05 | SIMOTICS M Compact induction motor 1500rpm, 95kW, 605Nm, 200 A, 340V 1750rpm, 110 kW, 600Nm, 198A, 395V 2000rpm, 124kW, 592Nm, 196A, 460 V forced ventilation Direction of air flow DE-->NDE Degree of protection IP55 Without encoder With temperature sensor KTY 84-130 DESIGN IM B3 (IMB6, IMB7, IMB8, IMV6) SHAFT WITH FITTED KEY HALF-KEY BALANCING BEARING: GREATER CANTILEVER FORCES; VIBRATION SEVERITY GRADE R/A; SHAFT AND FLANGE ACCURACY GR. R TERMINAL BOX (ABOVE) CABLE ENTRY ON THE RIGHT SIGNAL CONNECTION D-END K40: RELUBRICATING EQUIPMENT DRIVE END AND NON-DRIVE END L03: INCREASED VIBRATION FORCE | - | 0 | 0
1PH8224-1AF02-1AA1 |  | 1PH8224-1AF02-1AA1 | 1 | UN | 1 | 30 | D | D | N | N | 85015381 | 1 |  | 610 | KG | 11288.29 | 11288.29 | MC05 | MC05 | SIMOTICS M Compact induction motor 1500rpm, 95kW, 605Nm, 200 A, 340V 1750rpm, 110 kW, 600Nm, 198A, 395V 2000rpm, 124kW, 592Nm, 196A, 460 V forced ventilation Direction of air flow DE-->NDE Degree of protection IP55 Without encoder With temperature sensor KTY 84-130 DESIGN IM B5 WITH FLANGE A550 (IM V3) SHAFT WITH FITTED KEY FULL-KEY BALANCING BEARING: STANDARD VIBRATION SEVERITY GRADE A; SHAFT A.FLANGE ACCURACY GR.N TERMINAL BOX (ABOVE) CABLE ENTRY ON THE RIGHT SIGNAL CONNECTION D-END | - | 0 | 0
1PH8224-1AF10-0AC2 |  | 1PH8224-1AF10-0AC2 | 1 | UN | 1 | 30 | D | D | N | N | 85015381 | 1 |  | 610 | KG | 10205.77 | 10205.77 | MC05 | MC05 | SIMOTICS M Compact asynchronous motor 1500 rpm, 95 kW, 605 Nm, 200 A, 340 V 1750 rpm, 110 kW, 600 Nm, 198 A, 395 V 2000 rpm, 124 kW, 592 Nm, 196 A, 460 V Forced ventilation Direction of air flow NDE-->DE Degree of protection IP55 Without encoder With temperature sensor Pt1000 DESIGN IM B3 (IMB6, IMB7, IMB8, IMV6) PLAIN SHAFT WITHOUT FITTED KEY; BEARING: STANDARD VIBRATION SEVERITY GRADE A; SHAFT A.FLANGE ACCURACY GR.N TERMINAL BOX (ABOVE) CABLE ENTRY ON THE ND-END SIGNAL CONNECTION RIGHT | - | 0 | 0
1PH8224-1AF10-1BA2 |  | 1PH8224-1AF10-1BA2 | 1 | UN | 1 | 30 | D | D | N | N | 85015381 | 1 |  | 610 | KG | 10538.64 | 10538.64 | MC05 | MC05 | SIMOTICS M Compact asynchronous motor 1500 rpm, 95 kW, 605 Nm, 200 A, 340 V 1750 rpm, 110 kW, 600 Nm, 198 A, 395 V 2000 rpm, 124 kW, 592 Nm, 196 A, 460 V Forced ventilation Direction of air flow NDE-->DE Degree of protection IP55 Without encoder With temperature sensor Pt1000 DESIGN IM B3 (IMB6, IMB7, IMB8, IMV6) SHAFT WITH FITTED KEY FULL-KEY BALANCING BEARING: STANDARD VIBRATION SEVERITY GRADE R/A; SHAFT A.FLANGE ACCURACY GR. R TERMINAL BOX (ABOVE) CABLE ENTRY ON THE RIGHT SIGNAL CONNECTION D-END | - | 0 | 0
1PH8224-1AF10-1EA2 |  | 1PH8224-1AF10-1EA2 | 1 | UN | 1 | 30 | D | D | N | N | 85015381 | 1 |  | 610 | KG | 10560.82 | 10560.82 | MC05 | MC05 | SIMOTICS M Compact asynchronous motor 1500 rpm, 95 kW, 605 Nm, 200 A, 340 V 1750 rpm, 110 kW, 600 Nm, 198 A, 395 V 2000 rpm, 124 kW, 592 Nm, 196 A, 460 V Forced ventilation Direction of air flow NDE-->DE Degree of protection IP55 Without encoder With temperature sensor Pt1000 DESIGN IM B3 (IMB6, IMB7, IMB8, IMV6) SHAFT WITH FITTED KEY FULL-KEY BALANCING BEARING: GREATER CANTILEVER FORCES; VIBRATION SEVERITY GRADE A; SHAFT AND FLANGE ACCURACY GR. N TERMINAL BOX (ABOVE) CABLE ENTRY ON THE RIGHT SIGNAL CONNECTION D-END | - | 0 | 0
1PH8224-1AF10-2EA1 |  | 1PH8224-1AF10-2EA1 | 1 | UN | 1 | 30 | D | D | N | N | 85015381 | 1 |  | 610 | KG | 10563.37 | 10563.37 | MC05 | MC05 | SIMOTICS M Compact induction motor 1500rpm, 95kW, 605Nm, 200 A, 340V 1750rpm, 110 kW, 600Nm, 198A, 395V 2000rpm, 124kW, 592Nm, 196A, 460 V forced ventilation Direction of air flow NDE-->DE Degree of protection IP55 Without encoder With temperature sensor KTY 84-130 DESIGN IM B3 (IMB6, IMB7, IMB8, IMV6) SHAFT WITH FITTED KEY HALF-KEY BALANCING BEARING: GREATER CANTILEVER FORCES; VIBRATION SEVERITY GRADE A; SHAFT AND FLANGE ACCURACY GR. N TERMINAL BOX (ABOVE) CABLE ENTRY ON THE RIGHT SIGNAL CONNECTION D-END | - | 0 | 0
1PH8224-1AF20-2AC1-Z | A12K40 | 1PH8224-1AF20-2AC1-ZA12K40 | 1 | UN | 1 | 30 | D | D | N | N | 85015381 | 1 |  | 610 | KG | 14298.6 | 14298.6 | MC05 | MC05 | SIMOTICS M Compact induction motor 1500 rpm, 119kW, 758Nm, 240A, 340V 1750 rpm, 138kW, 753Nm, 240A, 395V 2000 rpm, 155kW, 740Nm, 235A, 460 V water cooling Degree of protection IP55 Without encoder With temperature sensor KTY 84-130 DESIGN IM B3 (IMB6, IMB7, IMB8, IMV6) SHAFT WITH FITTED KEY HALF-KEY BALANCING BEARING: STANDARD VIBRATION SEVERITY GRADE A; SHAFT A.FLANGE ACCURACY GR.N TERMINAL BOX (ABOVE) CABLE ENTRY ON THE ND-END SIGNAL CONNECTION RIGHT A12: PROTECT. BY PTC THERMISTOR WARNING AND SWITCHOFF K40: RELUBRICATING EQUIPMENT DRIVE END AND NON-DRIVE END | - | 0 | 0
1PH8224-1AF30-2AC1-Z | A12K40L75 | 1PH8224-1AF30-2AC1-ZA12K40L75 | 1 | UN | 1 | 45 | X | D | N | N | 85015381 | 1 |  | 618 | KG | 14792.95 | 14792.95 | MC05 | MC05 | SIMOTICS M Compact induction motor 1500rpm, 142kW, 904Nm, 290A, 340V 1750rpm, 165kW, 900Nm, 285A, 395V 2000rpm, 178kW, 850Nm, 265A, 460 V Open-circuit ventilation Direction of air flow DE-->NDE Degree of protection IP23 Without encoder With temperature sensor KTY 84-130 DESIGN IM B3 (IMB6, IMB7, IMB8, IMV6) SHAFT WITH FITTED KEY HALF-KEY BALANCING BEARING: STANDARD VIBRATION SEVERITY GRADE A; SHAFT A.FLANGE ACCURACY GR.N TERMINAL BOX (ABOVE) CABLE ENTRY ON THE ND-END SIGNAL CONNECTION RIGHT A12: PROTECT. BY PTC THERMISTOR WARNING AND SWITCHOFF K40: RELUBRICATING EQUIPMENT DRIVE END AND NON-DRIVE END L75: FAN SPECIAL VERSION 3 AC 400 V DEGREE OF PROTECTION IP 65 | - | 0 | 0
1PH8224-1AF40-1BA2 |  | 1PH8224-1AF40-1BA2 | 1 | UN | 1 | 30 | D | D | N | N | 85015381 | 1 |  | 610 | KG | 13540.58 | 13540.58 | MC05 | MC05 | SIMOTICS M Compact asynchronous motor 1500 rpm, 142 kW, 904 Nm, 290 A, 340 V 1750 rpm, 165 kW, 900 Nm, 285 A, 395 V 2000 rpm, 178 kW, 850 Nm, 265 A, 460 V Open-circuit ventilation Direction of air flow NDE-->DE Degree of protection IP23 Without encoder With temperature sensor Pt1000 DESIGN IM B3 (IMB6, IMB7, IMB8, IMV6) SHAFT WITH FITTED KEY FULL-KEY BALANCING BEARING: STANDARD VIBRATION SEVERITY GRADE R/A; SHAFT A.FLANGE ACCURACY GR. R TERMINAL BOX (ABOVE) CABLE ENTRY ON THE RIGHT SIGNAL CONNECTION D-END | - | 0 | 0
1PH8224-1AF40-1EA2 |  | 1PH8224-1AF40-1EA2 | 1 | UN | 1 | 30 | D | D | N | N | 85015381 | 1 |  | 610 | KG | 13562.76 | 13562.76 | MC05 | MC05 | SIMOTICS M Compact asynchronous motor 1500 rpm, 142 kW, 904 Nm, 290 A, 340 V 1750 rpm, 165 kW, 900 Nm, 285 A, 395 V 2000 rpm, 178 kW, 850 Nm, 265 A, 460 V Open-circuit ventilation Direction of air flow NDE-->DE Degree of protection IP23 Without encoder With temperature sensor Pt1000 DESIGN IM B3 (IMB6, IMB7, IMB8, IMV6) SHAFT WITH FITTED KEY FULL-KEY BALANCING BEARING: GREATER CANTILEVER FORCES; VIBRATION SEVERITY GRADE A; SHAFT AND FLANGE ACCURACY GR. N TERMINAL BOX (ABOVE) CABLE ENTRY ON THE RIGHT SIGNAL CONNECTION D-END | - | 0 | 0
1PH8224-1AF40-2AC1-Z | A12L75 | 1PH8224-1AF40-2AC1-ZA12L75 | 1 | UN | 1 | 45 | X | D | N | N | 85015381 | 1 |  | 618 | KG | 14230.78 | 14230.78 | MC05 | MC05 | SIMOTICS M Compact induction motor 1500rpm, 142kW, 904Nm, 290A, 340V 1750rpm, 165kW, 900Nm, 285A, 395V 2000rpm, 178kW, 850Nm, 265A, 460 V Open-circuit ventilation Direction of air flow NDE-->DE Degree of protection IP23 Without encoder With temperature sensor KTY 84-130 DESIGN IM B3 (IMB6, IMB7, IMB8, IMV6) SHAFT WITH FITTED KEY HALF-KEY BALANCING BEARING: STANDARD VIBRATION SEVERITY GRADE A; SHAFT A.FLANGE ACCURACY GR.N TERMINAL BOX (ABOVE) CABLE ENTRY ON THE ND-END SIGNAL CONNECTION RIGHT A12: PROTECT. BY PTC THERMISTOR WARNING AND SWITCHOFF L75: FAN SPECIAL VERSION 3 AC 400 V DEGREE OF PROTECTION IP 65 | - | 0 | 0
1PH8224-1AL40-2EA1-Z | K09K23K40K65K80Y84 | 1PH8224-1AL40-2EA1-ZK09K23K40K65K80Y84 | 1 | UN | 1 | 30 | D | D | N | N | 85015381 | 1 |  | 610 | KG | 16186.62 | 16186.62 | MC05 | MC05 | SIMOTICS M Compact induction motor 2500rpm, 178kW, 680Nm, 355 A 340V; 2900rpm, 205kW, 675Nm 355A, 395V; 3400rpm, 205kW 576Nm, 310A, 460 V Open-circuit ventilation Direction of air flow NDE-->DE K09: Terminal box NDE right Cable entry DE Signal connection on top K23: Special finish worldwide K40: Regreasing system DE and NDE K65: Without pipe connection Without fan set Pipe connecting socket DE right K80: Pipe connection NDE Y84: Customer ID number on the rating plate, max. 30 characters Customer-specific motor SMR-29-2014 | - | 0 | 7
1PH8224-1AL40-2EA1-Z | K09K23K40K65Q18Y84 | 1PH8224-1AL40-2EA1-ZK09K23K40K65Q18Y84 | 1 | UN | 1 | 30 | D | D | N | N | 85015381 | 1 |  | 615 | KG | 16186.62 | 16186.62 | MC05 | MC05 | SIMOTICS M Compact induction motor 2900rpm, 205kW, 675Nm, 355A, 395V Open-circuit ventilation without encoder K09: Terminal box NDE right Cable entry DE Signal connection on top K23: Special finish worldwide K40: Regreasing system DE and NDE K65: Pipe connection Without ventilation unit. Without pipe connecting socket DE right Q18: Pipe adapter plate for customer-specific ventilation Y84: Customer ID number on the rating plate Customer-specific acc. to SMR-29-2014 | - | 0 | 7
1PH8224-1DB00-1BA1 |  | 1PH8224-1DB00-1BA1 | 1 | UN | 1 | 30 | D | D | N | N | 85015290 | 1 |  | 610 | KG | 11568.98 | 11568.98 | MC05 | MC05 | SIMOTICS M Compact induction motor 400 rpm, 30.4kW, 726Nm, 86A, 268V 500 rpm, 38 kW, 726Nm, 85A, 335V 600 rpm, 45kW, 716Nm, 83A, 405V forced ventilation Direction of air flow DE-->NDE Degree of protection IP55 Incremental encoder 22-bit with commutation position (encoder IC22DQ) with DRIVE-CLiQ interface DESIGN IM B3 (IMB6, IMB7, IMB8, IMV6) SHAFT WITH FITTED KEY FULL-KEY BALANCING BEARING: STANDARD VIBRATION SEVERITY GRADE R/A; SHAFT A.FLANGE ACCURACY GR. R TERMINAL BOX (ABOVE) CABLE ENTRY ON THE RIGHT SIGNAL CONNECTION D-END | - | 0 | 0
1PH8224-1DC00-0AC1 |  | 1PH8224-1DC00-0AC1 | 1 | UN | 1 | 30 | D | D | N | N | 85015290 | 1 |  | 610 | KG | 11236.11 | 11236.11 | MC05 | MC05 | SIMOTICS M Compact induction motor 700 rpm, 55kW, 750Nm, 136A, 310V 800 rpm, 57kW, 681Nm, 126A, 350 V 1000 rpm, 71kW, 678Nm, 126A, 425V forced ventilation Direction of air flow DE-->NDE Degree of protection IP55 Incremental encoder 22-bit with commutation position (encoder IC22DQ) with DRIVE-CLiQ interface DESIGN IM B3 (IMB6, IMB7, IMB8, IMV6) PLAIN SHAFT WITHOUT FITTED KEY; BEARING: STANDARD VIBRATION SEVERITY GRADE A; SHAFT A.FLANGE ACCURACY GR.N TERMINAL BOX (ABOVE) CABLE ENTRY ON THE ND-END SIGNAL CONNECTION RIGHT | - | 0 | 0
1PH8224-1DC00-0BA1 |  | 1PH8224-1DC00-0BA1 | 1 | UN | 1 | 30 | D | D | N | N | 85015290 | 1 |  | 610 | KG | 11384.05 | 11384.05 | MC05 | MC05 | SIMOTICS M Compact induction motor 700 rpm, 55kW, 750Nm, 136A, 310V 800 rpm, 57kW, 681Nm, 126A, 350 V 1000 rpm, 71kW, 678Nm, 126A, 425V forced ventilation Direction of air flow DE-->NDE Degree of protection IP55 Incremental encoder 22-bit with commutation position (encoder IC22DQ) with DRIVE-CLiQ interface DESIGN IM B3 (IMB6, IMB7, IMB8, IMV6) PLAIN SHAFT WITHOUT FITTED KEY; BEARING: STANDARD VIBRATION SEVERITY GRADE R/A; SHAFT A.FLANGE ACCURACY GR. R TERMINAL BOX (ABOVE) CABLE ENTRY ON THE RIGHT SIGNAL CONNECTION D-END | - | 0 | 0
1PH8224-1DC03-2BC1 |  | 1PH8224-1DC03-2BC1 | 1 | UN | 1 | 30 | D | D | N | N | 85015290 | 1 |  | 610 | KG | 12597.14 | 12597.14 | MC05 | MC05 | SIMOTICS M Compact induction motor 700 rpm, 55kW, 750Nm, 136A, 310V 800 rpm, 57kW, 681Nm, 126A, 350 V 1000 rpm, 71kW, 678Nm, 126A, 425V forced ventilation Direction of air flow DE-->NDE Degree of protection IP55 Incremental encoder 22-bit with commutation position (encoder IC22DQ) with DRIVE-CLiQ interface DESIGN IM B35 WITH FLANGE A550 (IM V35) SHAFT WITH FITTED KEY HALF-KEY BALANCING BEARING: STANDARD VIBRATION SEVERITY GRADE R/A; SHAFT A.FLANGE ACCURACY GR. R TERMINAL BOX (ABOVE) CABLE ENTRY ON THE ND-END SIGNAL CONNECTION RIGHT | - | 0 | 0
1PH8224-1DC05-2FA1 |  | 1PH8224-1DC05-2FA1 | 1 | UN | 1 | 30 | D | D | N | N | 85015290 | 1 |  | 610 | KG | 13040.95 | 13040.95 | MC05 | MC05 | SIMOTICS M Compact induction motor 700 rpm, 55kW, 750Nm, 136A, 310V 800 rpm, 57kW, 681Nm, 126A, 350 V 1000 rpm, 71kW, 678Nm, 126A, 425V forced ventilation Direction of air flow DE-->NDE Degree of protection IP55 Incremental encoder 22-bit with commutation position (encoder IC22DQ) with DRIVE-CLiQ interface DESIGN IM V15 WITH FLANGE A550 SHAFT WITH FITTED KEY HALF-KEY BALANCING BEARING: GREATER CANTILEVER FORCES; VIBRATION SEVERITY GRADE R/A; SHAFT AND FLANGE ACCURACY GR. R TERMINAL BOX (ABOVE) CABLE ENTRY ON THE RIGHT SIGNAL CONNECTION D-END | - | 0 | 0
1PH8224-1DC10-0BA1 |  | 1PH8224-1DC10-0BA1 | 1 | UN | 1 | 30 | D | D | N | N | 85015290 | 1 |  | 610 | KG | 11384.05 | 11384.05 | MC05 | MC05 | SIMOTICS M Compact induction motor 700 rpm, 55kW, 750Nm, 136A, 310V 800 rpm, 57kW, 681Nm, 126A, 350 V 1000 rpm, 71kW, 678Nm, 126A, 425V forced ventilation Direction of air flow NDE-->DE Degree of protection IP55 Incremental encoder 22-bit with commutation position (encoder IC22DQ) with DRIVE-CLiQ interface DESIGN IM B3 (IMB6, IMB7, IMB8, IMV6) PLAIN SHAFT WITHOUT FITTED KEY; BEARING: STANDARD VIBRATION SEVERITY GRADE R/A; SHAFT A.FLANGE ACCURACY GR. R TERMINAL BOX (ABOVE) CABLE ENTRY ON THE RIGHT SIGNAL CONNECTION D-END | - | 0 | 0
1PH8224-1DC10-0BB1-Z | G14 | 1PH8224-1DC10-0BB1-ZG14 | 1 | UN | 1 | 30 | D | D | N | N | 85015290 | 1 |  | 610 | KG | 11841.89 | 11841.89 | MC05 | MC05 | SIMOTICS M Compact induction motor 700 rpm, 55kW, 750Nm, 136A, 310V 800 rpm, 57kW, 681Nm, 126A, 350 V 1000 rpm, 71kW, 678Nm, 126A, 425V forced ventilation Direction of air flow NDE-->DE Degree of protection IP55 Incremental encoder 22-bit with commutation position (encoder IC22DQ) with DRIVE-CLiQ interface DESIGN IM B3 (IMB6, IMB7, IMB8, IMV6) PLAIN SHAFT WITHOUT FITTED KEY; BEARING: STANDARD VIBRATION SEVERITY GRADE R/A; SHAFT A.FLANGE ACCURACY GR. R TERMINAL BOX (ABOVE) CABLE ENTRY ON THE LEFT SIGNAL CONNECTION D-END G14: FAN SET WITH AIR FILTER AVEC FILTRE A AIR | - | 0 | 0
1PH8224-1DC10-2AA1-Z | G14 | 1PH8224-1DC10-2AA1-ZG14 | 1 | UN | 1 | 30 | D | D | N | N | 85015290 | 1 |  | 610 | KG | 11745.76 | 11745.76 | MC05 | MC05 | SIMOTICS M Compact induction motor 700 rpm, 55kW, 750Nm, 136A, 310V 800 rpm, 57kW, 681Nm, 126A, 350 V 1000 rpm, 71kW, 678Nm, 126A, 425V forced ventilation Direction of air flow NDE-->DE Degree of protection IP55 Incremental encoder 22-bit with commutation position (encoder IC22DQ) with DRIVE-CLiQ interface DESIGN IM B3 (IMB6, IMB7, IMB8, IMV6) SHAFT WITH FITTED KEY HALF-KEY BALANCING BEARING: STANDARD VIBRATION SEVERITY GRADE A; SHAFT A.FLANGE ACCURACY GR.N TERMINAL BOX (ABOVE) CABLE ENTRY ON THE RIGHT SIGNAL CONNECTION D-END G14: FAN SET WITH AIR FILTER AVEC FILTRE A AIR | - | 0 | 0
1PH8224-1DC10-2BA1 |  | 1PH8224-1DC10-2BA1 | 1 | UN | 1 | 30 | D | D | N | N | 85015290 | 1 |  | 610 | KG | 11568.98 | 11568.98 | MC05 | MC05 | SIMOTICS M Compact induction motor 700 rpm, 55kW, 750Nm, 136A, 310V 800 rpm, 57kW, 681Nm, 126A, 350 V 1000 rpm, 71kW, 678Nm, 126A, 425V forced ventilation Direction of air flow NDE-->DE Degree of protection IP55 Incremental encoder 22-bit with commutation position (encoder IC22DQ) with DRIVE-CLiQ interface DESIGN IM B3 (IMB6, IMB7, IMB8, IMV6) SHAFT WITH FITTED KEY HALF-KEY BALANCING BEARING: STANDARD VIBRATION SEVERITY GRADE R/A; SHAFT A.FLANGE ACCURACY GR. R TERMINAL BOX (ABOVE) CABLE ENTRY ON THE RIGHT SIGNAL CONNECTION D-END | - | 0 | 0
1PH8224-1DC15-0BA1 |  | 1PH8224-1DC15-0BA1 | 1 | UN | 1 | 30 | D | D | N | N | 85015290 | 1 |  | 610 | KG | 12671.11 | 12671.11 | MC05 | MC05 | SIMOTICS M Compact induction motor 700 rpm, 55kW, 750Nm, 136A, 310V 800 rpm, 57kW, 681Nm, 126A, 350 V 1000 rpm, 71kW, 678Nm, 126A, 425V forced ventilation Direction of air flow NDE-->DE Degree of protection IP55 Incremental encoder 22-bit with commutation position (encoder IC22DQ) with DRIVE-CLiQ interface DESIGN IM V15 WITH FLANGE A550 PLAIN SHAFT WITHOUT FITTED KEY; BEARING: STANDARD VIBRATION SEVERITY GRADE R/A; SHAFT A.FLANGE ACCURACY GR. R TERMINAL BOX (ABOVE) CABLE ENTRY ON THE RIGHT SIGNAL CONNECTION D-END | - | 0 | 0
1PH8224-1DC15-0BC1-Z | G14 | 1PH8224-1DC15-0BC1-ZG14 | 1 | UN | 1 | 30 | D | D | N | N | 85015290 | 1 |  | 610 | KG | 13128.95 | 13128.95 | MC05 | MC05 | SIMOTICS M Compact induction motor 700 rpm, 55kW, 750Nm, 136A, 310V 800 rpm, 57kW, 681Nm, 126A, 350 V 1000 rpm, 71kW, 678Nm, 126A, 425V forced ventilation Direction of air flow NDE-->DE Degree of protection IP55 Incremental encoder 22-bit with commutation position (encoder IC22DQ) with DRIVE-CLiQ interface DESIGN IM V15 WITH FLANGE A550 PLAIN SHAFT WITHOUT FITTED KEY; BEARING: STANDARD VIBRATION SEVERITY GRADE R/A; SHAFT A.FLANGE ACCURACY GR. R TERMINAL BOX (ABOVE) CABLE ENTRY ON THE ND-END SIGNAL CONNECTION RIGHT G14: FAN SET WITH AIR FILTER AVEC FILTRE A AIR | - | 0 | 0
1PH8224-1DD00-0BA1 |  | 1PH8224-1DD00-0BA1 | 1 | UN | 1 | 30 | D | D | N | N | 85015381 | 1 |  | 610 | KG | 11384.05 | 11384.05 | MC05 | MC05 | SIMOTICS M Compact induction motor 1000rpm, 71kW, 678Nm, 158A, 335V 1150rpm, 81kW, 673Nm, 156A, 385 V 1350rpm, 92kW, 651Nm, 154A, 450 V forced ventilation Direction of air flow DE-->NDE Degree of protection IP55 Incremental encoder 22-bit with commutation position (encoder IC22DQ) with DRIVE-CLiQ interface DESIGN IM B3 (IMB6, IMB7, IMB8, IMV6) PLAIN SHAFT WITHOUT FITTED KEY; BEARING: STANDARD VIBRATION SEVERITY GRADE R/A; SHAFT A.FLANGE ACCURACY GR. R TERMINAL BOX (ABOVE) CABLE ENTRY ON THE RIGHT SIGNAL CONNECTION D-END | - | 0 | 0
1PH8224-1DD00-1LA1 |  | 1PH8224-1DD00-1LA1 | 1 | UN | 1 | 50 | X | D | N | N | 85015381 | 1 |  | 610 | KG | 15970.16 | 15970.16 | MC05 | MC05 | SIMOTICS M Compact induction motor 1000rpm, 71kW, 678Nm, 158A, 335V 1150rpm, 81kW, 673Nm, 156A, 385 V 1350rpm, 92kW, 651Nm, 154A, 450 V forced ventilation Direction of air flow DE-->NDE Degree of protection IP55 Incremental encoder 22-bit with commutation position (encoder IC22DQ) with DRIVE-CLiQ interface DESIGN IM B3 (IMB6, IMB7, IMB8, IMV6) SHAFT WITH FITTED KEY FULL-KEY BALANCING BEARING: PERFORMANCE VIBRATION SEVERITY GRADE SR/B SHAFT A. FLANGE ACCURACY GR. R TERMINAL BOX (ABOVE) CABLE ENTRY ON THE RIGHT SIGNAL CONNECTION D-END | - | 0 | 0
1PH8224-1DD00-9AA1-Z | K09L72N1H | 1PH8224-1DD00-9AA1-ZK09L72N1H | 1 | UN | 1 | 30 | D | D | N | N | 85015381 | 1 |  | 610 | KG | 14724.72 | 14724.72 | MC05 | MC05 | SIMOTICS M Compact induction motor 1000rpm, 71 kW 678Nm, 158A, 335V 1150rpm, 81kW 673Nm, 156A, 385 V 1350rpm, 92kW 651Nm, 154A, 450 V forced ventilation direction of air flow DE-->NDE Degree of protection IP55 K09: terminal box NDE right Cable entry DE Signal connection on top N1H: Special shaft extension L72: Shaft made of special steel Offer number: SMR-33-2014 customer-specific motor | - | 0 | 7
1PH8224-1DD03-0LA1 |  | 1PH8224-1DD03-0LA1 | 1 | UN | 1 | 50 | X | D | N | N | 85015381 | 1 |  | 610 | KG | 16746.83 | 16746.83 | MC05 | MC05 | SIMOTICS M Compact induction motor 1000rpm, 71kW, 678Nm, 158A, 335V 1150rpm, 81kW, 673Nm, 156A, 385 V 1350rpm, 92kW, 651Nm, 154A, 450 V forced ventilation Direction of air flow DE-->NDE Degree of protection IP55 Incremental encoder 22-bit with commutation position (encoder IC22DQ) with DRIVE-CLiQ interface DESIGN IM B35 WITH FLANGE A550 (IM V35) PLAIN SHAFT WITHOUT FITTED KEY; BEARING: PERFORMANCE VIBRATION SEVERITY GRADE SR/B SHAFT A. FLANGE ACCURACY GR. R TERMINAL BOX (ABOVE) CABLE ENTRY ON THE RIGHT SIGNAL CONNECTION D-END | - | 0 | 0
1PH8224-1DD03-1CA1 |  | 1PH8224-1DD03-1CA1 | 1 | UN | 1 | 30 | D | D | N | N | 85015381 | 1 |  | 610 | KG | 12878.25 | 12878.25 | MC05 | MC05 | SIMOTICS M Compact induction motor 1000rpm, 71kW, 678Nm, 158A, 335V 1150rpm, 81kW, 673Nm, 156A, 385 V 1350rpm, 92kW, 651Nm, 154A, 450 V forced ventilation Direction of air flow DE-->NDE Degree of protection IP55 Incremental encoder 22-bit with commutation position (encoder IC22DQ) with DRIVE-CLiQ interface DESIGN IM B35 WITH FLANGE A550 (IM V35) SHAFT WITH FITTED KEY FULL-KEY BALANCING BEARING: STANDARD VIBRATION SEVERITY GRADE S/A SHAFT A.FLANGE ACCURACY GR.R TERMINAL BOX (ABOVE) CABLE ENTRY ON THE RIGHT SIGNAL CONNECTION D-END | - | 0 | 0
1PH8224-1DD10-0LA1 |  | 1PH8224-1DD10-0LA1 | 1 | UN | 1 | 50 | X | D | N | N | 85015381 | 1 |  | 610 | KG | 15785.23 | 15785.23 | MC05 | MC05 | SIMOTICS M Compact induction motor 1000rpm, 71kW, 678Nm, 158A, 335V 1150rpm, 81kW, 673Nm, 156A, 385 V 1350rpm, 92kW, 651Nm, 154A, 450 V forced ventilation Direction of air flow NDE-->DE Degree of protection IP55 Incremental encoder 22-bit with commutation position (encoder IC22DQ) with DRIVE-CLiQ interface DESIGN IM B3 (IMB6, IMB7, IMB8, IMV6) PLAIN SHAFT WITHOUT FITTED KEY; BEARING: PERFORMANCE VIBRATION SEVERITY GRADE SR/B SHAFT A. FLANGE ACCURACY GR. R TERMINAL BOX (ABOVE) CABLE ENTRY ON THE RIGHT SIGNAL CONNECTION D-END | - | 0 | 0
1PH8224-1DD10-1FA1-Z | G14 | 1PH8224-1DD10-1FA1-ZG14 | 1 | UN | 1 | 30 | D | D | N | N | 85015381 | 1 |  | 610 | KG | 12145.17 | 12145.17 | MC05 | MC05 | SIMOTICS M Compact induction motor 1000rpm, 71kW, 678Nm, 158A, 335V 1150rpm, 81kW, 673Nm, 156A, 385 V 1350rpm, 92kW, 651Nm, 154A, 450 V forced ventilation Direction of air flow NDE-->DE Degree of protection IP55 Incremental encoder 22-bit with commutation position (encoder IC22DQ) with DRIVE-CLiQ interface DESIGN IM B3 (IMB6, IMB7, IMB8, IMV6) SHAFT WITH FITTED KEY FULL-KEY BALANCING BEARING: GREATER CANTILEVER FORCES; VIBRATION SEVERITY GRADE R/A; SHAFT AND FLANGE ACCURACY GR. R TERMINAL BOX (ABOVE) CABLE ENTRY ON THE RIGHT SIGNAL CONNECTION D-END G14: FAN SET WITH AIR FILTER AVEC FILTRE A AIR | - | 0 | 0
1PH8224-1DD10-2BA1-Z | K40 | 1PH8224-1DD10-2BA1-ZK40 | 1 | UN | 1 | 30 | D | D | N | N | 85015381 | 1 |  | 610 | KG | 12131.15 | 12131.15 | MC05 | MC05 | SIMOTICS M Compact induction motor 1000rpm, 71kW, 678Nm, 158A, 335V 1150rpm, 81kW, 673Nm, 156A, 385 V 1350rpm, 92kW, 651Nm, 154A, 450 V forced ventilation Direction of air flow NDE-->DE Degree of protection IP55 Incremental encoder 22-bit with commutation position (encoder IC22DQ) with DRIVE-CLiQ interface DESIGN IM B3 (IMB6, IMB7, IMB8, IMV6) SHAFT WITH FITTED KEY HALF-KEY BALANCING BEARING: STANDARD VIBRATION SEVERITY GRADE R/A; SHAFT A.FLANGE ACCURACY GR. R TERMINAL BOX (ABOVE) CABLE ENTRY ON THE RIGHT SIGNAL CONNECTION D-END K40: RELUBRICATING EQUIPMENT DRIVE END AND NON-DRIVE END | - | 0 | 0
1PH8224-1DD10-2BA1-Z | K40L75 | 1PH8224-1DD10-2BA1-ZK40L75 | 1 | UN | 1 | 45 | X | D | N | N | 85015381 | 1 |  | 618 | KG | 12781.81 | 12781.81 | MC05 | MC05 | SIMOTICS M Compact induction motor 1000rpm, 71kW, 678Nm, 158A, 335V 1150rpm, 81kW, 673Nm, 156A, 385 V 1350rpm, 92kW, 651Nm, 154A, 450 V forced ventilation Direction of air flow NDE-->DE Degree of protection IP55 Incremental encoder 22-bit with commutation position (encoder IC22DQ) with DRIVE-CLiQ interface DESIGN IM B3 (IMB6, IMB7, IMB8, IMV6) SHAFT WITH FITTED KEY HALF-KEY BALANCING BEARING: STANDARD VIBRATION SEVERITY GRADE R/A; SHAFT A.FLANGE ACCURACY GR. R TERMINAL BOX (ABOVE) CABLE ENTRY ON THE RIGHT SIGNAL CONNECTION D-END K40: RELUBRICATING EQUIPMENT DRIVE END AND NON-DRIVE END L75: FAN SPECIAL VERSION 3 AC 400 V DEGREE OF PROTECTION IP 65 | - | 0 | 0
1PH8224-1DD10-2BB1-Z | K40 | 1PH8224-1DD10-2BB1-ZK40 | 1 | UN | 1 | 30 | D | D | N | N | 85015381 | 1 |  | 610 | KG | 12197.71 | 12197.71 | MC05 | MC05 | SIMOTICS M Compact induction motor 1000rpm, 71kW, 678Nm, 158A, 335V 1150rpm, 81kW, 673Nm, 156A, 385 V 1350rpm, 92kW, 651Nm, 154A, 450 V forced ventilation Direction of air flow NDE-->DE Degree of protection IP55 Incremental encoder 22-bit with commutation position (encoder IC22DQ) with DRIVE-CLiQ interface DESIGN IM B3 (IMB6, IMB7, IMB8, IMV6) SHAFT WITH FITTED KEY HALF-KEY BALANCING BEARING: STANDARD VIBRATION SEVERITY GRADE R/A; SHAFT A.FLANGE ACCURACY GR. R TERMINAL BOX (ABOVE) CABLE ENTRY ON THE LEFT SIGNAL CONNECTION D-END K40: RELUBRICATING EQUIPMENT DRIVE END AND NON-DRIVE END | - | 0 | 0
1PH8224-1DD10-2BB1-Z | K40L75 | 1PH8224-1DD10-2BB1-ZK40L75 | 1 | UN | 1 | 45 | X | D | N | N | 85015381 | 1 |  | 618 | KG | 12848.37 | 12848.37 | MC05 | MC05 | SIMOTICS M Compact induction motor 1000rpm, 71kW, 678Nm, 158A, 335V 1150rpm, 81kW, 673Nm, 156A, 385 V 1350rpm, 92kW, 651Nm, 154A, 450 V forced ventilation Direction of air flow NDE-->DE Degree of protection IP55 Incremental encoder 22-bit with commutation position (encoder IC22DQ) with DRIVE-CLiQ interface DESIGN IM B3 (IMB6, IMB7, IMB8, IMV6) SHAFT WITH FITTED KEY HALF-KEY BALANCING BEARING: STANDARD VIBRATION SEVERITY GRADE R/A; SHAFT A.FLANGE ACCURACY GR. R TERMINAL BOX (ABOVE) CABLE ENTRY ON THE LEFT SIGNAL CONNECTION D-END K40: RELUBRICATING EQUIPMENT DRIVE END AND NON-DRIVE END L75: FAN SPECIAL VERSION 3 AC 400 V DEGREE OF PROTECTION IP 65 | - | 0 | 0
1PH8224-1DD10-2FA1-Z | G14 | 1PH8224-1DD10-2FA1-ZG14 | 1 | UN | 1 | 30 | D | D | N | N | 85015381 | 1 |  | 610 | KG | 12145.17 | 12145.17 | MC05 | MC05 | SIMOTICS M Compact induction motor 1000rpm, 71kW, 678Nm, 158A, 335V 1150rpm, 81kW, 673Nm, 156A, 385 V 1350rpm, 92kW, 651Nm, 154A, 450 V forced ventilation Direction of air flow NDE-->DE Degree of protection IP55 Incremental encoder 22-bit with commutation position (encoder IC22DQ) with DRIVE-CLiQ interface DESIGN IM B3 (IMB6, IMB7, IMB8, IMV6) SHAFT WITH FITTED KEY HALF-KEY BALANCING BEARING: GREATER CANTILEVER FORCES; VIBRATION SEVERITY GRADE R/A; SHAFT AND FLANGE ACCURACY GR. R TERMINAL BOX (ABOVE) CABLE ENTRY ON THE RIGHT SIGNAL CONNECTION D-END G14: FAN SET WITH AIR FILTER AVEC FILTRE A AIR | - | 0 | 0
1PH8224-1DD22-2AB1 |  | 1PH8224-1DD22-2AB1 | 1 | UN | 1 | 30 | D | D | N | N | 85015381 | 1 |  | 610 | KG | 15540.89 | 15540.89 | MC05 | MC05 | SIMOTICS M Compact induction motor 1000 rpm, 89kW, 850Nm, 188A, 335V 1150 rpm, 101kW, 839Nm, 186A, 385 V 1350 rpm, 115kW, 813Nm, 180A, 450 V water cooling Degree of protection IP55 Incremental encoder 22-bit with commutation position (encoder IC22DQ) with DRIVE-CLiQ interface DESIGN IM B5 WITH FLANGE A550 (IM V3) SHAFT WITH FITTED KEY HALF-KEY BALANCING BEARING: STANDARD VIBRATION SEVERITY GRADE A; SHAFT A.FLANGE ACCURACY GR.N TERMINAL BOX (ABOVE) CABLE ENTRY ON THE LEFT SIGNAL CONNECTION D-END | - | 0 | 0
1PH8224-1DD23-1BD1 |  | 1PH8224-1DD23-1BD1 | 1 | UN | 1 | 30 | D | D | N | N | 85015381 | 1 |  | 610 | KG | 15755.39 | 15755.39 | MC05 | MC05 | SIMOTICS M Compact induction motor 1000 rpm, 89kW, 850Nm, 188A, 335V 1150 rpm, 101kW, 839Nm, 186A, 385 V 1350 rpm, 115kW, 813Nm, 180A, 450 V water cooling Degree of protection IP55 Incremental encoder 22-bit with commutation position (encoder IC22DQ) with DRIVE-CLiQ interface DESIGN IM B35 WITH FLANGE A550 (IM V35) SHAFT WITH FITTED KEY FULL-KEY BALANCING BEARING: STANDARD VIBRATION SEVERITY GRADE R/A; SHAFT A.FLANGE ACCURACY GR. R TERMINAL BOX (ABOVE) CABLE ENTRY ON THE D-END SIGNAL CONNECTION RIGHT | - | 0 | 0
1PH8224-1DF00-0BA1 |  | 1PH8224-1DF00-0BA1 | 1 | UN | 1 | 30 | D | D | N | N | 85015381 | 1 |  | 610 | KG | 11384.05 | 11384.05 | MC05 | MC05 | SIMOTICS M Compact induction motor 1500rpm, 95kW, 605Nm, 200 A, 340V 1750rpm, 110 kW, 600Nm, 198A, 395V 2000rpm, 124kW, 592Nm, 196A, 460 V forced ventilation Direction of air flow DE-->NDE Degree of protection IP55 Incremental encoder 22-bit with commutation position (encoder IC22DQ) with DRIVE-CLiQ interface DESIGN IM B3 (IMB6, IMB7, IMB8, IMV6) PLAIN SHAFT WITHOUT FITTED KEY; BEARING: STANDARD VIBRATION SEVERITY GRADE R/A; SHAFT A.FLANGE ACCURACY GR. R TERMINAL BOX (ABOVE) CABLE ENTRY ON THE RIGHT SIGNAL CONNECTION D-END | - | 0 | 0
1PH8224-1DF00-0FD1 |  | 1PH8224-1DF00-0FD1 | 1 | UN | 1 | 30 | D | D | N | N | 85015381 | 1 |  | 610 | KG | 11635.52 | 11635.52 | MC05 | MC05 | SIMOTICS M Compact induction motor 1500rpm, 95kW, 605Nm, 200 A, 340V 1750rpm, 110 kW, 600Nm, 198A, 395V 2000rpm, 124kW, 592Nm, 196A, 460 V forced ventilation Direction of air flow DE-->NDE Degree of protection IP55 Incremental encoder 22-bit with commutation position (encoder IC22DQ) with DRIVE-CLiQ interface DESIGN IM B3 (IMB6, IMB7, IMB8, IMV6) PLAIN SHAFT WITHOUT FITTED KEY; BEARING: GREATER CANTILEVER FORCES; VIBRATION SEVERITY GRADE R/A; SHAFT AND FLANGE ACCURACY GR. R TERMINAL BOX (ABOVE) CABLE ENTRY ON THE D-END SIGNAL CONNECTION RIGHT | - | 0 | 0
1PH8224-1DF00-2DB1-Z | L00P00 | 1PH8224-1DF00-2DB1-ZL00P00 | 1 | UN | 1 | 30 | D | D | N | N | 85015381 | 1 |  | 610 | KG | 12604.58 | 12604.58 | MC05 | MC05 | SIMOTICS M Compact induction motor 1500rpm, 95kW, 605Nm, 200 A, 340V 1750rpm, 110 kW, 600Nm, 198A, 395V 2000rpm, 124kW, 592Nm, 196A, 460 V forced ventilation Direction of air flow DE-->NDE Degree of protection IP55 Incremental encoder 22-bit with commutation position (encoder IC22DQ) with DRIVE-CLiQ interface DESIGN IM B3 (IMB6, IMB7, IMB8, IMV6) SHAFT WITH FITTED KEY HALF-KEY BALANCING BEARING: STANDARD VIBRATION SEVERITY GRADE SR/A; SHAFT A.FLANGE ACCURACY GR.R TERMINAL BOX (ABOVE) CABLE ENTRY ON THE LEFT SIGNAL CONNECTION D-END L00: NEXT BIGGER TERMINAL BOX (1XB7322 --> 1XB7422, 1XB7422 --> 1XB7700) P00: CABLE ENTRY PLATE NOT DRILLED | - | 0 | 0
1PH8224-1DF00-2EA1 |  | 1PH8224-1DF00-2EA1 | 1 | UN | 1 | 30 | D | D | N | N | 85015381 | 1 |  | 610 | KG | 11591.16 | 11591.16 | MC05 | MC05 | SIMOTICS M Compact induction motor 1500rpm, 95kW, 605Nm, 200 A, 340V 1750rpm, 110 kW, 600Nm, 198A, 395V 2000rpm, 124kW, 592Nm, 196A, 460 V forced ventilation Direction of air flow DE-->NDE Degree of protection IP55 Incremental encoder 22-bit with commutation position (encoder IC22DQ) with DRIVE-CLiQ interface DESIGN IM B3 (IMB6, IMB7, IMB8, IMV6) SHAFT WITH FITTED KEY HALF-KEY BALANCING BEARING: GREATER CANTILEVER FORCES; VIBRATION SEVERITY GRADE A; SHAFT AND FLANGE ACCURACY GR. N TERMINAL BOX (ABOVE) CABLE ENTRY ON THE RIGHT SIGNAL CONNECTION D-END | - | 0 | 0
1PH8224-1DF00-2EA1-Z | L76 | 1PH8224-1DF00-2EA1-ZL76 | 1 | UN | 1 | 30 | D | D | N | N | 85015381 | 1 |  | 618 | KG | 11712.05 | 11712.05 | MC05 | MC05 | SIMOTICS M Compact induction motor 1500rpm, 95kW, 605Nm, 200 A, 340V 1750rpm, 110 kW, 600Nm, 198A, 395V 2000rpm, 124kW, 592Nm, 196A, 460 V forced ventilation Direction of air flow DE-->NDE Degree of protection IP55 Incremental encoder 22-bit with commutation position (encoder IC22DQ) with DRIVE-CLiQ interface DESIGN IM B3 (IMB6, IMB7, IMB8, IMV6) SHAFT WITH FITTED KEY HALF-KEY BALANCING BEARING: GREATER CANTILEVER FORCES; VIBRATION SEVERITY GRADE A; SHAFT AND FLANGE ACCURACY GR. N TERMINAL BOX (ABOVE) CABLE ENTRY ON THE RIGHT SIGNAL CONNECTION D-END L76: EC fan 400 V 3 AC 50/60 Hz | - | 0 | 0
1PH8224-1DF01-2EA1-Z | L75X04 | 1PH8224-1DF01-2EA1-ZL75X04 | 1 | UN | 1 | 45 | X | D | N | N | 85015381 | 1 |  | 618 | KG | 12863.14 | 12863.14 | MC05 | MC05 | SIMOTICS M Compact induction motor 1500rpm, 95kW, 605Nm, 200 A, 340V 1750rpm, 110 kW, 600Nm, 198A, 395V 2000rpm, 124kW, 592Nm, 196A, 460 V forced ventilation Direction of air flow DE-->NDE Degree of protection IP55 Incremental encoder 22-bit with commutation position (encoder IC22DQ) with DRIVE-CLiQ interface DESIGN IM V5 SHAFT WITH FITTED KEY HALF-KEY BALANCING BEARING: GREATER CANTILEVER FORCES; VIBRATION SEVERITY GRADE A; SHAFT AND FLANGE ACCURACY GR. N TERMINAL BOX (ABOVE) CABLE ENTRY ON THE RIGHT SIGNAL CONNECTION D-END L75: FAN SPECIAL VERSION 3 AC 400 V DEGREE OF PROTECTION IP 65 X04: PAINT FINISH RAL 7032 (PEBBLE GREY) | - | 0 | 0
1PH8224-1DF03-0CA1 |  | 1PH8224-1DF03-0CA1 | 1 | UN | 1 | 30 | D | D | N | N | 85015381 | 1 |  | 610 | KG | 12693.32 | 12693.32 | MC05 | MC05 | SIMOTICS M Compact induction motor 1500rpm, 95kW, 605Nm, 200 A, 340V 1750rpm, 110 kW, 600Nm, 198A, 395V 2000rpm, 124kW, 592Nm, 196A, 460 V forced ventilation Direction of air flow DE-->NDE Degree of protection IP55 Incremental encoder 22-bit with commutation position (encoder IC22DQ) with DRIVE-CLiQ interface DESIGN IM B35 WITH FLANGE A550 (IM V35) PLAIN SHAFT WITHOUT FITTED KEY; BEARING: STANDARD VIBRATION SEVERITY GRADE S/A SHAFT A.FLANGE ACCURACY GR.R TERMINAL BOX (ABOVE) CABLE ENTRY ON THE RIGHT SIGNAL CONNECTION D-END | - | 0 | 0
1PH8224-1DF10-0FA1 |  | 1PH8224-1DF10-0FA1 | 1 | UN | 1 | 30 | D | D | N | N | 85015381 | 1 |  | 610 | KG | 11568.96 | 11568.96 | MC05 | MC05 | SIMOTICS M Compact induction motor 1500rpm, 95kW, 605Nm, 200 A, 340V 1750rpm, 110 kW, 600Nm, 198A, 395V 2000rpm, 124kW, 592Nm, 196A, 460 V forced ventilation Direction of air flow NDE-->DE Degree of protection IP55 Incremental encoder 22-bit with commutation position (encoder IC22DQ) with DRIVE-CLiQ interface DESIGN IM B3 (IMB6, IMB7, IMB8, IMV6) PLAIN SHAFT WITHOUT FITTED KEY; BEARING: GREATER CANTILEVER FORCES; VIBRATION SEVERITY GRADE R/A; SHAFT AND FLANGE ACCURACY GR. R TERMINAL BOX (ABOVE) CABLE ENTRY ON THE RIGHT SIGNAL CONNECTION D-END | - | 0 | 0
1PH8224-1DF10-1BA1 |  | 1PH8224-1DF10-1BA1 | 1 | UN | 1 | 30 | D | D | N | N | 85015381 | 1 |  | 610 | KG | 11568.98 | 11568.98 | MC05 | MC05 | SIMOTICS M Compact induction motor 1500rpm, 95kW, 605Nm, 200 A, 340V 1750rpm, 110 kW, 600Nm, 198A, 395V 2000rpm, 124kW, 592Nm, 196A, 460 V forced ventilation Direction of air flow NDE-->DE Degree of protection IP55 Incremental encoder 22-bit with commutation position (encoder IC22DQ) with DRIVE-CLiQ interface DESIGN IM B3 (IMB6, IMB7, IMB8, IMV6) SHAFT WITH FITTED KEY FULL-KEY BALANCING BEARING: STANDARD VIBRATION SEVERITY GRADE R/A; SHAFT A.FLANGE ACCURACY GR. R TERMINAL BOX (ABOVE) CABLE ENTRY ON THE RIGHT SIGNAL CONNECTION D-END | - | 0 | 0
1PH8224-1DF10-2BA1 |  | 1PH8224-1DF10-2BA1 | 1 | UN | 1 | 30 | D | D | N | N | 85015381 | 1 |  | 610 | KG | 11568.98 | 11568.98 | MC05 | MC05 | SIMOTICS M Compact induction motor 1500rpm, 95kW, 605Nm, 200 A, 340V 1750rpm, 110 kW, 600Nm, 198A, 395V 2000rpm, 124kW, 592Nm, 196A, 460 V forced ventilation Direction of air flow NDE-->DE Degree of protection IP55 Incremental encoder 22-bit with commutation position (encoder IC22DQ) with DRIVE-CLiQ interface DESIGN IM B3 (IMB6, IMB7, IMB8, IMV6) SHAFT WITH FITTED KEY HALF-KEY BALANCING BEARING: STANDARD VIBRATION SEVERITY GRADE R/A; SHAFT A.FLANGE ACCURACY GR. R TERMINAL BOX (ABOVE) CABLE ENTRY ON THE RIGHT SIGNAL CONNECTION D-END | - | 0 | 0
1PH8224-1DF10-2FA1 |  | 1PH8224-1DF10-2FA1 | 1 | UN | 1 | 30 | D | D | N | N | 85015381 | 1 |  | 610 | KG | 11753.89 | 11753.89 | MC05 | MC05 | SIMOTICS M Compact induction motor 1500rpm, 95kW, 605Nm, 200 A, 340V 1750rpm, 110 kW, 600Nm, 198A, 395V 2000rpm, 124kW, 592Nm, 196A, 460 V forced ventilation Direction of air flow NDE-->DE Degree of protection IP55 Incremental encoder 22-bit with commutation position (encoder IC22DQ) with DRIVE-CLiQ interface DESIGN IM B3 (IMB6, IMB7, IMB8, IMV6) SHAFT WITH FITTED KEY HALF-KEY BALANCING BEARING: GREATER CANTILEVER FORCES; VIBRATION SEVERITY GRADE R/A; SHAFT AND FLANGE ACCURACY GR. R TERMINAL BOX (ABOVE) CABLE ENTRY ON THE RIGHT SIGNAL CONNECTION D-END | - | 0 | 0
1PH8224-1DF15-0FC1 |  | 1PH8224-1DF15-0FC1 | 1 | UN | 1 | 30 | D | D | N | N | 85015381 | 1 |  | 610 | KG | 12922.58 | 12922.58 | MC05 | MC05 | SIMOTICS M Compact induction motor 1500rpm, 95kW, 605Nm, 200 A, 340V 1750rpm, 110 kW, 600Nm, 198A, 395V 2000rpm, 124kW, 592Nm, 196A, 460 V forced ventilation Direction of air flow NDE-->DE Degree of protection IP55 Incremental encoder 22-bit with commutation position (encoder IC22DQ) with DRIVE-CLiQ interface DESIGN IM V15 WITH FLANGE A550 PLAIN SHAFT WITHOUT FITTED KEY; BEARING: GREATER CANTILEVER FORCES; VIBRATION SEVERITY GRADE R/A; SHAFT AND FLANGE ACCURACY GR. R TERMINAL BOX (ABOVE) CABLE ENTRY ON THE ND-END SIGNAL CONNECTION RIGHT | - | 0 | 0
1PH8224-1DF20-1AB1 |  | 1PH8224-1DF20-1AB1 | 1 | UN | 1 | 30 | D | D | N | N | 85015381 | 1 |  | 610 | KG | 14579.29 | 14579.29 | MC05 | MC05 | SIMOTICS M Compact induction motor 1500 rpm, 119kW, 758Nm, 240A, 340V 1750 rpm, 138kW, 753Nm, 240A, 395V 2000 rpm, 155kW, 740Nm, 235A, 460 V water cooling Degree of protection IP55 Incremental encoder 22-bit with commutation position (encoder IC22DQ) with DRIVE-CLiQ interface DESIGN IM B3 (IMB6, IMB7, IMB8, IMV6) SHAFT WITH FITTED KEY FULL-KEY BALANCING BEARING: STANDARD VIBRATION SEVERITY GRADE A; SHAFT A.FLANGE ACCURACY GR.N TERMINAL BOX (ABOVE) CABLE ENTRY ON THE LEFT SIGNAL CONNECTION D-END | - | 0 | 0
1PH8224-1DF20-2CC1 |  | 1PH8224-1DF20-2CC1 | 1 | UN | 1 | 30 | D | D | N | N | 85015381 | 1 |  | 610 | KG | 15141.46 | 15141.46 | MC05 | MC05 | SIMOTICS M Compact induction motor 1500 rpm, 119kW, 758Nm, 240A, 340V 1750 rpm, 138kW, 753Nm, 240A, 395V 2000 rpm, 155kW, 740Nm, 235A, 460 V water cooling Degree of protection IP55 Incremental encoder 22-bit with commutation position (encoder IC22DQ) with DRIVE-CLiQ interface DESIGN IM B3 (IMB6, IMB7, IMB8, IMV6) SHAFT WITH FITTED KEY HALF-KEY BALANCING BEARING: STANDARD VIBRATION SEVERITY GRADE S/A SHAFT A.FLANGE ACCURACY GR.R TERMINAL BOX (ABOVE) CABLE ENTRY ON THE ND-END SIGNAL CONNECTION RIGHT | - | 0 | 0
1PH8224-1DL10-2BA1 |  | 1PH8224-1DL10-2BA1 | 1 | UN | 1 | 30 | D | D | N | N | 85015381 | 1 |  | 610 | KG | 11568.98 | 11568.98 | MC05 | MC05 | SIMOTICS M Compact induction motor 2500rpm, 142kW, 542Nm, 295A, 340V 2900rpm, 149kW, 491Nm, 270A, 395V 3400rpm, 85kW, 239Nm, 168A, 460 V forced ventilation Direction of air flow NDE-->DE Degree of protection IP55 Incremental encoder 22-bit with commutation position (encoder IC22DQ) with DRIVE-CLiQ interface DESIGN IM B3 (IMB6, IMB7, IMB8, IMV6) SHAFT WITH FITTED KEY HALF-KEY BALANCING BEARING: STANDARD VIBRATION SEVERITY GRADE R/A; SHAFT A.FLANGE ACCURACY GR. R TERMINAL BOX (ABOVE) CABLE ENTRY ON THE RIGHT SIGNAL CONNECTION D-END | - | 0 | 0
1PH8224-1DL40-0DA1-Z | P00 | 1PH8224-1DL40-0DA1-ZP00 | 1 | UN | 1 | 30 | D | D | N | N | 85015381 | 1 |  | 610 | KG | 14985.16 | 14985.16 | MC05 | MC05 | SIMOTICS M Compact induction motor 2500rpm, 178kW, 680Nm, 355A, 340V 2900rpm, 205kW, 675Nm, 355A, 395V 3400rpm, 205kW, 576Nm, 310A, 460 V Open-circuit ventilation Direction of air flow NDE-->DE Degree of protection IP23 Incremental encoder 22-bit with commutation position (encoder IC22DQ) with DRIVE-CLiQ interface DESIGN IM B3 (IMB6, IMB7, IMB8, IMV6) PLAIN SHAFT WITHOUT FITTED KEY; BEARING: STANDARD VIBRATION SEVERITY GRADE SR/A; SHAFT A.FLANGE ACCURACY GR.R TERMINAL BOX (ABOVE) CABLE ENTRY ON THE RIGHT SIGNAL CONNECTION D-END P00: CABLE ENTRY PLATE NOT DRILLED | - | 0 | 0
1PH8224-1FD10-2BB1-Z | K40L75 | 1PH8224-1FD10-2BB1-ZK40L75 | 1 | UN | 1 | 45 | X | D | N | N | 85015381 | 1 |  | 618 | KG | 13565.89 | 13565.89 | MC05 | MC05 | SIMOTICS M Compact induction motor 1000rpm, 71kW, 678Nm, 158A, 335V 1150rpm, 81kW, 673Nm, 156A, 385 V 1350rpm, 92kW, 651Nm, 154A, 450 V forced ventilation Direction of air flow NDE-->DE Degree of protection IP55 Absolute encoder 22-bit Single-turn and 12-bit multi-turn (encoder AM22DQ) with DRIVE-CLiQ interface DESIGN IM B3 (IMB6, IMB7, IMB8, IMV6) SHAFT WITH FITTED KEY HALF-KEY BALANCING BEARING: STANDARD VIBRATION SEVERITY GRADE R/A; SHAFT A.FLANGE ACCURACY GR. R TERMINAL BOX (ABOVE) CABLE ENTRY ON THE LEFT SIGNAL CONNECTION D-END K40: RELUBRICATING EQUIPMENT DRIVE END AND NON-DRIVE END L75: FAN SPECIAL VERSION 3 AC 400 V DEGREE OF PROTECTION IP 65 | - | 0 | 0
1PH8224-1FF00-1AA1 |  | 1PH8224-1FF00-1AA1 | 1 | UN | 1 | 30 | D | D | N | N | 85015381 | 1 |  | 610 | KG | 12072 | 12072 | MC05 | MC05 | SIMOTICS M Compact induction motor 1500rpm, 95kW, 605Nm, 200 A, 340V 1750rpm, 110 kW, 600Nm, 198A, 395V 2000rpm, 124kW, 592Nm, 196A, 460 V forced ventilation Direction of air flow DE-->NDE Degree of protection IP55 Absolute encoder 22-bit Single-turn and 12-bit multi-turn (encoder AM22DQ) with DRIVE-CLiQ interface DESIGN IM B3 (IMB6, IMB7, IMB8, IMV6) SHAFT WITH FITTED KEY FULL-KEY BALANCING BEARING: STANDARD VIBRATION SEVERITY GRADE A; SHAFT A.FLANGE ACCURACY GR.N TERMINAL BOX (ABOVE) CABLE ENTRY ON THE RIGHT SIGNAL CONNECTION D-END | - | 0 | 0
1PH8224-1FF00-1AA1-Z | L00L75 | 1PH8224-1FF00-1AA1-ZL00L75 | 1 | UN | 1 | 45 | X | D | N | N | 85015381 | 1 |  | 618 | KG | 13092.53 | 13092.53 | MC05 | MC05 | SIMOTICS M Compact induction motor 1500rpm, 95kW, 605Nm, 200 A, 340V 1750rpm, 110 kW, 600Nm, 198A, 395V 2000rpm, 124kW, 592Nm, 196A, 460 V forced ventilation Direction of air flow DE-->NDE Degree of protection IP55 Absolute encoder 22-bit Single-turn and 12-bit multi-turn (encoder AM22DQ) with DRIVE-CLiQ interface DESIGN IM B3 (IMB6, IMB7, IMB8, IMV6) SHAFT WITH FITTED KEY FULL-KEY BALANCING BEARING: STANDARD VIBRATION SEVERITY GRADE A; SHAFT A.FLANGE ACCURACY GR.N TERMINAL BOX (ABOVE) CABLE ENTRY ON THE RIGHT SIGNAL CONNECTION D-END L00: NEXT BIGGER TERMINAL BOX (1XB7322 --> 1XB7422, 1XB7422 --> 1XB7700) L75: FAN SPECIAL VERSION 3 AC 400 V DEGREE OF PROTECTION IP 65 | - | 0 | 0
1PH8224-1HB10-1AC1 |  | 1PH8224-1HB10-1AC1 | 1 | UN | 1 | 30 | D | D | N | N | 85015290 | 1 |  | 610 | KG | 10848.02 | 10848.02 | MC05 | MC05 | SIMOTICS M Compact induction motor 400 rpm, 30.4kW, 726Nm, 86A, 268V 500 rpm, 38 kW, 726Nm, 85A, 335V 600 rpm, 45kW, 716Nm, 83A, 405V forced ventilation Direction of air flow NDE-->DE Degree of protection IP55 Incremental encoder HTL 1024 S/R (encoder HTL1024S/R) With temperature sensor KTY 84-130 DESIGN IM B3 (IMB6, IMB7, IMB8, IMV6) SHAFT WITH FITTED KEY FULL-KEY BALANCING BEARING: STANDARD VIBRATION SEVERITY GRADE A; SHAFT A.FLANGE ACCURACY GR.N TERMINAL BOX (ABOVE) CABLE ENTRY ON THE ND-END SIGNAL CONNECTION RIGHT | - | 0 | 0
1PH8224-1HC00-1BA2 |  | 1PH8224-1HC00-1BA2 | 1 | UN | 1 | 30 | D | D | N | N | 85015290 | 1 |  | 610 | KG | 10984.66 | 10984.66 | MC05 | MC05 | SIMOTICS M Compact asynchronous motor 700 rpm, 55 kW, 750 Nm, 136 A, 310 V 800 rpm, 57 kW, 681 Nm, 126 A, 350 V 1000 rpm, 71 kW, 678 Nm, 126 A, 425 V Forced ventilation Direction of air flow DE-->NDE Degree of protection IP55 Incremental encoder HTL 1024 S/R (encoder HTL1024S/R) With temperature sensor Pt1000 DESIGN IM B3 (IMB6, IMB7, IMB8, IMV6) SHAFT WITH FITTED KEY FULL-KEY BALANCING BEARING: STANDARD VIBRATION SEVERITY GRADE R/A; SHAFT A.FLANGE ACCURACY GR. R TERMINAL BOX (ABOVE) CABLE ENTRY ON THE RIGHT SIGNAL CONNECTION D-END | - | 0 | 0
1PH8224-1HC00-2EA1 |  | 1PH8224-1HC00-2EA1 | 1 | UN | 1 | 30 | D | D | N | N | 85015290 | 1 |  | 610 | KG | 11018.14 | 11018.14 | MC05 | MC05 | SIMOTICS M Compact induction motor 700 rpm, 55kW, 750Nm, 136A, 310V 800 rpm, 57kW, 681Nm, 126A, 350 V 1000 rpm, 71kW, 678Nm, 126A, 425V forced ventilation Direction of air flow DE-->NDE Degree of protection IP55 Incremental encoder HTL 1024 S/R (encoder HTL1024S/R) With temperature sensor KTY 84-130 DESIGN IM B3 (IMB6, IMB7, IMB8, IMV6) SHAFT WITH FITTED KEY HALF-KEY BALANCING BEARING: GREATER CANTILEVER FORCES; VIBRATION SEVERITY GRADE A; SHAFT AND FLANGE ACCURACY GR. N TERMINAL BOX (ABOVE) CABLE ENTRY ON THE RIGHT SIGNAL CONNECTION D-END | - | 0 | 0
1PH8224-1HD03-2BA1 |  | 1PH8224-1HD03-2BA1 | 1 | UN | 1 | 30 | D | D | N | N | 85015381 | 1 |  | 610 | KG | 11957.56 | 11957.56 | MC05 | MC05 | SIMOTICS M Compact induction motor 1000rpm, 71kW, 678Nm, 158A, 335V 1150rpm, 81kW, 673Nm, 156A, 385 V 1350rpm, 92kW, 651Nm, 154A, 450 V forced ventilation Direction of air flow DE-->NDE Degree of protection IP55 Incremental encoder HTL 1024 S/R (encoder HTL1024S/R) With temperature sensor KTY 84-130 DESIGN IM B35 WITH FLANGE A550 (IM V35) SHAFT WITH FITTED KEY HALF-KEY BALANCING BEARING: STANDARD VIBRATION SEVERITY GRADE R/A; SHAFT A.FLANGE ACCURACY GR. R TERMINAL BOX (ABOVE) CABLE ENTRY ON THE RIGHT SIGNAL CONNECTION D-END | - | 0 | 0
1PH8224-1HD10-2EC1-Z | K40L75Y82 | 1PH8224-1HD10-2EC1-ZK40L75Y82 | 1 | UN | 1 | 45 | X | D | N | N | 85015381 | 1 |  | 618 | KG | 12344.76 | 12344.76 | MC05 | MC05 | SIMOTICS M Compact induction motor 1000rpm, 71kW, 678Nm, 158A, 335V 1150rpm, 81kW, 673Nm, 156A, 385 V 1350rpm, 92kW, 651Nm, 154A, 450 V forced ventilation Direction of air flow NDE-->DE Degree of protection IP55 Incremental encoder HTL 1024 S/R (encoder HTL1024S/R) With temperature sensor KTY 84-130 DESIGN IM B3 (IMB6, IMB7, IMB8, IMV6) SHAFT WITH FITTED KEY HALF-KEY BALANCING BEARING: GREATER CANTILEVER FORCES; VIBRATION SEVERITY GRADE A; SHAFT AND FLANGE ACCURACY GR. N TERMINAL BOX (ABOVE) CABLE ENTRY ON THE ND-END SIGNAL CONNECTION RIGHT K40: RELUBRICATING EQUIPMENT DRIVE END AND NON-DRIVE END L75: FAN SPECIAL VERSION 3 AC 400 V DEGREE OF PROTECTION IP 65 Y82: ADDITIONAL LABEL WITH ORDERING INFORMATION (PLAIN TEXT REQUIRED) | - | 0 | 0
1PH8224-1HD30-2AA1-Z | L75 | 1PH8224-1HD30-2AA1-ZL75 | 1 | UN | 1 | 45 | X | D | N | N | 85015381 | 1 |  | 618 | KG | 14434.06 | 14434.06 | MC05 | MC05 | SIMOTICS M Compact induction motor 1000rpm, 105kW, 1003Nm, 220A, 335V 1150rpm, 120 kW, 997Nm, 220A, 385 V 1350rpm, 137kW, 969Nm, 215A, 450 V Open-circuit ventilation Direction of air flow DE-->NDE Degree of protection IP23 Incremental encoder HTL 1024 S/R (encoder HTL1024S/R) With temperature sensor KTY 84-130 DESIGN IM B3 (IMB6, IMB7, IMB8, IMV6) SHAFT WITH FITTED KEY HALF-KEY BALANCING BEARING: STANDARD VIBRATION SEVERITY GRADE A; SHAFT A.FLANGE ACCURACY GR.N TERMINAL BOX (ABOVE) CABLE ENTRY ON THE RIGHT SIGNAL CONNECTION D-END L75: FAN SPECIAL VERSION 3 AC 400 V DEGREE OF PROTECTION IP 65 | - | 0 | 0
1PH8224-1HD40-2EA1 |  | 1PH8224-1HD40-2EA1 | 1 | UN | 1 | 30 | D | D | N | N | 85015381 | 1 |  | 610 | KG | 14020.08 | 14020.08 | MC05 | MC05 | SIMOTICS M Compact induction motor 1000rpm, 105kW, 1003Nm, 220A, 335V 1150rpm, 120 kW, 997Nm, 220A, 385 V 1350rpm, 137kW, 969Nm, 215A, 450 V Open-circuit ventilation Direction of air flow NDE-->DE Degree of protection IP23 Incremental encoder HTL 1024 S/R (encoder HTL1024S/R) With temperature sensor KTY 84-130 DESIGN IM B3 (IMB6, IMB7, IMB8, IMV6) SHAFT WITH FITTED KEY HALF-KEY BALANCING BEARING: GREATER CANTILEVER FORCES; VIBRATION SEVERITY GRADE A; SHAFT AND FLANGE ACCURACY GR. N TERMINAL BOX (ABOVE) CABLE ENTRY ON THE RIGHT SIGNAL CONNECTION D-END | - | 0 | 0
1PH8224-1HD40-2EA1-Z | K10K40K80K85 | 1PH8224-1HD40-2EA1-ZK10K40K80K85 | 1 | UN | 1 | 30 | D | D | N | N | 85015381 | 1 |  | 610 | KG | 15750.95 | 15750.95 | MC05 | MC05 | SIMOTICS M Compact induction motor 1000rpm, 105kW, 1003Nm, 220A, 335V 1150rpm, 120 kW, 997Nm, 220A, 385 V 1350rpm, 137kW, 969Nm, 215A, 450 V Open-circuit ventilation Direction of air flow NDE-->DE Degree of protection IP23 Incremental encoder HTL 1024 S/R (encoder HTL1024S/R) With temperature sensor KTY 84-130 DESIGN IM B3 (IMB6, IMB7, IMB8, IMV6) SHAFT WITH FITTED KEY HALF-KEY BALANCING BEARING: GREATER CANTILEVER FORCES; VIBRATION SEVERITY GRADE A; SHAFT AND FLANGE ACCURACY GR. N TERMINAL BOX (ABOVE) CABLE ENTRY ON THE RIGHT SIGNAL CONNECTION D-END K10: TERMINAL BOX NON DRIVE-END CABLE ROUTING DRIVE END SIGNAL CONNECTION TOP K40: RELUBRICATING EQUIPMENT DRIVE END AND NON-DRIVE END K80: PIPE CONNECTION NDE K85: TURNING OF THE TERMINAL BOX BY +180 DEGREES | - | 0 | 0
1PH8224-1HD40-2EA1-Z | K80 | 1PH8224-1HD40-2EA1-ZK80 | 1 | UN | 1 | 30 | D | D | N | N | 85015381 | 1 |  | 610 | KG | 14020.08 | 14020.08 | MC05 | MC05 | SIMOTICS M Compact induction motor 1000rpm, 105kW, 1003Nm, 220A, 335V 1150rpm, 120 kW, 997Nm, 220A, 385 V 1350rpm, 137kW, 969Nm, 215A, 450 V Open-circuit ventilation Direction of air flow NDE-->DE Degree of protection IP23 Incremental encoder HTL 1024 S/R (encoder HTL1024S/R) With temperature sensor KTY 84-130 DESIGN IM B3 (IMB6, IMB7, IMB8, IMV6) SHAFT WITH FITTED KEY HALF-KEY BALANCING BEARING: GREATER CANTILEVER FORCES; VIBRATION SEVERITY GRADE A; SHAFT AND FLANGE ACCURACY GR. N TERMINAL BOX (ABOVE) CABLE ENTRY ON THE RIGHT SIGNAL CONNECTION D-END K80: PIPE CONNECTION NDE | - | 0 | 0
1PH8224-1HF00-0FA1-Z | K24 | 1PH8224-1HF00-0FA1-ZK24 | 1 | UN | 1 | 30 | D | D | N | N | 85015381 | 1 |  | 610 | KG | 11321.39 | 11321.39 | MC05 | MC05 | SIMOTICS M Compact induction motor 1500rpm, 95kW, 605Nm, 200 A, 340V 1750rpm, 110 kW, 600Nm, 198A, 395V 2000rpm, 124kW, 592Nm, 196A, 460 V forced ventilation Direction of air flow DE-->NDE Degree of protection IP55 Incremental encoder HTL 1024 S/R (encoder HTL1024S/R) With temperature sensor KTY 84-130 DESIGN IM B3 (IMB6, IMB7, IMB8, IMV6) PLAIN SHAFT WITHOUT FITTED KEY; BEARING: GREATER CANTILEVER FORCES; VIBRATION SEVERITY GRADE R/A; SHAFT AND FLANGE ACCURACY GR. R TERMINAL BOX (ABOVE) CABLE ENTRY ON THE RIGHT SIGNAL CONNECTION D-END K24: PRIMING (AUBURN) | - | 0 | 0
1PH8224-1HF00-0FA1-Z | K40L76 | 1PH8224-1HF00-0FA1-ZK40L76 | 1 | UN | 1 | 30 | D | D | N | N | 85015381 | 1 |  | 618 | KG | 11679 | 11679 | MC05 | MC05 | SIMOTICS M Compact induction motor 1500rpm, 95kW, 605Nm, 200 A, 340V 1750rpm, 110 kW, 600Nm, 198A, 395V 2000rpm, 124kW, 592Nm, 196A, 460 V forced ventilation Direction of air flow DE-->NDE Degree of protection IP55 Incremental encoder HTL 1024 S/R (encoder HTL1024S/R) With temperature sensor KTY 84-130 DESIGN IM B3 (IMB6, IMB7, IMB8, IMV6) PLAIN SHAFT WITHOUT FITTED KEY; BEARING: GREATER CANTILEVER FORCES; VIBRATION SEVERITY GRADE R/A; SHAFT AND FLANGE ACCURACY GR. R TERMINAL BOX (ABOVE) CABLE ENTRY ON THE RIGHT SIGNAL CONNECTION D-END K40: RELUBRICATING EQUIPMENT DRIVE END AND NON-DRIVE END L76: EC fan 400 V 3 AC 50/60 Hz | - | 0 | 0
1PH8224-1HF00-0FD1-Z | K40L00 | 1PH8224-1HF00-0FD1-ZK40L00 | 1 | UN | 1 | 30 | D | D | N | N | 85015381 | 1 |  | 610 | KG | 11994.54 | 11994.54 | MC05 | MC05 | SIMOTICS M Compact induction motor 1500rpm, 95kW, 605Nm, 200 A, 340V 1750rpm, 110 kW, 600Nm, 198A, 395V 2000rpm, 124kW, 592Nm, 196A, 460 V forced ventilation Direction of air flow DE-->NDE Degree of protection IP55 Incremental encoder HTL 1024 S/R (encoder HTL1024S/R) With temperature sensor KTY 84-130 DESIGN IM B3 (IMB6, IMB7, IMB8, IMV6) PLAIN SHAFT WITHOUT FITTED KEY; BEARING: GREATER CANTILEVER FORCES; VIBRATION SEVERITY GRADE R/A; SHAFT AND FLANGE ACCURACY GR. R TERMINAL BOX (ABOVE) CABLE ENTRY ON THE D-END SIGNAL CONNECTION RIGHT K40: RELUBRICATING EQUIPMENT DRIVE END AND NON-DRIVE END L00: NEXT BIGGER TERMINAL BOX (1XB7322 --> 1XB7422, 1XB7422 --> 1XB7700) | - | 0 | 0
1PH8224-1HF10-1BA1 |  | 1PH8224-1HF10-1BA1 | 1 | UN | 1 | 30 | D | D | N | N | 85015381 | 1 |  | 610 | KG | 10995.96 | 10995.96 | MC05 | MC05 | SIMOTICS M Compact induction motor 1500rpm, 95kW, 605Nm, 200 A, 340V 1750rpm, 110 kW, 600Nm, 198A, 395V 2000rpm, 124kW, 592Nm, 196A, 460 V forced ventilation Direction of air flow NDE-->DE Degree of protection IP55 Incremental encoder HTL 1024 S/R (encoder HTL1024S/R) With temperature sensor KTY 84-130 DESIGN IM B3 (IMB6, IMB7, IMB8, IMV6) SHAFT WITH FITTED KEY FULL-KEY BALANCING BEARING: STANDARD VIBRATION SEVERITY GRADE R/A; SHAFT A.FLANGE ACCURACY GR. R TERMINAL BOX (ABOVE) CABLE ENTRY ON THE RIGHT SIGNAL CONNECTION D-END | - | 0 | 0
1PH8224-1HF13-2AA1-Z | G14 | 1PH8224-1HF13-2AA1-ZG14 | 1 | UN | 1 | 30 | D | D | N | N | 85015381 | 1 |  | 610 | KG | 12134.34 | 12134.34 | MC05 | MC05 | SIMOTICS M Compact induction motor 1500rpm, 95kW, 605Nm, 200 A, 340V 1750rpm, 110 kW, 600Nm, 198A, 395V 2000rpm, 124kW, 592Nm, 196A, 460 V forced ventilation Direction of air flow NDE-->DE Degree of protection IP55 Incremental encoder HTL 1024 S/R (encoder HTL1024S/R) With temperature sensor KTY 84-130 DESIGN IM B35 WITH FLANGE A550 (IM V35) SHAFT WITH FITTED KEY HALF-KEY BALANCING BEARING: STANDARD VIBRATION SEVERITY GRADE A; SHAFT A.FLANGE ACCURACY GR.N TERMINAL BOX (ABOVE) CABLE ENTRY ON THE RIGHT SIGNAL CONNECTION D-END G14: FAN SET WITH AIR FILTER AVEC FILTRE A AIR | - | 0 | 0
1PH8224-1HF13-2AA1-Z | G14X95 | 1PH8224-1HF13-2AA1-ZG14X95 | 1 | UN | 1 | 30 | D | D | N | N | 85015381 | 1 |  | 610 | KG | 12528.99 | 12528.99 | MC05 | MC05 | SIMOTICS M Compact induction motor 2000 rpm, 124 kW, 592 Nm, 196 A, 460 V forced ventilation; direction of air flow NDE-->DE; Degree of protection IP55 Incremental encoder HTL 1024 S/R (encoder HTL1024S/R) Design IM B35 with flange A550 (IM V35) shaft with feather key half-key balancing bearing version: standard vibration severity: A; Shaft and flange accuracy: N terminal box (top) cable entry on the right signal connection DE G14: ventilation unit with air filter X95: paint finish RAL 5002 | - | 0 | 7
1PH8224-1HF13-2BD1-Z | K40L00L75 | 1PH8224-1HF13-2BD1-ZK40L00L75 | 1 | UN | 1 | 45 | X | D | N | N | 85015381 | 1 |  | 618 | KG | 13606.82 | 13606.82 | MC05 | MC05 | SIMOTICS M Compact induction motor 1500rpm, 95kW, 605Nm, 200 A, 340V 1750rpm, 110 kW, 600Nm, 198A, 395V 2000rpm, 124kW, 592Nm, 196A, 460 V forced ventilation Direction of air flow NDE-->DE Degree of protection IP55 Incremental encoder HTL 1024 S/R (encoder HTL1024S/R) With temperature sensor KTY 84-130 DESIGN IM B35 WITH FLANGE A550 (IM V35) SHAFT WITH FITTED KEY HALF-KEY BALANCING BEARING: STANDARD VIBRATION SEVERITY GRADE R/A; SHAFT A.FLANGE ACCURACY GR. R TERMINAL BOX (ABOVE) CABLE ENTRY ON THE D-END SIGNAL CONNECTION RIGHT K40: RELUBRICATING EQUIPMENT DRIVE END AND NON-DRIVE END L00: NEXT BIGGER TERMINAL BOX (1XB7322 --> 1XB7422, 1XB7422 --> 1XB7700) L75: FAN SPECIAL VERSION 3 AC 400 V DEGREE OF PROTECTION IP 65 | - | 0 | 0
1PH8224-1HF13-2BD1-Z | K40L00M39 | 1PH8224-1HF13-2BD1-ZK40L00M39 | 1 | UN | 1 | 30 | D | D | N | N | 85015381 | 1 |  | 610 | KG | 15630.49 | 15630.49 | MC05 | MC05 | SIMOTICS M Compact induction motor 1500rpm, 95kW, 605Nm, 200 A, 340V 1750rpm, 110 kW, 600Nm, 198A, 395V 2000rpm, 124kW, 592Nm, 196A, 460 V forced ventilation Direction of air flow NDE-->DE Degree of protection IP55 Incremental encoder HTL 1024 S/R (encoder HTL1024S/R) With temperature sensor KTY 84-130 DESIGN IM B35 WITH FLANGE A550 (IM V35) SHAFT WITH FITTED KEY HALF-KEY BALANCING BEARING: STANDARD VIBRATION SEVERITY GRADE R/A; SHAFT A.FLANGE ACCURACY GR. R TERMINAL BOX (ABOVE) CABLE ENTRY ON THE D-END SIGNAL CONNECTION RIGHT K40: RELUBRICATING EQUIPMENT DRIVE END AND NON-DRIVE END L00: NEXT BIGGER TERMINAL BOX (1XB7322 --> 1XB7422, 1XB7422 --> 1XB7700) M39: VERSION FOR HAZARDOUS AREAS ZONE 22 (ACCORD. TO EN 50281) | - | 0 | 0
1PH8224-1HF40-1EA1 |  | 1PH8224-1HF40-1EA1 | 1 | UN | 1 | 30 | D | D | N | N | 85015381 | 1 |  | 610 | KG | 14020.08 | 14020.08 | MC05 | MC05 | SIMOTICS M Compact induction motor 1500rpm, 142kW, 904Nm, 290A, 340V 1750rpm, 165kW, 900Nm, 285A, 395V 2000rpm, 178kW, 850Nm, 265A, 460 V Open-circuit ventilation Direction of air flow NDE-->DE Degree of protection IP23 Incremental encoder HTL 1024 S/R (encoder HTL1024S/R) With temperature sensor KTY 84-130 DESIGN IM B3 (IMB6, IMB7, IMB8, IMV6) SHAFT WITH FITTED KEY FULL-KEY BALANCING BEARING: GREATER CANTILEVER FORCES; VIBRATION SEVERITY GRADE A; SHAFT AND FLANGE ACCURACY GR. N TERMINAL BOX (ABOVE) CABLE ENTRY ON THE RIGHT SIGNAL CONNECTION D-END | - | 0 | 0
1PH8224-1JD10-2BA1-Z | K24 | 1PH8224-1JD10-2BA1-ZK24 | 1 | UN | 1 | 30 | D | D | N | N | 85015381 | 1 |  | 610 | KG | 11547.65 | 11547.65 | MC05 | MC05 | SIMOTICS M Compact induction motor 1000rpm, 71kW, 678Nm, 158A, 335V 1150rpm, 81kW, 673Nm, 156A, 385 V 1350rpm, 92kW, 651Nm, 154A, 450 V forced ventilation Direction of air flow NDE-->DE Degree of protection IP55 Incremental encoder HTL 2048 S/R (encoder HTL2048S/R) With temperature sensor KTY 84-130 DESIGN IM B3 (IMB6, IMB7, IMB8, IMV6) SHAFT WITH FITTED KEY HALF-KEY BALANCING BEARING: STANDARD VIBRATION SEVERITY GRADE R/A; SHAFT A.FLANGE ACCURACY GR. R TERMINAL BOX (ABOVE) CABLE ENTRY ON THE RIGHT SIGNAL CONNECTION D-END K24: PRIMING (AUBURN) | - | 0 | 0
1PH8224-1JD23-2AA1 |  | 1PH8224-1JD23-2AA1 | 1 | UN | 1 | 30 | D | D | N | N | 85015381 | 1 |  | 610 | KG | 15127.55 | 15127.55 | MC05 | MC05 | SIMOTICS M Compact induction motor 1000 rpm, 89kW, 850Nm, 188A, 335V 1150 rpm, 101kW, 839Nm, 186A, 385 V 1350 rpm, 115kW, 813Nm, 180A, 450 V water cooling Degree of protection IP55 Incremental encoder HTL 2048 S/R (encoder HTL2048S/R) With temperature sensor KTY 84-130 DESIGN IM B35 WITH FLANGE A550 (IM V35) SHAFT WITH FITTED KEY HALF-KEY BALANCING BEARING: STANDARD VIBRATION SEVERITY GRADE A; SHAFT A.FLANGE ACCURACY GR.N TERMINAL BOX (ABOVE) CABLE ENTRY ON THE RIGHT SIGNAL CONNECTION D-END | - | 0 | 0
1PH8224-1JF00-2BA1 |  | 1PH8224-1JF00-2BA1 | 1 | UN | 1 | 30 | D | D | N | N | 85015381 | 1 |  | 610 | KG | 11222.2 | 11222.2 | MC05 | MC05 | SIMOTICS M Compact induction motor 1500rpm, 95kW, 605Nm, 200 A, 340V 1750rpm, 110 kW, 600Nm, 198A, 395V 2000rpm, 124kW, 592Nm, 196A, 460 V forced ventilation Direction of air flow DE-->NDE Degree of protection IP55 Incremental encoder HTL 2048 S/R (encoder HTL2048S/R) With temperature sensor KTY 84-130 DESIGN IM B3 (IMB6, IMB7, IMB8, IMV6) SHAFT WITH FITTED KEY HALF-KEY BALANCING BEARING: STANDARD VIBRATION SEVERITY GRADE R/A; SHAFT A.FLANGE ACCURACY GR. R TERMINAL BOX (ABOVE) CABLE ENTRY ON THE RIGHT SIGNAL CONNECTION D-END | - | 0 | 0
1PH8224-1JF10-1AA1 |  | 1PH8224-1JF10-1AA1 | 1 | UN | 1 | 30 | D | D | N | N | 85015381 | 1 |  | 610 | KG | 11007.7 | 11007.7 | MC05 | MC05 | SIMOTICS M Compact induction motor 1500rpm, 95kW, 605Nm, 200 A, 340V 1750rpm, 110 kW, 600Nm, 198A, 395V 2000rpm, 124kW, 592Nm, 196A, 460 V forced ventilation Direction of air flow NDE-->DE Degree of protection IP55 Incremental encoder HTL 2048 S/R (encoder HTL2048S/R) With temperature sensor KTY 84-130 DESIGN IM B3 (IMB6, IMB7, IMB8, IMV6) SHAFT WITH FITTED KEY FULL-KEY BALANCING BEARING: STANDARD VIBRATION SEVERITY GRADE A; SHAFT A.FLANGE ACCURACY GR.N TERMINAL BOX (ABOVE) CABLE ENTRY ON THE RIGHT SIGNAL CONNECTION D-END | - | 0 | 0
1PH8224-1JF10-2FA1 |  | 1PH8224-1JF10-2FA1 | 1 | UN | 1 | 30 | D | D | N | N | 85015381 | 1 |  | 610 | KG | 11407.11 | 11407.11 | MC05 | MC05 | SIMOTICS M Compact induction motor 1500rpm, 95kW, 605Nm, 200 A, 340V 1750rpm, 110 kW, 600Nm, 198A, 395V 2000rpm, 124kW, 592Nm, 196A, 460 V forced ventilation Direction of air flow NDE-->DE Degree of protection IP55 Incremental encoder HTL 2048 S/R (encoder HTL2048S/R) With temperature sensor KTY 84-130 DESIGN IM B3 (IMB6, IMB7, IMB8, IMV6) SHAFT WITH FITTED KEY HALF-KEY BALANCING BEARING: GREATER CANTILEVER FORCES; VIBRATION SEVERITY GRADE R/A; SHAFT AND FLANGE ACCURACY GR. R TERMINAL BOX (ABOVE) CABLE ENTRY ON THE RIGHT SIGNAL CONNECTION D-END | - | 0 | 0
1PH8224-1JF33-2EA1-Z | L75 | 1PH8224-1JF33-2EA1-ZL75 | 1 | UN | 1 | 45 | X | D | N | N | 85015381 | 1 |  | 618 | KG | 15858.58 | 15858.58 | MC05 | MC05 | SIMOTICS M Compact induction motor 1500rpm, 142kW, 904Nm, 290A, 340V 1750rpm, 165kW, 900Nm, 285A, 395V 2000rpm, 178kW, 850Nm, 265A, 460 V Open-circuit ventilation Direction of air flow DE-->NDE Degree of protection IP23 Incremental encoder HTL 2048 S/R (encoder HTL2048S/R) With temperature sensor KTY 84-130 DESIGN IM B35 WITH FLANGE A550 (IM V35) SHAFT WITH FITTED KEY HALF-KEY BALANCING BEARING: GREATER CANTILEVER FORCES; VIBRATION SEVERITY GRADE A; SHAFT AND FLANGE ACCURACY GR. N TERMINAL BOX (ABOVE) CABLE ENTRY ON THE RIGHT SIGNAL CONNECTION D-END L75: FAN SPECIAL VERSION 3 AC 400 V DEGREE OF PROTECTION IP 65 | - | 0 | 0
1PH8224-1MC00-0BA2 |  | 1PH8224-1MC00-0BA2 | 1 | UN | 1 | 30 | D | D | N | N | 85015290 | 1 |  | 610 | KG | 10910.65 | 10910.65 | MC05 | MC05 | SIMOTICS M Compact asynchronous motor 700 rpm, 55 kW, 750 Nm, 136 A, 310 V 800 rpm, 57 kW, 681 Nm, 126 A, 350 V 1000 rpm, 71 kW, 678 Nm, 126 A, 425 V Forced ventilation Direction of air flow DE-->NDE Degree of protection IP55 Incremental encoder SIN/COS 1 VPP 2048 S/R with C and D track (encoder IC2048S/R) with temperature sensor Pt1000 DESIGN IM B3 (IMB6, IMB7, IMB8, IMV6) PLAIN SHAFT WITHOUT FITTED KEY; BEARING: STANDARD VIBRATION SEVERITY GRADE R/A; SHAFT A.FLANGE ACCURACY GR. R TERMINAL BOX (ABOVE) CABLE ENTRY ON THE RIGHT SIGNAL CONNECTION D-END | - | 0 | 0
1PH8224-1MC00-2DB1-Z | L00P00 | 1PH8224-1MC00-2DB1-ZL00P00 | 1 | UN | 1 | 30 | D | D | N | N | 85015290 | 1 |  | 610 | KG | 12144.68 | 12144.68 | MC05 | MC05 | SIMOTICS M Compact induction motor 700 rpm, 55kW, 750Nm, 136A, 310V 800 rpm, 57kW, 681Nm, 126A, 350 V 1000 rpm, 71kW, 678Nm, 126A, 425V forced ventilation Direction of air flow DE-->NDE Degree of protection IP55 Incremental encoder SIN/COS 1 VPP 2048 S/R with C and D track (encoder IC2048S/R) with temperature sensor KTY 84-130 DESIGN IM B3 (IMB6, IMB7, IMB8, IMV6) SHAFT WITH FITTED KEY HALF-KEY BALANCING BEARING: STANDARD VIBRATION SEVERITY GRADE SR/A; SHAFT A.FLANGE ACCURACY GR.R TERMINAL BOX (ABOVE) CABLE ENTRY ON THE LEFT SIGNAL CONNECTION D-END L00: NEXT BIGGER TERMINAL BOX (1XB7322 --> 1XB7422, 1XB7422 --> 1XB7700) P00: CABLE ENTRY PLATE NOT DRILLED | - | 0 | 0
1PH8224-1MC03-0AD1-Z | K18 | 1PH8224-1MC03-0AD1-ZK18 | 1 | UN | 1 | 30 | D | D | N | N | 85015290 | 1 |  | 610 | KG | 12107.68 | 12107.68 | MC05 | MC05 | SIMOTICS M Compact induction motor 700 rpm, 55kW, 750Nm, 136A, 310V 800 rpm, 57kW, 681Nm, 126A, 350 V 1000 rpm, 71kW, 678Nm, 126A, 425V forced ventilation Direction of air flow DE-->NDE Degree of protection IP55 Incremental encoder SIN/COS 1 VPP 2048 S/R with C and D track (encoder IC2048S/R) with temperature sensor KTY 84-130 DESIGN IM B35 WITH FLANGE A550 (IM V35) PLAIN SHAFT WITHOUT FITTED KEY; BEARING: STANDARD VIBRATION SEVERITY GRADE A; SHAFT A.FLANGE ACCURACY GR.N TERMINAL BOX (ABOVE) CABLE ENTRY ON THE D-END SIGNAL CONNECTION RIGHT K18: RADIAL SHAFT SEAL RING DRIVE END | - | 0 | 0
1PH8224-1MD03-2BA1 |  | 1PH8224-1MD03-2BA1 | 1 | UN | 1 | 30 | D | D | N | N | 85015381 | 1 |  | 610 | KG | 12070.68 | 12070.68 | MC05 | MC05 | SIMOTICS M Compact induction motor 1000rpm, 71kW, 678Nm, 158A, 335V 1150rpm, 81kW, 673Nm, 156A, 385 V 1350rpm, 92kW, 651Nm, 154A, 450 V forced ventilation Direction of air flow DE-->NDE Degree of protection IP55 Incremental encoder SIN/COS 1 VPP 2048 S/R with C and D track (encoder IC2048S/R) with temperature sensor KTY 84-130 DESIGN IM B35 WITH FLANGE A550 (IM V35) SHAFT WITH FITTED KEY HALF-KEY BALANCING BEARING: STANDARD VIBRATION SEVERITY GRADE R/A; SHAFT A.FLANGE ACCURACY GR. R TERMINAL BOX (ABOVE) CABLE ENTRY ON THE RIGHT SIGNAL CONNECTION D-END | - | 0 | 0
1PH8224-1MD03-2FA1 |  | 1PH8224-1MD03-2FA1 | 1 | UN | 1 | 30 | D | D | N | N | 85015381 | 1 |  | 610 | KG | 12255.59 | 12255.59 | MC05 | MC05 | SIMOTICS M Compact induction motor 1000rpm, 71kW, 678Nm, 158A, 335V 1150rpm, 81kW, 673Nm, 156A, 385 V 1350rpm, 92kW, 651Nm, 154A, 450 V forced ventilation Direction of air flow DE-->NDE Degree of protection IP55 Incremental encoder SIN/COS 1 VPP 2048 S/R with C and D track (encoder IC2048S/R) with temperature sensor KTY 84-130 DESIGN IM B35 WITH FLANGE A550 (IM V35) SHAFT WITH FITTED KEY HALF-KEY BALANCING BEARING: GREATER CANTILEVER FORCES; VIBRATION SEVERITY GRADE R/A; SHAFT AND FLANGE ACCURACY GR. R TERMINAL BOX (ABOVE) CABLE ENTRY ON THE RIGHT SIGNAL CONNECTION D-END | - | 0 | 0
1PH8224-1MF05-2CD1-Z | K24L00 | 1PH8224-1MF05-2CD1-ZK24L00 | 1 | UN | 1 | 30 | D | D | N | N | 85015381 | 1 |  | 610 | KG | 13505.69 | 13505.69 | MC05 | MC05 | SIMOTICS M Compact induction motor 1500rpm, 95kW, 605Nm, 200 A, 340V 1750rpm, 110 kW, 600Nm, 198A, 395V 2000rpm, 124kW, 592Nm, 196A, 460 V forced ventilation Direction of air flow DE-->NDE Degree of protection IP55 Incremental encoder SIN/COS 1 VPP 2048 S/R with C and D track (encoder IC2048S/R) with temperature sensor KTY 84-130 DESIGN IM V15 WITH FLANGE A550 SHAFT WITH FITTED KEY HALF-KEY BALANCING BEARING: STANDARD VIBRATION SEVERITY GRADE S/A SHAFT A.FLANGE ACCURACY GR.R TERMINAL BOX (ABOVE) CABLE ENTRY ON THE D-END SIGNAL CONNECTION RIGHT K24: PRIMING (AUBURN) L00: NEXT BIGGER TERMINAL BOX (1XB7322 --> 1XB7422, 1XB7422 --> 1XB7700) | - | 0 | 0
1PH8224-1MF05-2DD1-Z | L00 | 1PH8224-1MF05-2DD1-ZL00 | 1 | UN | 1 | 30 | D | D | N | N | 85015381 | 1 |  | 610 | KG | 13357.75 | 13357.75 | MC05 | MC05 | SIMOTICS M Compact induction motor 1500rpm, 95kW, 605Nm, 200 A, 340V 1750rpm, 110 kW, 600Nm, 198A, 395V 2000rpm, 124kW, 592Nm, 196A, 460 V forced ventilation Direction of air flow DE-->NDE Degree of protection IP55 Incremental encoder SIN/COS 1 VPP 2048 S/R with C and D track (encoder IC2048S/R) with temperature sensor KTY 84-130 DESIGN IM V15 WITH FLANGE A550 SHAFT WITH FITTED KEY HALF-KEY BALANCING BEARING: STANDARD VIBRATION SEVERITY GRADE SR/A; SHAFT A.FLANGE ACCURACY GR.R TERMINAL BOX (ABOVE) CABLE ENTRY ON THE D-END SIGNAL CONNECTION RIGHT L00: NEXT BIGGER TERMINAL BOX (1XB7322 --> 1XB7422, 1XB7422 --> 1XB7700) | - | 0 | 0
1PH8224-2DD23-1BA1 |  | 1PH8224-2DD23-1BA1 | 1 | UN | 1 | 30 | D | D | N | N | 85015381 | 1 |  | 580 | KG | 21141.89 | 21141.89 | MC05 | MC05 | SIMOTICS M Compact synchronous motor 1000 rpm, 101kW 964Nm, 255A, 275V 1150 rpm, 115kW, 955Nm, 250 A, 310V 1350 rpm, 135kW, 955Nm, 250 A, 365V water cooling Degree of protection IP55 Incremental encoder 22-bit with commutation position (encoder IC22DQ) with DRIVE-CLiQ interface DESIGN IM B35 WITH FLANGE A550 (IM V35) SHAFT WITH FITTED KEY FULL-KEY BALANCING BEARING: STANDARD VIBRATION SEVERITY GRADE R/A; SHAFT A.FLANGE ACCURACY GR. R TERMINAL BOX (ABOVE) CABLE ENTRY ON THE RIGHT SIGNAL CONNECTION D-END | - | 0 | 0
1PH8224-2DD23-1BC1 |  | 1PH8224-2DD23-1BC1 | 1 | UN | 1 | 30 | D | D | N | N | 85015381 | 1 |  | 580 | KG | 21208.45 | 21208.45 | MC05 | MC05 | SIMOTICS M Compact synchronous motor 1000 rpm, 101kW 964Nm, 255A, 275V 1150 rpm, 115kW, 955Nm, 250 A, 310V 1350 rpm, 135kW, 955Nm, 250 A, 365V water cooling Degree of protection IP55 Incremental encoder 22-bit with commutation position (encoder IC22DQ) with DRIVE-CLiQ interface DESIGN IM B35 WITH FLANGE A550 (IM V35) SHAFT WITH FITTED KEY FULL-KEY BALANCING BEARING: STANDARD VIBRATION SEVERITY GRADE R/A; SHAFT A.FLANGE ACCURACY GR. R TERMINAL BOX (ABOVE) CABLE ENTRY ON THE ND-END SIGNAL CONNECTION RIGHT | - | 0 | 0
1PH8224-2DF20-9AA1 | N1L | 1PH8224-2DF20-9AA1N1L | 1 | UN | 1 | 30 | D | D | N | N | 85015381 | 1 |  | 580 | KG | 21746.54 | 21746.54 | MC05 | MC05 | SIMOTICS M Compact synchronous motor 1500 rpm, 151kW, 961Nm, 355 A 290V; 1750 rpm, 175kW, 955Nm 355A, 335V; 2000 rpm, 186kW 888Nm, 330 A, 380 V Water cooling; Degree of protection IP55 Incremental encoder 22-bit with commutation position; with Drive-CLiQ interface Design IM B3 (IMB6, IMB7, IMB8, IMV6) Bearing version: standard Vibration severity: A terminal box (top) Cable entry on the right Signal connection DE N1L: Special shaft extension 75x 62mm with feather key and half-key balancing; SMR-123-2014 | - | 0 | 7
1PH8226-1AF00-0LA1 |  | 1PH8226-1AF00-0LA1 | 1 | UN | 1 | 50 | X | D | N | N | 85015381 | 1 |  | 740 | KG | 17512.5 | 17512.5 | MC05 | MC05 | SIMOTICS M Compact induction motor 1500rpm, 130kW, 828Nm, 270A, 340V 1750rpm, 135kW, 737Nm, 250 A, 395V 2000rpm, 153kW, 731Nm, 254A, 450 V forced ventilation Direction of air flow DE-->NDE Degree of protection IP55 Without encoder With temperature sensor KTY 84-130 DESIGN IM B3 (IMB6, IMB7, IMB8, IMV6) PLAIN SHAFT WITHOUT FITTED KEY; BEARING: PERFORMANCE VIBRATION SEVERITY GRADE SR/B SHAFT A. FLANGE ACCURACY GR. R TERMINAL BOX (ABOVE) CABLE ENTRY ON THE RIGHT SIGNAL CONNECTION D-END | - | 0 | 0
1PH8226-1AF00-2AA1-Z | K24K40L00 | 1PH8226-1AF00-2AA1-ZK24K40L00 | 1 | UN | 1 | 30 | D | D | N | N | 85015381 | 1 |  | 740 | KG | 14339.24 | 14339.24 | MC05 | MC05 | SIMOTICS M Compact induction motor 1500rpm, 130kW, 828Nm, 270A, 340V 1750rpm, 135kW, 737Nm, 250 A, 395V 2000rpm, 153kW, 731Nm, 254A, 450 V forced ventilation Direction of air flow DE-->NDE Degree of protection IP55 Without encoder With temperature sensor KTY 84-130 DESIGN IM B3 (IMB6, IMB7, IMB8, IMV6) SHAFT WITH FITTED KEY HALF-KEY BALANCING BEARING: STANDARD VIBRATION SEVERITY GRADE A; SHAFT A.FLANGE ACCURACY GR.N TERMINAL BOX (ABOVE) CABLE ENTRY ON THE RIGHT SIGNAL CONNECTION D-END K24: PRIMING (AUBURN) K40: RELUBRICATING EQUIPMENT DRIVE END AND NON-DRIVE END L00: NEXT BIGGER TERMINAL BOX (1XB7322 --> 1XB7422, 1XB7422 --> 1XB7700) | - | 0 | 0
1PH8226-1AF00-2EA1-Z | L03 | 1PH8226-1AF00-2EA1-ZL03 | 1 | UN | 1 | 30 | D | D | N | N | 85015381 | 1 |  | 740 | KG | 15950 | 15950 | MC05 | MC05 | SIMOTICS M Compact induction motor 1500rpm, 130kW, 828Nm, 270A, 340V 1750rpm, 135kW, 737Nm, 250 A, 395V 2000rpm, 153kW, 731Nm, 254A, 450 V forced ventilation Direction of air flow DE-->NDE Degree of protection IP55 Without encoder With temperature sensor KTY 84-130 DESIGN IM B3 (IMB6, IMB7, IMB8, IMV6) SHAFT WITH FITTED KEY HALF-KEY BALANCING BEARING: GREATER CANTILEVER FORCES; VIBRATION SEVERITY GRADE A; SHAFT AND FLANGE ACCURACY GR. N TERMINAL BOX (ABOVE) CABLE ENTRY ON THE RIGHT SIGNAL CONNECTION D-END L03: INCREASED VIBRATION FORCE | - | 0 | 0
1PH8226-1AF00-2FA1-Z | A12K40L75 | 1PH8226-1AF00-2FA1-ZA12K40L75 | 1 | UN | 1 | 45 | X | D | N | N | 85015381 | 1 |  | 748 | KG | 14878.92 | 14878.92 | MC05 | MC05 | SIMOTICS M Compact induction motor 1500rpm, 130kW, 828Nm, 270A, 340V 1750rpm, 135kW, 737Nm, 250 A, 395V 2000rpm, 153kW, 731Nm, 254A, 450 V forced ventilation Direction of air flow DE-->NDE Degree of protection IP55 Without encoder With temperature sensor KTY 84-130 DESIGN IM B3 (IMB6, IMB7, IMB8, IMV6) SHAFT WITH FITTED KEY HALF-KEY BALANCING BEARING: GREATER CANTILEVER FORCES; VIBRATION SEVERITY GRADE R/A; SHAFT AND FLANGE ACCURACY GR. R TERMINAL BOX (ABOVE) CABLE ENTRY ON THE RIGHT SIGNAL CONNECTION D-END A12: PROTECT. BY PTC THERMISTOR WARNING AND SWITCHOFF K40: RELUBRICATING EQUIPMENT DRIVE END AND NON-DRIVE END L75: FAN SPECIAL VERSION 3 AC 400 V DEGREE OF PROTECTION IP 65 | - | 0 | 0
1PH8226-1AF02-1BA1 |  | 1PH8226-1AF02-1BA1 | 1 | UN | 1 | 30 | D | D | N | N | 85015381 | 1 |  | 740 | KG | 14257.85 | 14257.85 | MC05 | MC05 | SIMOTICS M Compact induction motor 1500rpm, 130kW, 828Nm, 270A, 340V 1750rpm, 135kW, 737Nm, 250 A, 395V 2000rpm, 153kW, 731Nm, 254A, 450 V forced ventilation Direction of air flow DE-->NDE Degree of protection IP55 Without encoder With temperature sensor KTY 84-130 DESIGN IM B5 WITH FLANGE A550 (IM V3) SHAFT WITH FITTED KEY FULL-KEY BALANCING BEARING: STANDARD VIBRATION SEVERITY GRADE R/A; SHAFT A.FLANGE ACCURACY GR. R TERMINAL BOX (ABOVE) CABLE ENTRY ON THE RIGHT SIGNAL CONNECTION D-END | - | 0 | 0
1PH8226-1AF30-2AC1 |  | 1PH8226-1AF30-2AC1 | 1 | UN | 1 | 30 | D | D | N | N | 85015381 | 1 |  | 740 | KG | 16266.25 | 16266.25 | MC05 | MC05 | SIMOTICS M Compact induction motor 1500rpm, 175kW, 1114Nm, 350 A, 340V 1750rpm, 200 kW, 1091Nm, 350 A, 390V 2000rpm, 220kW, 1051Nm, 335A, 450 V Open-circuit ventilation Direction of air flow DE-->NDE Degree of protection IP23 Without encoder With temperature sensor KTY 84-130 DESIGN IM B3 (IMB6, IMB7, IMB8, IMV6) SHAFT WITH FITTED KEY HALF-KEY BALANCING BEARING: STANDARD VIBRATION SEVERITY GRADE A; SHAFT A.FLANGE ACCURACY GR.N TERMINAL BOX (ABOVE) CABLE ENTRY ON THE ND-END SIGNAL CONNECTION RIGHT | - | 0 | 0
1PH8226-1AF30-2AC1-Z | A12 | 1PH8226-1AF30-2AC1-ZA12 | 1 | UN | 1 | 30 | D | D | N | N | 85015381 | 1 |  | 740 | KG | 16451.18 | 16451.18 | MC05 | MC05 | SIMOTICS M Compact induction motor 1500rpm, 175kW, 1114Nm, 350 A, 340V 1750rpm, 200 kW, 1091Nm, 350 A, 390V 2000rpm, 220kW, 1051Nm, 335A, 450 V Open-circuit ventilation Direction of air flow DE-->NDE Degree of protection IP23 Without encoder With temperature sensor KTY 84-130 DESIGN IM B3 (IMB6, IMB7, IMB8, IMV6) SHAFT WITH FITTED KEY HALF-KEY BALANCING BEARING: STANDARD VIBRATION SEVERITY GRADE A; SHAFT A.FLANGE ACCURACY GR.N TERMINAL BOX (ABOVE) CABLE ENTRY ON THE ND-END SIGNAL CONNECTION RIGHT A12: PROTECT. BY PTC THERMISTOR WARNING AND SWITCHOFF | - | 0 | 0
1PH8226-1AF30-2AC1-Z | A12K40L00L75P01 | 1PH8226-1AF30-2AC1-ZA12K40L00L75P01 | 1 | UN | 1 | 45 | X | D | N | N | 85015381 | 1 |  | 748 | KG | 18211.4 | 18211.4 | MC05 | MC05 | SIMOTICS M Compact induction motor 1500rpm, 175kW, 1114Nm, 350 A, 340V 1750rpm, 200 kW, 1091Nm, 350 A, 390V 2000rpm, 220kW, 1051Nm, 335A, 450 V Open-circuit ventilation Direction of air flow DE-->NDE Degree of protection IP23 Without encoder With temperature sensor KTY 84-130 DESIGN IM B3 (IMB6, IMB7, IMB8, IMV6) SHAFT WITH FITTED KEY HALF-KEY BALANCING BEARING: STANDARD VIBRATION SEVERITY GRADE A; SHAFT A.FLANGE ACCURACY GR.N TERMINAL BOX (ABOVE) CABLE ENTRY ON THE ND-END SIGNAL CONNECTION RIGHT A12: PROTECT. BY PTC THERMISTOR WARNING AND SWITCHOFF K40: RELUBRICATING EQUIPMENT DRIVE END AND NON-DRIVE END L00: NEXT BIGGER TERMINAL BOX (1XB7322 --> 1XB7422, 1XB7422 --> 1XB7700) L75: FAN SPECIAL VERSION 3 AC 400 V DEGREE OF PROTECTION IP 65 P01: CABLE ENTRY PLATE 3 X M63 X 1.5 (ONLY AT 1XB7700-P..) | - | 0 | 0
1PH8226-1AF30-2AC1-Z | A12K40L75 | 1PH8226-1AF30-2AC1-ZA12K40L75 | 1 | UN | 1 | 45 | X | D | N | N | 85015381 | 1 |  | 748 | KG | 17664.01 | 17664.01 | MC05 | MC05 | SIMOTICS M Compact induction motor 1500rpm, 175kW, 1114Nm, 350 A, 340V 1750rpm, 200 kW, 1091Nm, 350 A, 390V 2000rpm, 220kW, 1051Nm, 335A, 450 V Open-circuit ventilation Direction of air flow DE-->NDE Degree of protection IP23 Without encoder With temperature sensor KTY 84-130 DESIGN IM B3 (IMB6, IMB7, IMB8, IMV6) SHAFT WITH FITTED KEY HALF-KEY BALANCING BEARING: STANDARD VIBRATION SEVERITY GRADE A; SHAFT A.FLANGE ACCURACY GR.N TERMINAL BOX (ABOVE) CABLE ENTRY ON THE ND-END SIGNAL CONNECTION RIGHT A12: PROTECT. BY PTC THERMISTOR WARNING AND SWITCHOFF K40: RELUBRICATING EQUIPMENT DRIVE END AND NON-DRIVE END L75: FAN SPECIAL VERSION 3 AC 400 V DEGREE OF PROTECTION IP 65 | - | 0 | 0
1PH8226-1AF30-2AD1 |  | 1PH8226-1AF30-2AD1 | 1 | UN | 1 | 30 | D | D | N | N | 85015381 | 1 |  | 740 | KG | 16266.25 | 16266.25 | MC05 | MC05 | SIMOTICS M Compact induction motor 1500rpm, 175kW, 1114Nm, 350 A, 340V 1750rpm, 200 kW, 1091Nm, 350 A, 390V 2000rpm, 220kW, 1051Nm, 335A, 450 V Open-circuit ventilation Direction of air flow DE-->NDE Degree of protection IP23 Without encoder With temperature sensor KTY 84-130 DESIGN IM B3 (IMB6, IMB7, IMB8, IMV6) SHAFT WITH FITTED KEY HALF-KEY BALANCING BEARING: STANDARD VIBRATION SEVERITY GRADE A; SHAFT A.FLANGE ACCURACY GR.N TERMINAL BOX (ABOVE) CABLE ENTRY ON THE D-END SIGNAL CONNECTION RIGHT | - | 0 | 0
1PH8226-1AF33-1AA1-Z | K40 | 1PH8226-1AF33-1AA1-ZK40 | 1 | UN | 1 | 30 | D | D | N | N | 85015381 | 1 |  | 740 | KG | 17723.46 | 17723.46 | MC05 | MC05 | SIMOTICS M Compact induction motor 1500rpm, 175kW, 1114Nm, 350 A, 340V 1750rpm, 200 kW, 1091Nm, 350 A, 390V 2000rpm, 220kW, 1051Nm, 335A, 450 V Open-circuit ventilation Direction of air flow DE-->NDE Degree of protection IP23 Without encoder With temperature sensor KTY 84-130 DESIGN IM B35 WITH FLANGE A550 (IM V35) SHAFT WITH FITTED KEY FULL-KEY BALANCING BEARING: STANDARD VIBRATION SEVERITY GRADE A; SHAFT A.FLANGE ACCURACY GR.N TERMINAL BOX (ABOVE) CABLE ENTRY ON THE RIGHT SIGNAL CONNECTION D-END K40: RELUBRICATING EQUIPMENT DRIVE END AND NON-DRIVE END | - | 0 | 0
1PH8226-1AF40-2AA1-Z | G14K09K84X91 | 1PH8226-1AF40-2AA1-ZG14K09K84X91 | 1 | UN | 1 | 30 | D | D | N | N | 85015381 | 1 |  | 740 | KG | 18129.54 | 18129.54 | MC05 | MC05 | SIMOTICS M Compact induction motor 1500rpm, 175kW, 1114Nm, 350 A, 340V 1750rpm, 200 kW, 1091Nm, 350 A, 390V 2000rpm, 220kW, 1051Nm, 335A, 450 V Open-circuit ventilation Direction of air flow NDE-->DE Degree of protection IP23 Without encoder With temperature sensor KTY 84-130 DESIGN IM B3 (IMB6, IMB7, IMB8, IMV6) SHAFT WITH FITTED KEY HALF-KEY BALANCING BEARING: STANDARD VIBRATION SEVERITY GRADE A; SHAFT A.FLANGE ACCURACY GR.N TERMINAL BOX (ABOVE) CABLE ENTRY ON THE RIGHT SIGNAL CONNECTION D-END G14: FAN SET WITH AIR FILTER AVEC FILTRE A AIR K09: TERMINAL BOX NON DRIVE END CABLE ROUTING DRIVE END SIGNAL CONNECTION TOP K84: TURNING OF THE TERMINAL BOX BY -90 DEGREES X91: PAINT FINISH RAL 7011 (IRON GREY) | - | 0 | 0
1PH8226-1AF40-2AA1-Z | G14K10K83X91 | 1PH8226-1AF40-2AA1-ZG14K10K83X91 | 1 | UN | 1 | 30 | D | D | N | N | 85015381 | 1 |  | 740 | KG | 18129.54 | 18129.54 | MC05 | MC05 | SIMOTICS M Compact induction motor 1500rpm, 175kW, 1114Nm, 350 A, 340V 1750rpm, 200 kW, 1091Nm, 350 A, 390V 2000rpm, 220kW, 1051Nm, 335A, 450 V Open-circuit ventilation Direction of air flow NDE-->DE Degree of protection IP23 Without encoder With temperature sensor KTY 84-130 DESIGN IM B3 (IMB6, IMB7, IMB8, IMV6) SHAFT WITH FITTED KEY HALF-KEY BALANCING BEARING: STANDARD VIBRATION SEVERITY GRADE A; SHAFT A.FLANGE ACCURACY GR.N TERMINAL BOX (ABOVE) CABLE ENTRY ON THE RIGHT SIGNAL CONNECTION D-END G14: FAN SET WITH AIR FILTER AVEC FILTRE A AIR K10: TERMINAL BOX NON DRIVE-END CABLE ROUTING DRIVE END SIGNAL CONNECTION TOP K83: TURNING OF THE TERMINAL BOX BY +90 DEGREES X91: PAINT FINISH RAL 7011 (IRON GREY) | - | 0 | 0
1PH8226-1AF40-2AB1-Z | G14 | 1PH8226-1AF40-2AB1-ZG14 | 1 | UN | 1 | 30 | D | D | N | N | 85015381 | 1 |  | 740 | KG | 16657.53 | 16657.53 | MC05 | MC05 | SIMOTICS M Compact induction motor 1500rpm, 175kW, 1114Nm, 350 A, 340V 1750rpm, 200 kW, 1091Nm, 350 A, 390V 2000rpm, 220kW, 1051Nm, 335A, 450 V Open-circuit ventilation Direction of air flow NDE-->DE Degree of protection IP23 Without encoder With temperature sensor KTY 84-130 DESIGN IM B3 (IMB6, IMB7, IMB8, IMV6) SHAFT WITH FITTED KEY HALF-KEY BALANCING BEARING: STANDARD VIBRATION SEVERITY GRADE A; SHAFT A.FLANGE ACCURACY GR.N TERMINAL BOX (ABOVE) CABLE ENTRY ON THE LEFT SIGNAL CONNECTION D-END G14: FAN SET WITH AIR FILTER AVEC FILTRE A AIR | - | 0 | 0
1PH8226-1AF40-2AC1-Z | A12 | 1PH8226-1AF40-2AC1-ZA12 | 1 | UN | 1 | 30 | D | D | N | N | 85015381 | 1 |  | 740 | KG | 16451.18 | 16451.18 | MC05 | MC05 | SIMOTICS M Compact induction motor 1500rpm, 175kW, 1114Nm, 350 A, 340V 1750rpm, 200 kW, 1091Nm, 350 A, 390V 2000rpm, 220kW, 1051Nm, 335A, 450 V Open-circuit ventilation Direction of air flow NDE-->DE Degree of protection IP23 Without encoder With temperature sensor KTY 84-130 DESIGN IM B3 (IMB6, IMB7, IMB8, IMV6) SHAFT WITH FITTED KEY HALF-KEY BALANCING BEARING: STANDARD VIBRATION SEVERITY GRADE A; SHAFT A.FLANGE ACCURACY GR.N TERMINAL BOX (ABOVE) CABLE ENTRY ON THE ND-END SIGNAL CONNECTION RIGHT A12: PROTECT. BY PTC THERMISTOR WARNING AND SWITCHOFF | - | 0 | 0
1PH8226-1AF43-2AA1-Z | G14K09K24 | 1PH8226-1AF43-2AA1-ZG14K09K24 | 1 | UN | 1 | 30 | D | D | N | N | 85015381 | 1 |  | 740 | KG | 18913.59 | 18913.59 | MC05 | MC05 | SIMOTICS M Compact induction motor 1500rpm, 175kW, 1114Nm, 350 A, 340V 1750rpm, 200 kW, 1091Nm, 350 A, 390V 2000rpm, 220kW, 1051Nm, 335A, 450 V Open-circuit ventilation Direction of air flow NDE-->DE Degree of protection IP23 Without encoder With temperature sensor KTY 84-130 DESIGN IM B35 WITH FLANGE A550 (IM V35) SHAFT WITH FITTED KEY HALF-KEY BALANCING BEARING: STANDARD VIBRATION SEVERITY GRADE A; SHAFT A.FLANGE ACCURACY GR.N TERMINAL BOX (ABOVE) CABLE ENTRY ON THE RIGHT SIGNAL CONNECTION D-END G14: FAN SET WITH AIR FILTER AVEC FILTRE A AIR K09: TERMINAL BOX NON DRIVE END CABLE ROUTING DRIVE END SIGNAL CONNECTION TOP K24: PRIMING (AUBURN) | - | 0 | 0
1PH8226-1AF43-2AA1-Z | G14K10X91 | 1PH8226-1AF43-2AA1-ZG14K10X91 | 1 | UN | 1 | 30 | D | D | N | N | 85015381 | 1 |  | 740 | KG | 18958.01 | 18958.01 | MC05 | MC05 | SIMOTICS M Compact induction motor 1500rpm, 175kW, 1114Nm, 350 A, 340V 1750rpm, 200 kW, 1091Nm, 350 A, 390V 2000rpm, 220kW, 1051Nm, 335A, 450 V Open-circuit ventilation Direction of air flow NDE-->DE Degree of protection IP23 Without encoder With temperature sensor KTY 84-130 DESIGN IM B35 WITH FLANGE A550 (IM V35) SHAFT WITH FITTED KEY HALF-KEY BALANCING BEARING: STANDARD VIBRATION SEVERITY GRADE A; SHAFT A.FLANGE ACCURACY GR.N TERMINAL BOX (ABOVE) CABLE ENTRY ON THE RIGHT SIGNAL CONNECTION D-END G14: FAN SET WITH AIR FILTER AVEC FILTRE A AIR K10: TERMINAL BOX NON DRIVE-END CABLE ROUTING DRIVE END SIGNAL CONNECTION TOP X91: PAINT FINISH RAL 7011 (IRON GREY) | - | 0 | 0
1PH8226-1AL40-2EA1-Z | K09K23K40K65K80Y84 | 1PH8226-1AL40-2EA1-ZK09K23K40K65K80Y84 | 1 | UN | 1 | 30 | D | D | N | N | 85015381 | 1 |  | 740 | KG | 19150.39 | 19150.39 | MC05 | MC05 | SIMOTICS M Compact induction motor 2500rpm, 235kW, 898Nm, 475A 335V; 2900rpm, 270kW, 889Nm 470A, 390V; 3400rpm, 270kW 758Nm, 405A, 460 V Open-circuit ventilation Direction of air flow NDE-->DE K09: Terminal box NDE right Cable entry DE Signal connection on top K23: Special finish worldwide K40: Regreasing system DE and NDE K65: Without pipe connection Without fan set pipe connecting socket DE right K80: Pipe connection NDE Y84: Customer ID number on the rating plate, max. 30 characters Customer-specific motor SMR-29-2014 | - | 0 | 7
1PH8226-1AL40-2EA1-Z | K09K23K40K65Q18Y84 | 1PH8226-1AL40-2EA1-ZK09K23K40K65Q18Y84 | 1 | UN | 1 | 30 | D | D | N | N | 85015381 | 1 |  | 745 | KG | 19150.39 | 19150.39 | MC05 | MC05 | SIMOTICS M Compact induction motor 2900rpm, 270kW, 889Nm, 470A, 390V Open-circuit ventilation; without encoder K09: Terminal box NDE right Cable entry DE Signal connection on top K23: Special finish worldwide K40: Regreasing system DE and NDE K65: Pipe connection Without ventilation unit. Without pipe connecting socket DE right Q18: Pipe adapter plate for customer-specific ventilation Y84: Customer ID number on the rating plate Customer-specific acc. to SMR-29-2014 | - | 0 | 7
1PH8226-1DB00-0BA1 |  | 1PH8226-1DB00-0BA1 | 1 | UN | 1 | 30 | D | D | N | N | 85015290 | 1 |  | 740 | KG | 14139.11 | 14139.11 | MC05 | MC05 | SIMOTICS M Compact induction motor 400rpm, 39.2kW, 936Nm, 112A, 264V 500 rpm, 49kW, 936Nm, 110 A, 330V 600 rpm, 59kW, 939Nm, 110 A, 395V forced ventilation Direction of air flow DE-->NDE Degree of protection IP55 Incremental encoder 22-bit with commutation position (encoder IC22DQ) with DRIVE-CLiQ interface DESIGN IM B3 (IMB6, IMB7, IMB8, IMV6) PLAIN SHAFT WITHOUT FITTED KEY; BEARING: STANDARD VIBRATION SEVERITY GRADE R/A; SHAFT A.FLANGE ACCURACY GR. R TERMINAL BOX (ABOVE) CABLE ENTRY ON THE RIGHT SIGNAL CONNECTION D-END | - | 0 | 0
1PH8226-1DB00-1BA1 |  | 1PH8226-1DB00-1BA1 | 1 | UN | 1 | 30 | D | D | N | N | 85015290 | 1 |  | 740 | KG | 14324.04 | 14324.04 | MC05 | MC05 | SIMOTICS M Compact induction motor 400rpm, 39.2kW, 936Nm, 112A, 264V 500 rpm, 49kW, 936Nm, 110 A, 330V 600 rpm, 59kW, 939Nm, 110 A, 395V forced ventilation Direction of air flow DE-->NDE Degree of protection IP55 Incremental encoder 22-bit with commutation position (encoder IC22DQ) with DRIVE-CLiQ interface DESIGN IM B3 (IMB6, IMB7, IMB8, IMV6) SHAFT WITH FITTED KEY FULL-KEY BALANCING BEARING: STANDARD VIBRATION SEVERITY GRADE R/A; SHAFT A.FLANGE ACCURACY GR. R TERMINAL BOX (ABOVE) CABLE ENTRY ON THE RIGHT SIGNAL CONNECTION D-END | - | 0 | 0
1PH8226-1DB03-0CA1 |  | 1PH8226-1DB03-0CA1 | 1 | UN | 1 | 30 | D | D | N | N | 85015290 | 1 |  | 740 | KG | 15448.38 | 15448.38 | MC05 | MC05 | SIMOTICS M Compact induction motor 400rpm, 39.2kW, 936Nm, 112A, 264V 500 rpm, 49kW, 936Nm, 110 A, 330V 600 rpm, 59kW, 939Nm, 110 A, 395V forced ventilation Direction of air flow DE-->NDE Degree of protection IP55 Incremental encoder 22-bit with commutation position (encoder IC22DQ) with DRIVE-CLiQ interface DESIGN IM B35 WITH FLANGE A550 (IM V35) PLAIN SHAFT WITHOUT FITTED KEY; BEARING: STANDARD VIBRATION SEVERITY GRADE S/A SHAFT A.FLANGE ACCURACY GR.R TERMINAL BOX (ABOVE) CABLE ENTRY ON THE RIGHT SIGNAL CONNECTION D-END | - | 0 | 0
1PH8226-1DB10-2AA1-Z | K40 | 1PH8226-1DB10-2AA1-ZK40 | 1 | UN | 1 | 30 | D | D | N | N | 85015290 | 1 |  | 740 | KG | 14671.71 | 14671.71 | MC05 | MC05 | SIMOTICS M Compact induction motor 400rpm, 39.2kW, 936Nm, 112A, 264V 500 rpm, 49kW, 936Nm, 110 A, 330V 600 rpm, 59kW, 939Nm, 110 A, 395V forced ventilation Direction of air flow NDE-->DE Degree of protection IP55 Incremental encoder 22-bit with commutation position (encoder IC22DQ) with DRIVE-CLiQ interface DESIGN IM B3 (IMB6, IMB7, IMB8, IMV6) SHAFT WITH FITTED KEY HALF-KEY BALANCING BEARING: STANDARD VIBRATION SEVERITY GRADE A; SHAFT A.FLANGE ACCURACY GR.N TERMINAL BOX (ABOVE) CABLE ENTRY ON THE RIGHT SIGNAL CONNECTION D-END K40: RELUBRICATING EQUIPMENT DRIVE END AND NON-DRIVE END | - | 0 | 0
1PH8226-1DB23-1BA1 |  | 1PH8226-1DB23-1BA1 | 1 | UN | 1 | 30 | D | D | N | N | 85015290 | 1 |  | 740 | KG | 18351.7 | 18351.7 | MC05 | MC05 | SIMOTICS M Compact induction motor 400 rpm, 47kW, 1122Nm, 130A, 264V 500 rpm, 59kW, 1127Nm, 128A, 330V 600 rpm, 70kW, 1114Nm, 122A, 410V water cooling Degree of protection IP55 Incremental encoder 22-bit with commutation position (encoder IC22DQ) with DRIVE-CLiQ interface DESIGN IM B35 WITH FLANGE A550 (IM V35) SHAFT WITH FITTED KEY FULL-KEY BALANCING BEARING: STANDARD VIBRATION SEVERITY GRADE R/A; SHAFT A.FLANGE ACCURACY GR. R TERMINAL BOX (ABOVE) CABLE ENTRY ON THE RIGHT SIGNAL CONNECTION D-END | - | 0 | 0
1PH8226-1DC00-0BA1 |  | 1PH8226-1DC00-0BA1 | 1 | UN | 1 | 30 | D | D | N | N | 85015381 | 1 |  | 740 | KG | 14139.11 | 14139.11 | MC05 | MC05 | SIMOTICS M Compact induction motor 700 rpm, 68kW, 928Nm, 162A, 310V 800rpm, 73kW, 872Nm, 154A, 350 V 1000rpm, 92kW, 879Nm, 15 A, 440 V forced ventilation Direction of air flow DE-->NDE Degree of protection IP55 Incremental encoder 22-bit with commutation position (encoder IC22DQ) with DRIVE-CLiQ interface DESIGN IM B3 (IMB6, IMB7, IMB8, IMV6) PLAIN SHAFT WITHOUT FITTED KEY; BEARING: STANDARD VIBRATION SEVERITY GRADE R/A; SHAFT A.FLANGE ACCURACY GR. R TERMINAL BOX (ABOVE) CABLE ENTRY ON THE RIGHT SIGNAL CONNECTION D-END | - | 0 | 0
1PH8226-1DC00-2CC1 |  | 1PH8226-1DC00-2CC1 | 1 | UN | 1 | 30 | D | D | N | N | 85015381 | 1 |  | 740 | KG | 14738.27 | 14738.27 | MC05 | MC05 | SIMOTICS M Compact induction motor 700 rpm, 68kW, 928Nm, 162A, 310V 800rpm, 73kW, 872Nm, 154A, 350 V 1000rpm, 92kW, 879Nm, 15 A, 440 V forced ventilation Direction of air flow DE-->NDE Degree of protection IP55 Incremental encoder 22-bit with commutation position (encoder IC22DQ) with DRIVE-CLiQ interface DESIGN IM B3 (IMB6, IMB7, IMB8, IMV6) SHAFT WITH FITTED KEY HALF-KEY BALANCING BEARING: STANDARD VIBRATION SEVERITY GRADE S/A SHAFT A.FLANGE ACCURACY GR.R TERMINAL BOX (ABOVE) CABLE ENTRY ON THE ND-END SIGNAL CONNECTION RIGHT | - | 0 | 0
1PH8226-1DC02-0AA1-Z | K85 | 1PH8226-1DC02-0AA1-ZK85 | 1 | UN | 1 | 30 | D | D | N | N | 85015381 | 1 |  | 740 | KG | 15019.34 | 15019.34 | MC05 | MC05 | SIMOTICS M Compact induction motor 700 rpm, 68kW, 928Nm, 162A, 310V 800rpm, 73kW, 872Nm, 154A, 350 V 1000rpm, 92kW, 879Nm, 15 A, 440 V forced ventilation Direction of air flow DE-->NDE Degree of protection IP55 Incremental encoder 22-bit with commutation position (encoder IC22DQ) with DRIVE-CLiQ interface DESIGN IM B5 WITH FLANGE A550 (IM V3) PLAIN SHAFT WITHOUT FITTED KEY; BEARING: STANDARD VIBRATION SEVERITY GRADE A; SHAFT A.FLANGE ACCURACY GR.N TERMINAL BOX (ABOVE) CABLE ENTRY ON THE RIGHT SIGNAL CONNECTION D-END K85: TURNING OF THE TERMINAL BOX BY +180 DEGREES | - | 0 | 0
1PH8226-1DC03-0CC1 |  | 1PH8226-1DC03-0CC1 | 1 | UN | 1 | 30 | D | D | N | N | 85015381 | 1 |  | 740 | KG | 15514.94 | 15514.94 | MC05 | MC05 | SIMOTICS M Compact induction motor 700 rpm, 68kW, 928Nm, 162A, 310V 800rpm, 73kW, 872Nm, 154A, 350 V 1000rpm, 92kW, 879Nm, 15 A, 440 V forced ventilation Direction of air flow DE-->NDE Degree of protection IP55 Incremental encoder 22-bit with commutation position (encoder IC22DQ) with DRIVE-CLiQ interface DESIGN IM B35 WITH FLANGE A550 (IM V35) PLAIN SHAFT WITHOUT FITTED KEY; BEARING: STANDARD VIBRATION SEVERITY GRADE S/A SHAFT A.FLANGE ACCURACY GR.R TERMINAL BOX (ABOVE) CABLE ENTRY ON THE ND-END SIGNAL CONNECTION RIGHT | - | 0 | 0
1PH8226-1DC05-0BA1 |  | 1PH8226-1DC05-0BA1 | 1 | UN | 1 | 30 | D | D | N | N | 85015381 | 1 |  | 740 | KG | 15426.17 | 15426.17 | MC05 | MC05 | SIMOTICS M Compact induction motor 700 rpm, 68kW, 928Nm, 162A, 310V 800rpm, 73kW, 872Nm, 154A, 350 V 1000rpm, 92kW, 879Nm, 15 A, 440 V forced ventilation Direction of air flow DE-->NDE Degree of protection IP55 Incremental encoder 22-bit with commutation position (encoder IC22DQ) with DRIVE-CLiQ interface DESIGN IM V15 WITH FLANGE A550 PLAIN SHAFT WITHOUT FITTED KEY; BEARING: STANDARD VIBRATION SEVERITY GRADE R/A; SHAFT A.FLANGE ACCURACY GR. R TERMINAL BOX (ABOVE) CABLE ENTRY ON THE RIGHT SIGNAL CONNECTION D-END | - | 0 | 0
1PH8226-1DC05-1BA1 |  | 1PH8226-1DC05-1BA1 | 1 | UN | 1 | 30 | D | D | N | N | 85015381 | 1 |  | 740 | KG | 15611.1 | 15611.1 | MC05 | MC05 | SIMOTICS M Compact induction motor 700 rpm, 68kW, 928Nm, 162A, 310V 800rpm, 73kW, 872Nm, 154A, 350 V 1000rpm, 92kW, 879Nm, 15 A, 440 V forced ventilation Direction of air flow DE-->NDE Degree of protection IP55 Incremental encoder 22-bit with commutation position (encoder IC22DQ) with DRIVE-CLiQ interface DESIGN IM V15 WITH FLANGE A550 SHAFT WITH FITTED KEY FULL-KEY BALANCING BEARING: STANDARD VIBRATION SEVERITY GRADE R/A; SHAFT A.FLANGE ACCURACY GR. R TERMINAL BOX (ABOVE) CABLE ENTRY ON THE RIGHT SIGNAL CONNECTION D-END | - | 0 | 0
1PH8226-1DC05-2FA1 |  | 1PH8226-1DC05-2FA1 | 1 | UN | 1 | 30 | D | D | N | N | 85015381 | 1 |  | 740 | KG | 15796.01 | 15796.01 | MC05 | MC05 | SIMOTICS M Compact induction motor 700 rpm, 68kW, 928Nm, 162A, 310V 800rpm, 73kW, 872Nm, 154A, 350 V 1000rpm, 92kW, 879Nm, 15 A, 440 V forced ventilation Direction of air flow DE-->NDE Degree of protection IP55 Incremental encoder 22-bit with commutation position (encoder IC22DQ) with DRIVE-CLiQ interface DESIGN IM V15 WITH FLANGE A550 SHAFT WITH FITTED KEY HALF-KEY BALANCING BEARING: GREATER CANTILEVER FORCES; VIBRATION SEVERITY GRADE R/A; SHAFT AND FLANGE ACCURACY GR. R TERMINAL BOX (ABOVE) CABLE ENTRY ON THE RIGHT SIGNAL CONNECTION D-END | - | 0 | 0
1PH8226-1DC10-1FA1-Z | G14L00P00 | 1PH8226-1DC10-1FA1-ZG14L00P00 | 1 | UN | 1 | 30 | D | D | N | N | 85015381 | 1 |  | 740 | KG | 15344.09 | 15344.09 | MC05 | MC05 | SIMOTICS M Compact induction motor 700 rpm, 68kW, 928Nm, 162A, 310V 800rpm, 73kW, 872Nm, 154A, 350 V 1000rpm, 92kW, 879Nm, 15 A, 440 V forced ventilation Direction of air flow NDE-->DE Degree of protection IP55 Incremental encoder 22-bit with commutation position (encoder IC22DQ) with DRIVE-CLiQ interface DESIGN IM B3 (IMB6, IMB7, IMB8, IMV6) SHAFT WITH FITTED KEY FULL-KEY BALANCING BEARING: GREATER CANTILEVER FORCES; VIBRATION SEVERITY GRADE R/A; SHAFT AND FLANGE ACCURACY GR. R TERMINAL BOX (ABOVE) CABLE ENTRY ON THE RIGHT SIGNAL CONNECTION D-END G14: FAN SET WITH AIR FILTER AVEC FILTRE A AIR L00: NEXT BIGGER TERMINAL BOX (1XB7322 --> 1XB7422, 1XB7422 --> 1XB7700) P00: CABLE ENTRY PLATE NOT DRILLED | - | 0 | 0
1PH8226-1DC10-1FB1-Z | G14L00P00 | 1PH8226-1DC10-1FB1-ZG14L00P00 | 1 | UN | 1 | 30 | D | D | N | N | 85015381 | 1 |  | 740 | KG | 15410.65 | 15410.65 | MC05 | MC05 | SIMOTICS M Compact induction motor 700 rpm, 68kW, 928Nm, 162A, 310V 800rpm, 73kW, 872Nm, 154A, 350 V 1000rpm, 92kW, 879Nm, 15 A, 440 V forced ventilation Direction of air flow NDE-->DE Degree of protection IP55 Incremental encoder 22-bit with commutation position (encoder IC22DQ) with DRIVE-CLiQ interface DESIGN IM B3 (IMB6, IMB7, IMB8, IMV6) SHAFT WITH FITTED KEY FULL-KEY BALANCING BEARING: GREATER CANTILEVER FORCES; VIBRATION SEVERITY GRADE R/A; SHAFT AND FLANGE ACCURACY GR. R TERMINAL BOX (ABOVE) CABLE ENTRY ON THE LEFT SIGNAL CONNECTION D-END G14: FAN SET WITH AIR FILTER AVEC FILTRE A AIR L00: NEXT BIGGER TERMINAL BOX (1XB7322 --> 1XB7422, 1XB7422 --> 1XB7700) P00: CABLE ENTRY PLATE NOT DRILLED | - | 0 | 0
1PH8226-1DC10-2AA1-Z | G14 | 1PH8226-1DC10-2AA1-ZG14 | 1 | UN | 1 | 30 | D | D | N | N | 85015381 | 1 |  | 740 | KG | 14500.82 | 14500.82 | MC05 | MC05 | SIMOTICS M Compact induction motor 700 rpm, 68kW, 928Nm, 162A, 310V 800rpm, 73kW, 872Nm, 154A, 350 V 1000rpm, 92kW, 879Nm, 15 A, 440 V forced ventilation Direction of air flow NDE-->DE Degree of protection IP55 Incremental encoder 22-bit with commutation position (encoder IC22DQ) with DRIVE-CLiQ interface DESIGN IM B3 (IMB6, IMB7, IMB8, IMV6) SHAFT WITH FITTED KEY HALF-KEY BALANCING BEARING: STANDARD VIBRATION SEVERITY GRADE A; SHAFT A.FLANGE ACCURACY GR.N TERMINAL BOX (ABOVE) CABLE ENTRY ON THE RIGHT SIGNAL CONNECTION D-END G14: FAN SET WITH AIR FILTER AVEC FILTRE A AIR | - | 0 | 0
1PH8226-1DD00-0BA1 |  | 1PH8226-1DD00-0BA1 | 1 | UN | 1 | 30 | D | D | N | N | 85015381 | 1 |  | 740 | KG | 14139.11 | 14139.11 | MC05 | MC05 | SIMOTICS M Compact induction motor 1000rpm, 92kW, 879Nm, 194A, 340V 1150rpm, 105kW, 872Nm, 192A, 390V 1350rpm, 120 kW, 849Nm, 188A, 460 V forced ventilation Direction of air flow DE-->NDE Degree of protection IP55 Incremental encoder 22-bit with commutation position (encoder IC22DQ) with DRIVE-CLiQ interface DESIGN IM B3 (IMB6, IMB7, IMB8, IMV6) PLAIN SHAFT WITHOUT FITTED KEY; BEARING: STANDARD VIBRATION SEVERITY GRADE R/A; SHAFT A.FLANGE ACCURACY GR. R TERMINAL BOX (ABOVE) CABLE ENTRY ON THE RIGHT SIGNAL CONNECTION D-END | - | 0 | 0
1PH8226-1DD03-1BA1 |  | 1PH8226-1DD03-1BA1 | 1 | UN | 1 | 30 | D | D | N | N | 85015381 | 1 |  | 740 | KG | 15285.64 | 15285.64 | MC05 | MC05 | SIMOTICS M Compact induction motor 1000rpm, 92kW, 879Nm, 194A, 340V 1150rpm, 105kW, 872Nm, 192A, 390V 1350rpm, 120 kW, 849Nm, 188A, 460 V forced ventilation Direction of air flow DE-->NDE Degree of protection IP55 Incremental encoder 22-bit with commutation position (encoder IC22DQ) with DRIVE-CLiQ interface DESIGN IM B35 WITH FLANGE A550 (IM V35) SHAFT WITH FITTED KEY FULL-KEY BALANCING BEARING: STANDARD VIBRATION SEVERITY GRADE R/A; SHAFT A.FLANGE ACCURACY GR. R TERMINAL BOX (ABOVE) CABLE ENTRY ON THE RIGHT SIGNAL CONNECTION D-END | - | 0 | 0
1PH8226-1DD03-1BB1 |  | 1PH8226-1DD03-1BB1 | 1 | UN | 1 | 30 | D | D | N | N | 85015381 | 1 |  | 740 | KG | 15352.2 | 15352.2 | MC05 | MC05 | SIMOTICS M Compact induction motor 1000rpm, 92kW, 879Nm, 194A, 340V 1150rpm, 105kW, 872Nm, 192A, 390V 1350rpm, 120 kW, 849Nm, 188A, 460 V forced ventilation Direction of air flow DE-->NDE Degree of protection IP55 Incremental encoder 22-bit with commutation position (encoder IC22DQ) with DRIVE-CLiQ interface DESIGN IM B35 WITH FLANGE A550 (IM V35) SHAFT WITH FITTED KEY FULL-KEY BALANCING BEARING: STANDARD VIBRATION SEVERITY GRADE R/A; SHAFT A.FLANGE ACCURACY GR. R TERMINAL BOX (ABOVE) CABLE ENTRY ON THE LEFT SIGNAL CONNECTION D-END | - | 0 | 0
1PH8226-1DD03-2BA1 |  | 1PH8226-1DD03-2BA1 | 1 | UN | 1 | 30 | D | D | N | N | 85015381 | 1 |  | 740 | KG | 15285.64 | 15285.64 | MC05 | MC05 | SIMOTICS M Compact induction motor 1000rpm, 92kW, 879Nm, 194A, 340V 1150rpm, 105kW, 872Nm, 192A, 390V 1350rpm, 120 kW, 849Nm, 188A, 460 V forced ventilation Direction of air flow DE-->NDE Degree of protection IP55 Incremental encoder 22-bit with commutation position (encoder IC22DQ) with DRIVE-CLiQ interface DESIGN IM B35 WITH FLANGE A550 (IM V35) SHAFT WITH FITTED KEY HALF-KEY BALANCING BEARING: STANDARD VIBRATION SEVERITY GRADE R/A; SHAFT A.FLANGE ACCURACY GR. R TERMINAL BOX (ABOVE) CABLE ENTRY ON THE RIGHT SIGNAL CONNECTION D-END | - | 0 | 0
1PH8226-1DD10-1FA1-Z | G14 | 1PH8226-1DD10-1FA1-ZG14 | 1 | UN | 1 | 30 | D | D | N | N | 85015381 | 1 |  | 740 | KG | 14900.23 | 14900.23 | MC05 | MC05 | SIMOTICS M Compact induction motor 1000rpm, 92kW, 879Nm, 194A, 340V 1150rpm, 105kW, 872Nm, 192A, 390V 1350rpm, 120 kW 849Nm, 188A, 460 V forced ventilation Direction of air flow NDE-->DE Degree of protection IP55 Incremental encoder 22-bit with commutation position (encoder IC22DQ) with DRIVE-CLiQ interface DESIGN IM B3 (IMB6, IMB7, IMB8, IMV6) SHAFT WITH FITTED KEY FULL-KEY BALANCING BEARING: GREATER CANTILEVER FORCES; VIBRATION SEVERITY GRADE R/A; SHAFT AND FLANGE ACCURACY GR. R TERMINAL BOX (ABOVE) CABLE ENTRY ON THE RIGHT SIGNAL CONNECTION D-END G14: FAN SET WITH AIR FILTER AVEC FILTRE A AIR | - | 0 | 0
1PH8226-1DD10-2BA1-Z | K40 | 1PH8226-1DD10-2BA1-ZK40 | 1 | UN | 1 | 30 | D | D | N | N | 85015381 | 1 |  | 740 | KG | 14886.21 | 14886.21 | MC05 | MC05 | SIMOTICS M Compact induction motor 1000rpm, 92kW, 879Nm, 194A, 340V 1150rpm, 105kW, 872Nm, 192A, 390V 1350rpm, 120 kW 849Nm, 188A, 460 V forced ventilation Direction of air flow NDE-->DE Degree of protection IP55 Incremental encoder 22-bit with commutation position (encoder IC22DQ) with DRIVE-CLiQ interface DESIGN IM B3 (IMB6, IMB7, IMB8, IMV6) SHAFT WITH FITTED KEY HALF-KEY BALANCING BEARING: STANDARD VIBRATION SEVERITY GRADE R/A; SHAFT A.FLANGE ACCURACY GR. R TERMINAL BOX (ABOVE) CABLE ENTRY ON THE RIGHT SIGNAL CONNECTION D-END K40: RELUBRICATING EQUIPMENT DRIVE END AND NON-DRIVE END | - | 0 | 0
1PH8226-1DD10-2BA1-Z | K40L75 | 1PH8226-1DD10-2BA1-ZK40L75 | 1 | UN | 1 | 45 | X | D | N | N | 85015381 | 1 |  | 748 | KG | 15536.87 | 15536.87 | MC05 | MC05 | SIMOTICS M Compact induction motor 1000rpm, 92kW, 879Nm, 194A, 340V 1150rpm, 105kW, 872Nm, 192A, 390V 1350rpm, 120 kW 849Nm, 188A, 460 V forced ventilation Direction of air flow NDE-->DE Degree of protection IP55 Incremental encoder 22-bit with commutation position (encoder IC22DQ) with DRIVE-CLiQ interface DESIGN IM B3 (IMB6, IMB7, IMB8, IMV6) SHAFT WITH FITTED KEY HALF-KEY BALANCING BEARING: STANDARD VIBRATION SEVERITY GRADE R/A; SHAFT A.FLANGE ACCURACY GR. R TERMINAL BOX (ABOVE) CABLE ENTRY ON THE RIGHT SIGNAL CONNECTION D-END K40: RELUBRICATING EQUIPMENT DRIVE END AND NON-DRIVE END L75: FAN SPECIAL VERSION 3 AC 400 V DEGREE OF PROTECTION IP 65 | - | 0 | 0
1PH8226-1DD10-2BB1-Z | K40 | 1PH8226-1DD10-2BB1-ZK40 | 1 | UN | 1 | 30 | D | D | N | N | 85015381 | 1 |  | 740 | KG | 14952.77 | 14952.77 | MC05 | MC05 | SIMOTICS M Compact induction motor 1000rpm, 92kW, 879Nm, 194A, 340V 1150rpm, 105kW, 872Nm, 192A, 390V 1350rpm, 120 kW 849Nm, 188A, 460 V forced ventilation Direction of air flow NDE-->DE Degree of protection IP55 Incremental encoder 22-bit with commutation position (encoder IC22DQ) with DRIVE-CLiQ interface DESIGN IM B3 (IMB6, IMB7, IMB8, IMV6) SHAFT WITH FITTED KEY HALF-KEY BALANCING BEARING: STANDARD VIBRATION SEVERITY GRADE R/A; SHAFT A.FLANGE ACCURACY GR. R TERMINAL BOX (ABOVE) CABLE ENTRY ON THE LEFT SIGNAL CONNECTION D-END K40: RELUBRICATING EQUIPMENT DRIVE END AND NON-DRIVE END | - | 0 | 0
1PH8226-1DD10-2BB1-Z | K40L75 | 1PH8226-1DD10-2BB1-ZK40L75 | 1 | UN | 1 | 45 | X | D | N | N | 85015381 | 1 |  | 748 | KG | 15603.43 | 15603.43 | MC05 | MC05 | SIMOTICS M Compact induction motor 1000rpm, 92kW, 879Nm, 194A, 340V 1150rpm, 105kW, 872Nm, 192A, 390V 1350rpm, 120 kW 849Nm, 188A, 460 V forced ventilation Direction of air flow NDE-->DE Degree of protection IP55 Incremental encoder 22-bit with commutation position (encoder IC22DQ) with DRIVE-CLiQ interface DESIGN IM B3 (IMB6, IMB7, IMB8, IMV6) SHAFT WITH FITTED KEY HALF-KEY BALANCING BEARING: STANDARD VIBRATION SEVERITY GRADE R/A; SHAFT A.FLANGE ACCURACY GR. R TERMINAL BOX (ABOVE) CABLE ENTRY ON THE LEFT SIGNAL CONNECTION D-END K40: RELUBRICATING EQUIPMENT DRIVE END AND NON-DRIVE END L75: FAN SPECIAL VERSION 3 AC 400 V DEGREE OF PROTECTION IP 65 | - | 0 | 0
1PH8226-1DD10-2DA1-Z | G14L00P00 | 1PH8226-1DD10-2DA1-ZG14L00P00 | 1 | UN | 1 | 30 | D | D | N | N | 85015381 | 1 |  | 740 | KG | 15684.36 | 15684.36 | MC05 | MC05 | SIMOTICS M Compact induction motor 1000rpm, 92kW, 879Nm, 194A, 340V 1150rpm, 105kW, 872Nm, 192A, 390V 1350rpm, 120 kW 849Nm, 188A, 460 V forced ventilation Direction of air flow NDE-->DE Degree of protection IP55 Incremental encoder 22-bit with commutation position (encoder IC22DQ) with DRIVE-CLiQ interface DESIGN IM B3 (IMB6, IMB7, IMB8, IMV6) SHAFT WITH FITTED KEY HALF-KEY BALANCING BEARING: STANDARD VIBRATION SEVERITY GRADE SR/A; SHAFT A.FLANGE ACCURACY GR.R TERMINAL BOX (ABOVE) CABLE ENTRY ON THE RIGHT SIGNAL CONNECTION D-END G14: FAN SET WITH AIR FILTER AVEC FILTRE A AIR L00: NEXT BIGGER TERMINAL BOX (1XB7322 --> 1XB7422, 1XB7422 --> 1XB7700) P00: CABLE ENTRY PLATE NOT DRILLED | - | 0 | 0
1PH8226-1DD13-2AA1 |  | 1PH8226-1DD13-2AA1 | 1 | UN | 1 | 30 | D | D | N | N | 85015381 | 1 |  | 740 | KG | 15071.14 | 15071.14 | MC05 | MC05 | SIMOTICS M Compact induction motor 1000rpm, 92kW, 879Nm, 194A, 340V 1150rpm, 105kW, 872Nm, 192A, 390V 1350rpm, 120 kW 849Nm, 188A, 460 V forced ventilation Direction of air flow NDE-->DE Degree of protection IP55 Incremental encoder 22-bit with commutation position (encoder IC22DQ) with DRIVE-CLiQ interface DESIGN IM B35 WITH FLANGE A550 (IM V35) SHAFT WITH FITTED KEY HALF-KEY BALANCING BEARING: STANDARD VIBRATION SEVERITY GRADE A; SHAFT A.FLANGE ACCURACY GR.N TERMINAL BOX (ABOVE) CABLE ENTRY ON THE RIGHT SIGNAL CONNECTION D-END | - | 0 | 0
1PH8226-1DD20-0EA1 |  | 1PH8226-1DD20-0EA1 | 1 | UN | 1 | 30 | D | D | N | N | 85015381 | 1 |  | 745 | KG | 17227.35 | 17227.35 | MC05 | MC05 | SIMOTICS M Compact induction motor 1000 rpm, 115kW, 1098Nm, 235A, 340V 1150 rpm, 131kW, 1088Nm, 230A, 390V 1350 rpm, 150kW, 1061Nm, 225 A, 460 V water cooling Degree of protection IP55 Incremental encoder 22-bit with commutation position (encoder IC22DQ) with DRIVE-CLiQ interface DESIGN IM B3 (IMB6, IMB7, IMB8, IMV6) PLAIN SHAFT WITHOUT FITTED KEY; BEARING: GREATER CANTILEVER FORCES; VIBRATION SEVERITY GRADE A; SHAFT AND FLANGE ACCURACY GR. N TERMINAL BOX (ABOVE) CABLE ENTRY ON THE RIGHT SIGNAL CONNECTION D-END | - | 0 | 0
1PH8226-1DD20-1BA1-Z | K23K40X12 | 1PH8226-1DD20-1BA1-ZK23K40X12 | 1 | UN | 1 | 30 | D | D | N | N | 85015381 | 1 |  | 745 | KG | 18647.59 | 18647.59 | MC05 | MC05 | SIMOTICS M Compact induction motor 1000 rpm, 115kW, 1098Nm, 235A, 340V 1150 rpm, 131kW, 1088Nm, 230A, 390V 1350 rpm, 150kW, 1061Nm, 225 A, 460 V water cooling Degree of protection IP55 Incremental encoder 22-bit with commutation position (encoder IC22DQ) with DRIVE-CLiQ interface DESIGN IM B3 (IMB6, IMB7, IMB8, IMV6) SHAFT WITH FITTED KEY FULL-KEY BALANCING BEARING: STANDARD VIBRATION SEVERITY GRADE R/A; SHAFT A.FLANGE ACCURACY GR. R TERMINAL BOX (ABOVE) CABLE ENTRY ON THE RIGHT SIGNAL CONNECTION D-END K23: SPECIAL PAINTING WORLDWIDE K40: RELUBRICATING EQUIPMENT DRIVE END AND NON-DRIVE END X12: PAINT FINISH RAL 5010 (GENTIAN BLUE) | - | 0 | 0
1PH8226-1DD23-0LC1 |  | 1PH8226-1DD23-0LC1 | 1 | UN | 1 | 50 | X | D | N | N | 85015381 | 1 |  | 745 | KG | 22634.51 | 22634.51 | MC05 | MC05 | SIMOTICS M Compact induction motor 1000 rpm, 115kW, 1098Nm, 235A, 340V 1150 rpm, 131kW, 1088Nm, 230A, 390V 1350 rpm, 150kW, 1061Nm, 225 A, 460 V water cooling Degree of protection IP55 Incremental encoder 22-bit with commutation position (encoder IC22DQ) with DRIVE-CLiQ interface DESIGN IM B35 WITH FLANGE A550 (IM V35) PLAIN SHAFT WITHOUT FITTED KEY; BEARING: PERFORMANCE VIBRATION SEVERITY GRADE SR/B SHAFT A. FLANGE ACCURACY GR. R TERMINAL BOX (ABOVE) CABLE ENTRY ON THE ND-END SIGNAL CONNECTION RIGHT | - | 0 | 0
1PH8226-1DD23-2LB1 |  | 1PH8226-1DD23-2LB1 | 1 | UN | 1 | 50 | X | D | N | N | 85015381 | 1 |  | 745 | KG | 22819.44 | 22819.44 | MC05 | MC05 | SIMOTICS M Compact induction motor 1000 rpm, 115kW, 1098Nm, 235A, 340V 1150 rpm, 131kW, 1088Nm, 230A, 390V 1350 rpm, 150kW, 1061Nm, 225 A, 460 V water cooling Degree of protection IP55 Incremental encoder 22-bit with commutation position (encoder IC22DQ) with DRIVE-CLiQ interface DESIGN IM B35 WITH FLANGE A550 (IM V35) SHAFT WITH FITTED KEY HALF-KEY BALANCING BEARING: PERFORMANCE VIBRATION SEVERITY GRADE SR/B SHAFT A. FLANGE ACCURACY GR. R TERMINAL BOX (ABOVE) CABLE ENTRY ON THE LEFT SIGNAL CONNECTION D-END | - | 0 | 0
1PH8226-1DD33-0BA1 |  | 1PH8226-1DD33-0BA1 | 1 | UN | 1 | 30 | D | D | N | N | 85015381 | 1 |  | 740 | KG | 18218.65 | 18218.65 | MC05 | MC05 | SIMOTICS M Compact induction motor 1000rpm, 135kW, 1289Nm, 275A, 340V 1150rpm, 155kW, 1287Nm, 270A, 390V 1350rpm, 172kW, 1217Nm, 255A, 460 V Open-circuit ventilation Direction of air flow DE-->NDE Degree of protection IP23 Incremental encoder 22-bit with commutation position (encoder IC22DQ) with DRIVE-CLiQ interface DESIGN IM B35 WITH FLANGE A550 (IM V35) PLAIN SHAFT WITHOUT FITTED KEY; BEARING: STANDARD VIBRATION SEVERITY GRADE R/A; SHAFT A.FLANGE ACCURACY GR. R TERMINAL BOX (ABOVE) CABLE ENTRY ON THE RIGHT SIGNAL CONNECTION D-END | - | 0 | 0
1PH8226-1DF00-0LA1-Z | B35 | 1PH8226-1DF00-0LA1-ZB35 | 1 | UN | 1 | 50 | X | D | N | N | 85015381 | 1 |  | 740 | KG | 18661.07 | 18661.07 | MC05 | MC05 | SIMOTICS M Compact induction motor 1500rpm, 130kW, 828Nm, 270A, 340V 1750rpm, 135kW, 737Nm, 250 A, 395V 2000rpm, 153kW, 731Nm, 254A, 450 V forced ventilation Direction of air flow DE-->NDE Degree of protection IP55 Incremental encoder 22-bit with commutation position (encoder IC22DQ) with DRIVE-CLiQ interface DESIGN IM B3 (IMB6, IMB7, IMB8, IMV6) PLAIN SHAFT WITHOUT FITTED KEY; BEARING: PERFORMANCE VIBRATION SEVERITY GRADE SR/B SHAFT A. FLANGE ACCURACY GR. R TERMINAL BOX (ABOVE) CABLE ENTRY ON THE RIGHT SIGNAL CONNECTION D-END B35: Works test certificate for vibration log | - | 0 | 0
1PH8226-1DF00-1AA1 |  | 1PH8226-1DF00-1AA1 | 1 | UN | 1 | 30 | D | D | N | N | 85015381 | 1 |  | 740 | KG | 14109.54 | 14109.54 | MC05 | MC05 | SIMOTICS M Compact induction motor 1500rpm, 130kW, 828Nm, 270A, 340V 1750rpm, 135kW, 737Nm, 250 A, 395V 2000rpm, 153kW, 731Nm, 254A, 450 V forced ventilation Direction of air flow DE-->NDE Degree of protection IP55 Incremental encoder 22-bit with commutation position (encoder IC22DQ) with DRIVE-CLiQ interface DESIGN IM B3 (IMB6, IMB7, IMB8, IMV6) SHAFT WITH FITTED KEY FULL-KEY BALANCING BEARING: STANDARD VIBRATION SEVERITY GRADE A; SHAFT A.FLANGE ACCURACY GR.N TERMINAL BOX (ABOVE) CABLE ENTRY ON THE RIGHT SIGNAL CONNECTION D-END | - | 0 | 0
1PH8226-1DF00-2AA1 |  | 1PH8226-1DF00-2AA1 | 1 | UN | 1 | 30 | D | D | N | N | 85015381 | 1 |  | 740 | KG | 14109.54 | 14109.54 | MC05 | MC05 | SIMOTICS M Compact induction motor 1500rpm, 130kW, 828Nm, 270A, 340V 1750rpm, 135kW, 737Nm, 250 A, 395V 2000rpm, 153kW, 731Nm, 254A, 450 V forced ventilation Direction of air flow DE-->NDE Degree of protection IP55 Incremental encoder 22-bit with commutation position (encoder IC22DQ) with DRIVE-CLiQ interface DESIGN IM B3 (IMB6, IMB7, IMB8, IMV6) SHAFT WITH FITTED KEY HALF-KEY BALANCING BEARING: STANDARD VIBRATION SEVERITY GRADE A; SHAFT A.FLANGE ACCURACY GR.N TERMINAL BOX (ABOVE) CABLE ENTRY ON THE RIGHT SIGNAL CONNECTION D-END | - | 0 | 0
1PH8226-1DF00-2DB1 |  | 1PH8226-1DF00-2DB1 | 1 | UN | 1 | 30 | D | D | N | N | 85015381 | 1 |  | 740 | KG | 14915.78 | 14915.78 | MC05 | MC05 | SIMOTICS M Compact induction motor 1500rpm, 130kW, 828Nm, 270A, 340V 1750rpm, 135kW, 737Nm, 250 A, 395V 2000rpm, 153kW, 731Nm, 254A, 450 V forced ventilation Direction of air flow DE-->NDE Degree of protection IP55 Incremental encoder 22-bit with commutation position (encoder IC22DQ) with DRIVE-CLiQ interface DESIGN IM B3 (IMB6, IMB7, IMB8, IMV6) SHAFT WITH FITTED KEY HALF-KEY BALANCING BEARING: STANDARD VIBRATION SEVERITY GRADE SR/A; SHAFT A.FLANGE ACCURACY GR.R TERMINAL BOX (ABOVE) CABLE ENTRY ON THE LEFT SIGNAL CONNECTION D-END | - | 0 | 0
1PH8226-1DF10-0BA1-Z | K45Q31 | 1PH8226-1DF10-0BA1-ZK45Q31 | 1 | UN | 1 | 30 | D | D | N | N | 85015381 | 1 |  | 740 | KG | 14999.92 | 14999.92 | MC05 | MC05 | SIMOTICS M Compact induction motor 1500rpm, 130kW, 828Nm, 270A, 340V 1750rpm, 135kW, 737Nm, 250 A, 395V 2000rpm, 153kW, 731Nm, 254A, 450 V forced ventilation Direction of air flow NDE-->DE Degree of protection IP55 Incremental encoder 22-bit with commutation position (encoder IC22DQ) with DRIVE-CLiQ interface DESIGN IM B3 (IMB6, IMB7, IMB8, IMV6) PLAIN SHAFT WITHOUT FITTED KEY; BEARING: STANDARD VIBRATION SEVERITY GRADE R/A; SHAFT A.FLANGE ACCURACY GR. R TERMINAL BOX (ABOVE) CABLE ENTRY ON THE RIGHT SIGNAL CONNECTION D-END K45: STANDSTILL HEATER 230 V; Q31: METAL RATING PLATE INSTEAD OF ADHESIVE LABEL | - | 0 | 0
1PH8226-1DF10-1BA1 |  | 1PH8226-1DF10-1BA1 | 1 | UN | 1 | 30 | D | D | N | N | 85015381 | 1 |  | 740 | KG | 14324.04 | 14324.04 | MC05 | MC05 | SIMOTICS M Compact induction motor 1500rpm, 130kW, 828Nm, 270A, 340V 1750rpm, 135kW, 737Nm, 250 A, 395V 2000rpm, 153kW, 731Nm, 254A, 450 V forced ventilation Direction of air flow NDE-->DE Degree of protection IP55 Incremental encoder 22-bit with commutation position (encoder IC22DQ) with DRIVE-CLiQ interface DESIGN IM B3 (IMB6, IMB7, IMB8, IMV6) SHAFT WITH FITTED KEY FULL-KEY BALANCING BEARING: STANDARD VIBRATION SEVERITY GRADE R/A; SHAFT A.FLANGE ACCURACY GR. R TERMINAL BOX (ABOVE) CABLE ENTRY ON THE RIGHT SIGNAL CONNECTION D-END | - | 0 | 0
1PH8226-1DF10-2FA1-Z | L00 | 1PH8226-1DF10-2FA1-ZL00 | 1 | UN | 1 | 30 | D | D | N | N | 85015381 | 1 |  | 740 | KG | 14878.82 | 14878.82 | MC05 | MC05 | SIMOTICS M Compact induction motor 1500rpm, 130kW, 828Nm, 270A, 340V 1750rpm, 135kW, 737Nm, 250 A, 395V 2000rpm, 153kW, 731Nm, 254A, 450 V forced ventilation Direction of air flow NDE-->DE Degree of protection IP55 Incremental encoder 22-bit with commutation position (encoder IC22DQ) with DRIVE-CLiQ interface DESIGN IM B3 (IMB6, IMB7, IMB8, IMV6) SHAFT WITH FITTED KEY HALF-KEY BALANCING BEARING: GREATER CANTILEVER FORCES; VIBRATION SEVERITY GRADE R/A; SHAFT AND FLANGE ACCURACY GR. R TERMINAL BOX (ABOVE) CABLE ENTRY ON THE RIGHT SIGNAL CONNECTION D-END L00: NEXT BIGGER TERMINAL BOX (1XB7322 --> 1XB7422, 1XB7422 --> 1XB7700) | - | 0 | 0
1PH8226-1DF20-0EA1 |  | 1PH8226-1DF20-0EA1 | 1 | UN | 1 | 30 | D | D | N | N | 85015381 | 1 |  | 745 | KG | 17227.35 | 17227.35 | MC05 | MC05 | SIMOTICS M Compact induction motor 1500 rpm, 145kW, 923Nm, 295A, 340V 1750 rpm, 169kW, 922Nm, 295A, 390V 2000 rpm, 191kW 912Nm, 290A, 450 V water cooling Degree of protection IP55 Incremental encoder 22-bit with commutation position (encoder IC22DQ) with DRIVE-CLiQ interface DESIGN IM B3 (IMB6, IMB7, IMB8, IMV6) PLAIN SHAFT WITHOUT FITTED KEY; BEARING: GREATER CANTILEVER FORCES; VIBRATION SEVERITY GRADE A; SHAFT AND FLANGE ACCURACY GR. N TERMINAL BOX (ABOVE) CABLE ENTRY ON THE RIGHT SIGNAL CONNECTION D-END | - | 0 | 0
1PH8226-1DF20-1AB1 |  | 1PH8226-1DF20-1AB1 | 1 | UN | 1 | 30 | D | D | N | N | 85015381 | 1 |  | 745 | KG | 17242.16 | 17242.16 | MC05 | MC05 | SIMOTICS M Compact induction motor 1500 rpm, 145kW, 923Nm, 295A, 340V 1750 rpm, 169kW, 922Nm, 295A, 390V 2000 rpm, 191kW 912Nm, 290A, 450 V water cooling Degree of protection IP55 Incremental encoder 22-bit with commutation position (encoder IC22DQ) with DRIVE-CLiQ interface DESIGN IM B3 (IMB6, IMB7, IMB8, IMV6) SHAFT WITH FITTED KEY FULL-KEY BALANCING BEARING: STANDARD VIBRATION SEVERITY GRADE A; SHAFT A.FLANGE ACCURACY GR.N TERMINAL BOX (ABOVE) CABLE ENTRY ON THE LEFT SIGNAL CONNECTION D-END | - | 0 | 0
1PH8226-1DF22-1FD1 |  | 1PH8226-1DF22-1FD1 | 1 | UN | 1 | 30 | D | D | N | N | 85015381 | 1 |  | 745 | KG | 18603.17 | 18603.17 | MC05 | MC05 | SIMOTICS M Compact induction motor 1500 rpm, 145kW, 923Nm, 295A, 340V 1750 rpm, 169kW, 922Nm, 295A, 390V 2000 rpm, 191kW 912Nm, 290A, 450 V water cooling Degree of protection IP55 Incremental encoder 22-bit with commutation position (encoder IC22DQ) with DRIVE-CLiQ interface DESIGN IM B5 WITH FLANGE A550 (IM V3) SHAFT WITH FITTED KEY FULL-KEY BALANCING BEARING: GREATER CANTILEVER FORCES; VIBRATION SEVERITY GRADE R/A; SHAFT AND FLANGE ACCURACY GR. R TERMINAL BOX (ABOVE) CABLE ENTRY ON THE D-END SIGNAL CONNECTION RIGHT | - | 0 | 0
1PH8226-1DF40-2ED1-Z | A12G14K40 | 1PH8226-1DF40-2ED1-ZA12G14K40 | 1 | UN | 1 | 30 | D | D | N | N | 85015381 | 1 |  | 740 | KG | 18669.1 | 18669.1 | MC05 | MC05 | SIMOTICS M Compact induction motor 1500rpm, 175kW, 1114Nm, 350 A, 340V 1750rpm, 200 kW, 1091Nm, 350 A, 390V 2000rpm, 220kW, 1051Nm, 335A, 450 V Open-circuit ventilation Direction of air flow NDE-->DE Degree of protection IP23 Incremental encoder 22-bit with commutation position (encoder IC22DQ) with DRIVE-CLiQ interface DESIGN IM B3 (IMB6, IMB7, IMB8, IMV6) SHAFT WITH FITTED KEY HALF-KEY BALANCING BEARING: GREATER CANTILEVER FORCES; VIBRATION SEVERITY GRADE A; SHAFT AND FLANGE ACCURACY GR. N TERMINAL BOX (ABOVE) CABLE ENTRY ON THE D-END SIGNAL CONNECTION RIGHT A12: PROTECT. BY PTC THERMISTOR WARNING AND SWITCHOFF G14: FAN SET WITH AIR FILTER AVEC FILTRE A AIR K40: RELUBRICATING EQUIPMENT DRIVE END AND NON-DRIVE END | - | 0 | 0
1PH8226-1DF40-2FA1 |  | 1PH8226-1DF40-2FA1 | 1 | UN | 1 | 30 | D | D | N | N | 85015381 | 1 |  | 740 | KG | 17626.89 | 17626.89 | MC05 | MC05 | SIMOTICS M Compact induction motor 1500rpm, 175kW, 1114Nm, 350 A, 340V 1750rpm, 200 kW, 1091Nm, 350 A, 390V 2000rpm, 220kW, 1051Nm, 335A, 450 V Open-circuit ventilation Direction of air flow NDE-->DE Degree of protection IP23 Incremental encoder 22-bit with commutation position (encoder IC22DQ) with DRIVE-CLiQ interface DESIGN IM B3 (IMB6, IMB7, IMB8, IMV6) SHAFT WITH FITTED KEY HALF-KEY BALANCING BEARING: GREATER CANTILEVER FORCES; VIBRATION SEVERITY GRADE R/A; SHAFT AND FLANGE ACCURACY GR. R TERMINAL BOX (ABOVE) CABLE ENTRY ON THE RIGHT SIGNAL CONNECTION D-END | - | 0 | 0
1PH8226-1DF43-2AA1 |  | 1PH8226-1DF43-2AA1 | 1 | UN | 1 | 30 | D | D | N | N | 85015381 | 1 |  | 740 | KG | 18189.08 | 18189.08 | MC05 | MC05 | SIMOTICS M Compact induction motor 1500rpm, 175kW, 1114Nm, 350 A, 340V 1750rpm, 200 kW, 1091Nm, 350 A, 390V 2000rpm, 220kW, 1051Nm, 335A, 450 V Open-circuit ventilation Direction of air flow NDE-->DE Degree of protection IP23 Incremental encoder 22-bit with commutation position (encoder IC22DQ) with DRIVE-CLiQ interface DESIGN IM B35 WITH FLANGE A550 (IM V35) SHAFT WITH FITTED KEY HALF-KEY BALANCING BEARING: STANDARD VIBRATION SEVERITY GRADE A; SHAFT A.FLANGE ACCURACY GR.N TERMINAL BOX (ABOVE) CABLE ENTRY ON THE RIGHT SIGNAL CONNECTION D-END | - | 0 | 0
1PH8226-1EB00-0AA1 |  | 1PH8226-1EB00-0AA1 | 1 | UN | 1 | 30 | D | D | N | N | 85015290 | 1 |  | 740 | KG | 14196.28 | 14196.28 | MC05 | MC05 | SIMOTICS M Compact induction motor 400rpm, 39.2kW, 936Nm, 112A, 264V 500 rpm, 49kW, 936Nm, 110 A, 330V 600 rpm, 59kW, 939Nm, 110 A, 395V forced ventilation Direction of air flow DE-->NDE Degree of protection IP55 ABSOLUTE ENCODER ENDAT 2048 S/R (ENCODER AM2048S/R) with TEMPERAT. SENSOR KTY84-130 DESIGN IM B3 (IMB6, IMB7, IMB8, IMV6) PLAIN SHAFT WITHOUT FITTED KEY; BEARING: STANDARD VIBRATION SEVERITY GRADE A; SHAFT A.FLANGE ACCURACY GR.N TERMINAL BOX (ABOVE) CABLE ENTRY ON THE RIGHT SIGNAL CONNECTION D-END | - | 0 | 0
1PH8226-1FB20-0CC1 |  | 1PH8226-1FB20-0CC1 | 1 | UN | 1 | 30 | D | D | N | N | 85015290 | 1 |  | 740 | KG | 18336.92 | 18336.92 | MC05 | MC05 | SIMOTICS M Compact induction motor 400 rpm, 47kW, 1122Nm, 130A, 264V 500 rpm, 59kW, 1127Nm, 128A, 330V 600 rpm, 70kW, 1114Nm, 122A, 410V water cooling Degree of protection IP55 Absolute encoder 22-bit Single-turn and 12-bit multi-turn (encoder AM22DQ) with DRIVE-CLiQ interface DESIGN IM B3 (IMB6, IMB7, IMB8, IMV6) PLAIN SHAFT WITHOUT FITTED KEY; BEARING: STANDARD VIBRATION SEVERITY GRADE S/A SHAFT A.FLANGE ACCURACY GR.R TERMINAL BOX (ABOVE) CABLE ENTRY ON THE ND-END SIGNAL CONNECTION RIGHT | - | 0 | 0
1PH8226-1FC00-0BA1 |  | 1PH8226-1FC00-0BA1 | 1 | UN | 1 | 30 | D | D | N | N | 85015381 | 1 |  | 740 | KG | 14856.63 | 14856.63 | MC05 | MC05 | SIMOTICS M Compact induction motor 700 rpm, 68kW, 928Nm, 162A, 310V 800rpm, 73kW, 872Nm, 154A, 350 V 1000rpm, 92kW, 879Nm, 15 A, 440 V forced ventilation Direction of air flow DE-->NDE Degree of protection IP55 Absolute encoder 22-bit Single-turn and 12-bit multi-turn (encoder AM22DQ) with DRIVE-CLiQ interface DESIGN IM B3 (IMB6, IMB7, IMB8, IMV6) PLAIN SHAFT WITHOUT FITTED KEY; BEARING: STANDARD VIBRATION SEVERITY GRADE R/A; SHAFT A.FLANGE ACCURACY GR. R TERMINAL BOX (ABOVE) CABLE ENTRY ON THE RIGHT SIGNAL CONNECTION D-END | - | 0 | 0
1PH8226-1FD00-1BA1 |  | 1PH8226-1FD00-1BA1 | 1 | UN | 1 | 30 | D | D | N | N | 85015381 | 1 |  | 740 | KG | 15041.56 | 15041.56 | MC05 | MC05 | SIMOTICS M Compact induction motor 1000rpm, 92kW, 879Nm, 194A, 340V 1150rpm, 105kW, 872Nm, 192A, 390V 1350rpm, 120 kW, 849Nm, 188A, 460 V forced ventilation Direction of air flow DE-->NDE Degree of protection IP55 Absolute encoder 22-bit Single-turn and 12-bit multi-turn (encoder AM22DQ) with DRIVE-CLiQ interface DESIGN IM B3 (IMB6, IMB7, IMB8, IMV6) SHAFT WITH FITTED KEY FULL-KEY BALANCING BEARING: STANDARD VIBRATION SEVERITY GRADE R/A; SHAFT A.FLANGE ACCURACY GR. R TERMINAL BOX (ABOVE) CABLE ENTRY ON THE RIGHT SIGNAL CONNECTION D-END | - | 0 | 0
1PH8226-1FF40-1EB1-Z | K40 | 1PH8226-1FF40-1EB1-ZK40 | 1 | UN | 1 | 30 | D | D | N | N | 85015381 | 1 |  | 740 | KG | 18810.41 | 18810.41 | MC05 | MC05 | SIMOTICS M Compact induction motor 1500rpm, 175kW, 1114Nm, 350 A, 340V 1750rpm, 200 kW, 1091Nm, 350 A, 390V 2000rpm, 220kW, 1051Nm, 335A, 450 V Open-circuit ventilation Direction of air flow NDE-->DE Degree of protection IP23 Absolute encoder 22-bit Single-turn and 12-bit multi-turn (encoder AM22DQ) with DRIVE-CLiQ interface DESIGN IM B3 (IMB6, IMB7, IMB8, IMV6) SHAFT WITH FITTED KEY FULL-KEY BALANCING BEARING: GREATER CANTILEVER FORCES; VIBRATION SEVERITY GRADE A; SHAFT AND FLANGE ACCURACY GR. N TERMINAL BOX (ABOVE) CABLE ENTRY ON THE LEFT SIGNAL CONNECTION D-END K40: RELUBRICATING EQUIPMENT DRIVE END AND NON-DRIVE END | - | 0 | 0
1PH8226-1HC30-2AA1-Z | L75 | 1PH8226-1HC30-2AA1-ZL75 | 1 | UN | 1 | 45 | X | D | N | N | 85015381 | 1 |  | 748 | KG | 17305.12 | 17305.12 | MC05 | MC05 | SIMOTICS M Compact induction motor 700rpm, 106kW, 1446Nm, 240A, 310V 800rpm, 118kW, 1409Nm, 235A, 350 V 1000rpm, 146kW, 1394Nm, 23A, 440 V Open-circuit ventilation Direction of air flow DE-->NDE Degree of protection IP23 Incremental encoder HTL 1024 S/R (encoder HTL1024S/R) With temperature sensor KTY 84-130 DESIGN IM B3 (IMB6, IMB7, IMB8, IMV6) SHAFT WITH FITTED KEY HALF-KEY BALANCING BEARING: STANDARD VIBRATION SEVERITY GRADE A; SHAFT A.FLANGE ACCURACY GR.N TERMINAL BOX (ABOVE) CABLE ENTRY ON THE RIGHT SIGNAL CONNECTION D-END L75: FAN SPECIAL VERSION 3 AC 400 V DEGREE OF PROTECTION IP 65 | - | 0 | 0
1PH8226-1HC40-2EA1-Z | G14K09K40K85 | 1PH8226-1HC40-2EA1-ZG14K09K40K85 | 1 | UN | 1 | 30 | D | D | N | N | 85015381 | 1 |  | 740 | KG | 19013.29 | 19013.29 | MC05 | MC05 | SIMOTICS M Compact induction motor 700rpm, 106kW, 1446Nm, 240A, 310V 800rpm, 118kW, 1409Nm, 235A, 350 V 1000rpm, 146kW 1394Nm, 23A, 440 V Open-circuit ventilation Direction of air flow NDE-->DE Degree of protection IP23 Incremental encoder HTL 1024 S/R (encoder HTL1024S/R) With temperature sensor KTY 84-130 DESIGN IM B3 (IMB6, IMB7, IMB8, IMV6) SHAFT WITH FITTED KEY HALF-KEY BALANCING BEARING: GREATER CANTILEVER FORCES; VIBRATION SEVERITY GRADE A; SHAFT AND FLANGE ACCURACY GR. N TERMINAL BOX (ABOVE) CABLE ENTRY ON THE RIGHT SIGNAL CONNECTION D-END G14: FAN SET WITH AIR FILTER AVEC FILTRE A AIR K09: TERMINAL BOX NON DRIVE END CABLE ROUTING DRIVE END SIGNAL CONNECTION TOP K40: RELUBRICATING EQUIPMENT DRIVE END AND NON-DRIVE END K85: TURNING OF THE TERMINAL BOX BY +180 DEGREES | - | 0 | 0
1PH8226-1HD00-1EA1 |  | 1PH8226-1HD00-1EA1 | 1 | UN | 1 | 30 | D | D | N | N | 85015381 | 1 |  | 740 | KG | 13773.2 | 13773.2 | MC05 | MC05 | SIMOTICS M Compact induction motor 1000rpm, 92kW, 879Nm, 194A, 340V 1150rpm, 105kW, 872Nm, 192A, 390V 1350rpm, 120 kW, 849Nm, 188A, 460 V forced ventilation Direction of air flow DE-->NDE Degree of protection IP55 Incremental encoder HTL 1024 S/R (encoder HTL1024S/R) With temperature sensor KTY 84-130 DESIGN IM B3 (IMB6, IMB7, IMB8, IMV6) SHAFT WITH FITTED KEY FULL-KEY BALANCING BEARING: GREATER CANTILEVER FORCES; VIBRATION SEVERITY GRADE A; SHAFT AND FLANGE ACCURACY GR. N TERMINAL BOX (ABOVE) CABLE ENTRY ON THE RIGHT SIGNAL CONNECTION D-END | - | 0 | 0
1PH8226-1HD00-2BC1-Z | K23L00X04 | 1PH8226-1HD00-2BC1-ZK23L00X04 | 1 | UN | 1 | 30 | D | D | N | N | 85015381 | 1 |  | 740 | KG | 14690.42 | 14690.42 | MC05 | MC05 | SIMOTICS M Compact induction motor 1000rpm, 92kW, 879Nm, 194A, 340V 1150rpm, 105kW, 872Nm, 192A, 390V 1350rpm, 120 kW, 849Nm, 188A, 460 V forced ventilation Direction of air flow DE-->NDE Degree of protection IP55 Incremental encoder HTL 1024 S/R (encoder HTL1024S/R) With temperature sensor KTY 84-130 DESIGN IM B3 (IMB6, IMB7, IMB8, IMV6) SHAFT WITH FITTED KEY HALF-KEY BALANCING BEARING: STANDARD VIBRATION SEVERITY GRADE R/A; SHAFT A.FLANGE ACCURACY GR. R TERMINAL BOX (ABOVE) CABLE ENTRY ON THE ND-END SIGNAL CONNECTION RIGHT K23: SPECIAL PAINTING WORLDWIDE L00: NEXT BIGGER TERMINAL BOX (1XB7322 --> 1XB7422, 1XB7422 --> 1XB7700) X04: PAINT FINISH RAL 7032 (PEBBLE GREY) | - | 0 | 0
1PH8226-1HD00-2FC1-Z | K23L00X04 | 1PH8226-1HD00-2FC1-ZK23L00X04 | 1 | UN | 1 | 30 | D | D | N | N | 85015381 | 1 |  | 740 | KG | 14875.33 | 14875.33 | MC05 | MC05 | SIMOTICS M Compact induction motor 1000rpm, 92kW, 879Nm, 194A, 340V 1150rpm, 105kW, 872Nm, 192A, 390V 1350rpm, 120 kW, 849Nm, 188A, 460 V forced ventilation Direction of air flow DE-->NDE Degree of protection IP55 Incremental encoder HTL 1024 S/R (encoder HTL1024S/R) With temperature sensor KTY 84-130 DESIGN IM B3 (IMB6, IMB7, IMB8, IMV6) SHAFT WITH FITTED KEY HALF-KEY BALANCING BEARING: GREATER CANTILEVER FORCES; VIBRATION SEVERITY GRADE R/A; SHAFT AND FLANGE ACCURACY GR. R TERMINAL BOX (ABOVE) CABLE ENTRY ON THE ND-END SIGNAL CONNECTION RIGHT K23: SPECIAL PAINTING WORLDWIDE L00: NEXT BIGGER TERMINAL BOX (1XB7322 --> 1XB7422, 1XB7422 --> 1XB7700) X04: PAINT FINISH RAL 7032 (PEBBLE GREY) | - | 0 | 0
1PH8226-1HD00-2FC1-Z | L00L75 | 1PH8226-1HD00-2FC1-ZL00L75 | 1 | UN | 1 | 45 | X | D | N | N | 85015381 | 1 |  | 748 | KG | 15023.02 | 15023.02 | MC05 | MC05 | SIMOTICS M Compact induction motor 1000rpm, 92kW, 879Nm, 194A, 340V 1150rpm, 105kW, 872Nm, 192A, 390V 1350rpm, 120 kW, 849Nm, 188A, 460 V forced ventilation Direction of air flow DE-->NDE Degree of protection IP55 Incremental encoder HTL 1024 S/R (encoder HTL1024S/R) With temperature sensor KTY 84-130 DESIGN IM B3 (IMB6, IMB7, IMB8, IMV6) SHAFT WITH FITTED KEY HALF-KEY BALANCING BEARING: GREATER CANTILEVER FORCES; VIBRATION SEVERITY GRADE R/A; SHAFT AND FLANGE ACCURACY GR. R TERMINAL BOX (ABOVE) CABLE ENTRY ON THE ND-END SIGNAL CONNECTION RIGHT L00: NEXT BIGGER TERMINAL BOX (1XB7322 --> 1XB7422, 1XB7422 --> 1XB7700) L75: FAN SPECIAL VERSION 3 AC 400 V DEGREE OF PROTECTION IP 65 | - | 0 | 0
1PH8226-1HD40-1FB1-Z | G14 | 1PH8226-1HD40-1FB1-ZG14 | 1 | UN | 1 | 30 | D | D | N | N | 85015381 | 1 |  | 740 | KG | 17511.71 | 17511.71 | MC05 | MC05 | SIMOTICS M Compact induction motor 1000rpm, 135kW, 1289Nm, 275A, 340V 1150rpm, 155kW, 1287Nm, 270A, 390V 1350rpm, 172kW, 1217Nm, 255A, 460 V Open-circuit ventilation Direction of air flow NDE-->DE Degree of protection IP23 Incremental encoder HTL 1024 S/R (encoder HTL1024S/R) With temperature sensor KTY 84-130 DESIGN IM B3 (IMB6, IMB7, IMB8, IMV6) SHAFT WITH FITTED KEY FULL-KEY BALANCING BEARING: GREATER CANTILEVER FORCES; VIBRATION SEVERITY GRADE R/A; SHAFT AND FLANGE ACCURACY GR. R TERMINAL BOX (ABOVE) CABLE ENTRY ON THE LEFT SIGNAL CONNECTION D-END G14: FAN SET WITH AIR FILTER AVEC FILTRE A AIR | - | 0 | 0
1PH8226-1HF00-2BC1-Z | L00L75X01 | 1PH8226-1HF00-2BC1-ZL00L75X01 | 1 | UN | 1 | 45 | X | D | N | N | 85015381 | 1 |  | 748 | KG | 15015.63 | 15015.63 | MC05 | MC05 | SIMOTICS M Compact induction motor 1500rpm, 130kW, 828Nm, 270A, 340V 1750rpm, 135kW, 737Nm, 250 A, 395V 2000rpm, 153kW, 731Nm, 254A, 450 V forced ventilation Direction of air flow DE-->NDE Degree of protection IP55 Incremental encoder HTL 1024 S/R (encoder HTL1024S/R) With temperature sensor KTY 84-130 DESIGN IM B3 (IMB6, IMB7, IMB8, IMV6) SHAFT WITH FITTED KEY HALF-KEY BALANCING BEARING: STANDARD VIBRATION SEVERITY GRADE R/A; SHAFT A.FLANGE ACCURACY GR. R TERMINAL BOX (ABOVE) CABLE ENTRY ON THE ND-END SIGNAL CONNECTION RIGHT L00: NEXT BIGGER TERMINAL BOX (1XB7322 --> 1XB7422, 1XB7422 --> 1XB7700) L75: FAN SPECIAL VERSION 3 AC 400 V DEGREE OF PROTECTION IP 65 X01: PAINT FINISH RAL 9005 (DEEP BLACK) | - | 0 | 0
1PH8226-1HF00-2BC1-Z | L00X01 | 1PH8226-1HF00-2BC1-ZL00X01 | 1 | UN | 1 | 30 | D | D | N | N | 85015381 | 1 |  | 740 | KG | 14364.97 | 14364.97 | MC05 | MC05 | SIMOTICS M Compact induction motor 1500rpm, 130kW, 828Nm, 270A, 340V 1750rpm, 135kW, 737Nm, 250 A, 395V 2000rpm, 153kW, 731Nm, 254A, 450 V forced ventilation Direction of air flow DE-->NDE Degree of protection IP55 Incremental encoder HTL 1024 S/R (encoder HTL1024S/R) With temperature sensor KTY 84-130 DESIGN IM B3 (IMB6, IMB7, IMB8, IMV6) SHAFT WITH FITTED KEY HALF-KEY BALANCING BEARING: STANDARD VIBRATION SEVERITY GRADE R/A; SHAFT A.FLANGE ACCURACY GR. R TERMINAL BOX (ABOVE) CABLE ENTRY ON THE ND-END SIGNAL CONNECTION RIGHT L00: NEXT BIGGER TERMINAL BOX (1XB7322 --> 1XB7422, 1XB7422 --> 1XB7700) X01: PAINT FINISH RAL 9005 (DEEP BLACK) | - | 0 | 0
1PH8226-1HF00-2FB1 |  | 1PH8226-1HF00-2FB1 | 1 | UN | 1 | 30 | D | D | N | N | 85015381 | 1 |  | 740 | KG | 14002.49 | 14002.49 | MC05 | MC05 | SIMOTICS M Compact induction motor 1500rpm, 130kW, 828Nm, 270A, 340V 1750rpm, 135kW, 737Nm, 250 A, 395V 2000rpm, 153kW, 731Nm, 254A, 450 V forced ventilation Direction of air flow DE-->NDE Degree of protection IP55 Incremental encoder HTL 1024 S/R (encoder HTL1024S/R) With temperature sensor KTY 84-130 DESIGN IM B3 (IMB6, IMB7, IMB8, IMV6) SHAFT WITH FITTED KEY HALF-KEY BALANCING BEARING: GREATER CANTILEVER FORCES; VIBRATION SEVERITY GRADE R/A; SHAFT AND FLANGE ACCURACY GR. R TERMINAL BOX (ABOVE) CABLE ENTRY ON THE LEFT SIGNAL CONNECTION D-END | - | 0 | 0
1PH8226-1HF03-2AA1-Z | K23L00 | 1PH8226-1HF03-2AA1-ZK23L00 | 1 | UN | 1 | 30 | D | D | N | N | 85015381 | 1 |  | 740 | KG | 15193.44 | 15193.44 | MC05 | MC05 | SIMOTICS M Compact induction motor 1500rpm, 130kW, 828Nm, 270A, 340V 1750rpm, 135kW, 737Nm, 250 A, 395V 2000rpm, 153kW, 731Nm, 254A, 450 V forced ventilation Direction of air flow DE-->NDE Degree of protection IP55 Incremental encoder HTL 1024 S/R (encoder HTL1024S/R) With temperature sensor KTY 84-130 DESIGN IM B35 WITH FLANGE A550 (IM V35) SHAFT WITH FITTED KEY HALF-KEY BALANCING BEARING: STANDARD VIBRATION SEVERITY GRADE A; SHAFT A.FLANGE ACCURACY GR.N TERMINAL BOX (ABOVE) CABLE ENTRY ON THE RIGHT SIGNAL CONNECTION D-END K23: SPECIAL PAINTING WORLDWIDE L00: NEXT BIGGER TERMINAL BOX (1XB7322 --> 1XB7422, 1XB7422 --> 1XB7700) | - | 0 | 0
1PH8226-1HF03-2AA2 |  | 1PH8226-1HF03-2AA2 | 1 | UN | 1 | 30 | D | D | N | N | 85015381 | 1 |  | 740 | KG | 14486.82 | 14486.82 | MC05 | MC05 | SIMOTICS M Compact asynchronous motor 1500 rpm, 130 kW, 828 Nm, 270 A, 340 V 1750 rpm, 135 kW, 737 Nm, 250 A, 395 V 2000 rpm, 153 kW, 731 Nm, 254 A, 450 V Forced ventilation Direction of air flow DE-->NDE Degree of protection IP55 Incremental encoder HTL 1024 S/R (encoder HTL1024S/R) With temperature sensor Pt1000 DESIGN IM B35 WITH FLANGE A550 (IM V35) SHAFT WITH FITTED KEY HALF-KEY BALANCING BEARING: STANDARD VIBRATION SEVERITY GRADE A; SHAFT A.FLANGE ACCURACY GR.N TERMINAL BOX (ABOVE) CABLE ENTRY ON THE RIGHT SIGNAL CONNECTION D-END | - | 0 | 0
1PH8226-1HF10-1BA1 |  | 1PH8226-1HF10-1BA1 | 1 | UN | 1 | 30 | D | D | N | N | 85015381 | 1 |  | 740 | KG | 13751.02 | 13751.02 | MC05 | MC05 | SIMOTICS M Compact induction motor 1500rpm, 130kW, 828Nm, 270A, 340V 1750rpm, 135kW, 737Nm, 250 A, 395V 2000rpm, 153kW, 731Nm, 254A, 450 V forced ventilation Direction of air flow NDE-->DE Degree of protection IP55 Incremental encoder HTL 1024 S/R (encoder HTL1024S/R) With temperature sensor KTY 84-130 DESIGN IM B3 (IMB6, IMB7, IMB8, IMV6) SHAFT WITH FITTED KEY FULL-KEY BALANCING BEARING: STANDARD VIBRATION SEVERITY GRADE R/A; SHAFT A.FLANGE ACCURACY GR. R TERMINAL BOX (ABOVE) CABLE ENTRY ON THE RIGHT SIGNAL CONNECTION D-END | - | 0 | 0
1PH8226-1HF10-2EA1-Z | G14L00 | 1PH8226-1HF10-2EA1-ZG14L00 | 1 | UN | 1 | 30 | D | D | N | N | 85015381 | 1 |  | 740 | KG | 14534.35 | 14534.35 | MC05 | MC05 | SIMOTICS M Compact induction motor 1500rpm, 130kW, 828Nm, 270A, 340V 1750rpm, 135kW, 737Nm, 250 A, 395V 2000rpm, 153kW, 731Nm, 254A, 450 V forced ventilation Direction of air flow NDE-->DE Degree of protection IP55 Incremental encoder HTL 1024 S/R (encoder HTL1024S/R) With temperature sensor KTY 84-130 DESIGN IM B3 (IMB6, IMB7, IMB8, IMV6) SHAFT WITH FITTED KEY HALF-KEY BALANCING BEARING: GREATER CANTILEVER FORCES; VIBRATION SEVERITY GRADE A; SHAFT AND FLANGE ACCURACY GR. N TERMINAL BOX (ABOVE) CABLE ENTRY ON THE RIGHT SIGNAL CONNECTION D-END G14: FAN SET WITH AIR FILTER AVEC FILTRE A AIR L00: NEXT BIGGER TERMINAL BOX (1XB7322 --> 1XB7422, 1XB7422 --> 1XB7700) | - | 0 | 0
1PH8226-1HF20-2CA1-Z | K23K40P01 | 1PH8226-1HF20-2CA1-ZK23K40P01 | 1 | UN | 1 | 30 | D | D | N | N | 85015381 | 1 |  | 745 | KG | 18229.89 | 18229.89 | MC05 | MC05 | SIMOTICS M Compact induction motor 1500 rpm, 145kW, 923Nm, 295A, 340V 1750 rpm, 169kW, 922Nm, 295A, 390V 2000 rpm, 191kW 912Nm, 290A, 450 V water cooling Degree of protection IP55 Incremental encoder HTL 1024 S/R (encoder HTL1024S/R) With temperature sensor KTY 84-130 DESIGN IM B3 (IMB6, IMB7, IMB8, IMV6) SHAFT WITH FITTED KEY HALF-KEY BALANCING BEARING: STANDARD VIBRATION SEVERITY GRADE S/A SHAFT A.FLANGE ACCURACY GR.R TERMINAL BOX (ABOVE) CABLE ENTRY ON THE RIGHT SIGNAL CONNECTION D-END K23: SPECIAL PAINTING WORLDWIDE K40: RELUBRICATING EQUIPMENT DRIVE END AND NON-DRIVE END P01: CABLE ENTRY PLATE 3 X M63 X 1.5 (ONLY AT 1XB7700-P..) | - | 0 | 0
1PH8226-1HF30-1EA1 |  | 1PH8226-1HF30-1EA1 | 1 | UN | 1 | 30 | D | D | N | N | 85015381 | 1 |  | 740 | KG | 16891.14 | 16891.14 | MC05 | MC05 | SIMOTICS M Compact induction motor 1500rpm, 175kW, 1114Nm, 350 A, 340V 1750rpm, 200 kW, 1091Nm, 350 A, 390V 2000rpm, 220kW, 1051Nm, 335A, 450 V Open-circuit ventilation Direction of air flow DE-->NDE Degree of protection IP23 Incremental encoder HTL 1024 S/R (encoder HTL1024S/R) With temperature sensor KTY 84-130 DESIGN IM B3 (IMB6, IMB7, IMB8, IMV6) SHAFT WITH FITTED KEY FULL-KEY BALANCING BEARING: GREATER CANTILEVER FORCES; VIBRATION SEVERITY GRADE A; SHAFT AND FLANGE ACCURACY GR. N TERMINAL BOX (ABOVE) CABLE ENTRY ON THE RIGHT SIGNAL CONNECTION D-END | - | 0 | 0
1PH8226-1HF30-1EA1-Z | L75X01 | 1PH8226-1HF30-1EA1-ZL75X01 | 1 | UN | 1 | 45 | X | D | N | N | 85015381 | 1 |  | 748 | KG | 17719.32 | 17719.32 | MC05 | MC05 | SIMOTICS M Compact induction motor 1500rpm, 175kW, 1114Nm, 350 A, 340V 1750rpm, 200 kW, 1091Nm, 350 A, 390V 2000rpm, 220kW, 1051Nm, 335A, 450 V Open-circuit ventilation Direction of air flow DE-->NDE Degree of protection IP23 Incremental encoder HTL 1024 S/R (encoder HTL1024S/R) With temperature sensor KTY 84-130 DESIGN IM B3 (IMB6, IMB7, IMB8, IMV6) SHAFT WITH FITTED KEY FULL-KEY BALANCING BEARING: GREATER CANTILEVER FORCES; VIBRATION SEVERITY GRADE A; SHAFT AND FLANGE ACCURACY GR. N TERMINAL BOX (ABOVE) CABLE ENTRY ON THE RIGHT SIGNAL CONNECTION D-END L75: FAN SPECIAL VERSION 3 AC 400 V DEGREE OF PROTECTION IP 65 X01: PAINT FINISH RAL 9005 (DEEP BLACK) | - | 0 | 0
1PH8226-1HF30-1EA1-Z | X01 | 1PH8226-1HF30-1EA1-ZX01 | 1 | UN | 1 | 30 | D | D | N | N | 85015381 | 1 |  | 740 | KG | 17068.66 | 17068.66 | MC05 | MC05 | SIMOTICS M Compact induction motor 1500rpm, 175kW, 1114Nm, 350 A, 340V 1750rpm, 200 kW, 1091Nm, 350 A, 390V 2000rpm, 220kW, 1051Nm, 335A, 450 V Open-circuit ventilation Direction of air flow DE-->NDE Degree of protection IP23 Incremental encoder HTL 1024 S/R (encoder HTL1024S/R) With temperature sensor KTY 84-130 DESIGN IM B3 (IMB6, IMB7, IMB8, IMV6) SHAFT WITH FITTED KEY FULL-KEY BALANCING BEARING: GREATER CANTILEVER FORCES; VIBRATION SEVERITY GRADE A; SHAFT AND FLANGE ACCURACY GR. N TERMINAL BOX (ABOVE) CABLE ENTRY ON THE RIGHT SIGNAL CONNECTION D-END X01: PAINT FINISH RAL 9005 (DEEP BLACK) | - | 0 | 0
1PH8226-1HF30-2AA1 |  | 1PH8226-1HF30-2AA1 | 1 | UN | 1 | 30 | D | D | N | N | 85015381 | 1 |  | 740 | KG | 16654.46 | 16654.46 | MC05 | MC05 | SIMOTICS M Compact induction motor 1500rpm, 175kW, 1114Nm, 350 A, 340V 1750rpm, 200 kW, 1091Nm, 350 A, 390V 2000rpm, 220kW, 1051Nm, 335A, 450 V Open-circuit ventilation Direction of air flow DE-->NDE Degree of protection IP23 Incremental encoder HTL 1024 S/R (encoder HTL1024S/R) With temperature sensor KTY 84-130 DESIGN IM B3 (IMB6, IMB7, IMB8, IMV6) SHAFT WITH FITTED KEY HALF-KEY BALANCING BEARING: STANDARD VIBRATION SEVERITY GRADE A; SHAFT A.FLANGE ACCURACY GR.N TERMINAL BOX (ABOVE) CABLE ENTRY ON THE RIGHT SIGNAL CONNECTION D-END | - | 0 | 0
1PH8226-1HF30-9EB1-Z | L75N1JX01Y82 | 1PH8226-1HF30-9EB1-ZL75N1JX01Y82 | 1 | UN | 1 | 30 | D | D | N | N | 85015381 | 1 |  | 748 | KG | 19457.42 | 19457.42 | MC05 | MC05 | SIMOTICS M Compact induction motor 1750rpm, 200 kW 1091Nm, 350 A, 390V Open-circuit ventilation Direction of air flow DE-->NDE Incremental encoder HTL 1024 S/R Design IM B3; Bearing version: increased transverse forces Vibration severity: A; terminal box (top) Cable entry left Signal connection DE L75: Special version fan 400V 3 AC; Degree of protection IP65 N1J: Special shaft extension D75x 170mm with feather key half-key balancing X01: Paint finish in RAL 9005 Y82: Extra rating plate with customer specifications | - | 0 | 7
1PH8226-1HF40-2EA1-Z | A12G14K09K40K85 | 1PH8226-1HF40-2EA1-ZA12G14K09K40K85 | 1 | UN | 1 | 30 | D | D | N | N | 85015381 | 1 |  | 740 | KG | 19198.22 | 19198.22 | MC05 | MC05 | SIMOTICS M Compact induction motor 1500rpm, 175kW, 1114Nm, 350 A, 340V 1750rpm, 200 kW, 1091Nm, 350 A, 390V 2000rpm, 220kW, 1051Nm, 335A, 450 V Open-circuit ventilation Direction of air flow NDE-->DE Degree of protection IP23 Incremental encoder HTL 1024 S/R (encoder HTL1024S/R) With temperature sensor KTY 84-130 DESIGN IM B3 (IMB6, IMB7, IMB8, IMV6) SHAFT WITH FITTED KEY HALF-KEY BALANCING BEARING: GREATER CANTILEVER FORCES; VIBRATION SEVERITY GRADE A; SHAFT AND FLANGE ACCURACY GR. N TERMINAL BOX (ABOVE) CABLE ENTRY ON THE RIGHT SIGNAL CONNECTION D-END A12: PROTECT. BY PTC THERMISTOR WARNING AND SWITCHOFF G14: FAN SET WITH AIR FILTER AVEC FILTRE A AIR K09: TERMINAL BOX NON DRIVE END CABLE ROUTING DRIVE END SIGNAL CONNECTION TOP K40: RELUBRICATING EQUIPMENT DRIVE END AND NON-DRIVE END K85: TURNING OF THE TERMINAL BOX BY +180 DEGREES | - | 0 | 0
1PH8226-1HL10-1FA1 |  | 1PH8226-1HL10-1FA1 | 1 | UN | 1 | 30 | D | D | N | N | 85015381 | 1 |  | 740 | KG | 13935.93 | 13935.93 | MC05 | MC05 | SIMOTICS M Compact induction motor 2500rpm, 168kW, 642Nm, 350 A, 335V 2900rpm, 185kW, 609Nm, 335A, 390V 3400rpm, 90 kW, 253Nm, 205A, 460 V forced ventilation Direction of air flow NDE-->DE Degree of protection IP55 Incremental encoder HTL 1024 S/R (encoder HTL1024S/R) With temperature sensor KTY 84-130 DESIGN IM B3 (IMB6, IMB7, IMB8, IMV6) SHAFT WITH FITTED KEY FULL-KEY BALANCING BEARING: GREATER CANTILEVER FORCES; VIBRATION SEVERITY GRADE R/A; SHAFT AND FLANGE ACCURACY GR. R TERMINAL BOX (ABOVE) CABLE ENTRY ON THE RIGHT SIGNAL CONNECTION D-END | - | 0 | 0
1PH8226-1JB40-1BA1 |  | 1PH8226-1JB40-1BA1 | 1 | UN | 1 | 30 | D | D | N | N | 85015381 | 1 |  | 740 | KG | 17095.2 | 17095.2 | MC05 | MC05 | SIMOTICS M Compact induction motor 400rpm, 57kW, 1361Nm, 144A, 305V 500rpm, 72kW, 1375Nm, 144A, 375V 600rpm, 87kW, 1385Nm, 152A, 410V Open-circuit ventilation Direction of air flow NDE-->DE Degree of protection IP23 Incremental encoder HTL 2048 S/R (encoder HTL2048S/R) With temperature sensor KTY 84-130 DESIGN IM B3 (IMB6, IMB7, IMB8, IMV6) SHAFT WITH FITTED KEY FULL-KEY BALANCING BEARING: STANDARD VIBRATION SEVERITY GRADE R/A; SHAFT A.FLANGE ACCURACY GR. R TERMINAL BOX (ABOVE) CABLE ENTRY ON THE RIGHT SIGNAL CONNECTION D-END | - | 0 | 0
1PH8226-1JF30-1AA1-Z | K09 | 1PH8226-1JF30-1AA1-ZK09 | 1 | UN | 1 | 30 | D | D | N | N | 85015381 | 1 |  | 740 | KG | 17916.27 | 17916.27 | MC05 | MC05 | SIMOTICS M Compact induction motor 1500rpm, 175kW, 1114Nm, 350 A, 340V 1750rpm, 200 kW, 1091Nm, 350 A, 390V 2000rpm, 220kW, 1051Nm, 335A, 450 V Open-circuit ventilation Direction of air flow DE-->NDE Degree of protection IP23 Incremental encoder HTL 2048 S/R (encoder HTL2048S/R) With temperature sensor KTY 84-130 DESIGN IM B3 (IMB6, IMB7, IMB8, IMV6) SHAFT WITH FITTED KEY FULL-KEY BALANCING BEARING: STANDARD VIBRATION SEVERITY GRADE A; SHAFT A.FLANGE ACCURACY GR.N TERMINAL BOX (ABOVE) CABLE ENTRY ON THE RIGHT SIGNAL CONNECTION D-END K09: TERMINAL BOX NON DRIVE END CABLE ROUTING DRIVE END SIGNAL CONNECTION TOP | - | 0 | 0
1PH8226-1JF43-2EA1-Z | G14K23K40 | 1PH8226-1JF43-2EA1-ZG14K23K40 | 1 | UN | 1 | 30 | D | D | N | N | 85015381 | 1 |  | 740 | KG | 19357.88 | 19357.88 | MC05 | MC05 | SIMOTICS M Compact induction motor 1500rpm, 175kW, 1114Nm, 350 A, 340V 1750rpm, 200 kW, 1091Nm, 350 A, 390V 2000rpm, 220kW, 1051Nm, 335A, 450 V Open-circuit ventilation Direction of air flow NDE-->DE Degree of protection IP23 Incremental encoder HTL 2048 S/R (encoder HTL2048S/R) With temperature sensor KTY 84-130 DESIGN IM B35 WITH FLANGE A550 (IM V35) SHAFT WITH FITTED KEY HALF-KEY BALANCING BEARING: GREATER CANTILEVER FORCES; VIBRATION SEVERITY GRADE A; SHAFT AND FLANGE ACCURACY GR. N TERMINAL BOX (ABOVE) CABLE ENTRY ON THE RIGHT SIGNAL CONNECTION D-END G14: FAN SET WITH AIR FILTER AVEC FILTRE A AIR K23: SPECIAL PAINTING WORLDWIDE K40: RELUBRICATING EQUIPMENT DRIVE END AND NON-DRIVE END | - | 0 | 0
1PH8226-1MD03-2FA1 |  | 1PH8226-1MD03-2FA1 | 1 | UN | 1 | 30 | D | D | N | N | 85015381 | 1 |  | 740 | KG | 15010.65 | 15010.65 | MC05 | MC05 | SIMOTICS M Compact induction motor 1000rpm, 92kW, 879Nm, 194A, 340V 1150rpm, 105kW, 872Nm, 192A, 390V 1350rpm, 120 kW, 849Nm, 188A, 460 V forced ventilation Direction of air flow DE-->NDE Degree of protection IP55 Incremental encoder SIN/COS 1 VPP 2048 S/R with C and D track (encoder IC2048S/R) with temperature sensor KTY 84-130 DESIGN IM B35 WITH FLANGE A550 (IM V35) SHAFT WITH FITTED KEY HALF-KEY BALANCING BEARING: GREATER CANTILEVER FORCES; VIBRATION SEVERITY GRADE R/A; SHAFT AND FLANGE ACCURACY GR. R TERMINAL BOX (ABOVE) CABLE ENTRY ON THE RIGHT SIGNAL CONNECTION D-END | - | 0 | 0
1PH8226-1MD12-2BA1-Z | A12L00 | 1PH8226-1MD12-2BA1-ZA12L00 | 1 | UN | 1 | 30 | D | D | N | N | 85015381 | 1 |  | 740 | KG | 15380.54 | 15380.54 | MC05 | MC05 | SIMOTICS M Compact induction motor 1000rpm, 92kW, 879Nm, 194A, 340V 1150rpm, 105kW, 872Nm, 192A, 390V 1350rpm, 120 kW 849Nm, 188A, 460 V forced ventilation Direction of air flow NDE-->DE Degree of protection IP55 Incremental encoder SIN/COS 1 VPP 2048 S/R with C and D track (encoder IC2048S/R) with temperature sensor KTY 84-130 DESIGN IM B5 WITH FLANGE A550 (IM V3) SHAFT WITH FITTED KEY HALF-KEY BALANCING BEARING: STANDARD VIBRATION SEVERITY GRADE R/A; SHAFT A.FLANGE ACCURACY GR. R TERMINAL BOX (ABOVE) CABLE ENTRY ON THE RIGHT SIGNAL CONNECTION D-END A12: PROTECT. BY PTC THERMISTOR WARNING AND SWITCHOFF L00: NEXT BIGGER TERMINAL BOX (1XB7322 --> 1XB7422, 1XB7422 --> 1XB7700) | - | 0 | 0
1PH8226-2DF00-0BA1 |  | 1PH8226-2DF00-0BA1 | 1 | UN | 1 | 30 | D | D | N | N | 85015381 | 1 |  | 700 | KG | 18294.59 | 18294.59 | MC05 | MC05 | SIMOTICS M Compact synchronous motor 1500rpm, 134kW, 853Nm, 295A, 288V 1750rpm, 156kW, 851Nm, 295A, 335V 2000rpm, 157kW, 750Nm, 260A, 378V forced ventilation Direction of air flow DE-->NDE Degree of protection IP55 Incremental encoder 22-bit with commutation position (encoder IC22DQ) with DRIVE-CLiQ interface DESIGN IM B3 (IMB6, IMB7, IMB8, IMV6) PLAIN SHAFT WITHOUT FITTED KEY; BEARING: STANDARD VIBRATION SEVERITY GRADE R/A; SHAFT A.FLANGE ACCURACY GR. R TERMINAL BOX (ABOVE) CABLE ENTRY ON THE RIGHT SIGNAL CONNECTION D-END | - | 0 | 0
1PH8226-2DF00-1BA1 |  | 1PH8226-2DF00-1BA1 | 1 | UN | 1 | 30 | D | D | N | N | 85015381 | 1 |  | 700 | KG | 18479.52 | 18479.52 | MC05 | MC05 | SIMOTICS M Compact synchronous motor 1500rpm, 134kW, 853Nm, 295A, 288V 1750rpm, 156kW, 851Nm, 295A, 335V 2000rpm, 157kW, 750Nm, 260A, 378V forced ventilation Direction of air flow DE-->NDE Degree of protection IP55 Incremental encoder 22-bit with commutation position (encoder IC22DQ) with DRIVE-CLiQ interface DESIGN IM B3 (IMB6, IMB7, IMB8, IMV6) SHAFT WITH FITTED KEY FULL-KEY BALANCING BEARING: STANDARD VIBRATION SEVERITY GRADE R/A; SHAFT A.FLANGE ACCURACY GR. R TERMINAL BOX (ABOVE) CABLE ENTRY ON THE RIGHT SIGNAL CONNECTION D-END | - | 0 | 0
1PH8226-3AC00-2AA1-Z | U63 | 1PH8226-3AC00-2AA1-ZU63 | 1 | UN | 1 | 60 | X | D | N | N | 85015381 | 1 |  | 740 | KG | 23960.12 | 23960.12 | MC05 | MC05 | SIMOTICS M Compact induction motor 700 rpm, 68kW, 928Nm, 162A, 310V 800rpm, 73kW, 872Nm, 154A, 350 V 1000rpm, 92kW, 879Nm, 15 A, 440 V forced ventilation Direction of air flow DE-->NDE Degree of protection IP55 Without encoder With temperature sensor KTY 84-130 TERMINAL BOX (ABOVE) CABLE ENTRY ON THE RIGHT SIGNAL CONNECTION D-END U63: HOLDING BRAKE 230 V WITH MICROSWITCH AND MANUAL AIR LEVER | - | 0 | 0
1PH8226-3HB00-2AA1-Z | L75U63X04 | 1PH8226-3HB00-2AA1-ZL75U63X04 | 1 | UN | 1 | 60 | X | D | N | N | 85015290 | 1 |  | 748 | KG | 25243.56 | 25243.56 | MC05 | MC05 | SIMOTICS M Compact induction motor 400rpm, 39.2kW, 936Nm, 112A, 264V 500 rpm, 49kW, 936Nm, 110 A, 330V 600 rpm, 59kW, 939Nm, 110 A, 395V forced ventilation Direction of air flow DE-->NDE Degree of protection IP55 Incremental encoder HTL 1024 S/R (encoder HTL1024S/R) With temperature sensor KTY 84-130 TERMINAL BOX (ABOVE) CABLE ENTRY ON THE RIGHT SIGNAL CONNECTION D-END L75: FAN SPECIAL VERSION 3 AC 400 V DEGREE OF PROTECTION IP 65 U63: HOLDING BRAKE 230 V WITH MICROSWITCH AND MANUAL AIR LEVER X04: PAINT FINISH RAL 7032 (PEBBLE GREY) | - | 0 | 0
1PH8226-4DF00-2AA1-Z | U63 | 1PH8226-4DF00-2AA1-ZU63 | 1 | UN | 1 | 60 | X | D | N | N | 85015381 | 1 |  | 700 | KG | 29328.29 | 29328.29 | MC05 | MC05 | SIMOTICS M Compact synchronous motor 1500rpm, 134kW 853Nm, 295A, 288V 1750rpm, 156kW 851Nm, 295A, 335V 2000rpm, 157kW 750Nm, 260A, 378V forced ventilation Direction of air flow DE-->NDE Degree of protection IP55 Incremental encoder 22-bit with commutation position (encoder IC22DQ) with DRIVE-CLiQ interface TERMINAL BOX (ABOVE) CABLE ENTRY ON THE RIGHT SIGNAL CONNECTION D-END U63: HOLDING BRAKE 230 V WITH MICROSWITCH AND MANUAL AIR LEVER | - | 0 | 0
1PH8228-1AB00-0BA1 |  | 1PH8228-1AB00-0BA1 | 1 | UN | 1 | 30 | D | D | N | N | 85015290 | 1 |  | 870 | KG | 16737.9 | 16737.9 | MC05 | MC05 | SIMOTICS M Compact induction motor 400rpm, 48kW 1146Nm, 132A, 272V 500rpm, 60kW 1146Nm, 132A, 340V 600rpm, 72kW 1146Nm, 130A, 410V forced ventilation Direction of air flow DE-->NDE Degree of protection IP55 Without encoder With temperature sensor KTY 84-130 DESIGN IM B3 (IMB6, IMB7, IMB8, IMV6) PLAIN SHAFT WITHOUT FITTED KEY; BEARING: STANDARD VIBRATION SEVERITY GRADE R/A; SHAFT A.FLANGE ACCURACY GR. R TERMINAL BOX (ABOVE) CABLE ENTRY ON THE RIGHT SIGNAL CONNECTION D-END | - | 0 | 0
1PH8228-1AC00-0LA1 |  | 1PH8228-1AC00-0LA1 | 1 | UN | 1 | 50 | X | D | N | N | 85015381 | 1 |  | 870 | KG | 21139.08 | 21139.08 | MC05 | MC05 | SIMOTICS M Compact induction motor 700rpm, 82kW 1119Nm, 188A, 315V 800rpm, 92kW 1098Nm, 182A, 360V 1000rpm, 115kW 1098Nm, 182A, 450 V forced ventilation Direction of air flow DE-->NDE Degree of protection IP55 Without encoder With temperature sensor KTY 84-130 DESIGN IM B3 (IMB6, IMB7, IMB8, IMV6) PLAIN SHAFT WITHOUT FITTED KEY; BEARING: PERFORMANCE VIBRATION SEVERITY GRADE SR/B SHAFT A. FLANGE ACCURACY GR. R TERMINAL BOX (ABOVE) CABLE ENTRY ON THE RIGHT SIGNAL CONNECTION D-END | - | 0 | 0
1PH8228-1AD30-1AA1-Z | K08K09K10K83K85Y84 | 1PH8228-1AD30-1AA1-ZK08K09K10K83K85Y84 | 1 | UN | 1 | 30 | D | D | N | N | 85015381 | 1 |  | 870 | KG | 22890.91 | 22890.91 | MC05 | MC05 | SIMOTICS M Compact induction motor 1000rpm, 165kW 1576Nm, 330 A, 340V 1150rpm, 190kW 1578Nm, 330 A, 390V 1350rpm, 218kW 1542Nm, 320A, 460 V Open-circuit ventilation Direction of air flow DE-->NDE Degree of protection IP23 Without encoder With temperature sensor KTY 84-130 DESIGN IM B3 (IMB6, IMB7, IMB8, IMV6) SHAFT WITH FITTED KEY FULL-KEY BALANCING BEARING: STANDARD VIBRATION SEVERITY GRADE A; SHAFT A.FLANGE ACCURACY GR.N TERMINAL BOX (ABOVE) CABLE ENTRY ON THE RIGHT SIGNAL CONNECTION D-END K08: ENCODER CONNECTION MOUNTING OPPOSITE; K09: TERMINAL BOX NON DRIVE END CABLE ROUTING DRIVE END SIGNAL CONNECTION TOP K10: TERMINAL BOX NON DRIVE-END CABLE ROUTING DRIVE END SIGNAL CONNECTION TOP K83: TURNING OF THE TERMINAL BOX BY +90 DEGREES K85: TURNING OF THE TERMINAL BOX BY +180 DEGREES Y84: CUSTOMER IDENTNUMBER ON THE RATING PLATE (MAX. 30 SIGNS) | - | 0 | 0
1PH8228-1AD30-1AA1-Z | Y84 | 1PH8228-1AD30-1AA1-ZY84 | 1 | UN | 1 | 30 | D | D | N | N | 85015381 | 1 |  | 870 | KG | 20553.51 | 20553.51 | MC05 | MC05 | SIMOTICS M Compact induction motor 1000rpm, 165kW 1576Nm, 330 A, 340V 1150rpm, 190kW 1578Nm, 330 A, 390V 1350rpm, 218kW 1542Nm, 320A, 460 V Open-circuit ventilation Direction of air flow DE-->NDE Degree of protection IP23 Without encoder With temperature sensor KTY 84-130 DESIGN IM B3 (IMB6, IMB7, IMB8, IMV6) SHAFT WITH FITTED KEY FULL-KEY BALANCING BEARING: STANDARD VIBRATION SEVERITY GRADE A; SHAFT A.FLANGE ACCURACY GR.N TERMINAL BOX (ABOVE) CABLE ENTRY ON THE RIGHT SIGNAL CONNECTION D-END Y84: CUSTOMER IDENTNUMBER ON THE RATING PLATE (MAX. 30 SIGNS) | - | 0 | 0
1PH8228-1AF00-0LA1 |  | 1PH8228-1AF00-0LA1 | 1 | UN | 1 | 50 | X | D | N | N | 85015381 | 1 |  | 870 | KG | 21139.08 | 21139.08 | MC05 | MC05 | SIMOTICS M Compact induction motor 1500rpm, 160 kW 1019Nm, 340A, 340V 1750rpm, 179kW 977Nm, 330 A, 395V 2000rpm, 196kW 936Nm, 325A, 450 V forced ventilation Direction of air flow DE-->NDE Degree of protection IP55 Without encoder With temperature sensor KTY 84-130 DESIGN IM B3 (IMB6, IMB7, IMB8, IMV6) PLAIN SHAFT WITHOUT FITTED KEY; BEARING: PERFORMANCE VIBRATION SEVERITY GRADE SR/B SHAFT A. FLANGE ACCURACY GR. R TERMINAL BOX (ABOVE) CABLE ENTRY ON THE RIGHT SIGNAL CONNECTION D-END | - | 0 | 0
1PH8228-1AF10-0AC2 |  | 1PH8228-1AF10-0AC2 | 1 | UN | 1 | 30 | D | D | N | N | 85015381 | 1 |  | 870 | KG | 16587.41 | 16587.41 | MC05 | MC05 | SIMOTICS M Compact asynchronous motor 1500 rpm, 160 kW, 1019 Nm, 340 A, 340 V 1750 rpm, 179 kW, 977 Nm, 330 A, 395 V 2000 rpm, 196 kW, 936 Nm, 325 A, 450 V Forced ventilation Direction of air flow NDE-->DE Degree of protection IP55 Without encoder With temperature sensor Pt1000 DESIGN IM B3 (IMB6, IMB7, IMB8, IMV6) PLAIN SHAFT WITHOUT FITTED KEY; BEARING: STANDARD VIBRATION SEVERITY GRADE A; SHAFT A.FLANGE ACCURACY GR.N TERMINAL BOX (ABOVE) CABLE ENTRY ON THE ND-END SIGNAL CONNECTION RIGHT | - | 0 | 0
1PH8228-1AF10-1BA2 |  | 1PH8228-1AF10-1BA2 | 1 | UN | 1 | 30 | D | D | N | N | 85015381 | 1 |  | 870 | KG | 16920.28 | 16920.28 | MC05 | MC05 | SIMOTICS M Compact asynchronous motor 1500 rpm, 160 kW, 1019 Nm, 340 A, 340 V 1750 rpm, 179 kW, 977 Nm, 330 A, 395 V 2000 rpm, 196 kW, 936 Nm, 325 A, 450 V Forced ventilation Direction of air flow NDE-->DE Degree of protection IP55 Without encoder With temperature sensor Pt1000 DESIGN IM B3 (IMB6, IMB7, IMB8, IMV6) SHAFT WITH FITTED KEY FULL-KEY BALANCING BEARING: STANDARD VIBRATION SEVERITY GRADE R/A; SHAFT A.FLANGE ACCURACY GR. R TERMINAL BOX (ABOVE) CABLE ENTRY ON THE RIGHT SIGNAL CONNECTION D-END | - | 0 | 0
1PH8228-1AF10-1EA2 |  | 1PH8228-1AF10-1EA2 | 1 | UN | 1 | 30 | D | D | N | N | 85015381 | 1 |  | 870 | KG | 16942.46 | 16942.46 | MC05 | MC05 | SIMOTICS M Compact asynchronous motor 1500 rpm, 160 kW, 1019 Nm, 340 A, 340 V 1750 rpm, 179 kW, 977 Nm, 330 A, 395 V 2000 rpm, 196 kW, 936 Nm, 325 A, 450 V Forced ventilation Direction of air flow NDE-->DE Degree of protection IP55 Without encoder With temperature sensor Pt1000 DESIGN IM B3 (IMB6, IMB7, IMB8, IMV6) SHAFT WITH FITTED KEY FULL-KEY BALANCING BEARING: GREATER CANTILEVER FORCES; VIBRATION SEVERITY GRADE A; SHAFT AND FLANGE ACCURACY GR. N TERMINAL BOX (ABOVE) CABLE ENTRY ON THE RIGHT SIGNAL CONNECTION D-END | - | 0 | 0
1PH8228-1AF10-2EA1 |  | 1PH8228-1AF10-2EA1 | 1 | UN | 1 | 30 | D | D | N | N | 85015381 | 1 |  | 870 | KG | 16945.01 | 16945.01 | MC05 | MC05 | SIMOTICS M Compact induction motor 1500rpm, 160 kW 1019Nm, 340A, 340V 1750rpm, 179kW 977Nm, 330 A, 395V 2000rpm, 196kW 936Nm, 325A, 450 V forced ventilation Direction of air flow NDE-->DE Degree of protection IP55 Without encoder With temperature sensor KTY 84-130 DESIGN IM B3 (IMB6, IMB7, IMB8, IMV6) SHAFT WITH FITTED KEY HALF-KEY BALANCING BEARING: GREATER CANTILEVER FORCES; VIBRATION SEVERITY GRADE A; SHAFT AND FLANGE ACCURACY GR. N TERMINAL BOX (ABOVE) CABLE ENTRY ON THE RIGHT SIGNAL CONNECTION D-END | - | 0 | 0
1PH8228-1AF20-2BA1-Z | X02 | 1PH8228-1AF20-2BA1-ZX02 | 1 | UN | 1 | 30 | D | D | N | N | 85015381 | 1 |  | 875 | KG | 21421.79 | 21421.79 | MC05 | MC05 | SIMOTICS M Compact induction motor 1500 rpm, 192kW 1222Nm, 390A, 340V 1750 rpm, 221kW 1206Nm, 390A, 390V 2000 rpm, 245kW 1170Nm, 380A, 450 V water cooling Degree of protection IP55 Without encoder With temperature sensor KTY 84-130 DESIGN IM B3 (IMB6, IMB7, IMB8, IMV6) SHAFT WITH FITTED KEY HALF-KEY BALANCING BEARING: STANDARD VIBRATION SEVERITY GRADE R/A; SHAFT A.FLANGE ACCURACY GR. R TERMINAL BOX (ABOVE) CABLE ENTRY ON THE RIGHT SIGNAL CONNECTION D-END X02: PAINT FINISH RAL 9001 (CREAM WHITE) | - | 0 | 0
1PH8228-1AF30-2AC1-Z | A12K40L75P00 | 1PH8228-1AF30-2AC1-ZA12K40L75P00 | 1 | UN | 1 | 45 | X | D | N | N | 85015381 | 1 |  | 878 | KG | 22045.94 | 22045.94 | MC05 | MC05 | SIMOTICS M Compact induction motor 1500rpm, 230kW 1464Nm, 465 A, 340V 1750rpm, 265kW 1446Nm, 460A, 390V 2000rpm, 288kW 1375Nm, 440A, 450 V Open-circuit ventilation Direction of air flow DE-->NDE Degree of protection IP23 Without encoder With temperature sensor KTY 84-130 DESIGN IM B3 (IMB6, IMB7, IMB8, IMV6) SHAFT WITH FITTED KEY HALF-KEY BALANCING BEARING: STANDARD VIBRATION SEVERITY GRADE A; SHAFT A.FLANGE ACCURACY GR.N TERMINAL BOX (ABOVE) CABLE ENTRY ON THE ND-END SIGNAL CONNECTION RIGHT A12: PROTECT. BY PTC THERMISTOR WARNING AND SWITCHOFF K40: RELUBRICATING EQUIPMENT DRIVE END AND NON-DRIVE END L75: FAN SPECIAL VERSION 3 AC 400 V DEGREE OF PROTECTION IP 65 P00: CABLE ENTRY PLATE NOT DRILLED | - | 0 | 0
1PH8228-1AF30-2AC1-Z | A12K40P00 | 1PH8228-1AF30-2AC1-ZA12K40P00 | 1 | UN | 1 | 30 | D | D | N | N | 85015381 | 1 |  | 870 | KG | 21395.28 | 21395.28 | MC05 | MC05 | SIMOTICS M Compact induction motor 1500rpm, 230kW 1464Nm, 465 A, 340V 1750rpm, 265kW 1446Nm, 460A, 390V 2000rpm, 288kW 1375Nm, 440A, 450 V Open-circuit ventilation Direction of air flow DE-->NDE Degree of protection IP23 Without encoder With temperature sensor KTY 84-130 DESIGN IM B3 (IMB6, IMB7, IMB8, IMV6) SHAFT WITH FITTED KEY HALF-KEY BALANCING BEARING: STANDARD VIBRATION SEVERITY GRADE A; SHAFT A.FLANGE ACCURACY GR.N TERMINAL BOX (ABOVE) CABLE ENTRY ON THE ND-END SIGNAL CONNECTION RIGHT A12: PROTECT. BY PTC THERMISTOR WARNING AND SWITCHOFF K40: RELUBRICATING EQUIPMENT DRIVE END AND NON-DRIVE END P00: CABLE ENTRY PLATE NOT DRILLED | - | 0 | 0
1PH8228-1AF30-2AC1-Z | A12K40P01 | 1PH8228-1AF30-2AC1-ZA12K40P01 | 1 | UN | 1 | 30 | D | D | N | N | 85015381 | 1 |  | 870 | KG | 21498.81 | 21498.81 | MC05 | MC05 | SIMOTICS M Compact induction motor 1500rpm, 230kW 1464Nm, 465 A, 340V 1750rpm, 265kW 1446Nm, 460A, 390V 2000rpm, 288kW 1375Nm, 440A, 450 V Open-circuit ventilation Direction of air flow DE-->NDE Degree of protection IP23 Without encoder With temperature sensor KTY 84-130 DESIGN IM B3 (IMB6, IMB7, IMB8, IMV6) SHAFT WITH FITTED KEY HALF-KEY BALANCING BEARING: STANDARD VIBRATION SEVERITY GRADE A; SHAFT A.FLANGE ACCURACY GR.N TERMINAL BOX (ABOVE) CABLE ENTRY ON THE ND-END SIGNAL CONNECTION RIGHT A12: PROTECT. BY PTC THERMISTOR WARNING AND SWITCHOFF K40: RELUBRICATING EQUIPMENT DRIVE END AND NON-DRIVE END P01: CABLE ENTRY PLATE 3 X M63 X 1.5 (ONLY AT 1XB7700-P..) | - | 0 | 0
1PH8228-1AF30-2AC2-Z | A12K40L75P00 | 1PH8228-1AF30-2AC2-ZA12K40L75P00 | 1 | UN | 1 | 45 | X | D | N | N | 85015381 | 1 |  | 878 | KG | 22043.39 | 22043.39 | MC05 | MC05 | SIMOTICS M Compact asynchronous motor 1500 rpm, 230 kW, 1464 Nm, 465 A, 340 V 1750 rpm, 265 kW, 1446 Nm, 460 A, 390 V 2000 rpm, 288 kW, 1375 Nm, 440 A, 450 V Open-circuit ventilation Direction of air flow DE-->NDE Degree of protection IP23 Without encoder With temperature sensor Pt1000 DESIGN IM B3 (IMB6, IMB7, IMB8, IMV6) SHAFT WITH FITTED KEY HALF-KEY BALANCING BEARING: STANDARD VIBRATION SEVERITY GRADE A; SHAFT A.FLANGE ACCURACY GR.N TERMINAL BOX (ABOVE) CABLE ENTRY ON THE ND-END SIGNAL CONNECTION RIGHT A12: PROTECT. BY PTC THERMISTOR WARNING AND SWITCHOFF K40: RELUBRICATING EQUIPMENT DRIVE END AND NON-DRIVE END L75: FAN SPECIAL VERSION 3 AC 400 V DEGREE OF PROTECTION IP 65 P00: CABLE ENTRY PLATE NOT DRILLED | - | 0 | 0
1PH8228-1AF30-2AD1 |  | 1PH8228-1AF30-2AD1 | 1 | UN | 1 | 30 | D | D | N | N | 85015381 | 1 |  | 870 | KG | 20574.19 | 20574.19 | MC05 | MC05 | SIMOTICS M Compact induction motor 1500rpm, 230kW 1464Nm, 465 A, 340V 1750rpm, 265kW 1446Nm, 460A, 390V 2000rpm, 288kW 1375Nm, 440A, 450 V Open-circuit ventilation Direction of air flow DE-->NDE Degree of protection IP23 Without encoder With temperature sensor KTY 84-130 DESIGN IM B3 (IMB6, IMB7, IMB8, IMV6) SHAFT WITH FITTED KEY HALF-KEY BALANCING BEARING: STANDARD VIBRATION SEVERITY GRADE A; SHAFT A.FLANGE ACCURACY GR.N TERMINAL BOX (ABOVE) CABLE ENTRY ON THE D-END SIGNAL CONNECTION RIGHT | - | 0 | 0
1PH8228-1AF30-2AD1-Z | L79Y82 | 1PH8228-1AF30-2AD1-ZL79Y82 | 1 | UN | 1 | 50 | X | D | N | N | 85015381 | 1 |  | 871 | KG | 21867.2 | 21867.2 | MC05 | MC05 | SIMOTICS M Compact induction motor 1500rpm, 230kW 1464Nm, 465 A, 340V 1750rpm, 265kW 1446Nm, 460A, 390V 2000rpm, 288kW 1375Nm, 440A, 450 V Open-circuit ventilation Direction of air flow DE-->NDE Degree of protection IP23 Without encoder With temperature sensor KTY 84-130 DESIGN IM B3 (IMB6, IMB7, IMB8, IMV6) SHAFT WITH FITTED KEY HALF-KEY BALANCING BEARING: STANDARD VIBRATION SEVERITY GRADE A; SHAFT A.FLANGE ACCURACY GR.N TERMINAL BOX (ABOVE) CABLE ENTRY ON THE D-END SIGNAL CONNECTION RIGHT L79: CUSTOM MADE SPECIAL FAN 3 AC 400 V Y82: ADDITIONAL LABEL WITH ORDERING INFORMATION (PLAIN TEXT REQUIRED) | - | 0 | 0
1PH8228-1AF30-2AD1-Z | X01 | 1PH8228-1AF30-2AD1-ZX01 | 1 | UN | 1 | 30 | D | D | N | N | 85015381 | 1 |  | 870 | KG | 20751.71 | 20751.71 | MC05 | MC05 | SIMOTICS M Compact induction motor 1500rpm, 230kW 1464Nm, 465 A, 340V 1750rpm, 265kW 1446Nm, 460A, 390V 2000rpm, 288kW 1375Nm, 440A, 450 V Open-circuit ventilation Direction of air flow DE-->NDE Degree of protection IP23 Without encoder With temperature sensor KTY 84-130 DESIGN IM B3 (IMB6, IMB7, IMB8, IMV6) SHAFT WITH FITTED KEY HALF-KEY BALANCING BEARING: STANDARD VIBRATION SEVERITY GRADE A; SHAFT A.FLANGE ACCURACY GR.N TERMINAL BOX (ABOVE) CABLE ENTRY ON THE D-END SIGNAL CONNECTION RIGHT X01: PAINT FINISH RAL 9005 (DEEP BLACK) | - | 0 | 0
1PH8228-1AF40-1BA1 |  | 1PH8228-1AF40-1BA1 | 1 | UN | 1 | 30 | D | D | N | N | 85015381 | 1 |  | 870 | KG | 20722.13 | 20722.13 | MC05 | MC05 | SIMOTICS M Compact induction motor 1500rpm, 230kW 1464Nm, 465 A, 340V 1750rpm, 265kW 1446Nm, 460A, 390V 2000rpm, 288kW 1375Nm, 440A, 450 V Open-circuit ventilation Direction of air flow NDE-->DE Degree of protection IP23 Without encoder With temperature sensor KTY 84-130 DESIGN IM B3 (IMB6, IMB7, IMB8, IMV6) SHAFT WITH FITTED KEY FULL-KEY BALANCING BEARING: STANDARD VIBRATION SEVERITY GRADE R/A; SHAFT A.FLANGE ACCURACY GR. R TERMINAL BOX (ABOVE) CABLE ENTRY ON THE RIGHT SIGNAL CONNECTION D-END | - | 0 | 0
1PH8228-1AF40-2AA1-Z | G14K09K84X91 | 1PH8228-1AF40-2AA1-ZG14K09K84X91 | 1 | UN | 1 | 30 | D | D | N | N | 85015381 | 1 |  | 870 | KG | 22437.48 | 22437.48 | MC05 | MC05 | SIMOTICS M Compact induction motor 1500rpm, 230kW 1464Nm, 465 A, 340V 1750rpm, 265kW 1446Nm, 460A, 390V 2000rpm, 288kW 1375Nm, 440A, 450 V Open-circuit ventilation Direction of air flow NDE-->DE Degree of protection IP23 Without encoder With temperature sensor KTY 84-130 DESIGN IM B3 (IMB6, IMB7, IMB8, IMV6) SHAFT WITH FITTED KEY HALF-KEY BALANCING BEARING: STANDARD VIBRATION SEVERITY GRADE A; SHAFT A.FLANGE ACCURACY GR.N TERMINAL BOX (ABOVE) CABLE ENTRY ON THE RIGHT SIGNAL CONNECTION D-END G14: FAN SET WITH AIR FILTER AVEC FILTRE A AIR K09: TERMINAL BOX NON DRIVE END CABLE ROUTING DRIVE END SIGNAL CONNECTION TOP K84: TURNING OF THE TERMINAL BOX BY -90 DEGREES X91: PAINT FINISH RAL 7011 (IRON GREY) | - | 0 | 0
1PH8228-1AF40-2AA1-Z | G14K10K84 | 1PH8228-1AF40-2AA1-ZG14K10K84 | 1 | UN | 1 | 30 | D | D | N | N | 85015381 | 1 |  | 870 | KG | 22067.61 | 22067.61 | MC05 | MC05 | SIMOTICS M Compact induction motor 1500rpm, 230kW 1464Nm, 465 A, 340V 1750rpm, 265kW 1446Nm, 460A, 390V 2000rpm, 288kW 1375Nm, 440A, 450 V Open-circuit ventilation Direction of air flow NDE-->DE Degree of protection IP23 Without encoder With temperature sensor KTY 84-130 DESIGN IM B3 (IMB6, IMB7, IMB8, IMV6) SHAFT WITH FITTED KEY HALF-KEY BALANCING BEARING: STANDARD VIBRATION SEVERITY GRADE A; SHAFT A.FLANGE ACCURACY GR.N TERMINAL BOX (ABOVE) CABLE ENTRY ON THE RIGHT SIGNAL CONNECTION D-END G14: FAN SET WITH AIR FILTER AVEC FILTRE A AIR K10: TERMINAL BOX NON DRIVE-END CABLE ROUTING DRIVE END SIGNAL CONNECTION TOP K84: TURNING OF THE TERMINAL BOX BY -90 DEGREES | - | 0 | 0
1PH8228-1AL20-0BA2 |  | 1PH8228-1AL20-0BA2 | 1 | UN | 1 | 30 | D | D | N | N | 85015381 | 1 |  | 875 | KG | 21056.79 | 21056.79 | MC05 | MC05 | SIMOTICS M Compact asynchronous motor 2500 rpm, 226 kW, 863 Nm, 455 A, 340 V 2900 rpm, 237 kW, 780 Nm, 415 A, 395 V 3400 rpm, 237 kW, 666 Nm, 370 A, 460 V Water cooling Degree of protection IP55 Without encoder With temperature sensor Pt1000 DESIGN IM B3 (IMB6, IMB7, IMB8, IMV6) PLAIN SHAFT WITHOUT FITTED KEY; BEARING: STANDARD VIBRATION SEVERITY GRADE R/A; SHAFT A.FLANGE ACCURACY GR. R TERMINAL BOX (ABOVE) CABLE ENTRY ON THE RIGHT SIGNAL CONNECTION D-END | - | 0 | 0
1PH8228-1DB00-0AA1 |  | 1PH8228-1DB00-0AA1 | 1 | UN | 1 | 30 | D | D | N | N | 85015290 | 1 |  | 870 | KG | 17551.19 | 17551.19 | MC05 | MC05 | SIMOTICS M Compact induction motor 400rpm, 48kW 1146Nm, 132A, 272V 500rpm, 60kW 1146Nm, 132A, 340V 600rpm, 72kW 1146Nm, 130A, 410V forced ventilation Direction of air flow DE-->NDE Degree of protection IP55 Incremental encoder 22-bit with commutation position (encoder IC22DQ) with DRIVE-CLiQ interface DESIGN IM B3 (IMB6, IMB7, IMB8, IMV6) PLAIN SHAFT WITHOUT FITTED KEY; BEARING: STANDARD VIBRATION SEVERITY GRADE A; SHAFT A.FLANGE ACCURACY GR.N TERMINAL BOX (ABOVE) CABLE ENTRY ON THE RIGHT SIGNAL CONNECTION D-END | - | 0 | 0
1PH8228-1DB00-1AA1 |  | 1PH8228-1DB00-1AA1 | 1 | UN | 1 | 30 | D | D | N | N | 85015290 | 1 |  | 870 | KG | 17736.12 | 17736.12 | MC05 | MC05 | SIMOTICS M Compact induction motor 400rpm, 48kW 1146Nm, 132A, 272V 500rpm, 60kW 1146Nm, 132A, 340V 600rpm, 72kW 1146Nm, 130A, 410V forced ventilation Direction of air flow DE-->NDE Degree of protection IP55 Incremental encoder 22-bit with commutation position (encoder IC22DQ) with DRIVE-CLiQ interface DESIGN IM B3 (IMB6, IMB7, IMB8, IMV6) SHAFT WITH FITTED KEY FULL-KEY BALANCING BEARING: STANDARD VIBRATION SEVERITY GRADE A; SHAFT A.FLANGE ACCURACY GR.N TERMINAL BOX (ABOVE) CABLE ENTRY ON THE RIGHT SIGNAL CONNECTION D-END | - | 0 | 0
1PH8228-1DB03-0BA1 |  | 1PH8228-1DB03-0BA1 | 1 | UN | 1 | 30 | D | D | N | N | 85015290 | 1 |  | 870 | KG | 18727.29 | 18727.29 | MC05 | MC05 | SIMOTICS M Compact induction motor 400rpm, 48kW 1146Nm, 132A, 272V 500rpm, 60kW 1146Nm, 132A, 340V 600rpm, 72kW 1146Nm, 130A, 410V forced ventilation Direction of air flow DE-->NDE Degree of protection IP55 Incremental encoder 22-bit with commutation position (encoder IC22DQ) with DRIVE-CLiQ interface DESIGN IM B35 WITH FLANGE A550 (IM V35) PLAIN SHAFT WITHOUT FITTED KEY; BEARING: STANDARD VIBRATION SEVERITY GRADE R/A; SHAFT A.FLANGE ACCURACY GR. R TERMINAL BOX (ABOVE) CABLE ENTRY ON THE RIGHT SIGNAL CONNECTION D-END | - | 0 | 0
1PH8228-1DB03-2BA1 |  | 1PH8228-1DB03-2BA1 | 1 | UN | 1 | 30 | D | D | N | N | 85015290 | 1 |  | 870 | KG | 18912.22 | 18912.22 | MC05 | MC05 | SIMOTICS M Compact induction motor 400rpm, 48kW 1146Nm, 132A, 272V 500rpm, 60kW 1146Nm, 132A, 340V 600rpm, 72kW 1146Nm, 130A, 410V forced ventilation Direction of air flow DE-->NDE Degree of protection IP55 Incremental encoder 22-bit with commutation position (encoder IC22DQ) with DRIVE-CLiQ interface DESIGN IM B35 WITH FLANGE A550 (IM V35) SHAFT WITH FITTED KEY HALF-KEY BALANCING BEARING: STANDARD VIBRATION SEVERITY GRADE R/A; SHAFT A.FLANGE ACCURACY GR. R TERMINAL BOX (ABOVE) CABLE ENTRY ON THE RIGHT SIGNAL CONNECTION D-END | - | 0 | 0
1PH8228-1DB10-2FA1 |  | 1PH8228-1DB10-2FA1 | 1 | UN | 1 | 30 | D | D | N | N | 85015290 | 1 |  | 870 | KG | 18135.53 | 18135.53 | MC05 | MC05 | SIMOTICS M Compact induction motor 400rpm, 48kW 1146Nm, 132A, 272V 500rpm, 60kW 1146Nm, 132A, 340V 600rpm, 72kW 1146Nm, 130A, 410V forced ventilation Direction of air flow NDE-->DE Degree of protection IP55 Incremental encoder 22-bit with commutation position (encoder IC22DQ) with DRIVE-CLiQ interface DESIGN IM B3 (IMB6, IMB7, IMB8, IMV6) SHAFT WITH FITTED KEY HALF-KEY BALANCING BEARING: GREATER CANTILEVER FORCES; VIBRATION SEVERITY GRADE R/A; SHAFT AND FLANGE ACCURACY GR. R TERMINAL BOX (ABOVE) CABLE ENTRY ON THE RIGHT SIGNAL CONNECTION D-END | - | 0 | 0
1PH8228-1DB40-0BA1 |  | 1PH8228-1DB40-0BA1 | 1 | UN | 1 | 30 | D | D | N | N | 85015381 | 1 |  | 870 | KG | 21564.99 | 21564.99 | MC05 | MC05 | SIMOTICS M Compact induction motor 400rpm, 72kW 1719Nm, 176A, 305V 500rpm, 90 kW 1719Nm, 174A, 380 V 600rpm, 108kW 1719Nm, 188A, 410V Open-circuit ventilation Direction of air flow NDE-->DE Degree of protection IP23 Incremental encoder 22-bit with commutation position (encoder IC22DQ) with DRIVE-CLiQ interface DESIGN IM B3 (IMB6, IMB7, IMB8, IMV6) PLAIN SHAFT WITHOUT FITTED KEY; BEARING: STANDARD VIBRATION SEVERITY GRADE R/A; SHAFT A.FLANGE ACCURACY GR. R TERMINAL BOX (ABOVE) CABLE ENTRY ON THE RIGHT SIGNAL CONNECTION D-END | - | 0 | 0
1PH8228-1DC00-0AA1 |  | 1PH8228-1DC00-0AA1 | 1 | UN | 1 | 30 | D | D | N | N | 85015381 | 1 |  | 870 | KG | 17551.19 | 17551.19 | MC05 | MC05 | SIMOTICS M Compact induction motor 700rpm, 82kW 1119Nm, 188A, 315V 800rpm, 92kW 1098Nm, 182A, 360V 1000rpm, 115kW 1098Nm, 182A, 450 V forced ventilation Direction of air flow DE-->NDE Degree of protection IP55 Incremental encoder 22-bit with commutation position (encoder IC22DQ) with DRIVE-CLiQ interface DESIGN IM B3 (IMB6, IMB7, IMB8, IMV6) PLAIN SHAFT WITHOUT FITTED KEY; BEARING: STANDARD VIBRATION SEVERITY GRADE A; SHAFT A.FLANGE ACCURACY GR.N TERMINAL BOX (ABOVE) CABLE ENTRY ON THE RIGHT SIGNAL CONNECTION D-END | - | 0 | 0
1PH8228-1DC00-0CA1 |  | 1PH8228-1DC00-0CA1 | 1 | UN | 1 | 30 | D | D | N | N | 85015381 | 1 |  | 870 | KG | 18113.36 | 18113.36 | MC05 | MC05 | SIMOTICS M Compact induction motor 700rpm, 82kW 1119Nm, 188A, 315V 800rpm, 92kW 1098Nm, 182A, 360V 1000rpm, 115kW 1098Nm, 182A, 450 V forced ventilation Direction of air flow DE-->NDE Degree of protection IP55 Incremental encoder 22-bit with commutation position (encoder IC22DQ) with DRIVE-CLiQ interface DESIGN IM B3 (IMB6, IMB7, IMB8, IMV6) PLAIN SHAFT WITHOUT FITTED KEY; BEARING: STANDARD VIBRATION SEVERITY GRADE S/A SHAFT A.FLANGE ACCURACY GR.R TERMINAL BOX (ABOVE) CABLE ENTRY ON THE RIGHT SIGNAL CONNECTION D-END | - | 0 | 0
1PH8228-1DC10-1FA1-Z | G14 | 1PH8228-1DC10-1FA1-ZG14 | 1 | UN | 1 | 30 | D | D | N | N | 85015381 | 1 |  | 870 | KG | 18526.81 | 18526.81 | MC05 | MC05 | SIMOTICS M Compact induction motor 700rpm, 82kW 1119Nm, 188A, 315V 800rpm, 92kW 1098Nm, 182A, 360V 1000rpm, 115kW 1098Nm, 182A, 450 V forced ventilation Direction of air flow NDE-->DE Degree of protection IP55 Incremental encoder 22-bit with commutation position (encoder IC22DQ) with DRIVE-CLiQ interface DESIGN IM B3 (IMB6, IMB7, IMB8, IMV6) SHAFT WITH FITTED KEY FULL-KEY BALANCING BEARING: GREATER CANTILEVER FORCES; VIBRATION SEVERITY GRADE R/A; SHAFT AND FLANGE ACCURACY GR. R TERMINAL BOX (ABOVE) CABLE ENTRY ON THE RIGHT SIGNAL CONNECTION D-END G14: FAN SET WITH AIR FILTER AVEC FILTRE A AIR | - | 0 | 0
1PH8228-1DC13-1LA1 |  | 1PH8228-1DC13-1LA1 | 1 | UN | 1 | 50 | X | D | N | N | 85015381 | 1 |  | 870 | KG | 23313.4 | 23313.4 | MC05 | MC05 | SIMOTICS M Compact induction motor 700rpm, 82kW 1119Nm, 188A, 315V 800rpm, 92kW 1098Nm, 182A, 360V 1000rpm, 115kW 1098Nm, 182A, 450 V forced ventilation Direction of air flow NDE-->DE Degree of protection IP55 Incremental encoder 22-bit with commutation position (encoder IC22DQ) with DRIVE-CLiQ interface DESIGN IM B35 WITH FLANGE A550 (IM V35) SHAFT WITH FITTED KEY FULL-KEY BALANCING BEARING: PERFORMANCE VIBRATION SEVERITY GRADE SR/B SHAFT A. FLANGE ACCURACY GR. R TERMINAL BOX (ABOVE) CABLE ENTRY ON THE RIGHT SIGNAL CONNECTION D-END | - | 0 | 0
1PH8228-1DC40-1BA1-Z | G14K10 | 1PH8228-1DC40-1BA1-ZG14K10 | 1 | UN | 1 | 30 | D | D | N | N | 85015381 | 1 |  | 870 | KG | 23176.77 | 23176.77 | MC05 | MC05 | SIMOTICS M Compact induction motor 700rpm, 120 kW 1637Nm, 265A, 315V 800rpm, 135kW 1612Nm, 260A, 360V 1000rpm, 165kW 1576Nm, 250 A, 450 V Open-circuit ventilation Direction of air flow NDE-->DE Degree of protection IP23 Incremental encoder 22-bit with commutation position (encoder IC22DQ) with DRIVE-CLiQ interface DESIGN IM B3 (IMB6, IMB7, IMB8, IMV6) SHAFT WITH FITTED KEY FULL-KEY BALANCING BEARING: STANDARD VIBRATION SEVERITY GRADE R/A; SHAFT A.FLANGE ACCURACY GR. R TERMINAL BOX (ABOVE) CABLE ENTRY ON THE RIGHT SIGNAL CONNECTION D-END G14: FAN SET WITH AIR FILTER AVEC FILTRE A AIR K10: TERMINAL BOX NON DRIVE-END CABLE ROUTING DRIVE END SIGNAL CONNECTION TOP | - | 0 | 0
1PH8228-1DD00-0BA1 |  | 1PH8228-1DD00-0BA1 | 1 | UN | 1 | 30 | D | D | N | N | 85015381 | 1 |  | 870 | KG | 17765.69 | 17765.69 | MC05 | MC05 | SIMOTICS M Compact induction motor 1000rpm, 113kW 1079Nm, 235A, 340V 1150rpm, 129kW 1071Nm, 235A, 390V 1350rpm, 147kW 1040Nm, 225 A, 460 V forced ventilation Direction of air flow DE-->NDE Degree of protection IP55 Incremental encoder 22-bit with commutation position (encoder IC22DQ) with DRIVE-CLiQ interface DESIGN IM B3 (IMB6, IMB7, IMB8, IMV6) PLAIN SHAFT WITHOUT FITTED KEY; BEARING: STANDARD VIBRATION SEVERITY GRADE R/A; SHAFT A.FLANGE ACCURACY GR. R TERMINAL BOX (ABOVE) CABLE ENTRY ON THE RIGHT SIGNAL CONNECTION D-END | - | 0 | 0
1PH8228-1DD00-0FA1-Z | K08K09K40 | 1PH8228-1DD00-0FA1-ZK08K09K40 | 1 | UN | 1 | 30 | D | D | N | N | 85015381 | 1 |  | 870 | KG | 19548.34 | 19548.34 | MC05 | MC05 | SIMOTICS M Compact induction motor 1000rpm, 113kW 1079Nm, 235A, 340V 1150rpm, 129kW 1071Nm, 235A, 390V 1350rpm, 147kW 1040Nm, 225 A, 460 V forced ventilation Direction of air flow DE-->NDE Degree of protection IP55 Incremental encoder 22-bit with commutation position (encoder IC22DQ) with DRIVE-CLiQ interface DESIGN IM B3 (IMB6, IMB7, IMB8, IMV6) PLAIN SHAFT WITHOUT FITTED KEY; BEARING: GREATER CANTILEVER FORCES; VIBRATION SEVERITY GRADE R/A; SHAFT AND FLANGE ACCURACY GR. R TERMINAL BOX (ABOVE) CABLE ENTRY ON THE RIGHT SIGNAL CONNECTION D-END K08: ENCODER CONNECTION MOUNTING OPPOSITE; K09: TERMINAL BOX NON DRIVE END CABLE ROUTING DRIVE END SIGNAL CONNECTION TOP K40: RELUBRICATING EQUIPMENT DRIVE END AND NON-DRIVE END | - | 0 | 0
1PH8228-1DD00-1LB1-Z | K23K40X12 | 1PH8228-1DD00-1LB1-ZK23K40X12 | 1 | UN | 1 | 50 | X | D | N | N | 85015381 | 1 |  | 870 | KG | 23675.85 | 23675.85 | MC05 | MC05 | SIMOTICS M Compact induction motor 1000rpm, 113kW 1079Nm, 235A, 340V 1150rpm, 129kW 1071Nm, 235A, 390V 1350rpm, 147kW 1040Nm, 225 A, 460 V forced ventilation Direction of air flow DE-->NDE Degree of protection IP55 Incremental encoder 22-bit with commutation position (encoder IC22DQ) with DRIVE-CLiQ interface DESIGN IM B3 (IMB6, IMB7, IMB8, IMV6) SHAFT WITH FITTED KEY FULL-KEY BALANCING BEARING: PERFORMANCE VIBRATION SEVERITY GRADE SR/B SHAFT A. FLANGE ACCURACY GR. R TERMINAL BOX (ABOVE) CABLE ENTRY ON THE LEFT SIGNAL CONNECTION D-END K23: SPECIAL PAINTING WORLDWIDE K40: RELUBRICATING EQUIPMENT DRIVE END AND NON-DRIVE END X12: PAINT FINISH RAL 5010 (GENTIAN BLUE) | - | 0 | 0
1PH8228-1DD00-2FD1 |  | 1PH8228-1DD00-2FD1 | 1 | UN | 1 | 30 | D | D | N | N | 85015381 | 1 |  | 870 | KG | 18202.09 | 18202.09 | MC05 | MC05 | SIMOTICS M Compact induction motor 1000rpm, 113kW 1079Nm, 235A, 340V 1150rpm, 129kW 1071Nm, 235A, 390V 1350rpm, 147kW 1040Nm, 225 A, 460 V forced ventilation Direction of air flow DE-->NDE Degree of protection IP55 Incremental encoder 22-bit with commutation position (encoder IC22DQ) with DRIVE-CLiQ interface DESIGN IM B3 (IMB6, IMB7, IMB8, IMV6) SHAFT WITH FITTED KEY HALF-KEY BALANCING BEARING: GREATER CANTILEVER FORCES; VIBRATION SEVERITY GRADE R/A; SHAFT AND FLANGE ACCURACY GR. R TERMINAL BOX (ABOVE) CABLE ENTRY ON THE D-END SIGNAL CONNECTION RIGHT | - | 0 | 0
1PH8228-1DD03-1CA1 |  | 1PH8228-1DD03-1CA1 | 1 | UN | 1 | 30 | D | D | N | N | 85015381 | 1 |  | 870 | KG | 19259.89 | 19259.89 | MC05 | MC05 | SIMOTICS M Compact induction motor 1000rpm, 113kW 1079Nm, 235A, 340V 1150rpm, 129kW 1071Nm, 235A, 390V 1350rpm, 147kW 1040Nm, 225 A, 460 V forced ventilation Direction of air flow DE-->NDE Degree of protection IP55 Incremental encoder 22-bit with commutation position (encoder IC22DQ) with DRIVE-CLiQ interface DESIGN IM B35 WITH FLANGE A550 (IM V35) SHAFT WITH FITTED KEY FULL-KEY BALANCING BEARING: STANDARD VIBRATION SEVERITY GRADE S/A SHAFT A.FLANGE ACCURACY GR.R TERMINAL BOX (ABOVE) CABLE ENTRY ON THE RIGHT SIGNAL CONNECTION D-END | - | 0 | 0
1PH8228-1DD10-1BA1 |  | 1PH8228-1DD10-1BA1 | 1 | UN | 1 | 30 | D | D | N | N | 85015381 | 1 |  | 870 | KG | 17950.62 | 17950.62 | MC05 | MC05 | SIMOTICS M Compact induction motor 1000rpm, 113kW 1079Nm, 235A, 340V 1150rpm, 129kW 1071Nm, 235A, 390V 1350rpm, 147kW 1040Nm, 225 A, 460 V forced ventilation Direction of air flow NDE-->DE Degree of protection IP55 Incremental encoder 22-bit with commutation position (encoder IC22DQ) with DRIVE-CLiQ interface DESIGN IM B3 (IMB6, IMB7, IMB8, IMV6) SHAFT WITH FITTED KEY FULL-KEY BALANCING BEARING: STANDARD VIBRATION SEVERITY GRADE R/A; SHAFT A.FLANGE ACCURACY GR. R TERMINAL BOX (ABOVE) CABLE ENTRY ON THE RIGHT SIGNAL CONNECTION D-END | - | 0 | 0
1PH8228-1DD10-1FA1-Z | G14 | 1PH8228-1DD10-1FA1-ZG14 | 1 | UN | 1 | 30 | D | D | N | N | 85015381 | 1 |  | 870 | KG | 18526.81 | 18526.81 | MC05 | MC05 | SIMOTICS M Compact induction motor 1000rpm, 113kW 1079Nm, 235A, 340V 1150rpm, 129kW 1071Nm, 235A, 390V 1350rpm, 147kW 1040Nm, 225 A, 460 V forced ventilation Direction of air flow NDE-->DE Degree of protection IP55 Incremental encoder 22-bit with commutation position (encoder IC22DQ) with DRIVE-CLiQ interface DESIGN IM B3 (IMB6, IMB7, IMB8, IMV6) SHAFT WITH FITTED KEY FULL-KEY BALANCING BEARING: GREATER CANTILEVER FORCES; VIBRATION SEVERITY GRADE R/A; SHAFT AND FLANGE ACCURACY GR. R TERMINAL BOX (ABOVE) CABLE ENTRY ON THE RIGHT SIGNAL CONNECTION D-END G14: FAN SET WITH AIR FILTER AVEC FILTRE A AIR | - | 0 | 0
1PH8228-1DD10-2BA1-Z | K40L75 | 1PH8228-1DD10-2BA1-ZK40L75 | 1 | UN | 1 | 45 | X | D | N | N | 85015381 | 1 |  | 878 | KG | 19163.45 | 19163.45 | MC05 | MC05 | SIMOTICS M Compact induction motor 1000rpm, 113kW 1079Nm, 235A, 340V 1150rpm, 129kW 1071Nm, 235A, 390V 1350rpm, 147kW 1040Nm, 225 A, 460 V forced ventilation Direction of air flow NDE-->DE Degree of protection IP55 Incremental encoder 22-bit with commutation position (encoder IC22DQ) with DRIVE-CLiQ interface DESIGN IM B3 (IMB6, IMB7, IMB8, IMV6) SHAFT WITH FITTED KEY HALF-KEY BALANCING BEARING: STANDARD VIBRATION SEVERITY GRADE R/A; SHAFT A.FLANGE ACCURACY GR. R TERMINAL BOX (ABOVE) CABLE ENTRY ON THE RIGHT SIGNAL CONNECTION D-END K40: RELUBRICATING EQUIPMENT DRIVE END AND NON-DRIVE END L75: FAN SPECIAL VERSION 3 AC 400 V DEGREE OF PROTECTION IP 65 | - | 0 | 0
1PH8228-1DD10-2BB1-Z | K40L75 | 1PH8228-1DD10-2BB1-ZK40L75 | 1 | UN | 1 | 45 | X | D | N | N | 85015381 | 1 |  | 878 | KG | 19230.01 | 19230.01 | MC05 | MC05 | SIMOTICS M Compact induction motor 1000rpm, 113kW 1079Nm, 235A, 340V 1150rpm, 129kW 1071Nm, 235A, 390V 1350rpm, 147kW 1040Nm, 225 A, 460 V forced ventilation Direction of air flow NDE-->DE Degree of protection IP55 Incremental encoder 22-bit with commutation position (encoder IC22DQ) with DRIVE-CLiQ interface DESIGN IM B3 (IMB6, IMB7, IMB8, IMV6) SHAFT WITH FITTED KEY HALF-KEY BALANCING BEARING: STANDARD VIBRATION SEVERITY GRADE R/A; SHAFT A.FLANGE ACCURACY GR. R TERMINAL BOX (ABOVE) CABLE ENTRY ON THE LEFT SIGNAL CONNECTION D-END K40: RELUBRICATING EQUIPMENT DRIVE END AND NON-DRIVE END L75: FAN SPECIAL VERSION 3 AC 400 V DEGREE OF PROTECTION IP 65 | - | 0 | 0
1PH8228-1DD13-1BA1 |  | 1PH8228-1DD13-1BA1 | 1 | UN | 1 | 30 | D | D | N | N | 85015381 | 1 |  | 870 | KG | 18912.22 | 18912.22 | MC05 | MC05 | SIMOTICS M Compact induction motor 1000rpm, 113kW 1079Nm, 235A, 340V 1150rpm, 129kW 1071Nm, 235A, 390V 1350rpm, 147kW 1040Nm, 225 A, 460 V forced ventilation Direction of air flow NDE-->DE Degree of protection IP55 Incremental encoder 22-bit with commutation position (encoder IC22DQ) with DRIVE-CLiQ interface DESIGN IM B35 WITH FLANGE A550 (IM V35) SHAFT WITH FITTED KEY FULL-KEY BALANCING BEARING: STANDARD VIBRATION SEVERITY GRADE R/A; SHAFT A.FLANGE ACCURACY GR. R TERMINAL BOX (ABOVE) CABLE ENTRY ON THE RIGHT SIGNAL CONNECTION D-END | - | 0 | 0
1PH8228-1DD20-0EA1 |  | 1PH8228-1DD20-0EA1 | 1 | UN | 1 | 30 | D | D | N | N | 85015381 | 1 |  | 875 | KG | 22109.31 | 22109.31 | MC05 | MC05 | SIMOTICS M Compact induction motor 1000 rpm, 141kW 1346Nm, 280A, 340V 1150 rpm, 161kW 1337Nm, 280A, 390V 1350 rpm, 184kW 1302Nm, 270A, 460 V water cooling Degree of protection IP55 Incremental encoder 22-bit with commutation position (encoder IC22DQ) with DRIVE-CLiQ interface DESIGN IM B3 (IMB6, IMB7, IMB8, IMV6) PLAIN SHAFT WITHOUT FITTED KEY; BEARING: GREATER CANTILEVER FORCES; VIBRATION SEVERITY GRADE A; SHAFT AND FLANGE ACCURACY GR. N TERMINAL BOX (ABOVE) CABLE ENTRY ON THE RIGHT SIGNAL CONNECTION D-END | - | 0 | 0
1PH8228-1DD20-1AC1 |  | 1PH8228-1DD20-1AC1 | 1 | UN | 1 | 30 | D | D | N | N | 85015381 | 1 |  | 875 | KG | 22124.12 | 22124.12 | MC05 | MC05 | SIMOTICS M Compact induction motor 1000 rpm, 141kW 1346Nm, 280A, 340V 1150 rpm, 161kW 1337Nm, 280A, 390V 1350 rpm, 184kW 1302Nm, 270A, 460 V water cooling Degree of protection IP55 Incremental encoder 22-bit with commutation position (encoder IC22DQ) with DRIVE-CLiQ interface DESIGN IM B3 (IMB6, IMB7, IMB8, IMV6) SHAFT WITH FITTED KEY FULL-KEY BALANCING BEARING: STANDARD VIBRATION SEVERITY GRADE A; SHAFT A.FLANGE ACCURACY GR.N TERMINAL BOX (ABOVE) CABLE ENTRY ON THE ND-END SIGNAL CONNECTION RIGHT | - | 0 | 0
1PH8228-1DD40-0BC1-Z | G14K24 | 1PH8228-1DD40-0BC1-ZG14K24 | 1 | UN | 1 | 30 | D | D | N | N | 85015381 | 1 |  | 870 | KG | 22348.28 | 22348.28 | MC05 | MC05 | SIMOTICS M Compact induction motor 1000rpm, 165kW 1576Nm, 330 A, 340V 1150rpm, 190kW 1578Nm, 330 A, 390V 1350rpm, 218kW 1542Nm, 320A, 460 V Open-circuit ventilation Direction of air flow NDE-->DE Degree of protection IP23 Incremental encoder 22-bit with commutation position (encoder IC22DQ) with DRIVE-CLiQ interface DESIGN IM B3 (IMB6, IMB7, IMB8, IMV6) PLAIN SHAFT WITHOUT FITTED KEY; BEARING: STANDARD VIBRATION SEVERITY GRADE R/A; SHAFT A.FLANGE ACCURACY GR. R TERMINAL BOX (ABOVE) CABLE ENTRY ON THE ND-END SIGNAL CONNECTION RIGHT G14: FAN SET WITH AIR FILTER AVEC FILTRE A AIR K24: PRIMING (AUBURN) | - | 0 | 0
1PH8228-1DD40-1BA1-Z | G14 | 1PH8228-1DD40-1BA1-ZG14 | 1 | UN | 1 | 30 | D | D | N | N | 85015381 | 1 |  | 870 | KG | 22141.2 | 22141.2 | MC05 | MC05 | SIMOTICS M Compact induction motor 1000rpm, 165kW 1576Nm, 330 A, 340V 1150rpm, 190kW 1578Nm, 330 A, 390V 1350rpm, 218kW 1542Nm, 320A, 460 V Open-circuit ventilation Direction of air flow NDE-->DE Degree of protection IP23 Incremental encoder 22-bit with commutation position (encoder IC22DQ) with DRIVE-CLiQ interface DESIGN IM B3 (IMB6, IMB7, IMB8, IMV6) SHAFT WITH FITTED KEY FULL-KEY BALANCING BEARING: STANDARD VIBRATION SEVERITY GRADE R/A; SHAFT A.FLANGE ACCURACY GR. R TERMINAL BOX (ABOVE) CABLE ENTRY ON THE RIGHT SIGNAL CONNECTION D-END G14: FAN SET WITH AIR FILTER AVEC FILTRE A AIR | - | 0 | 0
1PH8228-1DD40-1BA1-Z | G14L76 | 1PH8228-1DD40-1BA1-ZG14L76 | 1 | UN | 1 | 30 | D | D | N | N | 85015381 | 1 |  | 878 | KG | 22262.09 | 22262.09 | MC05 | MC05 | SIMOTICS M Compact induction motor 1000rpm, 165kW 1576Nm, 330 A, 340V 1150rpm, 190kW 1578Nm, 330 A, 390V 1350rpm, 218kW 1542Nm, 320A, 460 V Open-circuit ventilation Direction of air flow NDE-->DE Degree of protection IP23 Incremental encoder 22-bit with commutation position (encoder IC22DQ) with DRIVE-CLiQ interface DESIGN IM B3 (IMB6, IMB7, IMB8, IMV6) SHAFT WITH FITTED KEY FULL-KEY BALANCING BEARING: STANDARD VIBRATION SEVERITY GRADE R/A; SHAFT A.FLANGE ACCURACY GR. R TERMINAL BOX (ABOVE) CABLE ENTRY ON THE RIGHT SIGNAL CONNECTION D-END G14: FAN SET WITH AIR FILTER AVEC FILTRE A AIR L76: EC fan 400 V 3 AC 50/60 Hz | - | 0 | 0
1PH8228-1DF00-2EA1 |  | 1PH8228-1DF00-2EA1 | 1 | UN | 1 | 30 | D | D | N | N | 85015381 | 1 |  | 870 | KG | 17972.8 | 17972.8 | MC05 | MC05 | SIMOTICS M Compact induction motor 1500rpm, 160 kW 1019Nm, 340A, 340V 1750rpm, 179kW 977Nm, 330 A, 395V 2000rpm, 196kW 936Nm, 325A, 450 V forced ventilation Direction of air flow DE-->NDE Degree of protection IP55 Incremental encoder 22-bit with commutation position (encoder IC22DQ) with DRIVE-CLiQ interface DESIGN IM B3 (IMB6, IMB7, IMB8, IMV6) SHAFT WITH FITTED KEY HALF-KEY BALANCING BEARING: GREATER CANTILEVER FORCES; VIBRATION SEVERITY GRADE A; SHAFT AND FLANGE ACCURACY GR. N TERMINAL BOX (ABOVE) CABLE ENTRY ON THE RIGHT SIGNAL CONNECTION D-END | - | 0 | 0
1PH8228-1DF00-2FB1 |  | 1PH8228-1DF00-2FB1 | 1 | UN | 1 | 30 | D | D | N | N | 85015381 | 1 |  | 870 | KG | 18202.09 | 18202.09 | MC05 | MC05 | SIMOTICS M Compact induction motor 1500rpm, 160 kW 1019Nm, 340A, 340V 1750rpm, 179kW 977Nm, 330 A, 395V 2000rpm, 196kW 936Nm, 325A, 450 V forced ventilation Direction of air flow DE-->NDE Degree of protection IP55 Incremental encoder 22-bit with commutation position (encoder IC22DQ) with DRIVE-CLiQ interface DESIGN IM B3 (IMB6, IMB7, IMB8, IMV6) SHAFT WITH FITTED KEY HALF-KEY BALANCING BEARING: GREATER CANTILEVER FORCES; VIBRATION SEVERITY GRADE R/A; SHAFT AND FLANGE ACCURACY GR. R TERMINAL BOX (ABOVE) CABLE ENTRY ON THE LEFT SIGNAL CONNECTION D-END | - | 0 | 0
1PH8228-1DF01-2EA1 |  | 1PH8228-1DF01-2EA1 | 1 | UN | 1 | 30 | D | D | N | N | 85015381 | 1 |  | 870 | KG | 18416.6 | 18416.6 | MC05 | MC05 | SIMOTICS M Compact induction motor 1500rpm, 160 kW 1019Nm, 340A, 340V 1750rpm, 179kW 977Nm, 330 A, 395V 2000rpm, 196kW 936Nm, 325A, 450 V forced ventilation Direction of air flow DE-->NDE Degree of protection IP55 Incremental encoder 22-bit with commutation position (encoder IC22DQ) with DRIVE-CLiQ interface DESIGN IM V5 SHAFT WITH FITTED KEY HALF-KEY BALANCING BEARING: GREATER CANTILEVER FORCES; VIBRATION SEVERITY GRADE A; SHAFT AND FLANGE ACCURACY GR. N TERMINAL BOX (ABOVE) CABLE ENTRY ON THE RIGHT SIGNAL CONNECTION D-END | - | 0 | 0
1PH8228-1DF03-2BA1-Z | K18 | 1PH8228-1DF03-2BA1-ZK18 | 1 | UN | 1 | 30 | D | D | N | N | 85015381 | 1 |  | 870 | KG | 19282.09 | 19282.09 | MC05 | MC05 | SIMOTICS M Compact induction motor 1500rpm, 160 kW 1019Nm, 340A, 340V 1750rpm, 179kW 977Nm, 330 A, 395V 2000rpm, 196kW 936Nm, 325A, 450 V forced ventilation Direction of air flow DE-->NDE Degree of protection IP55 Incremental encoder 22-bit with commutation position (encoder IC22DQ) with DRIVE-CLiQ interface DESIGN IM B35 WITH FLANGE A550 (IM V35) SHAFT WITH FITTED KEY HALF-KEY BALANCING BEARING: STANDARD VIBRATION SEVERITY GRADE R/A; SHAFT A.FLANGE ACCURACY GR. R TERMINAL BOX (ABOVE) CABLE ENTRY ON THE RIGHT SIGNAL CONNECTION D-END K18: RADIAL SHAFT SEAL RING DRIVE END | - | 0 | 0
1PH8228-1DF10-1AA1 |  | 1PH8228-1DF10-1AA1 | 1 | UN | 1 | 30 | D | D | N | N | 85015381 | 1 |  | 870 | KG | 17736.12 | 17736.12 | MC05 | MC05 | SIMOTICS M Compact induction motor 1500rpm, 160 kW 1019Nm, 340A, 340V 1750rpm, 179kW 977Nm, 330 A, 395V 2000rpm, 196kW 936Nm, 325A, 450 V forced ventilation Direction of air flow NDE-->DE Degree of protection IP55 Incremental encoder 22-bit with commutation position (encoder IC22DQ) with DRIVE-CLiQ interface DESIGN IM B3 (IMB6, IMB7, IMB8, IMV6) SHAFT WITH FITTED KEY FULL-KEY BALANCING BEARING: STANDARD VIBRATION SEVERITY GRADE A; SHAFT A.FLANGE ACCURACY GR.N TERMINAL BOX (ABOVE) CABLE ENTRY ON THE RIGHT SIGNAL CONNECTION D-END | - | 0 | 0
1PH8228-1DF10-1BA1 |  | 1PH8228-1DF10-1BA1 | 1 | UN | 1 | 30 | D | D | N | N | 85015381 | 1 |  | 870 | KG | 17950.62 | 17950.62 | MC05 | MC05 | SIMOTICS M Compact induction motor 1500rpm, 160 kW 1019Nm, 340A, 340V 1750rpm, 179kW 977Nm, 330 A, 395V 2000rpm, 196kW 936Nm, 325A, 450 V forced ventilation Direction of air flow NDE-->DE Degree of protection IP55 Incremental encoder 22-bit with commutation position (encoder IC22DQ) with DRIVE-CLiQ interface DESIGN IM B3 (IMB6, IMB7, IMB8, IMV6) SHAFT WITH FITTED KEY FULL-KEY BALANCING BEARING: STANDARD VIBRATION SEVERITY GRADE R/A; SHAFT A.FLANGE ACCURACY GR. R TERMINAL BOX (ABOVE) CABLE ENTRY ON THE RIGHT SIGNAL CONNECTION D-END | - | 0 | 0
1PH8228-1DF10-2BA1 |  | 1PH8228-1DF10-2BA1 | 1 | UN | 1 | 30 | D | D | N | N | 85015381 | 1 |  | 870 | KG | 17950.62 | 17950.62 | MC05 | MC05 | SIMOTICS M Compact induction motor 1500rpm, 160 kW 1019Nm, 340A, 340V 1750rpm, 179kW 977Nm, 330 A, 395V 2000rpm, 196kW 936Nm, 325A, 450 V forced ventilation Direction of air flow NDE-->DE Degree of protection IP55 Incremental encoder 22-bit with commutation position (encoder IC22DQ) with DRIVE-CLiQ interface DESIGN IM B3 (IMB6, IMB7, IMB8, IMV6) SHAFT WITH FITTED KEY HALF-KEY BALANCING BEARING: STANDARD VIBRATION SEVERITY GRADE R/A; SHAFT A.FLANGE ACCURACY GR. R TERMINAL BOX (ABOVE) CABLE ENTRY ON THE RIGHT SIGNAL CONNECTION D-END | - | 0 | 0
1PH8228-1DF15-1ED1 |  | 1PH8228-1DF15-1ED1 | 1 | UN | 1 | 30 | D | D | N | N | 85015381 | 1 |  | 870 | KG | 19326.42 | 19326.42 | MC05 | MC05 | SIMOTICS M Compact induction motor 1500rpm, 160 kW 1019Nm, 340A, 340V 1750rpm, 179kW 977Nm, 330 A, 395V 2000rpm, 196kW 936Nm, 325A, 450 V forced ventilation Direction of air flow NDE-->DE Degree of protection IP55 Incremental encoder 22-bit with commutation position (encoder IC22DQ) with DRIVE-CLiQ interface DESIGN IM V15 WITH FLANGE A550 SHAFT WITH FITTED KEY FULL-KEY BALANCING BEARING: GREATER CANTILEVER FORCES; VIBRATION SEVERITY GRADE A; SHAFT AND FLANGE ACCURACY GR. N TERMINAL BOX (ABOVE) CABLE ENTRY ON THE D-END SIGNAL CONNECTION RIGHT | - | 0 | 0
1PH8228-1DF20-1AB1 |  | 1PH8228-1DF20-1AB1 | 1 | UN | 1 | 30 | D | D | N | N | 85015381 | 1 |  | 875 | KG | 22124.12 | 22124.12 | MC05 | MC05 | SIMOTICS M Compact induction motor 1500 rpm, 192kW 1222Nm, 390A, 340V 1750 rpm, 221kW 1206Nm, 390A, 390V 2000 rpm, 245kW 1170Nm, 380A, 450 V water cooling Degree of protection IP55 Incremental encoder 22-bit with commutation position (encoder IC22DQ) with DRIVE-CLiQ interface DESIGN IM B3 (IMB6, IMB7, IMB8, IMV6) SHAFT WITH FITTED KEY FULL-KEY BALANCING BEARING: STANDARD VIBRATION SEVERITY GRADE A; SHAFT A.FLANGE ACCURACY GR.N TERMINAL BOX (ABOVE) CABLE ENTRY ON THE LEFT SIGNAL CONNECTION D-END | - | 0 | 0
1PH8228-1DF40-0AA1-Z | G14K24 | 1PH8228-1DF40-0AA1-ZG14K24 | 1 | UN | 1 | 30 | D | D | N | N | 85015381 | 1 |  | 870 | KG | 22067.22 | 22067.22 | MC05 | MC05 | SIMOTICS M Compact induction motor 1500rpm, 230kW 1464Nm, 465 A, 340V 1750rpm, 265kW 1446Nm, 460A, 390V 2000rpm, 288kW 1375Nm, 440A, 450 V Open-circuit ventilation Direction of air flow NDE-->DE Degree of protection IP23 Incremental encoder 22-bit with commutation position (encoder IC22DQ) with DRIVE-CLiQ interface DESIGN IM B3 (IMB6, IMB7, IMB8, IMV6) PLAIN SHAFT WITHOUT FITTED KEY; BEARING: STANDARD VIBRATION SEVERITY GRADE A; SHAFT A.FLANGE ACCURACY GR.N TERMINAL BOX (ABOVE) CABLE ENTRY ON THE RIGHT SIGNAL CONNECTION D-END G14: FAN SET WITH AIR FILTER AVEC FILTRE A AIR K24: PRIMING (AUBURN) | - | 0 | 0
1PH8228-1DF40-2EB1-Z | A12G14K40 | 1PH8228-1DF40-2EB1-ZA12G14K40 | 1 | UN | 1 | 30 | D | D | N | N | 85015381 | 1 |  | 870 | KG | 22977.04 | 22977.04 | MC05 | MC05 | SIMOTICS M Compact induction motor 1500rpm, 230kW 1464Nm, 465 A, 340V 1750rpm, 265kW 1446Nm, 460A, 390V 2000rpm, 288kW 1375Nm, 440A, 450 V Open-circuit ventilation Direction of air flow NDE-->DE Degree of protection IP23 Incremental encoder 22-bit with commutation position (encoder IC22DQ) with DRIVE-CLiQ interface DESIGN IM B3 (IMB6, IMB7, IMB8, IMV6) SHAFT WITH FITTED KEY HALF-KEY BALANCING BEARING: GREATER CANTILEVER FORCES; VIBRATION SEVERITY GRADE A; SHAFT AND FLANGE ACCURACY GR. N TERMINAL BOX (ABOVE) CABLE ENTRY ON THE LEFT SIGNAL CONNECTION D-END A12: PROTECT. BY PTC THERMISTOR WARNING AND SWITCHOFF G14: FAN SET WITH AIR FILTER AVEC FILTRE A AIR K40: RELUBRICATING EQUIPMENT DRIVE END AND NON-DRIVE END | - | 0 | 0
1PH8228-1DF40-2ED1-Z | A12G14K40L00 | 1PH8228-1DF40-2ED1-ZA12G14K40L00 | 1 | UN | 1 | 30 | D | D | N | N | 85015381 | 1 |  | 870 | KG | 23346.91 | 23346.91 | MC05 | MC05 | SIMOTICS M Compact induction motor 1500rpm, 230kW 1464Nm, 465 A, 340V 1750rpm, 265kW 1446Nm, 460A, 390V 2000rpm, 288kW 1375Nm, 440A, 450 V Open-circuit ventilation Direction of air flow NDE-->DE Degree of protection IP23 Incremental encoder 22-bit with commutation position (encoder IC22DQ) with DRIVE-CLiQ interface DESIGN IM B3 (IMB6, IMB7, IMB8, IMV6) SHAFT WITH FITTED KEY HALF-KEY BALANCING BEARING: GREATER CANTILEVER FORCES; VIBRATION SEVERITY GRADE A; SHAFT AND FLANGE ACCURACY GR. N TERMINAL BOX (ABOVE) CABLE ENTRY ON THE D-END SIGNAL CONNECTION RIGHT A12: PROTECT. BY PTC THERMISTOR WARNING AND SWITCHOFF G14: FAN SET WITH AIR FILTER AVEC FILTRE A AIR K40: RELUBRICATING EQUIPMENT DRIVE END AND NON-DRIVE END L00: NEXT BIGGER TERMINAL BOX (1XB7322 --> 1XB7422, 1XB7422 --> 1XB7700) | - | 0 | 0
1PH8228-1DL00-1LB1-Z | L76X04 | 1PH8228-1DL00-1LB1-ZL76X04 | 1 | UN | 1 | 50 | X | D | N | N | 85015381 | 1 |  | 878 | KG | 22716.77 | 22716.77 | MC05 | MC05 | SIMOTICS M Compact induction motor 2500rpm, 205kW 783Nm, 420 A, 340V 2900rpm, 215kW 708Nm, 390A, 395V 3400rpm, 95kW 267Nm, 225 A, 460 V forced ventilation Direction of air flow DE-->NDE Degree of protection IP55 Incremental encoder 22-bit with commutation position (encoder IC22DQ) with DRIVE-CLiQ interface DESIGN IM B3 (IMB6, IMB7, IMB8, IMV6) SHAFT WITH FITTED KEY FULL-KEY BALANCING BEARING: PERFORMANCE VIBRATION SEVERITY GRADE SR/B SHAFT A. FLANGE ACCURACY GR. R TERMINAL BOX (ABOVE) CABLE ENTRY ON THE LEFT SIGNAL CONNECTION D-END L76: EC fan 400 V 3 AC 50/60 Hz X04: PAINT FINISH RAL 7032 (PEBBLE GREY) | - | 0 | 0
1PH8228-1ED33-2EA1 |  | 1PH8228-1ED33-2EA1 | 1 | UN | 1 | 30 | D | D | N | N | 85015381 | 1 |  | 870 | KG | 23005.37 | 23005.37 | MC05 | MC05 | SIMOTICS M Compact induction motor 1000rpm, 165kW 1576Nm, 330 A, 340V 1150rpm, 190kW 1578Nm, 330 A, 390V 1350rpm, 218kW 1542Nm, 320A, 460 V Open-circuit ventilation Direction of air flow DE-->NDE Degree of protection IP23 ABSOLUTE ENCODER ENDAT 2048 S/R (ENCODER AM2048S/R) with TEMPERAT. SENSOR KTY84-130 DESIGN IM B35 WITH FLANGE A550 (IM V35) SHAFT WITH FITTED KEY HALF-KEY BALANCING BEARING: GREATER CANTILEVER FORCES; VIBRATION SEVERITY GRADE A; SHAFT AND FLANGE ACCURACY GR. N TERMINAL BOX (ABOVE) CABLE ENTRY ON THE RIGHT SIGNAL CONNECTION D-END | - | 0 | 0
1PH8228-1ED33-2EA1-Z | K23X24 | 1PH8228-1ED33-2EA1-ZK23X24 | 1 | UN | 1 | 30 | D | D | N | N | 85015381 | 1 |  | 870 | KG | 23700.69 | 23700.69 | MC05 | MC05 | SIMOTICS M Compact induction motor 1000rpm, 165kW 1576Nm, 330 A, 340V 1150rpm, 190kW 1578Nm, 330 A, 390V 1350rpm, 218kW 1542Nm, 320A, 460 V Open-circuit ventilation Direction of air flow DE-->NDE Degree of protection IP23 ABSOLUTE ENCODER ENDAT 2048 S/R (ENCODER AM2048S/R) with TEMPERAT. SENSOR KTY84-130 DESIGN IM B35 WITH FLANGE A550 (IM V35) SHAFT WITH FITTED KEY HALF-KEY BALANCING BEARING: GREATER CANTILEVER FORCES; VIBRATION SEVERITY GRADE A; SHAFT AND FLANGE ACCURACY GR. N TERMINAL BOX (ABOVE) CABLE ENTRY ON THE RIGHT SIGNAL CONNECTION D-END K23: SPECIAL PAINTING WORLDWIDE X24: PAINT FINISH RAL 7001 (SILVER GREY) | - | 0 | 0
1PH8228-1ED33-2EA1-Z | K40 | 1PH8228-1ED33-2EA1-ZK40 | 1 | UN | 1 | 30 | D | D | N | N | 85015381 | 1 |  | 870 | KG | 23567.54 | 23567.54 | MC05 | MC05 | SIMOTICS M Compact induction motor 1000rpm, 165kW 1576Nm, 330 A, 340V 1150rpm, 190kW 1578Nm, 330 A, 390V 1350rpm, 218kW 1542Nm, 320A, 460 V Open-circuit ventilation Direction of air flow DE-->NDE Degree of protection IP23 ABSOLUTE ENCODER ENDAT 2048 S/R (ENCODER AM2048S/R) with TEMPERAT. SENSOR KTY84-130 DESIGN IM B35 WITH FLANGE A550 (IM V35) SHAFT WITH FITTED KEY HALF-KEY BALANCING BEARING: GREATER CANTILEVER FORCES; VIBRATION SEVERITY GRADE A; SHAFT AND FLANGE ACCURACY GR. N TERMINAL BOX (ABOVE) CABLE ENTRY ON THE RIGHT SIGNAL CONNECTION D-END K40: RELUBRICATING EQUIPMENT DRIVE END AND NON-DRIVE END | - | 0 | 0
1PH8228-1FC40-1BA1-Z | G14K10L00 | 1PH8228-1FC40-1BA1-ZG14K10L00 | 1 | UN | 1 | 30 | D | D | N | N | 85015381 | 1 |  | 870 | KG | 24264.16 | 24264.16 | MC05 | MC05 | SIMOTICS M Compact induction motor 700rpm, 120 kW 1637Nm, 265A, 315V 800rpm, 135kW 1612Nm, 260A, 360V 1000rpm, 165kW 1576Nm, 250 A, 450 V Open-circuit ventilation Direction of air flow NDE-->DE Degree of protection IP23 Absolute encoder 22-bit Single-turn and 12-bit multi-turn (encoder AM22DQ) with DRIVE-CLiQ interface DESIGN IM B3 (IMB6, IMB7, IMB8, IMV6) SHAFT WITH FITTED KEY FULL-KEY BALANCING BEARING: STANDARD VIBRATION SEVERITY GRADE R/A; SHAFT A.FLANGE ACCURACY GR. R TERMINAL BOX (ABOVE) CABLE ENTRY ON THE RIGHT SIGNAL CONNECTION D-END G14: FAN SET WITH AIR FILTER AVEC FILTRE A AIR K10: TERMINAL BOX NON DRIVE-END CABLE ROUTING DRIVE END SIGNAL CONNECTION TOP L00: NEXT BIGGER TERMINAL BOX (1XB7322 --> 1XB7422, 1XB7422 --> 1XB7700) | - | 0 | 0
1PH8228-1HC00-1BA1 |  | 1PH8228-1HC00-1BA1 | 1 | UN | 1 | 30 | D | D | N | N | 85015381 | 1 |  | 870 | KG | 17377.6 | 17377.6 | MC05 | MC05 | SIMOTICS M Compact induction motor 700rpm, 82kW 1119Nm, 188A, 315V 800rpm, 92kW 1098Nm, 182A, 360V 1000rpm, 115kW 1098Nm, 182A, 450 V forced ventilation Direction of air flow DE-->NDE Degree of protection IP55 Incremental encoder HTL 1024 S/R (encoder HTL1024S/R) With temperature sensor KTY 84-130 DESIGN IM B3 (IMB6, IMB7, IMB8, IMV6) SHAFT WITH FITTED KEY FULL-KEY BALANCING BEARING: STANDARD VIBRATION SEVERITY GRADE R/A; SHAFT A.FLANGE ACCURACY GR. R TERMINAL BOX (ABOVE) CABLE ENTRY ON THE RIGHT SIGNAL CONNECTION D-END | - | 0 | 0
1PH8228-1HC30-2AA1-Z | P00 | 1PH8228-1HC30-2AA1-ZP00 | 1 | UN | 1 | 30 | D | D | N | N | 85015381 | 1 |  | 870 | KG | 21036.39 | 21036.39 | MC05 | MC05 | SIMOTICS M Compact induction motor 700rpm, 120 kW 1637Nm, 265A, 315V 800rpm, 135kW 1612Nm, 260A, 360V 1000rpm, 165kW 1576Nm, 250 A, 450 V Open-circuit ventilation Direction of air flow DE-->NDE Degree of protection IP23 Incremental encoder HTL 1024 S/R (encoder HTL1024S/R) With temperature sensor KTY 84-130 DESIGN IM B3 (IMB6, IMB7, IMB8, IMV6) SHAFT WITH FITTED KEY HALF-KEY BALANCING BEARING: STANDARD VIBRATION SEVERITY GRADE A; SHAFT A.FLANGE ACCURACY GR.N TERMINAL BOX (ABOVE) CABLE ENTRY ON THE RIGHT SIGNAL CONNECTION D-END P00: CABLE ENTRY PLATE NOT DRILLED | - | 0 | 0
1PH8228-1HC40-2EA1-Z | G14K09K40K85 | 1PH8228-1HC40-2EA1-ZG14K09K40K85 | 1 | UN | 1 | 30 | D | D | N | N | 85015381 | 1 |  | 870 | KG | 23321.23 | 23321.23 | MC05 | MC05 | SIMOTICS M Compact induction motor 700rpm, 120 kW 1637Nm, 265A, 315V 800rpm, 135kW 1612Nm, 260A, 360V 1000rpm, 165kW 1576Nm, 250 A, 450 V Open-circuit ventilation Direction of air flow NDE-->DE Degree of protection IP23 Incremental encoder HTL 1024 S/R (encoder HTL1024S/R) With temperature sensor KTY 84-130 DESIGN IM B3 (IMB6, IMB7, IMB8, IMV6) SHAFT WITH FITTED KEY HALF-KEY BALANCING BEARING: GREATER CANTILEVER FORCES; VIBRATION SEVERITY GRADE A; SHAFT AND FLANGE ACCURACY GR. N TERMINAL BOX (ABOVE) CABLE ENTRY ON THE RIGHT SIGNAL CONNECTION D-END G14: FAN SET WITH AIR FILTER AVEC FILTRE A AIR K09: TERMINAL BOX NON DRIVE END CABLE ROUTING DRIVE END SIGNAL CONNECTION TOP K40: RELUBRICATING EQUIPMENT DRIVE END AND NON-DRIVE END K85: TURNING OF THE TERMINAL BOX BY +180 DEGREES | - | 0 | 0
1PH8228-1HD00-2BA2 |  | 1PH8228-1HD00-2BA2 | 1 | UN | 1 | 30 | D | D | N | N | 85015381 | 1 |  | 870 | KG | 17366.3 | 17366.3 | MC05 | MC05 | SIMOTICS M Compact asynchronous motor 1000 rpm, 113 kW, 1079 Nm, 235 A, 340 V 1150 rpm, 129 kW, 1071 Nm, 235 A, 390 V 1350 rpm, 147 kW, 1040 Nm, 225 A, 460 V Forced ventilation Direction of air flow DE-->NDE Degree of protection IP55 Incremental encoder HTL 1024 S/R (encoder HTL1024S/R) With temperature sensor Pt1000 DESIGN IM B3 (IMB6, IMB7, IMB8, IMV6) SHAFT WITH FITTED KEY HALF-KEY BALANCING BEARING: STANDARD VIBRATION SEVERITY GRADE R/A; SHAFT A.FLANGE ACCURACY GR. R TERMINAL BOX (ABOVE) CABLE ENTRY ON THE RIGHT SIGNAL CONNECTION D-END | - | 0 | 0
1PH8228-1HD00-2BC1-Z | K23L00X04 | 1PH8228-1HD00-2BC1-ZK23L00X04 | 1 | UN | 1 | 30 | D | D | N | N | 85015381 | 1 |  | 870 | KG | 18317 | 18317 | MC05 | MC05 | SIMOTICS M Compact induction motor 1000rpm, 113kW 1079Nm, 235A, 340V 1150rpm, 129kW 1071Nm, 235A, 390V 1350rpm, 147kW 1040Nm, 225 A, 460 V forced ventilation Direction of air flow DE-->NDE Degree of protection IP55 Incremental encoder HTL 1024 S/R (encoder HTL1024S/R) With temperature sensor KTY 84-130 DESIGN IM B3 (IMB6, IMB7, IMB8, IMV6) SHAFT WITH FITTED KEY HALF-KEY BALANCING BEARING: STANDARD VIBRATION SEVERITY GRADE R/A; SHAFT A.FLANGE ACCURACY GR. R TERMINAL BOX (ABOVE) CABLE ENTRY ON THE ND-END SIGNAL CONNECTION RIGHT K23: SPECIAL PAINTING WORLDWIDE L00: NEXT BIGGER TERMINAL BOX (1XB7322 --> 1XB7422, 1XB7422 --> 1XB7700) X04: PAINT FINISH RAL 7032 (PEBBLE GREY) | - | 0 | 0
1PH8228-1HD00-2BC1-Z | L00 | 1PH8228-1HD00-2BC1-ZL00 | 1 | UN | 1 | 30 | D | D | N | N | 85015381 | 1 |  | 870 | KG | 17814.03 | 17814.03 | MC05 | MC05 | SIMOTICS M Compact induction motor 1000rpm, 113kW 1079Nm, 235A, 340V 1150rpm, 129kW 1071Nm, 235A, 390V 1350rpm, 147kW 1040Nm, 225 A, 460 V forced ventilation Direction of air flow DE-->NDE Degree of protection IP55 Incremental encoder HTL 1024 S/R (encoder HTL1024S/R) With temperature sensor KTY 84-130 DESIGN IM B3 (IMB6, IMB7, IMB8, IMV6) SHAFT WITH FITTED KEY HALF-KEY BALANCING BEARING: STANDARD VIBRATION SEVERITY GRADE R/A; SHAFT A.FLANGE ACCURACY GR. R TERMINAL BOX (ABOVE) CABLE ENTRY ON THE ND-END SIGNAL CONNECTION RIGHT L00: NEXT BIGGER TERMINAL BOX (1XB7322 --> 1XB7422, 1XB7422 --> 1XB7700) | - | 0 | 0
1PH8228-1HD00-2EA1-Z | L00 | 1PH8228-1HD00-2EA1-ZL00 | 1 | UN | 1 | 30 | D | D | N | N | 85015381 | 1 |  | 870 | KG | 17769.65 | 17769.65 | MC05 | MC05 | SIMOTICS M Compact induction motor 1000rpm, 113kW 1079Nm, 235A, 340V 1150rpm, 129kW 1071Nm, 235A, 390V 1350rpm, 147kW 1040Nm, 225 A, 460 V forced ventilation Direction of air flow DE-->NDE Degree of protection IP55 Incremental encoder HTL 1024 S/R (encoder HTL1024S/R) With temperature sensor KTY 84-130 DESIGN IM B3 (IMB6, IMB7, IMB8, IMV6) SHAFT WITH FITTED KEY HALF-KEY BALANCING BEARING: GREATER CANTILEVER FORCES; VIBRATION SEVERITY GRADE A; SHAFT AND FLANGE ACCURACY GR. N TERMINAL BOX (ABOVE) CABLE ENTRY ON THE RIGHT SIGNAL CONNECTION D-END L00: NEXT BIGGER TERMINAL BOX (1XB7322 --> 1XB7422, 1XB7422 --> 1XB7700) | - | 0 | 0
1PH8228-1HD00-2FA1 |  | 1PH8228-1HD00-2FA1 | 1 | UN | 1 | 30 | D | D | N | N | 85015381 | 1 |  | 870 | KG | 17562.51 | 17562.51 | MC05 | MC05 | SIMOTICS M Compact induction motor 1000rpm, 113kW 1079Nm, 235A, 340V 1150rpm, 129kW 1071Nm, 235A, 390V 1350rpm, 147kW 1040Nm, 225 A, 460 V forced ventilation Direction of air flow DE-->NDE Degree of protection IP55 Incremental encoder HTL 1024 S/R (encoder HTL1024S/R) With temperature sensor KTY 84-130 DESIGN IM B3 (IMB6, IMB7, IMB8, IMV6) SHAFT WITH FITTED KEY HALF-KEY BALANCING BEARING: GREATER CANTILEVER FORCES; VIBRATION SEVERITY GRADE R/A; SHAFT AND FLANGE ACCURACY GR. R TERMINAL BOX (ABOVE) CABLE ENTRY ON THE RIGHT SIGNAL CONNECTION D-END | - | 0 | 0
1PH8228-1HD00-2FA2-Z | K40 | 1PH8228-1HD00-2FA2-ZK40 | 1 | UN | 1 | 30 | D | D | N | N | 85015381 | 1 |  | 870 | KG | 18113.38 | 18113.38 | MC05 | MC05 | SIMOTICS M Compact asynchronous motor 1000 rpm, 113 kW, 1079 Nm, 235 A, 340 V 1150 rpm, 129 kW, 1071 Nm, 235 A, 390 V 1350 rpm, 147 kW, 1040 Nm, 225 A, 460 V Forced ventilation Direction of air flow DE-->NDE Degree of protection IP55 Incremental encoder HTL 1024 S/R (encoder HTL1024S/R) With temperature sensor Pt1000 DESIGN IM B3 (IMB6, IMB7, IMB8, IMV6) SHAFT WITH FITTED KEY HALF-KEY BALANCING BEARING: GREATER CANTILEVER FORCES; VIBRATION SEVERITY GRADE R/A; SHAFT AND FLANGE ACCURACY GR. R TERMINAL BOX (ABOVE) CABLE ENTRY ON THE RIGHT SIGNAL CONNECTION D-END K40: RELUBRICATING EQUIPMENT DRIVE END AND NON-DRIVE END | - | 0 | 0
1PH8228-1HD00-2FD1-Z | A12 | 1PH8228-1HD00-2FD1-ZA12 | 1 | UN | 1 | 30 | D | D | N | N | 85015381 | 1 |  | 870 | KG | 17814 | 17814 | MC05 | MC05 | SIMOTICS M Compact induction motor 1000rpm, 113kW 1079Nm, 235A, 340V 1150rpm, 129kW 1071Nm, 235A, 390V 1350rpm, 147kW 1040Nm, 225 A, 460 V forced ventilation Direction of air flow DE-->NDE Degree of protection IP55 Incremental encoder HTL 1024 S/R (encoder HTL1024S/R) With temperature sensor KTY 84-130 DESIGN IM B3 (IMB6, IMB7, IMB8, IMV6) SHAFT WITH FITTED KEY HALF-KEY BALANCING BEARING: GREATER CANTILEVER FORCES; VIBRATION SEVERITY GRADE R/A; SHAFT AND FLANGE ACCURACY GR. R TERMINAL BOX (ABOVE) CABLE ENTRY ON THE D-END SIGNAL CONNECTION RIGHT A12: PROTECT. BY PTC THERMISTOR WARNING AND SWITCHOFF | - | 0 | 0
1PH8228-1HD30-2AA1-Z | L75 | 1PH8228-1HD30-2AA1-ZL75 | 1 | UN | 1 | 45 | X | D | N | N | 85015381 | 1 |  | 878 | KG | 21613.06 | 21613.06 | MC05 | MC05 | SIMOTICS M Compact induction motor 1000rpm, 165kW 1576Nm, 330 A, 340V 1150rpm, 190kW 1578Nm, 330 A, 390V 1350rpm, 218kW 1542Nm, 320A, 460 V Open-circuit ventilation Direction of air flow DE-->NDE Degree of protection IP23 Incremental encoder HTL 1024 S/R (encoder HTL1024S/R) With temperature sensor KTY 84-130 DESIGN IM B3 (IMB6, IMB7, IMB8, IMV6) SHAFT WITH FITTED KEY HALF-KEY BALANCING BEARING: STANDARD VIBRATION SEVERITY GRADE A; SHAFT A.FLANGE ACCURACY GR.N TERMINAL BOX (ABOVE) CABLE ENTRY ON THE RIGHT SIGNAL CONNECTION D-END L75: FAN SPECIAL VERSION 3 AC 400 V DEGREE OF PROTECTION IP 65 | - | 0 | 0
1PH8228-1HD40-2EB1-Z | G14K24 | 1PH8228-1HD40-2EB1-ZG14K24 | 1 | UN | 1 | 30 | D | D | N | N | 85015381 | 1 |  | 870 | KG | 21982.37 | 21982.37 | MC05 | MC05 | SIMOTICS M Compact induction motor 1000rpm, 165kW 1576Nm, 330 A, 340V 1150rpm, 190kW 1578Nm, 330 A, 390V 1350rpm, 218kW 1542Nm, 320A, 460 V Open-circuit ventilation Direction of air flow NDE-->DE Degree of protection IP23 Incremental encoder HTL 1024 S/R (encoder HTL1024S/R) With temperature sensor KTY 84-130 DESIGN IM B3 (IMB6, IMB7, IMB8, IMV6) SHAFT WITH FITTED KEY HALF-KEY BALANCING BEARING: GREATER CANTILEVER FORCES; VIBRATION SEVERITY GRADE A; SHAFT AND FLANGE ACCURACY GR. N TERMINAL BOX (ABOVE) CABLE ENTRY ON THE LEFT SIGNAL CONNECTION D-END G14: FAN SET WITH AIR FILTER AVEC FILTRE A AIR K24: PRIMING (AUBURN) | - | 0 | 0
1PH8228-1HF00-2AC1 |  | 1PH8228-1HF00-2AC1 | 1 | UN | 1 | 30 | D | D | N | N | 85015381 | 1 |  | 870 | KG | 17229.66 | 17229.66 | MC05 | MC05 | SIMOTICS M Compact induction motor 1500rpm, 160 kW 1019Nm, 340A, 340V 1750rpm, 179kW 977Nm, 330 A, 395V 2000rpm, 196kW 936Nm, 325A, 450 V forced ventilation Direction of air flow DE-->NDE Degree of protection IP55 Incremental encoder HTL 1024 S/R (encoder HTL1024S/R) With temperature sensor KTY 84-130 DESIGN IM B3 (IMB6, IMB7, IMB8, IMV6) SHAFT WITH FITTED KEY HALF-KEY BALANCING BEARING: STANDARD VIBRATION SEVERITY GRADE A; SHAFT A.FLANGE ACCURACY GR.N TERMINAL BOX (ABOVE) CABLE ENTRY ON THE ND-END SIGNAL CONNECTION RIGHT | - | 0 | 0
1PH8228-1HF00-2EA1-Z | K23K40Y84 | 1PH8228-1HF00-2EA1-ZK23K40Y84 | 1 | UN | 1 | 30 | D | D | N | N | 85015381 | 1 |  | 870 | KG | 18333.28 | 18333.28 | MC05 | MC05 | SIMOTICS M Compact induction motor 1500rpm, 160 kW 1019Nm, 340A, 340V 1750rpm, 179kW 977Nm, 330 A, 395V 2000rpm, 196kW 936Nm, 325A, 450 V forced ventilation Direction of air flow DE-->NDE Degree of protection IP55 Incremental encoder HTL 1024 S/R (encoder HTL1024S/R) With temperature sensor KTY 84-130 DESIGN IM B3 (IMB6, IMB7, IMB8, IMV6) SHAFT WITH FITTED KEY HALF-KEY BALANCING BEARING: GREATER CANTILEVER FORCES; VIBRATION SEVERITY GRADE A; SHAFT AND FLANGE ACCURACY GR. N TERMINAL BOX (ABOVE) CABLE ENTRY ON THE RIGHT SIGNAL CONNECTION D-END K23: SPECIAL PAINTING WORLDWIDE K40: RELUBRICATING EQUIPMENT DRIVE END AND NON-DRIVE END Y84: CUSTOMER IDENTNUMBER ON THE RATING PLATE (MAX. 30 SIGNS) | - | 0 | 0
1PH8228-1HF03-2BA1-Z | K24 | 1PH8228-1HF03-2BA1-ZK24 | 1 | UN | 1 | 30 | D | D | N | N | 85015381 | 1 |  | 870 | KG | 18664.65 | 18664.65 | MC05 | MC05 | SIMOTICS M Compact induction motor 1500rpm, 160 kW 1019Nm, 340A, 340V 1750rpm, 179kW 977Nm, 330 A, 395V 2000rpm, 196kW 936Nm, 325A, 450 V forced ventilation Direction of air flow DE-->NDE Degree of protection IP55 Incremental encoder HTL 1024 S/R (encoder HTL1024S/R) With temperature sensor KTY 84-130 DESIGN IM B35 WITH FLANGE A550 (IM V35) SHAFT WITH FITTED KEY HALF-KEY BALANCING BEARING: STANDARD VIBRATION SEVERITY GRADE R/A; SHAFT A.FLANGE ACCURACY GR. R TERMINAL BOX (ABOVE) CABLE ENTRY ON THE RIGHT SIGNAL CONNECTION D-END K24: PRIMING (AUBURN) | - | 0 | 0
1PH8228-1HF10-1BA1 |  | 1PH8228-1HF10-1BA1 | 1 | UN | 1 | 30 | D | D | N | N | 85015381 | 1 |  | 870 | KG | 17377.6 | 17377.6 | MC05 | MC05 | SIMOTICS M Compact induction motor 1500rpm, 160 kW 1019Nm, 340A, 340V 1750rpm, 179kW 977Nm, 330 A, 395V 2000rpm, 196kW 936Nm, 325A, 450 V forced ventilation Direction of air flow NDE-->DE Degree of protection IP55 Incremental encoder HTL 1024 S/R (encoder HTL1024S/R) With temperature sensor KTY 84-130 DESIGN IM B3 (IMB6, IMB7, IMB8, IMV6) SHAFT WITH FITTED KEY FULL-KEY BALANCING BEARING: STANDARD VIBRATION SEVERITY GRADE R/A; SHAFT A.FLANGE ACCURACY GR. R TERMINAL BOX (ABOVE) CABLE ENTRY ON THE RIGHT SIGNAL CONNECTION D-END | - | 0 | 0
1PH8228-1HF10-2CB1-Z | G14K23K40X61 | 1PH8228-1HF10-2CB1-ZG14K23K40X61 | 1 | UN | 1 | 30 | D | D | N | N | 85015381 | 1 |  | 870 | KG | 19429.24 | 19429.24 | MC05 | MC05 | SIMOTICS M Compact induction motor 1500rpm, 160 kW 1019Nm, 340A, 340 V 1750rpm, 179 kW 977Nm, 330 A, 395 V 2000rpm, 196 kW 936Nm, 325A, 450 V Forced ventilation; direction of air flow NDE-->DE; Degree of protection IP55 Motor customer-spec. Offer number SMR-87-2013 K40: Regreasing system DE and NDE G14: Fan set with air filter K23: special finish worldwide X61: special color | - | 0 | 7
1PH8228-1HF10-2CB1-Z | G14K40P01X61 | 1PH8228-1HF10-2CB1-ZG14K40P01X61 | 1 | UN | 1 | 30 | D | D | N | N | 85015381 | 1 |  | 870 | KG | 19281.31 | 19281.31 | MC05 | MC05 | SIMOTICS M Compact induction motor 1500rpm, 160 kW 1019Nm, 340A, 340 V 1750rpm, 179 kW 977Nm, 330 A, 395 V 2000 rpm, 196 kW 936Nm, 325A, 450 V Forced ventilation; direction of air flow NDE-->DE; Degree of protection IP55 Motor customer-spec. Offer number SMR-87-2013 K40: Regreasing system DE and NDE G14: Fan set with air filter X61: special color P01: cable entry plate 3x M63x 1.5 | - | 0 | 7
1PH8228-1HF10-2CB1-Z | G14K40X61 | 1PH8228-1HF10-2CB1-ZG14K40X61 | 1 | UN | 1 | 30 | D | D | N | N | 85015381 | 1 |  | 870 | KG | 19478.37 | 19478.37 | MC05 | MC05 | SIMOTICS M Compact induction motor 1500rpm, 160 kW 1019Nm, 340A, 340 V 1750rpm, 179 kW 977Nm, 330 A, 395 V 2000rpm, 196 kW 936Nm, 325A, 450 V forced ventilation direction of air flow NDE-->DE Degree of protection IP55 Motor customer-spec. Offer number SMR-87-2013 K40: Regreasing system DE and NDE G14: Fan set with air filter X61: special color | - | 0 | 7
1PH8228-1HF10-2EB1-Z | L03 | 1PH8228-1HF10-2EB1-ZL03 | 1 | UN | 1 | 30 | D | D | N | N | 85015381 | 1 |  | 870 | KG | 20097.91 | 20097.91 | MC05 | MC05 | SIMOTICS M Compact induction motor 1500rpm, 160 kW 1019Nm, 340A, 340V 1750rpm, 179kW 977Nm, 330 A, 395V 2000rpm, 196kW 936Nm, 325A, 450 V forced ventilation Direction of air flow NDE-->DE Degree of protection IP55 Incremental encoder HTL 1024 S/R (encoder HTL1024S/R) With temperature sensor KTY 84-130 DESIGN IM B3 (IMB6, IMB7, IMB8, IMV6) SHAFT WITH FITTED KEY HALF-KEY BALANCING BEARING: GREATER CANTILEVER FORCES; VIBRATION SEVERITY GRADE A; SHAFT AND FLANGE ACCURACY GR. N TERMINAL BOX (ABOVE) CABLE ENTRY ON THE LEFT SIGNAL CONNECTION D-END L03: INCREASED VIBRATION FORCE | - | 0 | 0
1PH8228-1HF10-2FA1 |  | 1PH8228-1HF10-2FA1 | 1 | UN | 1 | 30 | D | D | N | N | 85015381 | 1 |  | 870 | KG | 17562.51 | 17562.51 | MC05 | MC05 | SIMOTICS M Compact induction motor 1500rpm, 160 kW 1019Nm, 340A, 340V 1750rpm, 179kW 977Nm, 330 A, 395V 2000rpm, 196kW 936Nm, 325A, 450 V forced ventilation Direction of air flow NDE-->DE Degree of protection IP55 Incremental encoder HTL 1024 S/R (encoder HTL1024S/R) With temperature sensor KTY 84-130 DESIGN IM B3 (IMB6, IMB7, IMB8, IMV6) SHAFT WITH FITTED KEY HALF-KEY BALANCING BEARING: GREATER CANTILEVER FORCES; VIBRATION SEVERITY GRADE R/A; SHAFT AND FLANGE ACCURACY GR. R TERMINAL BOX (ABOVE) CABLE ENTRY ON THE RIGHT SIGNAL CONNECTION D-END | - | 0 | 0
1PH8228-1HF12-2BD1-Z | K40M39 | 1PH8228-1HF12-2BD1-ZK40M39 | 1 | UN | 1 | 30 | D | D | N | N | 85015381 | 1 |  | 870 | KG | 21642.26 | 21642.26 | MC05 | MC05 | SIMOTICS M Compact induction motor 1500rpm, 160 kW 1019Nm, 340A, 340V 1750rpm, 179kW 977Nm, 330 A, 395V 2000rpm, 196kW 936Nm, 325A, 450 V forced ventilation Direction of air flow NDE-->DE Degree of protection IP55 Incremental encoder HTL 1024 S/R (encoder HTL1024S/R) With temperature sensor KTY 84-130 DESIGN IM B5 WITH FLANGE A550 (IM V3) SHAFT WITH FITTED KEY HALF-KEY BALANCING BEARING: STANDARD VIBRATION SEVERITY GRADE R/A; SHAFT A.FLANGE ACCURACY GR. R TERMINAL BOX (ABOVE) CABLE ENTRY ON THE D-END SIGNAL CONNECTION RIGHT K40: RELUBRICATING EQUIPMENT DRIVE END AND NON-DRIVE END M39: VERSION FOR HAZARDOUS AREAS ZONE 22 (ACCORD. TO EN 50281) | - | 0 | 0
1PH8228-1HF12-2BD1-Z | P00 | 1PH8228-1HF12-2BD1-ZP00 | 1 | UN | 1 | 30 | D | D | N | N | 85015381 | 1 |  | 870 | KG | 18479.75 | 18479.75 | MC05 | MC05 | SIMOTICS M Compact induction motor 1500rpm, 160 kW 1019Nm, 340A, 340V 1750rpm, 179kW 977Nm, 330 A, 395V 2000rpm, 196kW 936Nm, 325A, 450 V forced ventilation Direction of air flow NDE-->DE Degree of protection IP55 Incremental encoder HTL 1024 S/R (encoder HTL1024S/R) With temperature sensor KTY 84-130 DESIGN IM B5 WITH FLANGE A550 (IM V3) SHAFT WITH FITTED KEY HALF-KEY BALANCING BEARING: STANDARD VIBRATION SEVERITY GRADE R/A; SHAFT A.FLANGE ACCURACY GR. R TERMINAL BOX (ABOVE) CABLE ENTRY ON THE D-END SIGNAL CONNECTION RIGHT P00: CABLE ENTRY PLATE NOT DRILLED | - | 0 | 0
1PH8228-1HF13-2BD1-Z | Y84 | 1PH8228-1HF13-2BD1-ZY84 | 1 | UN | 1 | 30 | D | D | N | N | 85015381 | 1 |  | 870 | KG | 18451.64 | 18451.64 | MC05 | MC05 | SIMOTICS M Compact induction motor 1500rpm, 160 kW 1019Nm, 340A, 340V 1750rpm, 179kW 977Nm, 330 A, 395V 2000rpm, 196kW 936Nm, 325A, 450 V forced ventilation Direction of air flow NDE-->DE Degree of protection IP55 Incremental encoder HTL 1024 S/R (encoder HTL1024S/R) With temperature sensor KTY 84-130 DESIGN IM B35 WITH FLANGE A550 (IM V35) SHAFT WITH FITTED KEY HALF-KEY BALANCING BEARING: STANDARD VIBRATION SEVERITY GRADE R/A; SHAFT A.FLANGE ACCURACY GR. R TERMINAL BOX (ABOVE) CABLE ENTRY ON THE D-END SIGNAL CONNECTION RIGHT Y84: CUSTOMER IDENTNUMBER ON THE RATING PLATE (MAX. 30 SIGNS) | - | 0 | 0
1PH8228-1HF20-1EA1-Z | K10K23X57 | 1PH8228-1HF20-1EA1-ZK10K23X57 | 1 | UN | 1 | 30 | D | D | N | N | 85015381 | 1 |  | 875 | KG | 23452.11 | 23452.11 | MC05 | MC05 | SIMOTICS M Compact induction motor 1500 rpm, 192kW 1222Nm, 390A, 340V 1750 rpm, 221kW 1206Nm, 390A, 390V 2000 rpm, 245kW 1170Nm, 380A, 450 V water cooling Degree of protection IP55 Incremental encoder HTL 1024 S/R (encoder HTL1024S/R) With temperature sensor KTY 84-130 DESIGN IM B3 (IMB6, IMB7, IMB8, IMV6) SHAFT WITH FITTED KEY FULL-KEY BALANCING BEARING: GREATER CANTILEVER FORCES; VIBRATION SEVERITY GRADE A; SHAFT AND FLANGE ACCURACY GR. N TERMINAL BOX (ABOVE) CABLE ENTRY ON THE RIGHT SIGNAL CONNECTION D-END K10: TERMINAL BOX NON DRIVE-END CABLE ROUTING DRIVE END SIGNAL CONNECTION TOP K23: SPECIAL PAINTING WORLDWIDE X57: PAINT FINISH RAL 5012 (LIGHT BLUE) | - | 0 | 0
1PH8228-1HF20-1EA1-Z | K10X57 | 1PH8228-1HF20-1EA1-ZK10X57 | 1 | UN | 1 | 30 | D | D | N | N | 85015381 | 1 |  | 875 | KG | 23126.66 | 23126.66 | MC05 | MC05 | SIMOTICS M Compact induction motor 1500 rpm, 192kW 1222Nm, 390A, 340V 1750 rpm, 221kW 1206Nm, 390A, 390V 2000 rpm, 245kW 1170Nm, 380A, 450 V water cooling Degree of protection IP55 Incremental encoder HTL 1024 S/R (encoder HTL1024S/R) With temperature sensor KTY 84-130 DESIGN IM B3 (IMB6, IMB7, IMB8, IMV6) SHAFT WITH FITTED KEY FULL-KEY BALANCING BEARING: GREATER CANTILEVER FORCES; VIBRATION SEVERITY GRADE A; SHAFT AND FLANGE ACCURACY GR. N TERMINAL BOX (ABOVE) CABLE ENTRY ON THE RIGHT SIGNAL CONNECTION D-END K10: TERMINAL BOX NON DRIVE-END CABLE ROUTING DRIVE END SIGNAL CONNECTION TOP X57: PAINT FINISH RAL 5012 (LIGHT BLUE) | - | 0 | 0
1PH8228-1HF20-1EA1-Z | K23K40 | 1PH8228-1HF20-1EA1-ZK23K40 | 1 | UN | 1 | 30 | D | D | N | N | 85015381 | 1 |  | 875 | KG | 22608.84 | 22608.84 | MC05 | MC05 | SIMOTICS M Compact induction motor 1500 rpm, 192kW 1222Nm, 390A, 340V 1750 rpm, 221kW 1206Nm, 390A, 390V 2000 rpm, 245kW 1170Nm, 380A, 450 V water cooling Degree of protection IP55 Incremental encoder HTL 1024 S/R (encoder HTL1024S/R) With temperature sensor KTY 84-130 DESIGN IM B3 (IMB6, IMB7, IMB8, IMV6) SHAFT WITH FITTED KEY FULL-KEY BALANCING BEARING: GREATER CANTILEVER FORCES; VIBRATION SEVERITY GRADE A; SHAFT AND FLANGE ACCURACY GR. N TERMINAL BOX (ABOVE) CABLE ENTRY ON THE RIGHT SIGNAL CONNECTION D-END K23: SPECIAL PAINTING WORLDWIDE K40: RELUBRICATING EQUIPMENT DRIVE END AND NON-DRIVE END | - | 0 | 0
1PH8228-1HF20-2BD1 |  | 1PH8228-1HF20-2BD1 | 1 | UN | 1 | 30 | D | D | N | N | 85015381 | 1 |  | 875 | KG | 21765.6 | 21765.6 | MC05 | MC05 | SIMOTICS M Compact induction motor 1500 rpm, 192kW 1222Nm, 390A, 340V 1750 rpm, 221kW 1206Nm, 390A, 390V 2000 rpm, 245kW 1170Nm, 380A, 450 V water cooling Degree of protection IP55 Incremental encoder HTL 1024 S/R (encoder HTL1024S/R) With temperature sensor KTY 84-130 DESIGN IM B3 (IMB6, IMB7, IMB8, IMV6) SHAFT WITH FITTED KEY HALF-KEY BALANCING BEARING: STANDARD VIBRATION SEVERITY GRADE R/A; SHAFT A.FLANGE ACCURACY GR. R TERMINAL BOX (ABOVE) CABLE ENTRY ON THE D-END SIGNAL CONNECTION RIGHT | - | 0 | 0
1PH8228-1HF23-2BB1 |  | 1PH8228-1HF23-2BB1 | 1 | UN | 1 | 30 | D | D | N | N | 85015381 | 1 |  | 875 | KG | 22727.2 | 22727.2 | MC05 | MC05 | SIMOTICS M Compact induction motor 1500 rpm, 192kW 1222Nm, 390A, 340V 1750 rpm, 221kW 1206Nm, 390A, 390V 2000 rpm, 245kW 1170Nm, 380A, 450 V water cooling Degree of protection IP55 Incremental encoder HTL 1024 S/R (encoder HTL1024S/R) With temperature sensor KTY 84-130 DESIGN IM B35 WITH FLANGE A550 (IM V35) SHAFT WITH FITTED KEY HALF-KEY BALANCING BEARING: STANDARD VIBRATION SEVERITY GRADE R/A; SHAFT A.FLANGE ACCURACY GR. R TERMINAL BOX (ABOVE) CABLE ENTRY ON THE LEFT SIGNAL CONNECTION D-END | - | 0 | 0
1PH8228-1HF30-2AA1-Z | K40X01 | 1PH8228-1HF30-2AA1-ZK40X01 | 1 | UN | 1 | 30 | D | D | N | N | 85015381 | 1 |  | 870 | KG | 21702.09 | 21702.09 | MC05 | MC05 | SIMOTICS M Compact induction motor 1500rpm, 230kW 1464Nm, 465 A, 340V 1750rpm, 265kW 1446Nm, 460A, 390V 2000rpm, 288kW 1375Nm, 440A, 450 V Open-circuit ventilation Direction of air flow DE-->NDE Degree of protection IP23 Incremental encoder HTL 1024 S/R (encoder HTL1024S/R) With temperature sensor KTY 84-130 DESIGN IM B3 (IMB6, IMB7, IMB8, IMV6) SHAFT WITH FITTED KEY HALF-KEY BALANCING BEARING: STANDARD VIBRATION SEVERITY GRADE A; SHAFT A.FLANGE ACCURACY GR.N TERMINAL BOX (ABOVE) CABLE ENTRY ON THE RIGHT SIGNAL CONNECTION D-END K40: RELUBRICATING EQUIPMENT DRIVE END AND NON-DRIVE END X01: PAINT FINISH RAL 9005 (DEEP BLACK) | - | 0 | 0
1PH8228-1HF30-2AC1 |  | 1PH8228-1HF30-2AC1 | 1 | UN | 1 | 30 | D | D | N | N | 85015381 | 1 |  | 870 | KG | 21028.96 | 21028.96 | MC05 | MC05 | SIMOTICS M Compact induction motor 1500rpm, 230kW 1464Nm, 465 A, 340V 1750rpm, 265kW 1446Nm, 460A, 390V 2000rpm, 288kW 1375Nm, 440A, 450 V Open-circuit ventilation Direction of air flow DE-->NDE Degree of protection IP23 Incremental encoder HTL 1024 S/R (encoder HTL1024S/R) With temperature sensor KTY 84-130 DESIGN IM B3 (IMB6, IMB7, IMB8, IMV6) SHAFT WITH FITTED KEY HALF-KEY BALANCING BEARING: STANDARD VIBRATION SEVERITY GRADE A; SHAFT A.FLANGE ACCURACY GR.N TERMINAL BOX (ABOVE) CABLE ENTRY ON THE ND-END SIGNAL CONNECTION RIGHT | - | 0 | 0
1PH8228-1HF30-2AC1-Z | K24 | 1PH8228-1HF30-2AC1-ZK24 | 1 | UN | 1 | 30 | D | D | N | N | 85015381 | 1 |  | 870 | KG | 21354.41 | 21354.41 | MC05 | MC05 | SIMOTICS M Compact induction motor 1500rpm, 230kW 1464Nm, 465 A, 340V 1750rpm, 265kW 1446Nm, 460A, 390V 2000rpm, 288kW 1375Nm, 440A, 450 V Open-circuit ventilation Direction of air flow DE-->NDE Degree of protection IP23 Incremental encoder HTL 1024 S/R (encoder HTL1024S/R) With temperature sensor KTY 84-130 DESIGN IM B3 (IMB6, IMB7, IMB8, IMV6) SHAFT WITH FITTED KEY HALF-KEY BALANCING BEARING: STANDARD VIBRATION SEVERITY GRADE A; SHAFT A.FLANGE ACCURACY GR.N TERMINAL BOX (ABOVE) CABLE ENTRY ON THE ND-END SIGNAL CONNECTION RIGHT K24: PRIMING (AUBURN) | - | 0 | 0
1PH8228-1HF40-0AA1 |  | 1PH8228-1HF40-0AA1 | 1 | UN | 1 | 30 | D | D | N | N | 85015381 | 1 |  | 870 | KG | 20777.47 | 20777.47 | MC05 | MC05 | SIMOTICS M Compact induction motor 1500rpm, 230kW 1464Nm, 465 A, 340V 1750rpm, 265kW 1446Nm, 460A, 390V 2000rpm, 288kW 1375Nm, 440A, 450 V Open-circuit ventilation Direction of air flow NDE-->DE Degree of protection IP23 Incremental encoder HTL 1024 S/R (encoder HTL1024S/R) With temperature sensor KTY 84-130 DESIGN IM B3 (IMB6, IMB7, IMB8, IMV6) PLAIN SHAFT WITHOUT FITTED KEY; BEARING: STANDARD VIBRATION SEVERITY GRADE A; SHAFT A.FLANGE ACCURACY GR.N TERMINAL BOX (ABOVE) CABLE ENTRY ON THE RIGHT SIGNAL CONNECTION D-END | - | 0 | 0
1PH8228-1HF40-1EA1 |  | 1PH8228-1HF40-1EA1 | 1 | UN | 1 | 30 | D | D | N | N | 85015381 | 1 |  | 870 | KG | 21199.08 | 21199.08 | MC05 | MC05 | SIMOTICS M Compact induction motor 1500rpm, 230kW 1464Nm, 465 A, 340V 1750rpm, 265kW 1446Nm, 460A, 390V 2000rpm, 288kW 1375Nm, 440A, 450 V Open-circuit ventilation Direction of air flow NDE-->DE Degree of protection IP23 Incremental encoder HTL 1024 S/R (encoder HTL1024S/R) With temperature sensor KTY 84-130 DESIGN IM B3 (IMB6, IMB7, IMB8, IMV6) SHAFT WITH FITTED KEY FULL-KEY BALANCING BEARING: GREATER CANTILEVER FORCES; VIBRATION SEVERITY GRADE A; SHAFT AND FLANGE ACCURACY GR. N TERMINAL BOX (ABOVE) CABLE ENTRY ON THE RIGHT SIGNAL CONNECTION D-END | - | 0 | 0
1PH8228-1HF40-2BA2 |  | 1PH8228-1HF40-2BA2 | 1 | UN | 1 | 30 | D | D | N | N | 85015381 | 1 |  | 870 | KG | 21165.6 | 21165.6 | MC05 | MC05 | SIMOTICS M Compact asynchronous motor 1500 rpm, 230 kW, 1464 Nm, 465 A, 340 V 1750 rpm, 265 kW, 1446 Nm, 460 A, 390 V 2000 rpm, 288 kW, 1375 Nm, 440 A, 450 V Open-circuit ventilation Direction of air flow NDE-->DE Degree of protection IP23 Incremental encoder HTL 1024 S/R (encoder HTL1024S/R) With temperature sensor Pt1000 DESIGN IM B3 (IMB6, IMB7, IMB8, IMV6) SHAFT WITH FITTED KEY HALF-KEY BALANCING BEARING: STANDARD VIBRATION SEVERITY GRADE R/A; SHAFT A.FLANGE ACCURACY GR. R TERMINAL BOX (ABOVE) CABLE ENTRY ON THE RIGHT SIGNAL CONNECTION D-END | - | 0 | 0
1PH8228-1HL10-2FA1 |  | 1PH8228-1HL10-2FA1 | 1 | UN | 1 | 30 | D | D | N | N | 85015381 | 1 |  | 870 | KG | 17562.51 | 17562.51 | MC05 | MC05 | SIMOTICS M Compact induction motor 2500rpm, 205kW 783Nm, 420 A, 340V 2900rpm, 215kW 708Nm, 390A, 395V 3400rpm, 95kW 267Nm, 225 A, 460 V forced ventilation Direction of air flow NDE-->DE Degree of protection IP55 Incremental encoder HTL 1024 S/R (encoder HTL1024S/R) With temperature sensor KTY 84-130 DESIGN IM B3 (IMB6, IMB7, IMB8, IMV6) SHAFT WITH FITTED KEY HALF-KEY BALANCING BEARING: GREATER CANTILEVER FORCES; VIBRATION SEVERITY GRADE R/A; SHAFT AND FLANGE ACCURACY GR. R TERMINAL BOX (ABOVE) CABLE ENTRY ON THE RIGHT SIGNAL CONNECTION D-END | - | 0 | 0
1PH8228-1JC10-1FA1-Z | G14L00P00 | 1PH8228-1JC10-1FA1-ZG14L00P00 | 1 | UN | 1 | 30 | D | D | N | N | 85015381 | 1 |  | 870 | KG | 18623.89 | 18623.89 | MC05 | MC05 | SIMOTICS M Compact induction motor 700rpm, 82kW 1119Nm, 188A, 315V 800rpm, 92kW 1098Nm, 182A, 360V 1000rpm, 115kW 1098Nm, 182A, 450 V forced ventilation Direction of air flow NDE-->DE Degree of protection IP55 Incremental encoder HTL 2048 S/R (encoder HTL2048S/R) With temperature sensor KTY 84-130 DESIGN IM B3 (IMB6, IMB7, IMB8, IMV6) SHAFT WITH FITTED KEY FULL-KEY BALANCING BEARING: GREATER CANTILEVER FORCES; VIBRATION SEVERITY GRADE R/A; SHAFT AND FLANGE ACCURACY GR. R TERMINAL BOX (ABOVE) CABLE ENTRY ON THE RIGHT SIGNAL CONNECTION D-END G14: FAN SET WITH AIR FILTER AVEC FILTRE A AIR L00: NEXT BIGGER TERMINAL BOX (1XB7322 --> 1XB7422, 1XB7422 --> 1XB7700) P00: CABLE ENTRY PLATE NOT DRILLED | - | 0 | 0
1PH8228-1JD40-0BA1 |  | 1PH8228-1JD40-0BA1 | 1 | UN | 1 | 30 | D | D | N | N | 85015381 | 1 |  | 870 | KG | 21218.21 | 21218.21 | MC05 | MC05 | SIMOTICS M Compact induction motor 1000rpm, 165kW 1576Nm, 330 A, 340V 1150rpm, 190kW 1578Nm, 330 A, 390V 1350rpm, 218kW 1542Nm, 320A, 460 V Open-circuit ventilation Direction of air flow NDE-->DE Degree of protection IP23 Incremental encoder HTL 2048 S/R (encoder HTL2048S/R) With temperature sensor KTY 84-130 DESIGN IM B3 (IMB6, IMB7, IMB8, IMV6) PLAIN SHAFT WITHOUT FITTED KEY; BEARING: STANDARD VIBRATION SEVERITY GRADE R/A; SHAFT A.FLANGE ACCURACY GR. R TERMINAL BOX (ABOVE) CABLE ENTRY ON THE RIGHT SIGNAL CONNECTION D-END | - | 0 | 0
1PH8228-1JF30-2AA1-Z | K09K24K84 | 1PH8228-1JF30-2AA1-ZK09K24K84 | 1 | UN | 1 | 30 | D | D | N | N | 85015381 | 1 |  | 870 | KG | 22682.79 | 22682.79 | MC05 | MC05 | SIMOTICS M Compact induction motor 1500rpm, 230kW 1464Nm, 465 A, 340V 1750rpm, 265kW 1446Nm, 460A, 390V 2000rpm, 288kW 1375Nm, 440A, 450 V Open-circuit ventilation Direction of air flow DE-->NDE Degree of protection IP23 Incremental encoder HTL 2048 S/R (encoder HTL2048S/R) With temperature sensor KTY 84-130 DESIGN IM B3 (IMB6, IMB7, IMB8, IMV6) SHAFT WITH FITTED KEY HALF-KEY BALANCING BEARING: STANDARD VIBRATION SEVERITY GRADE A; SHAFT A.FLANGE ACCURACY GR.N TERMINAL BOX (ABOVE) CABLE ENTRY ON THE RIGHT SIGNAL CONNECTION D-END K09: TERMINAL BOX NON DRIVE END CABLE ROUTING DRIVE END SIGNAL CONNECTION TOP K24: PRIMING (AUBURN) K84: TURNING OF THE TERMINAL BOX BY -90 DEGREES | - | 0 | 0
1PH8228-1JF30-2AA1-Z | K10K24K83 | 1PH8228-1JF30-2AA1-ZK10K24K83 | 1 | UN | 1 | 30 | D | D | N | N | 85015381 | 1 |  | 870 | KG | 22682.79 | 22682.79 | MC05 | MC05 | SIMOTICS M Compact induction motor 1500rpm, 230kW 1464Nm, 465 A, 340V 1750rpm, 265kW 1446Nm, 460A, 390V 2000rpm, 288kW 1375Nm, 440A, 450 V Open-circuit ventilation Direction of air flow DE-->NDE Degree of protection IP23 Incremental encoder HTL 2048 S/R (encoder HTL2048S/R) With temperature sensor KTY 84-130 DESIGN IM B3 (IMB6, IMB7, IMB8, IMV6) SHAFT WITH FITTED KEY HALF-KEY BALANCING BEARING: STANDARD VIBRATION SEVERITY GRADE A; SHAFT A.FLANGE ACCURACY GR.N TERMINAL BOX (ABOVE) CABLE ENTRY ON THE RIGHT SIGNAL CONNECTION D-END K10: TERMINAL BOX NON DRIVE-END CABLE ROUTING DRIVE END SIGNAL CONNECTION TOP K24: PRIMING (AUBURN) K83: TURNING OF THE TERMINAL BOX BY +90 DEGREES | - | 0 | 0
1PH8228-1MB20-0BA1 |  | 1PH8228-1MB20-0BA1 | 1 | UN | 1 | 30 | D | D | N | N | 85015381 | 1 |  | 870 | KG | 21627.23 | 21627.23 | MC05 | MC05 | SIMOTICS M Compact induction motor 400 rpm, 58kW 1385Nm, 154A, 272V 500 rpm, 72kW 1375Nm, 150 A, 340V 600 rpm, 85kW 1353Nm, 148A, 410V water cooling Degree of protection IP55 Incremental encoder SIN/COS 1 VPP 2048 S/R with C and D track (encoder IC2048S/R) with temperature sensor KTY 84-130 DESIGN IM B3 (IMB6, IMB7, IMB8, IMV6) PLAIN SHAFT WITHOUT FITTED KEY; BEARING: STANDARD VIBRATION SEVERITY GRADE R/A; SHAFT A.FLANGE ACCURACY GR. R TERMINAL BOX (ABOVE) CABLE ENTRY ON THE RIGHT SIGNAL CONNECTION D-END | - | 0 | 0
1PH8228-1MD00-0LA1-Z | L00 | 1PH8228-1MD00-0LA1-ZL00 | 1 | UN | 1 | 50 | X | D | N | N | 85015381 | 1 |  | 870 | KG | 22076.84 | 22076.84 | MC05 | MC05 | SIMOTICS M Compact induction motor 1000rpm, 113kW 1079Nm, 235A, 340V 1150rpm, 129kW 1071Nm, 235A, 390V 1350rpm, 147kW 1040Nm, 225 A, 460 V forced ventilation Direction of air flow DE-->NDE Degree of protection IP55 Incremental encoder SIN/COS 1 VPP 2048 S/R with C and D track (encoder IC2048S/R) with temperature sensor KTY 84-130 DESIGN IM B3 (IMB6, IMB7, IMB8, IMV6) PLAIN SHAFT WITHOUT FITTED KEY; BEARING: PERFORMANCE VIBRATION SEVERITY GRADE SR/B SHAFT A. FLANGE ACCURACY GR. R TERMINAL BOX (ABOVE) CABLE ENTRY ON THE RIGHT SIGNAL CONNECTION D-END L00: NEXT BIGGER TERMINAL BOX (1XB7322 --> 1XB7422, 1XB7422 --> 1XB7700) | - | 0 | 0
1PH8228-1MD00-0LA1-Z | L00L75 | 1PH8228-1MD00-0LA1-ZL00L75 | 1 | UN | 1 | 50 | X | D | N | N | 85015381 | 1 |  | 878 | KG | 22727.5 | 22727.5 | MC05 | MC05 | SIMOTICS M Compact induction motor 1000rpm, 113kW 1079Nm, 235A, 340V 1150rpm, 129kW 1071Nm, 235A, 390V 1350rpm, 147kW 1040Nm, 225 A, 460 V forced ventilation Direction of air flow DE-->NDE Degree of protection IP55 Incremental encoder SIN/COS 1 VPP 2048 S/R with C and D track (encoder IC2048S/R) with temperature sensor KTY 84-130 DESIGN IM B3 (IMB6, IMB7, IMB8, IMV6) PLAIN SHAFT WITHOUT FITTED KEY; BEARING: PERFORMANCE VIBRATION SEVERITY GRADE SR/B SHAFT A. FLANGE ACCURACY GR. R TERMINAL BOX (ABOVE) CABLE ENTRY ON THE RIGHT SIGNAL CONNECTION D-END L00: NEXT BIGGER TERMINAL BOX (1XB7322 --> 1XB7422, 1XB7422 --> 1XB7700) L75: FAN SPECIAL VERSION 3 AC 400 V DEGREE OF PROTECTION IP 65 | - | 0 | 0
1PH8228-1MD12-2BA1-Z | A12L00 | 1PH8228-1MD12-2BA1-ZA12L00 | 1 | UN | 1 | 30 | D | D | N | N | 85015381 | 1 |  | 870 | KG | 19007.12 | 19007.12 | MC05 | MC05 | SIMOTICS M Compact induction motor 1000rpm, 113kW 1079Nm, 235A, 340V 1150rpm, 129kW 1071Nm, 235A, 390V 1350rpm, 147kW 1040Nm, 225 A, 460 V forced ventilation Direction of air flow NDE-->DE Degree of protection IP55 Incremental encoder SIN/COS 1 VPP 2048 S/R with C and D track (encoder IC2048S/R) with temperature sensor KTY 84-130 DESIGN IM B5 WITH FLANGE A550 (IM V3) SHAFT WITH FITTED KEY HALF-KEY BALANCING BEARING: STANDARD VIBRATION SEVERITY GRADE R/A; SHAFT A.FLANGE ACCURACY GR. R TERMINAL BOX (ABOVE) CABLE ENTRY ON THE RIGHT SIGNAL CONNECTION D-END A12: PROTECT. BY PTC THERMISTOR WARNING AND SWITCHOFF L00: NEXT BIGGER TERMINAL BOX (1XB7322 --> 1XB7422, 1XB7422 --> 1XB7700) | - | 0 | 0
1PH8228-1MD12-2BB1-Z | A12L00 | 1PH8228-1MD12-2BB1-ZA12L00 | 1 | UN | 1 | 30 | D | D | N | N | 85015381 | 1 |  | 870 | KG | 19073.68 | 19073.68 | MC05 | MC05 | SIMOTICS M Compact induction motor 1000rpm, 113kW 1079Nm, 235A, 340V 1150rpm, 129kW 1071Nm, 235A, 390V 1350rpm, 147kW 1040Nm, 225 A, 460 V forced ventilation Direction of air flow NDE-->DE Degree of protection IP55 Incremental encoder SIN/COS 1 VPP 2048 S/R with C and D track (encoder IC2048S/R) with temperature sensor KTY 84-130 DESIGN IM B5 WITH FLANGE A550 (IM V3) SHAFT WITH FITTED KEY HALF-KEY BALANCING BEARING: STANDARD VIBRATION SEVERITY GRADE R/A; SHAFT A.FLANGE ACCURACY GR. R TERMINAL BOX (ABOVE) CABLE ENTRY ON THE LEFT SIGNAL CONNECTION D-END A12: PROTECT. BY PTC THERMISTOR WARNING AND SWITCHOFF L00: NEXT BIGGER TERMINAL BOX (1XB7322 --> 1XB7422, 1XB7422 --> 1XB7700) | - | 0 | 0
1PH8228-1MF10-2EB1 |  | 1PH8228-1MF10-2EB1 | 1 | UN | 1 | 30 | D | D | N | N | 85015381 | 1 |  | 870 | KG | 17579.46 | 17579.46 | MC05 | MC05 | SIMOTICS M Compact induction motor 1500rpm, 160 kW 1019Nm, 340A, 340V 1750rpm, 179kW 977Nm, 330 A, 395V 2000rpm, 196kW 936Nm, 325A, 450 V forced ventilation Direction of air flow NDE-->DE Degree of protection IP55 Incremental encoder SIN/COS 1 VPP 2048 S/R with C and D track (encoder IC2048S/R) with temperature sensor KTY 84-130 DESIGN IM B3 (IMB6, IMB7, IMB8, IMV6) SHAFT WITH FITTED KEY HALF-KEY BALANCING BEARING: GREATER CANTILEVER FORCES; VIBRATION SEVERITY GRADE A; SHAFT AND FLANGE ACCURACY GR. N TERMINAL BOX (ABOVE) CABLE ENTRY ON THE LEFT SIGNAL CONNECTION D-END | - | 0 | 0
1PH8228-2DF02-0FA1 |  | 1PH8228-2DF02-0FA1 | 1 | UN | 1 | 30 | D | D | N | N | 85015381 | 1 |  | 810 | KG | 23151.35 | 23151.35 | MC05 | MC05 | SIMOTICS M Compact synchronous motor 1500rpm, 168kW 1070Nm, 395A, 270V 1750rpm, 195kW 1064Nm, 390A, 314V 2000rpm, 196kW 936Nm, 345A, 355V forced ventilation Direction of air flow DE-->NDE Degree of protection IP55 Incremental encoder 22-bit with commutation position (encoder IC22DQ) with DRIVE-CLiQ interface DESIGN IM B5 WITH FLANGE A550 (IM V3) PLAIN SHAFT WITHOUT FITTED KEY; BEARING: GREATER CANTILEVER FORCES; VIBRATION SEVERITY GRADE R/A; SHAFT AND FLANGE ACCURACY GR. R TERMINAL BOX (ABOVE) CABLE ENTRY ON THE RIGHT SIGNAL CONNECTION D-END | - | 0 | 0
1PH8228-2DF03-0BA1 |  | 1PH8228-2DF03-0BA1 | 1 | UN | 1 | 30 | D | D | N | N | 85015381 | 1 |  | 810 | KG | 22966.44 | 22966.44 | MC05 | MC05 | SIMOTICS M Compact synchronous motor 1500rpm, 168kW 1070Nm, 395A, 270V 1750rpm, 195kW 1064Nm, 390A, 314V 2000rpm, 196kW 936Nm, 345A, 355V forced ventilation Direction of air flow DE-->NDE Degree of protection IP55 Incremental encoder 22-bit with commutation position (encoder IC22DQ) with DRIVE-CLiQ interface DESIGN IM B35 WITH FLANGE A550 (IM V35) PLAIN SHAFT WITHOUT FITTED KEY; BEARING: STANDARD VIBRATION SEVERITY GRADE R/A; SHAFT A.FLANGE ACCURACY GR. R TERMINAL BOX (ABOVE) CABLE ENTRY ON THE RIGHT SIGNAL CONNECTION D-END | - | 0 | 0
1PH8228-2FD03-2AB1 |  | 1PH8228-2FD03-2AB1 | 1 | UN | 1 | 30 | D | D | N | N | 85015381 | 1 |  | 810 | KG | 23720.95 | 23720.95 | MC05 | MC05 | SIMOTICS M Compact synchronous motor 1000rpm, 113kW 1079Nm, 265A, 271V 1150rpm, 129kW 1071Nm, 260A, 311V 1350rpm, 151kW 1068Nm, 260A, 364V forced ventilation Direction of air flow DE-->NDE Degree of protection IP55 Absolute encoder 22-bit Single-turn and 12-bit multi-turn (encoder AM22DQ) with DRIVE-CLiQ interface DESIGN IM B35 WITH FLANGE A550 (IM V35) SHAFT WITH FITTED KEY HALF-KEY BALANCING BEARING: STANDARD VIBRATION SEVERITY GRADE A; SHAFT A.FLANGE ACCURACY GR.N TERMINAL BOX (ABOVE) CABLE ENTRY ON THE LEFT SIGNAL CONNECTION D-END | - | 0 | 0
1PH8228-3FD40-2AA1-Z | U63 | 1PH8228-3FD40-2AA1-ZU63 | 1 | UN | 1 | 60 | X | D | N | N | 85015381 | 1 |  | 870 | KG | 33131.31 | 33131.31 | MC05 | MC05 | SIMOTICS M Compact induction motor 1000rpm, 165kW 1576Nm, 330 A, 340V 1150rpm, 190kW 1578Nm, 330 A, 390V 1350rpm, 218kW 1542Nm, 320A, 460 V Open-circuit ventilation Direction of air flow NDE-->DE Degree of protection IP23 Absolute encoder 22-bit Single-turn and 12-bit multi-turn (encoder AM22DQ) with DRIVE-CLiQ interface TERMINAL BOX (ABOVE) CABLE ENTRY ON THE RIGHT SIGNAL CONNECTION D-END U63: HOLDING BRAKE 230 V WITH MICROSWITCH AND MANUAL AIR LEVER | - | 0 | 0
1PH8284-1AC43-9BU1-Z | G00L00N3KP07Y82 | 1PH8284-1AC43-9BU1-ZG00L00N3KP07Y82 | 1 | UN | 1 | 45 | X | D | N | N | 85015381 | 1 |  | 1200 | KG | 33112.46 | 33112.46 | MC05 | MC05 | SIMOTICS M Compact induction motor 700 rpm, 171 kW, 2333Nm, 355 A 330 V; 800 rpm, 195 kW, 2328Nm 335A, 400 V; 1000rpm, 235 kW 2244Nm, 345A, 455 V Open-circuit ventilation Degree of protection IP23 Motor customer-spec. according to Offer No.: SMR-28-2013 G00: External fan NDE left L00: next larger Terminal box Y82: Extra rating plate with customer specifications P07: Cable entry plate 7xM32+1x M12 N3K: Customer-specific rotor With 2 special shaft extensions | - | 0 | 0
1PH8284-1AC43-9BU1-Z | L00N3KP07Y82 | 1PH8284-1AC43-9BU1-ZL00N3KP07Y82 | 1 | UN | 1 | 45 | X | D | N | N | 85015381 | 1 |  | 1210 | KG | 31993.76 | 31993.76 | MC05 | MC05 | SIMOTICS M Compact induction motor 700 rpm, 171 kW, 2333 Nm, 355 A 330 V; 800 rpm, 195 kW, 2328 Nm 335 A, 400 V; 1000 rpm, 235 kW 2244 Nm, 345 A, 455 V Degree of protection IP23; without encoder design IM B35 with flange A660 (IM V35) bearing version: standard terminal box NDE right L00: next larger terminal box Y82: extra rating plate with customer specifications P07: cable entry plate 7xM32+1x M12 N3K: customer-specific rotor with 2 special shaft extensions SMR-28-2013 | - | 0 | 7
1PH8284-1AC43-9BV1-Z | L00N3KP07Y82 | 1PH8284-1AC43-9BV1-ZL00N3KP07Y82 | 1 | UN | 1 | 45 | X | D | N | N | 85015381 | 1 |  | 1210 | KG | 31993.76 | 31993.76 | MC05 | MC05 | SIMOTICS M Compact induction motor 700 rpm, 171 kW, 2333 Nm, 355 A, 330 V, 800 rpm, 195 kW 2328 Nm, 335 A, 400 V 1000 rpm, 235 kW 2244 Nm, 345 A, 455 V Degree of protection IP23; without encoder design IM B35 with flange A660 (IM V35) bearing version: standard terminal box NDE left L00: next larger terminal box; Y82: extra rating plate with customer specifications P07: cable entry plate 7xM32+1x M12 N3K: customer-specific rotor with 2 special shaft extensions SMR-28-2013 | - | 0 | 7
1PH8284-1AD40-2AU1-Z | G14X22 | 1PH8284-1AD40-2AU1-ZG14X22 | 1 | UN | 1 | 45 | X | D | N | N | 85015381 | 1 |  | 1200 | KG | 28729.56 | 28729.56 | MC05 | MC05 | SIMOTICS M Compact induction motor 1000rpm, 243kW 2321Nm, 490A, 335V 1150rpm, 280 kW 2325Nm, 475A, 400 V 1350rpm, 325kW 2299Nm, 475A, 460 V Open-circuit ventilation Degree of protection IP23 Without encoder With temperature sensor KTY 84-130 DESIGN IM B3 (IMV6) SHAFT WITH FITTED KEY HALF-KEY BALANCING BEARING: STANDARD VIBRATION SEVERITY GRADE A; SHAFT A.FLANGE ACCURACY GR.N TERMINAL BOX (ABOVE) CABLE ENTRY BELOW SIGNAL CONNECTION D-END G14: FAN SET WITH AIR FILTER AVEC FILTRE A AIR X22: PAINT FINISH RAL 9002 (GREY WHITE) | - | 0 | 0
1PH8284-1AF10-1BU2 |  | 1PH8284-1AF10-1BU2 | 1 | UN | 1 | 45 | X | D | N | N | 85015381 | 1 |  | 1200 | KG | 21787.31 | 21787.31 | MC05 | MC05 | SIMOTICS M Compact asynchronous motor 1500 rpm, 196 kW, 1248 Nm, 390 A, 345 V 1750 rpm, 225 kW, 1228 Nm, 390 A, 400 V 2000 rpm, 255 kW, 1218 Nm, 390 A, 455 V Forced ventilation Degree of protection IP55 Without encoder With temperature sensor Pt1000 DESIGN IM B3 (IMV6) SHAFT WITH FITTED KEY FULL-KEY BALANCING BEARING: STANDARD VIBRATION SEVERITY GRADE R/A; SHAFT A.FLANGE ACCURACY GR. R TERMINAL BOX NDE RIGHT CABLE ENTRY BELOW SIGNAL CONNECTION D-END | - | 0 | 0
1PH8284-1AF10-1EU2 |  | 1PH8284-1AF10-1EU2 | 1 | UN | 1 | 45 | X | D | N | N | 85015381 | 1 |  | 1200 | KG | 21816.89 | 21816.89 | MC05 | MC05 | SIMOTICS M Compact asynchronous motor 1500 rpm, 196 kW, 1248 Nm, 390 A, 345 V 1750 rpm, 225 kW, 1228 Nm, 390 A, 400 V 2000 rpm, 255 kW, 1218 Nm, 390 A, 455 V Forced ventilation Degree of protection IP55 Without encoder With temperature sensor Pt1000 DESIGN IM B3 (IMV6) SHAFT WITH FITTED KEY FULL-KEY BALANCING BEARING: GREATER CANTILEVER FORCES; VIBRATION SEVERITY GRADE A; SHAFT AND FLANGE ACCURACY GR. N TERMINAL BOX NDE RIGHT CABLE ENTRY BELOW SIGNAL CONNECTION D-END | - | 0 | 0
1PH8284-1AF10-2FU1-Z | A12 | 1PH8284-1AF10-2FU1-ZA12 | 1 | UN | 1 | 45 | X | D | N | N | 85015381 | 1 |  | 1200 | KG | 22211.48 | 22211.48 | MC05 | MC05 | SIMOTICS M Compact induction motor 1500rpm, 196kW 1248Nm, 390A, 345V 1750rpm, 225kW 1228Nm, 390A, 400 V 2000rpm, 255kW 1218Nm, 390A, 455V forced ventilation Degree of protection IP55 Without encoder With temperature sensor KTY 84-130 DESIGN IM B3 (IMV6) SHAFT WITH FITTED KEY HALF-KEY BALANCING BEARING: GREATER CANTILEVER FORCES; VIBRATION SEVERITY GRADE R/A; SHAFT AND FLANGE ACCURACY GR. R TERMINAL BOX NDE RIGHT CABLE ENTRY BELOW SIGNAL CONNECTION D-END A12: PROTECT. BY PTC THERMISTOR WARNING AND SWITCHOFF | - | 0 | 0
1PH8284-1AF40-1BU2 |  | 1PH8284-1AF40-1BU2 | 1 | UN | 1 | 45 | X | D | N | N | 85015381 | 1 |  | 1200 | KG | 28139.29 | 28139.29 | MC05 | MC05 | SIMOTICS M Compact asynchronous motor 1500 rpm, 319 kW, 2031 Nm, 620 A, 345 V 1750 rpm, 370 kW, 2019 Nm, 610 A, 400 V 2000 rpm, 415 kW, 1981 Nm, 600 A, 455 V Open-circuit ventilation Degree of protection IP23 Without encoder With temperature sensor Pt1000 DESIGN IM B3 (IMV6) SHAFT WITH FITTED KEY FULL-KEY BALANCING BEARING: STANDARD VIBRATION SEVERITY GRADE R/A; SHAFT A.FLANGE ACCURACY GR. R TERMINAL BOX (ABOVE) CABLE ENTRY BELOW SIGNAL CONNECTION D-END | - | 0 | 0
1PH8284-1AF40-2AU1-Z | G00G14L00X91 | 1PH8284-1AF40-2AU1-ZG00G14L00X91 | 1 | UN | 1 | 45 | X | D | N | N | 85015381 | 1 |  | 1200 | KG | 29416.18 | 29416.18 | MC05 | MC05 | SIMOTICS M Compact induction motor 1500rpm, 319kW 2031Nm, 620A, 345V 1750rpm, 370 kW 2019Nm, 610A, 400 V 2000rpm, 415kW 1981Nm, 600 A, 455V Open-circuit ventilation Degree of protection IP23 Without encoder With temperature sensor KTY 84-130 DESIGN IM B3 (IMV6) SHAFT WITH FITTED KEY HALF-KEY BALANCING BEARING: STANDARD VIBRATION SEVERITY GRADE A; SHAFT A.FLANGE ACCURACY GR.N TERMINAL BOX (ABOVE) CABLE ENTRY BELOW SIGNAL CONNECTION D-END G00: EXTERNAL FAN NDE LEFT G14: FAN SET WITH AIR FILTER AVEC FILTRE A AIR L00: NEXT BIGGER TERMINAL BOX (1XB7322 -> 1XB7422, 1XB7422 --> 1XB7700, 1XB7700 --> 1XB7712) X91: PAINT FINISH RAL 7011 (IRON GREY) | - | 0 | 0
1PH8284-1AF40-2AU1-Z | G14 | 1PH8284-1AF40-2AU1-ZG14 | 1 | UN | 1 | 45 | X | D | N | N | 85015381 | 1 |  | 1200 | KG | 28315.33 | 28315.33 | MC05 | MC05 | SIMOTICS M Compact induction motor 1500rpm, 319kW 2031Nm, 620A, 345V 1750rpm, 370 kW 2019Nm, 610A, 400 V 2000rpm, 415kW 1981Nm, 600 A, 455V Open-circuit ventilation Degree of protection IP23 Without encoder With temperature sensor KTY 84-130 DESIGN IM B3 (IMV6) SHAFT WITH FITTED KEY HALF-KEY BALANCING BEARING: STANDARD VIBRATION SEVERITY GRADE A; SHAFT A.FLANGE ACCURACY GR.N TERMINAL BOX (ABOVE) CABLE ENTRY BELOW SIGNAL CONNECTION D-END G14: FAN SET WITH AIR FILTER AVEC FILTRE A AIR | - | 0 | 0
1PH8284-1AF40-2AU1-Z | G14K83L00X91 | 1PH8284-1AF40-2AU1-ZG14K83L00X91 | 1 | UN | 1 | 45 | X | D | N | N | 85015381 | 1 |  | 1200 | KG | 29306.46 | 29306.46 | MC05 | MC05 | SIMOTICS M Compact induction motor 1500rpm, 319kW 2031Nm, 620A, 345V 1750rpm, 370 kW 2019Nm, 610A, 400 V 2000rpm, 415kW 1981Nm, 600 A, 455V Open-circuit ventilation Degree of protection IP23 Without encoder With temperature sensor KTY 84-130 DESIGN IM B3 (IMV6) SHAFT WITH FITTED KEY HALF-KEY BALANCING BEARING: STANDARD VIBRATION SEVERITY GRADE A; SHAFT A.FLANGE ACCURACY GR.N TERMINAL BOX (ABOVE) CABLE ENTRY BELOW SIGNAL CONNECTION D-END G14: FAN SET WITH AIR FILTER AVEC FILTRE A AIR K83: TURNING OF THE TERMINAL BOX BY +90 DEGREES L00: NEXT BIGGER TERMINAL BOX (1XB7322 -> 1XB7422, 1XB7422 --> 1XB7700, 1XB7700 --> 1XB7712) X91: PAINT FINISH RAL 7011 (IRON GREY) | - | 0 | 0
1PH8284-1AF40-2AV1-Z | G14K84 | 1PH8284-1AF40-2AV1-ZG14K84 | 1 | UN | 1 | 45 | X | D | N | N | 85015381 | 1 |  | 1200 | KG | 28529.4 | 28529.4 | MC05 | MC05 | SIMOTICS M Compact induction motor 1500rpm, 319kW 2031Nm, 620A, 345V 1750rpm, 370 kW 2019Nm, 610A, 400 V 2000rpm, 415kW 1981Nm, 600 A, 455V Open-circuit ventilation Degree of protection IP23 Without encoder With temperature sensor KTY 84-130 DESIGN IM B3 (IMV6) SHAFT WITH FITTED KEY HALF-KEY BALANCING BEARING: STANDARD VIBRATION SEVERITY GRADE A; SHAFT A.FLANGE ACCURACY GR.N TERMINAL BOX NDE LEFT CABLE ENTRY BELOW SIGNAL CONNECTION D-END G14: FAN SET WITH AIR FILTER AVEC FILTRE A AIR K84: TURNING OF THE TERMINAL BOX BY -90 DEGREES | - | 0 | 0
1PH8284-1AF40-2AV1-Z | G14K84L00X91 | 1PH8284-1AF40-2AV1-ZG14K84L00X91 | 1 | UN | 1 | 45 | X | D | N | N | 85015381 | 1 |  | 1200 | KG | 29387.4 | 29387.4 | MC05 | MC05 | SIMOTICS M Compact induction motor 1500rpm, 319kW 2031Nm, 620A, 345V 1750rpm, 370 kW 2019Nm, 610A, 400 V 2000rpm, 415kW 1981Nm, 600 A, 455V Open-circuit ventilation Degree of protection IP23 Without encoder With temperature sensor KTY 84-130 DESIGN IM B3 (IMV6) SHAFT WITH FITTED KEY HALF-KEY BALANCING BEARING: STANDARD VIBRATION SEVERITY GRADE A; SHAFT A.FLANGE ACCURACY GR.N TERMINAL BOX NDE LEFT CABLE ENTRY BELOW SIGNAL CONNECTION D-END G14: FAN SET WITH AIR FILTER AVEC FILTRE A AIR K84: TURNING OF THE TERMINAL BOX BY -90 DEGREES L00: NEXT BIGGER TERMINAL BOX (1XB7322 -> 1XB7422, 1XB7422 --> 1XB7700, 1XB7700 --> 1XB7712) X91: PAINT FINISH RAL 7011 (IRON GREY) | - | 0 | 0
1PH8284-1DB20-0BA1 |  | 1PH8284-1DB20-0BA1 | 1 | UN | 1 | 45 | X | D | N | N | 85015381 | 1 |  | 1280 | KG | 26584.48 | 26584.48 | MC05 | MC05 | SIMOTICS M Compact induction motor 400 rpm, 71 kW 1695Nm, 170A, 295V 500 rpm, 89kW 170 Nm, 172A, 365V 600 rpm, 107 kW 1703Nm, 170A, 440 V water cooling Degree of protection IP55 Incremental encoder 22-bit with commutation position (encoder IC22DQ) with DRIVE-CLiQ interface DESIGN IM B3 (IMV6) PLAIN SHAFT WITHOUT FITTED KEY; BEARING: STANDARD VIBRATION SEVERITY GRADE R/A; SHAFT A.FLANGE ACCURACY GR. R TERMINAL BOX (ABOVE) CABLE ENTRY ON THE RIGHT SIGNAL CONNECTION D-END | - | 0 | 0
1PH8284-1DC10-0BU1-Z | G00 | 1PH8284-1DC10-0BU1-ZG00 | 1 | UN | 1 | 45 | X | D | N | N | 85015381 | 1 |  | 1200 | KG | 23030.92 | 23030.92 | MC05 | MC05 | SIMOTICS M Compact induction motor 700 rpm, 110 kW 1501Nm, 240A, 330V 800 rpm, 125kW 1492Nm, 235A, 400 V 1000rpm, 150kW 1433Nm, 230A, 455V forced ventilation Degree of protection IP55 Incremental encoder 22-bit with commutation position (encoder IC22DQ) with DRIVE-CLiQ interface DESIGN IM B3 (IMV6) PLAIN SHAFT WITHOUT FITTED KEY; BEARING: STANDARD VIBRATION SEVERITY GRADE R/A; SHAFT A.FLANGE ACCURACY GR. R TERMINAL BOX NDE RIGHT CABLE ENTRY BELOW SIGNAL CONNECTION D-END G00: EXTERNAL FAN NDE LEFT | - | 0 | 0
1PH8284-1DD10-1BU1-Z | G00 | 1PH8284-1DD10-1BU1-ZG00 | 1 | UN | 1 | 45 | X | D | N | N | 85015381 | 1 |  | 1200 | KG | 23230.64 | 23230.64 | MC05 | MC05 | SIMOTICS M Compact induction motor 1000rpm, 150kW 1433Nm, 315 A, 335V 1150rpm, 170 kW 1414Nm, 310A, 400 V 1350rpm, 200 kW 1416Nm, 315 A, 460 V forced ventilation Degree of protection IP55 Incremental encoder 22-bit with commutation position (encoder IC22DQ) with DRIVE-CLiQ interface DESIGN IM B3 (IMV6) SHAFT WITH FITTED KEY FULL-KEY BALANCING BEARING: STANDARD VIBRATION SEVERITY GRADE R/A; SHAFT A.FLANGE ACCURACY GR. R TERMINAL BOX NDE RIGHT CABLE ENTRY BELOW SIGNAL CONNECTION D-END G00: EXTERNAL FAN NDE LEFT | - | 0 | 0
1PH8284-1DD10-2BU1 |  | 1PH8284-1DD10-2BU1 | 1 | UN | 1 | 45 | X | D | N | N | 85015381 | 1 |  | 1200 | KG | 22987.79 | 22987.79 | MC05 | MC05 | SIMOTICS M Compact induction motor 1000rpm, 150kW 1433Nm, 315 A, 335V 1150rpm, 170 kW 1414Nm, 310A, 400 V 1350rpm, 200 kW 1416Nm, 315 A, 460 V forced ventilation Degree of protection IP55 Incremental encoder 22-bit with commutation position (encoder IC22DQ) with DRIVE-CLiQ interface DESIGN IM B3 (IMV6) SHAFT WITH FITTED KEY HALF-KEY BALANCING BEARING: STANDARD VIBRATION SEVERITY GRADE R/A; SHAFT A.FLANGE ACCURACY GR. R TERMINAL BOX NDE RIGHT CABLE ENTRY BELOW SIGNAL CONNECTION D-END | - | 0 | 0
1PH8284-1DD10-2BV1 |  | 1PH8284-1DD10-2BV1 | 1 | UN | 1 | 45 | X | D | N | N | 85015381 | 1 |  | 1200 | KG | 23068.73 | 23068.73 | MC05 | MC05 | SIMOTICS M Compact induction motor 1000rpm, 150kW 1433Nm, 315 A, 335V 1150rpm, 170 kW 1414Nm, 310A, 400 V 1350rpm, 200 kW 1416Nm, 315 A, 460 V forced ventilation Degree of protection IP55 Incremental encoder 22-bit with commutation position (encoder IC22DQ) with DRIVE-CLiQ interface DESIGN IM B3 (IMV6) SHAFT WITH FITTED KEY HALF-KEY BALANCING BEARING: STANDARD VIBRATION SEVERITY GRADE R/A; SHAFT A.FLANGE ACCURACY GR. R TERMINAL BOX NDE LEFT CABLE ENTRY BELOW SIGNAL CONNECTION D-END | - | 0 | 0
1PH8284-1DD40-0AU1 |  | 1PH8284-1DD40-0AU1 | 1 | UN | 1 | 45 | X | D | N | N | 85015381 | 1 |  | 1200 | KG | 28888.54 | 28888.54 | MC05 | MC05 | SIMOTICS M Compact induction motor 1000rpm, 243kW 2321Nm, 490A, 335V 1150rpm, 280 kW 2325Nm, 475A, 400 V 1350rpm, 325kW 2299Nm, 475A, 460 V Open-circuit ventilation Degree of protection IP23 Incremental encoder 22-bit with commutation position (encoder IC22DQ) with DRIVE-CLiQ interface DESIGN IM B3 (IMV6) PLAIN SHAFT WITHOUT FITTED KEY; BEARING: STANDARD VIBRATION SEVERITY GRADE A; SHAFT A.FLANGE ACCURACY GR.N TERMINAL BOX (ABOVE) CABLE ENTRY BELOW SIGNAL CONNECTION D-END | - | 0 | 0
1PH8284-1DD40-0BV1 |  | 1PH8284-1DD40-0BV1 | 1 | UN | 1 | 45 | X | D | N | N | 85015381 | 1 |  | 1200 | KG | 29220.99 | 29220.99 | MC05 | MC05 | SIMOTICS M Compact induction motor 1000rpm, 243kW 2321Nm, 490A, 335V 1150rpm, 280 kW 2325Nm, 475A, 400 V 1350rpm, 325kW 2299Nm, 475A, 460 V Open-circuit ventilation Degree of protection IP23 Incremental encoder 22-bit with commutation position (encoder IC22DQ) with DRIVE-CLiQ interface DESIGN IM B3 (IMV6) PLAIN SHAFT WITHOUT FITTED KEY; BEARING: STANDARD VIBRATION SEVERITY GRADE R/A; SHAFT A.FLANGE ACCURACY GR. R TERMINAL BOX NDE LEFT CABLE ENTRY BELOW SIGNAL CONNECTION D-END | - | 0 | 0
1PH8284-1DD40-0BV1-Z | X23 | 1PH8284-1DD40-0BV1-ZX23 | 1 | UN | 1 | 45 | X | D | N | N | 85015381 | 1 |  | 1200 | KG | 29635.22 | 29635.22 | MC05 | MC05 | SIMOTICS M Compact induction motor 1000rpm, 243kW 2321Nm, 490A, 335V 1150rpm, 280 kW 2325Nm, 475A, 400 V 1350rpm, 325kW 2299Nm, 475A, 460 V Open-circuit ventilation Degree of protection IP23 Incremental encoder 22-bit with commutation position (encoder IC22DQ) with DRIVE-CLiQ interface DESIGN IM B3 (IMV6) PLAIN SHAFT WITHOUT FITTED KEY; BEARING: STANDARD VIBRATION SEVERITY GRADE R/A; SHAFT A.FLANGE ACCURACY GR. R TERMINAL BOX NDE LEFT CABLE ENTRY BELOW SIGNAL CONNECTION D-END X23: PAINT FINISH RAL 5005 (SIGNAL BLUE) | - | 0 | 0
1PH8284-1DF10-0BU1-Z | G00 | 1PH8284-1DF10-0BU1-ZG00 | 1 | UN | 1 | 45 | X | D | N | N | 85015381 | 1 |  | 1200 | KG | 23030.92 | 23030.92 | MC05 | MC05 | SIMOTICS M Compact induction motor 1500rpm, 196kW 1248Nm, 390A, 345V 1750rpm, 225kW 1228Nm, 390A, 400 V 2000rpm, 255kW 1218Nm, 390A, 455V forced ventilation Degree of protection IP55 Incremental encoder 22-bit with commutation position (encoder IC22DQ) with DRIVE-CLiQ interface DESIGN IM B3 (IMV6) PLAIN SHAFT WITHOUT FITTED KEY; BEARING: STANDARD VIBRATION SEVERITY GRADE R/A; SHAFT A.FLANGE ACCURACY GR. R TERMINAL BOX NDE RIGHT CABLE ENTRY BELOW SIGNAL CONNECTION D-END G00: EXTERNAL FAN NDE LEFT | - | 0 | 0
1PH8284-1DF10-1BU1-Z | K08 | 1PH8284-1DF10-1BU1-ZK08 | 1 | UN | 1 | 45 | X | D | N | N | 85015381 | 1 |  | 1200 | KG | 22987.79 | 22987.79 | MC05 | MC05 | SIMOTICS M Compact induction motor 1500rpm, 196kW 1248Nm, 390A, 345V 1750rpm, 225kW 1228Nm, 390A, 400 V 2000rpm, 255kW 1218Nm, 390A, 455V forced ventilation Degree of protection IP55 Incremental encoder 22-bit with commutation position (encoder IC22DQ) with DRIVE-CLiQ interface DESIGN IM B3 (IMV6) SHAFT WITH FITTED KEY FULL-KEY BALANCING BEARING: STANDARD VIBRATION SEVERITY GRADE R/A; SHAFT A.FLANGE ACCURACY GR. R TERMINAL BOX NDE RIGHT CABLE ENTRY BELOW SIGNAL CONNECTION D-END K08: ENCODER CONNECTION MOUNTING OPPOSITE; | - | 0 | 0
1PH8284-1DF40-2FW1-Z | G00G14K84 | 1PH8284-1DF40-2FW1-ZG00G14K84 | 1 | UN | 1 | 45 | X | D | N | N | 85015381 | 1 |  | 1200 | KG | 30458.38 | 30458.38 | MC05 | MC05 | SIMOTICS M Compact induction motor 1500rpm, 319kW 2031Nm, 620A, 345V 1750rpm, 370 kW 2019Nm, 610A, 400 V 2000rpm, 415kW 1981Nm, 600 A, 455V Open-circuit ventilation Degree of protection IP23 Incremental encoder 22-bit with commutation position (encoder IC22DQ) with DRIVE-CLiQ interface DESIGN IM B3 (IMV6) SHAFT WITH FITTED KEY HALF-KEY BALANCING BEARING: GREATER CANTILEVER FORCES; VIBRATION SEVERITY GRADE R/A; SHAFT AND FLANGE ACCURACY GR. R TERMINAL BOX ABOVE CABLE ENTRY ON THE RIGHT SIGNAL CONNECTION D-END G00: EXTERNAL FAN NDE LEFT G14: FAN SET WITH AIR FILTER AVEC FILTRE A AIR K84: TURNING OF THE TERMINAL BOX BY -90 DEGREES | - | 0 | 0
1PH8284-1DW40-0AX1-Z | G14K24 | 1PH8284-1DW40-0AX1-ZG14K24 | 1 | UN | 1 | 45 | X | D | N | N | 85015381 | 1 |  | 1200 | KG | 29897.99 | 29897.99 | MC05 | MC05 | SIMOTICS M Compact induction motor 1500rpm, 307kW 1955Nm, 345A, 590V 1750rpm, 359kW 1959Nm, 345A, 690 V Open-circuit ventilation Degree of protection IP23 Incremental encoder 22-bit with commutation position (encoder IC22DQ) with DRIVE-CLiQ interface DESIGN IM B3 (IMV6) PLAIN SHAFT WITHOUT FITTED KEY; BEARING: STANDARD VIBRATION SEVERITY GRADE A; SHAFT A.FLANGE ACCURACY GR.N TERMINAL BOX ABOVE CABLE ENTRY ON THE RIGHT SIGNAL CONNECTION NDE G14: FAN SET WITH AIR FILTER AVEC FILTRE A AIR K24: PRIMING (AUBURN) | - | 0 | 0
1PH8284-1ED13-2AW1-Z | G00K23 | 1PH8284-1ED13-2AW1-ZG00K23 | 1 | UN | 1 | 45 | X | D | N | N | 85015381 | 1 |  | 1200 | KG | 24731.24 | 24731.24 | MC05 | MC05 | SIMOTICS M Compact induction motor 1000rpm, 150kW 1433Nm, 315 A, 335V 1150rpm, 170 kW 1414Nm, 310A, 400 V 1350rpm, 200 kW 1416Nm, 315 A, 460 V forced ventilation Degree of protection IP55 ABSOLUTE ENCODER ENDAT 2048 S/R (ENCODER AM2048S/R) with TEMPERAT. SENSOR KTY84-130 Design IM B35 with flange A660 (IM V35) SHAFT WITH FITTED KEY HALF-KEY BALANCING BEARING: STANDARD VIBRATION SEVERITY GRADE A; SHAFT A.FLANGE ACCURACY GR.N TERMINAL BOX ABOVE CABLE ENTRY ON THE RIGHT SIGNAL CONNECTION D-END G00: EXTERNAL FAN NDE LEFT K23: SPECIAL PAINTING WORLDWIDE | - | 0 | 0
1PH8284-1FC10-1AU1-Z | G00 | 1PH8284-1FC10-1AU1-ZG00 | 1 | UN | 1 | 45 | X | D | N | N | 85015381 | 1 |  | 1200 | KG | 23600.46 | 23600.46 | MC05 | MC05 | SIMOTICS M Compact induction motor 700 rpm, 110 kW 1501Nm, 240A, 330V 800 rpm, 125kW 1492Nm, 235A, 400 V 1000rpm, 150kW 1433Nm, 230A, 455V forced ventilation Degree of protection IP55 Absolute encoder 22-bit Single-turn and 12-bit multi-turn (encoder AM22DQ) with DRIVE-CLiQ interface DESIGN IM B3 (IMV6) SHAFT WITH FITTED KEY FULL-KEY BALANCING BEARING: STANDARD VIBRATION SEVERITY GRADE A; SHAFT A.FLANGE ACCURACY GR.N TERMINAL BOX NDE RIGHT CABLE ENTRY BELOW SIGNAL CONNECTION D-END G00: EXTERNAL FAN NDE LEFT | - | 0 | 0
1PH8284-1FD10-1BW1-Z | K23X19 | 1PH8284-1FD10-1BW1-ZK23X19 | 1 | UN | 1 | 45 | X | D | N | N | 85015381 | 1 |  | 1200 | KG | 24459.37 | 24459.37 | MC05 | MC05 | SIMOTICS M Compact induction motor 1000rpm, 150kW 1433Nm, 315 A, 335V 1150rpm, 170 kW 1414Nm, 310A, 400 V 1350rpm, 200 kW 1416Nm, 315 A, 460 V forced ventilation Degree of protection IP55 Absolute encoder 22-bit Single-turn and 12-bit multi-turn (encoder AM22DQ) with DRIVE-CLiQ interface DESIGN IM B3 (IMV6) SHAFT WITH FITTED KEY FULL-KEY BALANCING BEARING: STANDARD VIBRATION SEVERITY GRADE R/A; SHAFT A.FLANGE ACCURACY GR. R TERMINAL BOX ABOVE CABLE ENTRY ON THE RIGHT SIGNAL CONNECTION D-END K23: SPECIAL PAINTING WORLDWIDE X19: PAINT FINISH RAL 2004 (PURE ORANGE) | - | 0 | 0
1PH8284-1HC10-2BU1-Z | K23P00X15 | 1PH8284-1HC10-2BU1-ZK23P00X15 | 1 | UN | 1 | 45 | X | D | N | N | 85015381 | 1 |  | 1200 | KG | 23148.28 | 23148.28 | MC05 | MC05 | SIMOTICS M Compact induction motor 700 rpm, 110 kW 1501Nm, 240A, 330V 800 rpm, 125kW 1492Nm, 235A, 400 V 1000rpm, 150kW 1433Nm, 230A, 455V forced ventilation Degree of protection IP55 Incremental encoder HTL 1024 S/R (encoder HTL1024S/R) with temperature sensor KTY 84-130 DESIGN IM B3 (IMV6) SHAFT WITH FITTED KEY HALF-KEY BALANCING BEARING: STANDARD VIBRATION SEVERITY GRADE R/A; SHAFT A.FLANGE ACCURACY GR. R TERMINAL BOX NDE RIGHT CABLE ENTRY BELOW SIGNAL CONNECTION D-END K23: SPECIAL PAINTING WORLDWIDE P00: CABLE ENTRY PLATE NOT DRILLED X15: PAINT FINISH RAL 9010 (PURE WHITE) | - | 0 | 0
1PH8284-1HC15-1ZU1-Z | G00K24P3M | 1PH8284-1HC15-1ZU1-ZG00K24P3M | 1 | UN | 1 | 45 | X | D | N | N | 85015381 | 1 |  | 1200 | KG | 30218.24 | 30218.24 | MC05 | MC05 | SIMOTICS M Compact induction motor 700 rpm, 110 kW 1501Nm, 240A, 330V 800 rpm, 125kW 1492Nm, 235A, 400 V 1000rpm, 150kW 1433Nm, 230A, 455V forced ventilation; Degree of protection IP55 Motor customer-spec. according to Offer No.: SMR-98-2012 G00: External fan NDE left K24: Primer coat P3M: Construction version customer-specific Note: Dimension drawing as motor 1PH8284-1HC15-1BU1-Z, G00, K24 One-off costs are charged on first order | - | 0 | 0
1PH8284-1HC40-1AU1 |  | 1PH8284-1HC40-1AU1 | 1 | UN | 1 | 45 | X | D | N | N | 85015381 | 1 |  | 1200 | KG | 28405.45 | 28405.45 | MC05 | MC05 | SIMOTICS M Compact induction motor 700 rpm, 171kW 2333Nm, 355A, 330V 800 rpm, 195kW 2328Nm, 335A, 400 V 1000rpm, 235 kW 2244Nm, 345A, 455V Open-circuit ventilation Degree of protection IP23 Incremental encoder HTL 1024 S/R (encoder HTL1024S/R) with temperature sensor KTY 84-130 DESIGN IM B3 (IMV6) SHAFT WITH FITTED KEY FULL-KEY BALANCING BEARING: STANDARD VIBRATION SEVERITY GRADE A; SHAFT A.FLANGE ACCURACY GR.N TERMINAL BOX (ABOVE) CABLE ENTRY BELOW SIGNAL CONNECTION D-END | - | 0 | 0
1PH8284-1HD40-1BU1 |  | 1PH8284-1HD40-1BU1 | 1 | UN | 1 | 45 | X | D | N | N | 85015381 | 1 |  | 1200 | KG | 28656.96 | 28656.96 | MC05 | MC05 | SIMOTICS M Compact induction motor 1000rpm, 243kW 2321Nm, 490A, 335V 1150rpm, 280 kW 2325Nm, 475A, 400 V 1350rpm, 325kW 2299Nm, 475A, 460 V Open-circuit ventilation Degree of protection IP23 Incremental encoder HTL 1024 S/R (encoder HTL1024S/R) with temperature sensor KTY 84-130 DESIGN IM B3 (IMV6) SHAFT WITH FITTED KEY FULL-KEY BALANCING BEARING: STANDARD VIBRATION SEVERITY GRADE R/A; SHAFT A.FLANGE ACCURACY GR. R TERMINAL BOX (ABOVE) CABLE ENTRY BELOW SIGNAL CONNECTION D-END | - | 0 | 0
1PH8284-1HF10-1FU1-Z | K84P00Y84 | 1PH8284-1HF10-1FU1-ZK84P00Y84 | 1 | UN | 1 | 45 | X | D | N | N | 85015381 | 1 |  | 1200 | KG | 22794.67 | 22794.67 | MC05 | MC05 | SIMOTICS M Compact induction motor 1500rpm, 196kW 1248Nm, 390A, 345V 1750rpm, 225kW 1228Nm, 390A, 400 V 2000rpm, 255kW 1218Nm, 390A, 455V forced ventilation Degree of protection IP55 Incremental encoder HTL 1024 S/R (encoder HTL1024S/R) with temperature sensor KTY 84-130 DESIGN IM B3 (IMV6) SHAFT WITH FITTED KEY FULL-KEY BALANCING BEARING: GREATER CANTILEVER FORCES; VIBRATION SEVERITY GRADE R/A; SHAFT AND FLANGE ACCURACY GR. R TERMINAL BOX NDE RIGHT CABLE ENTRY BELOW SIGNAL CONNECTION D-END K84: TURNING OF THE TERMINAL BOX BY -90 DEGREES P00: CABLE ENTRY PLATE NOT DRILLED Y84: CUSTOMER IDENTNUMBER ON THE RATING PLATE (MAX. 30 SIGNS) | - | 0 | 0
1PH8284-1HF13-2AU1-Z | G14 | 1PH8284-1HF13-2AU1-ZG14 | 1 | UN | 1 | 45 | X | D | N | N | 85015381 | 1 |  | 1200 | KG | 23617.61 | 23617.61 | MC05 | MC05 | SIMOTICS M Compact induction motor 1500rpm, 196kW 1248Nm, 390A, 345V 1750rpm, 225kW 1228Nm, 390A, 400 V 2000rpm, 255kW 1218Nm, 390A, 455V forced ventilation Degree of protection IP55 Incremental encoder HTL 1024 S/R (encoder HTL1024S/R) with temperature sensor KTY 84-130 Design IM B35 with flange A660 (IM V35) SHAFT WITH FITTED KEY HALF-KEY BALANCING BEARING: STANDARD VIBRATION SEVERITY GRADE A; SHAFT A.FLANGE ACCURACY GR.N TERMINAL BOX NDE RIGHT CABLE ENTRY BELOW SIGNAL CONNECTION D-END G14: FAN SET WITH AIR FILTER AVEC FILTRE A AIR | - | 0 | 0
1PH8284-1HF40-0BU2-Z | A72K71L00 | 1PH8284-1HF40-0BU2-ZA72K71L00 | 1 | UN | 1 | 45 | X | D | N | N | 85015381 | 1 |  | 1200 | KG | 31367.41 | 31367.41 | MC05 | MC05 | SIMOTICS M Compact asynchronous motor 1500 rpm, 319 kW, 2031 Nm, 620 A, 345 V 1750 rpm, 370 kW, 2019 Nm, 610 A, 400 V 2000 rpm, 415 kW, 1981 Nm, 600 A, 455 V Open-circuit ventilation Degree of protection IP23 Incremental encoder HTL 1024 S/R (encoder HTL1024S/R) with temperature sensor Pt1000 DESIGN IM B3 (IMV6) PLAIN SHAFT WITHOUT FITTED KEY; BEARING: STANDARD VIBRATION SEVERITY GRADE R/A; SHAFT A.FLANGE ACCURACY GR. R TERMINAL BOX (ABOVE) CABLE ENTRY BELOW SIGNAL CONNECTION D-END A72: 2 PT100 RESISTANCE THERMOM FOR ROLLER BEARINGS (DE AND NDE) K71: PIPE CONNECTION PREPARED NDE ON TOP L00: NEXT BIGGER TERMINAL BOX (1XB7322 -> 1XB7422, 1XB7422 --> 1XB7700, 1XB7700 --> 1XB7712) | - | 0 | 0
1PH8284-1HF40-1AU1 |  | 1PH8284-1HF40-1AU1 | 1 | UN | 1 | 45 | X | D | N | N | 85015381 | 1 |  | 1200 | KG | 28405.45 | 28405.45 | MC05 | MC05 | SIMOTICS M Compact induction motor 1500rpm, 319kW 2031Nm, 620A, 345V 1750rpm, 370 kW 2019Nm, 610A, 400 V 2000rpm, 415kW 1981Nm, 600 A, 455V Open-circuit ventilation Degree of protection IP23 Incremental encoder HTL 1024 S/R (encoder HTL1024S/R) with temperature sensor KTY 84-130 DESIGN IM B3 (IMV6) SHAFT WITH FITTED KEY FULL-KEY BALANCING BEARING: STANDARD VIBRATION SEVERITY GRADE A; SHAFT A.FLANGE ACCURACY GR.N TERMINAL BOX (ABOVE) CABLE ENTRY BELOW SIGNAL CONNECTION D-END | - | 0 | 0
1PH8284-1HF40-1EX1-Z | K85 | 1PH8284-1HF40-1EX1-ZK85 | 1 | UN | 1 | 45 | X | D | N | N | 85015381 | 1 |  | 1200 | KG | 29049.04 | 29049.04 | MC05 | MC05 | SIMOTICS M Compact induction motor 1500rpm, 319kW 2031Nm, 620A, 345V 1750rpm, 370 kW 2019Nm, 610A, 400 V 2000rpm, 415kW 1981Nm, 600 A, 455V Open-circuit ventilation Degree of protection IP23 Incremental encoder HTL 1024 S/R (encoder HTL1024S/R) with temperature sensor KTY 84-130 DESIGN IM B3 (IMV6) SHAFT WITH FITTED KEY FULL-KEY BALANCING BEARING: GREATER CANTILEVER FORCES; VIBRATION SEVERITY GRADE A; SHAFT AND FLANGE ACCURACY GR. N TERMINAL BOX ABOVE CABLE ENTRY ON THE RIGHT SIGNAL CONNECTION NDE K85: TURNING OF THE TERMINAL BOX BY +180 DEGREES | - | 0 | 0
1PH8284-1HF40-2EW1-Z | G00G14 | 1PH8284-1HF40-2EW1-ZG00G14 | 1 | UN | 1 | 45 | X | D | N | N | 85015381 | 1 |  | 1200 | KG | 29435.33 | 29435.33 | MC05 | MC05 | SIMOTICS M Compact induction motor 1500rpm, 319kW 2031Nm, 620A, 345V 1750rpm, 370 kW 2019Nm, 610A, 400 V 2000rpm, 415kW 1981Nm, 600 A, 455V Open-circuit ventilation Degree of protection IP23 Incremental encoder HTL 1024 S/R (encoder HTL1024S/R) with temperature sensor KTY 84-130 DESIGN IM B3 (IMV6) SHAFT WITH FITTED KEY HALF-KEY BALANCING BEARING: GREATER CANTILEVER FORCES; VIBRATION SEVERITY GRADE A; SHAFT AND FLANGE ACCURACY GR. N TERMINAL BOX ABOVE CABLE ENTRY ON THE RIGHT SIGNAL CONNECTION D-END G00: EXTERNAL FAN NDE LEFT G14: FAN SET WITH AIR FILTER AVEC FILTRE A AIR | - | 0 | 0
1PH8284-1HZ10-2AW1-Z | K08K23K3KK69L00P01Q31 | 1PH8284-1HZ10-2AW1-ZK08K23K3KK69L00P01Q31 | 1 | UN | 1 | 45 | X | D | N | N | 85015381 | 1 |  | 1200 | KG | 23365.94 | 23365.94 | MC05 | MC05 | SIMOTICS M Compact induction motor 1500rpm, 196kW, 1248Nm, 390A, 345V; 1750rpm, 225kW, 1228Nm, 390A, 400V; 2000rpm, 255kW, 1218Nm, 390A, 455V forced ventilation; K23: special paint finish worldwide; K69: Pipe connection prepared NDE on the right; L00: Next larger Terminal box; P01: Cable entry plate 3x M63x 1.5 K08: Encoder connector attachment on opposite side; Q31: Metal rating plate K3K: Special winding with 690V insulating system customer-specific motor according to SMR-XX-2014 According to SMR-XX-2014 | - | 0 | 7
1PH8284-1HZ10-2FW1-Z | K23K3KK69L00P01 | 1PH8284-1HZ10-2FW1-ZK23K3KK69L00P01 | 1 | UN | 1 | 45 | X | D | N | N | 85015381 | 1 |  | 1200 | KG | 23739.76 | 23739.76 | MC05 | MC05 | SIMOTICS M Compact induction motor 1500rpm, 189kW 1750rpm, 217kW 2000rpm, 256kW forced ventilation Degree of protection IP55 Incremental encoder HTL 1024 S/R (encoder HTL1024S/R) Type of construction IM B3 (IMV6) Shaft with feather key half-key balancing Bearing version: Increased transverse forces vibration severity: R/A flange accuracy: R Terminal box on top Cable entry on the right Signal connection DE customer-specific version Offer No.: SMR-12-2014 | - | 0 | 7
1PH8284-1JB10-1AU1 |  | 1PH8284-1JB10-1AU1 | 1 | UN | 1 | 45 | X | D | N | N | 85015381 | 1 |  | 1200 | KG | 22355.09 | 22355.09 | MC05 | MC05 | SIMOTICS M Compact induction motor 400 rpm, 63kW 1504Nm, 154A, 325V 500 rpm, 80 kW 1529Nm, 154A, 395V 600 rpm, 95kW 1519Nm, 154A, 460 V forced ventilation Degree of protection IP55 Incremental encoder HTL 2048 S/R (encoder HTL2048S/R) with temperature sensor KTY 84-130 DESIGN IM B3 (IMV6) SHAFT WITH FITTED KEY FULL-KEY BALANCING BEARING: STANDARD VIBRATION SEVERITY GRADE A; SHAFT A.FLANGE ACCURACY GR.N TERMINAL BOX NDE RIGHT CABLE ENTRY BELOW SIGNAL CONNECTION D-END | - | 0 | 0
1PH8284-1JB10-1AV1 |  | 1PH8284-1JB10-1AV1 | 1 | UN | 1 | 45 | X | D | N | N | 85015381 | 1 |  | 1200 | KG | 22436.03 | 22436.03 | MC05 | MC05 | SIMOTICS M Compact induction motor 400 rpm, 63kW 1504Nm, 154A, 325V 500 rpm, 80 kW 1529Nm, 154A, 395V 600 rpm, 95kW 1519Nm, 154A, 460 V forced ventilation Degree of protection IP55 Incremental encoder HTL 2048 S/R (encoder HTL2048S/R) with temperature sensor KTY 84-130 DESIGN IM B3 (IMV6) SHAFT WITH FITTED KEY FULL-KEY BALANCING BEARING: STANDARD VIBRATION SEVERITY GRADE A; SHAFT A.FLANGE ACCURACY GR.N TERMINAL BOX NDE LEFT CABLE ENTRY BELOW SIGNAL CONNECTION D-END | - | 0 | 0
1PH8284-1JD23-2AA1 |  | 1PH8284-1JD23-2AA1 | 1 | UN | 1 | 45 | X | D | N | N | 85015381 | 1 |  | 1280 | KG | 27290.64 | 27290.64 | MC05 | MC05 | SIMOTICS M Compact induction motor 1000rpm, 172kW 1643Nm, 350 A, 335V 1150rpm, 198kW 1644Nm, 355A, 385 V 1350rpm, 232kW 1641Nm, 355A, 450 V water cooling Degree of protection IP55 Incremental encoder HTL 2048 S/R (encoder HTL2048S/R) with temperature sensor KTY 84-130 Design IM B35 with flange A660 (IM V35) SHAFT WITH FITTED KEY HALF-KEY BALANCING BEARING: STANDARD VIBRATION SEVERITY GRADE A; SHAFT A.FLANGE ACCURACY GR.N TERMINAL BOX (ABOVE) CABLE ENTRY ON THE RIGHT SIGNAL CONNECTION D-END | - | 0 | 0
1PH8286-1AC40-1AW1-Z | Y84 | 1PH8286-1AC40-1AW1-ZY84 | 1 | UN | 1 | 45 | X | D | N | N | 85015381 | 1 |  | 1400 | KG | 33165.64 | 33165.64 | MC05 | MC05 | SIMOTICS M Compact induction motor 700 rpm, 219kW 2988Nm, 455A, 325V 800 rpm, 250 kW 2984Nm, 435A, 385 V 1000rpm, 310 kW 2961Nm, 450A, 460 V Open-circuit ventilation Degree of protection IP23 Without encoder With temperature sensor KTY 84-130 DESIGN IM B3 (IMV6) SHAFT WITH FITTED KEY FULL-KEY BALANCING BEARING: STANDARD VIBRATION SEVERITY GRADE A; SHAFT A.FLANGE ACCURACY GR.N TERMINAL BOX ABOVE CABLE ENTRY ON THE RIGHT SIGNAL CONNECTION D-END Y84: CUSTOMER IDENTNUMBER ON THE RATING PLATE (MAX. 30 SIGNS) | - | 0 | 0
1PH8286-1AF10-2EW1-Z | G02K83 | 1PH8286-1AF10-2EW1-ZG02K83 | 1 | UN | 1 | 45 | X | D | N | N | 85015381 | 1 |  | 1400 | KG | 25321.47 | 25321.47 | MC05 | MC05 | SIMOTICS M Compact induction motor 1500rpm, 250 kW 1592Nm, 490A, 345V 1750rpm, 270kW 1474Nm, 460A, 400 V 2000rpm, 310 kW 1481Nm, 460A, 455V forced ventilation Degree of protection IP55 Without encoder With temperature sensor KTY 84-130 DESIGN IM B3 (IMV6) SHAFT WITH FITTED KEY HALF-KEY BALANCING BEARING: GREATER CANTILEVER FORCES; VIBRATION SEVERITY GRADE A; SHAFT AND FLANGE ACCURACY GR. N TERMINAL BOX ABOVE CABLE ENTRY ON THE RIGHT SIGNAL CONNECTION D-END G02: EXTERNAL FAN NDE RIGHT K83: TURNING OF THE TERMINAL BOX BY +90 DEGREES | - | 0 | 0
1PH8286-1AF10-2FV1-Z | A12 | 1PH8286-1AF10-2FV1-ZA12 | 1 | UN | 1 | 45 | X | D | N | N | 85015381 | 1 |  | 1400 | KG | 25337.53 | 25337.53 | MC05 | MC05 | SIMOTICS M Compact induction motor 1500rpm, 250 kW 1592Nm, 490A, 345V 1750rpm, 270kW 1474Nm, 460A, 400 V 2000rpm, 310 kW 1481Nm, 460A, 455V forced ventilation Degree of protection IP55 Without encoder With temperature sensor KTY 84-130 DESIGN IM B3 (IMV6) SHAFT WITH FITTED KEY HALF-KEY BALANCING BEARING: GREATER CANTILEVER FORCES; VIBRATION SEVERITY GRADE R/A; SHAFT AND FLANGE ACCURACY GR. R TERMINAL BOX NDE LEFT CABLE ENTRY BELOW SIGNAL CONNECTION D-END A12: PROTECT. BY PTC THERMISTOR WARNING AND SWITCHOFF | - | 0 | 0
1PH8286-1AF40-1BU2 |  | 1PH8286-1AF40-1BU2 | 1 | UN | 1 | 45 | X | D | N | N | 85015381 | 1 |  | 1400 | KG | 33287.78 | 33287.78 | MC05 | MC05 | SIMOTICS M Compact asynchronous motor 1500 rpm, 382 kW, 2432 Nm, 730 A, 345 V 1750 rpm, 445 kW, 2429 Nm, 730 A, 400 V 2000 rpm, 500 kW, 2387 Nm, 720 A, 455 V Open-circuit ventilation Degree of protection IP23 Without encoder With temperature sensor Pt1000 DESIGN IM B3 (IMV6) SHAFT WITH FITTED KEY FULL-KEY BALANCING BEARING: STANDARD VIBRATION SEVERITY GRADE R/A; SHAFT A.FLANGE ACCURACY GR. R TERMINAL BOX (ABOVE) CABLE ENTRY BELOW SIGNAL CONNECTION D-END | - | 0 | 0
1PH8286-1AF40-2AU1-Z | G00G14X91 | 1PH8286-1AF40-2AU1-ZG00G14X91 | 1 | UN | 1 | 45 | X | D | N | N | 85015381 | 1 |  | 1400 | KG | 34120.87 | 34120.87 | MC05 | MC05 | SIMOTICS M Compact induction motor 1500rpm, 382kW 2432Nm, 730A, 345V 1750rpm, 445kW 2429Nm, 730A, 400 V 2000rpm, 500 kW 2387Nm, 720A, 455V Open-circuit ventilation Degree of protection IP23 Without encoder With temperature sensor KTY 84-130 DESIGN IM B3 (IMV6) SHAFT WITH FITTED KEY HALF-KEY BALANCING BEARING: STANDARD VIBRATION SEVERITY GRADE A; SHAFT A.FLANGE ACCURACY GR.N TERMINAL BOX (ABOVE) CABLE ENTRY BELOW SIGNAL CONNECTION D-END G00: EXTERNAL FAN NDE LEFT G14: FAN SET WITH AIR FILTER AVEC FILTRE A AIR X91: PAINT FINISH RAL 7011 (IRON GREY) | - | 0 | 0
1PH8286-1AF40-2AU1-Z | G14 | 1PH8286-1AF40-2AU1-ZG14 | 1 | UN | 1 | 45 | X | D | N | N | 85015381 | 1 |  | 1400 | KG | 33463.82 | 33463.82 | MC05 | MC05 | SIMOTICS M Compact induction motor 1500rpm, 382kW 2432Nm, 730A, 345V 1750rpm, 445kW 2429Nm, 730A, 400 V 2000rpm, 500 kW 2387Nm, 720A, 455V Open-circuit ventilation Degree of protection IP23 Without encoder With temperature sensor KTY 84-130 DESIGN IM B3 (IMV6) SHAFT WITH FITTED KEY HALF-KEY BALANCING BEARING: STANDARD VIBRATION SEVERITY GRADE A; SHAFT A.FLANGE ACCURACY GR.N TERMINAL BOX (ABOVE) CABLE ENTRY BELOW SIGNAL CONNECTION D-END G14: FAN SET WITH AIR FILTER AVEC FILTRE A AIR | - | 0 | 0
1PH8286-1AF40-2AU1-Z | G14K83X91 | 1PH8286-1AF40-2AU1-ZG14K83X91 | 1 | UN | 1 | 45 | X | D | N | N | 85015381 | 1 |  | 1400 | KG | 34011.15 | 34011.15 | MC05 | MC05 | SIMOTICS M Compact induction motor 1500rpm, 382kW 2432Nm, 730A, 345V 1750rpm, 445kW 2429Nm, 730A, 400 V 2000rpm, 500 kW 2387Nm, 720A, 455V Open-circuit ventilation Degree of protection IP23 Without encoder With temperature sensor KTY 84-130 DESIGN IM B3 (IMV6) SHAFT WITH FITTED KEY HALF-KEY BALANCING BEARING: STANDARD VIBRATION SEVERITY GRADE A; SHAFT A.FLANGE ACCURACY GR.N TERMINAL BOX (ABOVE) CABLE ENTRY BELOW SIGNAL CONNECTION D-END G14: FAN SET WITH AIR FILTER AVEC FILTRE A AIR K83: TURNING OF THE TERMINAL BOX BY +90 DEGREES X91: PAINT FINISH RAL 7011 (IRON GREY) | - | 0 | 0
1PH8286-1AF40-2AU2-Z | G14K83X91 | 1PH8286-1AF40-2AU2-ZG14K83X91 | 1 | UN | 1 | 45 | X | D | N | N | 85015381 | 1 |  | 1400 | KG | 34008.6 | 34008.6 | MC05 | MC05 | SIMOTICS M Compact asynchronous motor 1500 rpm, 382 kW, 2432 Nm, 730 A, 345 V 1750 rpm, 445 kW, 2429 Nm, 730 A, 400 V 2000 rpm, 500 kW, 2387 Nm, 720 A, 455 V Open-circuit ventilation Degree of protection IP23 Without encoder With temperature sensor Pt1000 DESIGN IM B3 (IMV6) SHAFT WITH FITTED KEY HALF-KEY BALANCING BEARING: STANDARD VIBRATION SEVERITY GRADE A; SHAFT A.FLANGE ACCURACY GR.N TERMINAL BOX (ABOVE) CABLE ENTRY BELOW SIGNAL CONNECTION D-END G14: FAN SET WITH AIR FILTER AVEC FILTRE A AIR K83: TURNING OF THE TERMINAL BOX BY +90 DEGREES X91: PAINT FINISH RAL 7011 (IRON GREY) | - | 0 | 0
1PH8286-1AF40-2AV1-Z | G02G14P00 | 1PH8286-1AF40-2AV1-ZG02G14P00 | 1 | UN | 1 | 45 | X | D | N | N | 85015381 | 1 |  | 1400 | KG | 33861.6 | 33861.6 | MC05 | MC05 | SIMOTICS M Compact induction motor 1500rpm, 382kW 2432Nm, 730A, 345V 1750rpm, 445kW 2429Nm, 730A, 400 V 2000rpm, 500 kW 2387Nm, 720A, 455V Open-circuit ventilation Degree of protection IP23 Without encoder With temperature sensor KTY 84-130 DESIGN IM B3 (IMV6) SHAFT WITH FITTED KEY HALF-KEY BALANCING BEARING: STANDARD VIBRATION SEVERITY GRADE A; SHAFT A.FLANGE ACCURACY GR.N TERMINAL BOX NDE LEFT CABLE ENTRY BELOW SIGNAL CONNECTION D-END G02: EXTERNAL FAN NDE RIGHT G14: FAN SET WITH AIR FILTER AVEC FILTRE A AIR P00: CABLE ENTRY PLATE NOT DRILLED | - | 0 | 0
1PH8286-1AF40-2AV1-Z | G02G14X91 | 1PH8286-1AF40-2AV1-ZG02G14X91 | 1 | UN | 1 | 45 | X | D | N | N | 85015381 | 1 |  | 1400 | KG | 34201.81 | 34201.81 | MC05 | MC05 | SIMOTICS M Compact induction motor 1500rpm, 382kW 2432Nm, 730A, 345V 1750rpm, 445kW 2429Nm, 730A, 400 V 2000rpm, 500 kW 2387Nm, 720A, 455V Open-circuit ventilation Degree of protection IP23 Without encoder With temperature sensor KTY 84-130 DESIGN IM B3 (IMV6) SHAFT WITH FITTED KEY HALF-KEY BALANCING BEARING: STANDARD VIBRATION SEVERITY GRADE A; SHAFT A.FLANGE ACCURACY GR.N TERMINAL BOX NDE LEFT CABLE ENTRY BELOW SIGNAL CONNECTION D-END G02: EXTERNAL FAN NDE RIGHT G14: FAN SET WITH AIR FILTER AVEC FILTRE A AIR X91: PAINT FINISH RAL 7011 (IRON GREY) | - | 0 | 0
1PH8286-1AF40-2AV2-Z | G02G14K84X91 | 1PH8286-1AF40-2AV2-ZG02G14K84X91 | 1 | UN | 1 | 45 | X | D | N | N | 85015381 | 1 |  | 1400 | KG | 34332.39 | 34332.39 | MC05 | MC05 | SIMOTICS M Compact asynchronous motor 1500 rpm, 382 kW, 2432 Nm, 730 A, 345 V 1750 rpm, 445 kW, 2429 Nm, 730 A, 400 V 2000 rpm, 500 kW, 2387 Nm, 720 A, 455 V Open-circuit ventilation Degree of protection IP23 Without encoder With temperature sensor Pt1000 DESIGN IM B3 (IMV6) SHAFT WITH FITTED KEY HALF-KEY BALANCING BEARING: STANDARD VIBRATION SEVERITY GRADE A; SHAFT A.FLANGE ACCURACY GR.N TERMINAL BOX NDE LEFT CABLE ENTRY BELOW SIGNAL CONNECTION D-END G02: EXTERNAL FAN NDE RIGHT G14: FAN SET WITH AIR FILTER AVEC FILTRE A AIR K84: TURNING OF THE TERMINAL BOX BY -90 DEGREES X91: PAINT FINISH RAL 7011 (IRON GREY) | - | 0 | 0
1PH8286-1AF40-2AW1-Z | G14K84X91 | 1PH8286-1AF40-2AW1-ZG14K84X91 | 1 | UN | 1 | 45 | X | D | N | N | 85015381 | 1 |  | 1400 | KG | 34092.09 | 34092.09 | MC05 | MC05 | SIMOTICS M Compact induction motor 1500rpm, 382kW 2432Nm, 730A, 345V 1750rpm, 445kW 2429Nm, 730A, 400 V 2000rpm, 500 kW 2387Nm, 720A, 455V Open-circuit ventilation Degree of protection IP23 Without encoder With temperature sensor KTY 84-130 DESIGN IM B3 (IMV6) SHAFT WITH FITTED KEY HALF-KEY BALANCING BEARING: STANDARD VIBRATION SEVERITY GRADE A; SHAFT A.FLANGE ACCURACY GR.N TERMINAL BOX ABOVE CABLE ENTRY ON THE RIGHT SIGNAL CONNECTION D-END G14: FAN SET WITH AIR FILTER AVEC FILTRE A AIR K84: TURNING OF THE TERMINAL BOX BY -90 DEGREES X91: PAINT FINISH RAL 7011 (IRON GREY) | - | 0 | 0
1PH8286-1DB10-1AU1-Z | G00 | 1PH8286-1DB10-1AU1-ZG00 | 1 | UN | 1 | 45 | X | D | N | N | 85015381 | 1 |  | 1400 | KG | 26024.24 | 26024.24 | MC05 | MC05 | SIMOTICS M Compact induction motor 400 rpm, 80 kW 1910Nm, 186A, 325V 500 rpm, 100 kW 1909Nm, 188A, 400 V 600 rpm, 120 kW 1916Nm, 188A, 460 V forced ventilation Degree of protection IP55 Incremental encoder 22-bit with commutation position (encoder IC22DQ) with DRIVE-CLiQ interface DESIGN IM B3 (IMV6) SHAFT WITH FITTED KEY FULL-KEY BALANCING BEARING: STANDARD VIBRATION SEVERITY GRADE A; SHAFT A.FLANGE ACCURACY GR.N TERMINAL BOX NDE RIGHT CABLE ENTRY BELOW SIGNAL CONNECTION D-END G00: EXTERNAL FAN NDE LEFT | - | 0 | 0
1PH8286-1DB12-1AU1 |  | 1PH8286-1DB12-1AU1 | 1 | UN | 1 | 45 | X | D | N | N | 85015381 | 1 |  | 1400 | KG | 26920.53 | 26920.53 | MC05 | MC05 | SIMOTICS M Compact induction motor 400 rpm, 80 kW 1910Nm, 186A, 325V 500 rpm, 100 kW 1909Nm, 188A, 400 V 600 rpm, 120 kW 1916Nm, 188A, 460 V forced ventilation Degree of protection IP55 Incremental encoder 22-bit with commutation position (encoder IC22DQ) with DRIVE-CLiQ interface DESIGN IM B5 WITH FLANGE A660 (IM V3) SHAFT WITH FITTED KEY FULL-KEY BALANCING BEARING: STANDARD VIBRATION SEVERITY GRADE A; SHAFT A.FLANGE ACCURACY GR.N TERMINAL BOX NDE RIGHT CABLE ENTRY BELOW SIGNAL CONNECTION D-END | - | 0 | 0
1PH8286-1DC10-0BU1 |  | 1PH8286-1DC10-0BU1 | 1 | UN | 1 | 45 | X | D | N | N | 85015381 | 1 |  | 1400 | KG | 25833.18 | 25833.18 | MC05 | MC05 | SIMOTICS M Compact induction motor 700 rpm, 138kW 1883Nm, 295A, 325V 800 rpm, 155kW 1850Nm, 285A, 385 V 1000rpm, 185kW 1767Nm, 280A, 460 V forced ventilation Degree of protection IP55 Incremental encoder 22-bit with commutation position (encoder IC22DQ) with DRIVE-CLiQ interface DESIGN IM B3 (IMV6) PLAIN SHAFT WITHOUT FITTED KEY; BEARING: STANDARD VIBRATION SEVERITY GRADE R/A; SHAFT A.FLANGE ACCURACY GR. R TERMINAL BOX NDE RIGHT CABLE ENTRY BELOW SIGNAL CONNECTION D-END | - | 0 | 0
1PH8286-1DC10-0BU1-Z | G14 | 1PH8286-1DC10-0BU1-ZG14 | 1 | UN | 1 | 45 | X | D | N | N | 85015381 | 1 |  | 1400 | KG | 26258.18 | 26258.18 | MC05 | MC05 | SIMOTICS M Compact induction motor 700 rpm, 138kW 1883Nm, 295A, 325V 800 rpm, 155kW 1850Nm, 285A, 385 V 1000rpm, 185kW 1767Nm, 280A, 460 V forced ventilation Degree of protection IP55 Incremental encoder 22-bit with commutation position (encoder IC22DQ) with DRIVE-CLiQ interface DESIGN IM B3 (IMV6) PLAIN SHAFT WITHOUT FITTED KEY; BEARING: STANDARD VIBRATION SEVERITY GRADE R/A; SHAFT A.FLANGE ACCURACY GR. R TERMINAL BOX NDE RIGHT CABLE ENTRY BELOW SIGNAL CONNECTION D-END G14: FAN SET WITH AIR FILTER AVEC FILTRE A AIR | - | 0 | 0
1PH8286-1DC10-1AX1-Z | G14 | 1PH8286-1DC10-1AX1-ZG14 | 1 | UN | 1 | 45 | X | D | N | N | 85015381 | 1 |  | 1400 | KG | 26435.76 | 26435.76 | MC05 | MC05 | SIMOTICS M Compact induction motor 700 rpm, 138kW 1883Nm, 295A, 325V 800 rpm, 155kW 1850Nm, 285A, 385 V 1000rpm, 185kW 1767Nm, 280A, 460 V forced ventilation Degree of protection IP55 Incremental encoder 22-bit with commutation position (encoder IC22DQ) with DRIVE-CLiQ interface DESIGN IM B3 (IMV6) SHAFT WITH FITTED KEY FULL-KEY BALANCING BEARING: STANDARD VIBRATION SEVERITY GRADE A; SHAFT A.FLANGE ACCURACY GR.N TERMINAL BOX ABOVE CABLE ENTRY ON THE RIGHT SIGNAL CONNECTION NDE G14: FAN SET WITH AIR FILTER AVEC FILTRE A AIR | - | 0 | 0
1PH8286-1DD10-0EV1-Z | G14 | 1PH8286-1DD10-0EV1-ZG14 | 1 | UN | 1 | 45 | X | D | N | N | 85015381 | 1 |  | 1400 | KG | 26368.7 | 26368.7 | MC05 | MC05 | SIMOTICS M Compact induction motor 1000rpm, 182kW 1738Nm, 410A, 330V 1150rpm, 210kW 1745Nm, 410A, 380 V 1350rpm, 245kW 1733Nm, 410A, 445V forced ventilation Degree of protection IP55 Incremental encoder 22-bit with commutation position (encoder IC22DQ) with DRIVE-CLiQ interface DESIGN IM B3 (IMV6) PLAIN SHAFT WITHOUT FITTED KEY; BEARING: GREATER CANTILEVER FORCES; VIBRATION SEVERITY GRADE A; SHAFT AND FLANGE ACCURACY GR. N TERMINAL BOX NDE LEFT CABLE ENTRY BELOW SIGNAL CONNECTION D-END G14: FAN SET WITH AIR FILTER AVEC FILTRE A AIR | - | 0 | 0
1PH8286-1DD10-1BW1-Z | G02K85 | 1PH8286-1DD10-1BW1-ZG02K85 | 1 | UN | 1 | 45 | X | D | N | N | 85015381 | 1 |  | 1400 | KG | 26489.82 | 26489.82 | MC05 | MC05 | SIMOTICS M Compact induction motor 1000rpm, 182kW 1738Nm, 410A, 330V 1150rpm, 210kW 1745Nm, 410A, 380 V 1350rpm, 245kW 1733Nm, 410A, 445V forced ventilation Degree of protection IP55 Incremental encoder 22-bit with commutation position (encoder IC22DQ) with DRIVE-CLiQ interface DESIGN IM B3 (IMV6) SHAFT WITH FITTED KEY FULL-KEY BALANCING BEARING: STANDARD VIBRATION SEVERITY GRADE R/A; SHAFT A.FLANGE ACCURACY GR. R TERMINAL BOX ABOVE CABLE ENTRY ON THE RIGHT SIGNAL CONNECTION D-END G02: EXTERNAL FAN NDE RIGHT K85: TURNING OF THE TERMINAL BOX BY +180 DEGREES | - | 0 | 0
1PH8286-1DD10-2BU1 |  | 1PH8286-1DD10-2BU1 | 1 | UN | 1 | 45 | X | D | N | N | 85015381 | 1 |  | 1400 | KG | 26032.9 | 26032.9 | MC05 | MC05 | SIMOTICS M Compact induction motor 1000rpm, 182kW 1738Nm, 410A, 330V 1150rpm, 210kW 1745Nm, 410A, 380 V 1350rpm, 245kW 1733Nm, 410A, 445V forced ventilation Degree of protection IP55 Incremental encoder 22-bit with commutation position (encoder IC22DQ) with DRIVE-CLiQ interface DESIGN IM B3 (IMV6) SHAFT WITH FITTED KEY HALF-KEY BALANCING BEARING: STANDARD VIBRATION SEVERITY GRADE R/A; SHAFT A.FLANGE ACCURACY GR. R TERMINAL BOX NDE RIGHT CABLE ENTRY BELOW SIGNAL CONNECTION D-END | - | 0 | 0
1PH8286-1DD10-2BV1 |  | 1PH8286-1DD10-2BV1 | 1 | UN | 1 | 45 | X | D | N | N | 85015381 | 1 |  | 1400 | KG | 26113.84 | 26113.84 | MC05 | MC05 | SIMOTICS M Compact induction motor 1000rpm, 182kW 1738Nm, 410A, 330V 1150rpm, 210kW 1745Nm, 410A, 380 V 1350rpm, 245kW 1733Nm, 410A, 445V forced ventilation Degree of protection IP55 Incremental encoder 22-bit with commutation position (encoder IC22DQ) with DRIVE-CLiQ interface DESIGN IM B3 (IMV6) SHAFT WITH FITTED KEY HALF-KEY BALANCING BEARING: STANDARD VIBRATION SEVERITY GRADE R/A; SHAFT A.FLANGE ACCURACY GR. R TERMINAL BOX NDE LEFT CABLE ENTRY BELOW SIGNAL CONNECTION D-END | - | 0 | 0
1PH8286-1DD40-2AU1-Z | K24L00 | 1PH8286-1DD40-2AU1-ZK24L00 | 1 | UN | 1 | 45 | X | D | N | N | 85015381 | 1 |  | 1400 | KG | 35035.63 | 35035.63 | MC05 | MC05 | SIMOTICS M Compact induction motor 1000rpm, 309kW 2951Nm, 630 A, 330V 1150rpm, 355 kW 2944Nm, 630 A, 380 V 1350rpm, 410kW 2901Nm, 620A, 445V Open-circuit ventilation Degree of protection IP23 Incremental encoder 22-bit with commutation position (encoder IC22DQ) with DRIVE-CLiQ interface DESIGN IM B3 (IMV6) SHAFT WITH FITTED KEY HALF-KEY BALANCING BEARING: STANDARD VIBRATION SEVERITY GRADE A; SHAFT A.FLANGE ACCURACY GR.N TERMINAL BOX (ABOVE) CABLE ENTRY BELOW SIGNAL CONNECTION D-END K24: PRIMING (AUBURN) L00: NEXT BIGGER TERMINAL BOX (1XB7322 -> 1XB7422, 1XB7422 --> 1XB7700, 1XB7700 --> 1XB7712) | - | 0 | 0
1PH8286-1DF10-0AU1-Z | G00 | 1PH8286-1DF10-0AU1-ZG00 | 1 | UN | 1 | 45 | X | D | N | N | 85015381 | 1 |  | 1400 | KG | 25824.52 | 25824.52 | MC05 | MC05 | SIMOTICS M Compact induction motor 1500rpm, 250 kW 1592Nm, 490A, 345V 1750rpm, 270kW 1474Nm, 460A, 400 V 2000rpm, 310 kW 1481Nm, 460A, 455V forced ventilation Degree of protection IP55 Incremental encoder 22-bit with commutation position (encoder IC22DQ) with DRIVE-CLiQ interface DESIGN IM B3 (IMV6) PLAIN SHAFT WITHOUT FITTED KEY; BEARING: STANDARD VIBRATION SEVERITY GRADE A; SHAFT A.FLANGE ACCURACY GR.N TERMINAL BOX NDE RIGHT CABLE ENTRY BELOW SIGNAL CONNECTION D-END G00: EXTERNAL FAN NDE LEFT | - | 0 | 0
1PH8286-1DF10-0BU1-Z | G00 | 1PH8286-1DF10-0BU1-ZG00 | 1 | UN | 1 | 45 | X | D | N | N | 85015381 | 1 |  | 1400 | KG | 26076.03 | 26076.03 | MC05 | MC05 | SIMOTICS M Compact induction motor 1500rpm, 250 kW 1592Nm, 490A, 345V 1750rpm, 270kW 1474Nm, 460A, 400 V 2000rpm, 310 kW 1481Nm, 460A, 455V forced ventilation Degree of protection IP55 Incremental encoder 22-bit with commutation position (encoder IC22DQ) with DRIVE-CLiQ interface DESIGN IM B3 (IMV6) PLAIN SHAFT WITHOUT FITTED KEY; BEARING: STANDARD VIBRATION SEVERITY GRADE R/A; SHAFT A.FLANGE ACCURACY GR. R TERMINAL BOX NDE RIGHT CABLE ENTRY BELOW SIGNAL CONNECTION D-END G00: EXTERNAL FAN NDE LEFT | - | 0 | 0
1PH8286-1DF10-2BU1 |  | 1PH8286-1DF10-2BU1 | 1 | UN | 1 | 45 | X | D | N | N | 85015381 | 1 |  | 1400 | KG | 26032.9 | 26032.9 | MC05 | MC05 | SIMOTICS M Compact induction motor 1500rpm, 250 kW 1592Nm, 490A, 345V 1750rpm, 270kW 1474Nm, 460A, 400 V 2000rpm, 310 kW 1481Nm, 460A, 455V forced ventilation Degree of protection IP55 Incremental encoder 22-bit with commutation position (encoder IC22DQ) with DRIVE-CLiQ interface DESIGN IM B3 (IMV6) SHAFT WITH FITTED KEY HALF-KEY BALANCING BEARING: STANDARD VIBRATION SEVERITY GRADE R/A; SHAFT A.FLANGE ACCURACY GR. R TERMINAL BOX NDE RIGHT CABLE ENTRY BELOW SIGNAL CONNECTION D-END | - | 0 | 0
1PH8286-1DF10-2BU1-Z | G00 | 1PH8286-1DF10-2BU1-ZG00 | 1 | UN | 1 | 45 | X | D | N | N | 85015381 | 1 |  | 1400 | KG | 26275.75 | 26275.75 | MC05 | MC05 | SIMOTICS M Compact induction motor 1500rpm, 250 kW 1592Nm, 490A, 345V 1750rpm, 270kW 1474Nm, 460A, 400 V 2000rpm, 310 kW 1481Nm, 460A, 455V forced ventilation Degree of protection IP55 Incremental encoder 22-bit with commutation position (encoder IC22DQ) with DRIVE-CLiQ interface DESIGN IM B3 (IMV6) SHAFT WITH FITTED KEY HALF-KEY BALANCING BEARING: STANDARD VIBRATION SEVERITY GRADE R/A; SHAFT A.FLANGE ACCURACY GR. R TERMINAL BOX NDE RIGHT CABLE ENTRY BELOW SIGNAL CONNECTION D-END G00: EXTERNAL FAN NDE LEFT | - | 0 | 0
1PH8286-1EC10-0BX1 |  | 1PH8286-1EC10-0BX1 | 1 | UN | 1 | 45 | X | D | N | N | 85015381 | 1 |  | 1400 | KG | 26239.5 | 26239.5 | MC05 | MC05 | SIMOTICS M Compact induction motor 700 rpm, 138kW 1883Nm, 295A, 325V 800 rpm, 155kW 1850Nm, 285A, 385 V 1000rpm, 185kW 1767Nm, 280A, 460 V forced ventilation Degree of protection IP55 ABSOLUTE ENCODER ENDAT 2048 S/R (ENCODER AM2048S/R) with TEMPERAT. SENSOR KTY84-130 DESIGN IM B3 (IMV6) PLAIN SHAFT WITHOUT FITTED KEY; BEARING: STANDARD VIBRATION SEVERITY GRADE R/A; SHAFT A.FLANGE ACCURACY GR. R TERMINAL BOX ABOVE CABLE ENTRY ON THE RIGHT SIGNAL CONNECTION NDE | - | 0 | 0
1PH8286-1EC10-0BX1-Z | K23P00X36Y84 | 1PH8286-1EC10-0BX1-ZK23P00X36Y84 | 1 | UN | 1 | 45 | X | D | N | N | 85015381 | 1 |  | 1400 | KG | 27128.68 | 27128.68 | MC05 | MC05 | SIMOTICS M Compact induction motor 700 rpm, 138kW 1883Nm, 295A, 325V 800 rpm, 155kW 1850Nm, 285A, 385 V 1000rpm, 185kW 1767Nm, 280A, 460 V forced ventilation Degree of protection IP55 ABSOLUTE ENCODER ENDAT 2048 S/R (ENCODER AM2048S/R) with TEMPERAT. SENSOR KTY84-130 DESIGN IM B3 (IMV6) PLAIN SHAFT WITHOUT FITTED KEY; BEARING: STANDARD VIBRATION SEVERITY GRADE R/A; SHAFT A.FLANGE ACCURACY GR. R TERMINAL BOX ABOVE CABLE ENTRY ON THE RIGHT SIGNAL CONNECTION NDE K23: SPECIAL PAINTING WORLDWIDE P00: CABLE ENTRY PLATE NOT DRILLED X36: PAINT FINISH RAL 9016 (TRAFFIC WHITE) Y84: CUSTOMER IDENTNUMBER ON THE RATING PLATE (MAX. 30 SIGNS) | - | 0 | 0
1PH8286-1EC10-0BX1-Z | K23P00Y84 | 1PH8286-1EC10-0BX1-ZK23P00Y84 | 1 | UN | 1 | 45 | X | D | N | N | 85015381 | 1 |  | 1400 | KG | 26714.45 | 26714.45 | MC05 | MC05 | SIMOTICS M Compact induction motor 700 rpm, 138kW 1883Nm, 295A, 325V 800 rpm, 155kW 1850Nm, 285A, 385 V 1000rpm, 185kW 1767Nm, 280A, 460 V forced ventilation Degree of protection IP55 ABSOLUTE ENCODER ENDAT 2048 S/R (ENCODER AM2048S/R) with TEMPERAT. SENSOR KTY84-130 DESIGN IM B3 (IMV6) PLAIN SHAFT WITHOUT FITTED KEY; BEARING: STANDARD VIBRATION SEVERITY GRADE R/A; SHAFT A.FLANGE ACCURACY GR. R TERMINAL BOX ABOVE CABLE ENTRY ON THE RIGHT SIGNAL CONNECTION NDE K23: SPECIAL PAINTING WORLDWIDE P00: CABLE ENTRY PLATE NOT DRILLED Y84: CUSTOMER IDENTNUMBER ON THE RATING PLATE (MAX. 30 SIGNS) | - | 0 | 0
1PH8286-1FC13-0BW1-Z | G14 | 1PH8286-1FC13-0BW1-ZG14 | 1 | UN | 1 | 45 | X | D | N | N | 85015381 | 1 |  | 1400 | KG | 28099.59 | 28099.59 | MC05 | MC05 | SIMOTICS M Compact induction motor 700 rpm, 138kW 1883Nm, 295A, 325V 800 rpm, 155kW 1850Nm, 285A, 385 V 1000rpm, 185kW 1767Nm, 280A, 460 V forced ventilation Degree of protection IP55 Absolute encoder 22-bit Single-turn and 12-bit multi-turn (encoder AM22DQ) with DRIVE-CLiQ interface Design IM B35 with flange A660 (IM V35) PLAIN SHAFT WITHOUT FITTED KEY; BEARING: STANDARD VIBRATION SEVERITY GRADE R/A; SHAFT A.FLANGE ACCURACY GR. R TERMINAL BOX ABOVE CABLE ENTRY ON THE RIGHT SIGNAL CONNECTION D-END G14: FAN SET WITH AIR FILTER AVEC FILTRE A AIR | - | 0 | 0
1PH8286-1FF40-2AV1-Z | G14K24K85 | 1PH8286-1FF40-2AV1-ZG14K24K85 | 1 | UN | 1 | 45 | X | D | N | N | 85015381 | 1 |  | 1400 | KG | 35852.23 | 35852.23 | MC05 | MC05 | SIMOTICS M Compact induction motor 1500rpm, 382kW 2432Nm, 730A, 345V 1750rpm, 445kW 2429Nm, 730A, 400 V 2000rpm, 500 kW 2387Nm, 720A, 455V Open-circuit ventilation Degree of protection IP23 Absolute encoder 22-bit Single-turn and 12-bit multi-turn (encoder AM22DQ) with DRIVE-CLiQ interface DESIGN IM B3 (IMV6) SHAFT WITH FITTED KEY HALF-KEY BALANCING BEARING: STANDARD VIBRATION SEVERITY GRADE A; SHAFT A.FLANGE ACCURACY GR.N TERMINAL BOX NDE LEFT CABLE ENTRY BELOW SIGNAL CONNECTION D-END G14: FAN SET WITH AIR FILTER AVEC FILTRE A AIR K24: PRIMING (AUBURN) K85: TURNING OF THE TERMINAL BOX BY +180 DEGREES | - | 0 | 0
1PH8286-1HB10-2AU1 |  | 1PH8286-1HB10-2AU1 | 1 | UN | 1 | 45 | X | D | N | N | 85015381 | 1 |  | 1400 | KG | 25098.58 | 25098.58 | MC05 | MC05 | SIMOTICS M Compact induction motor 400 rpm, 80 kW 1910Nm, 186A, 325V 500 rpm, 100 kW 1909Nm, 188A, 400 V 600 rpm, 120 kW 1916Nm, 188A, 460 V forced ventilation Degree of protection IP55 Incremental encoder HTL 1024 S/R (encoder HTL1024S/R) with temperature sensor KTY 84-130 DESIGN IM B3 (IMV6) SHAFT WITH FITTED KEY HALF-KEY BALANCING BEARING: STANDARD VIBRATION SEVERITY GRADE A; SHAFT A.FLANGE ACCURACY GR.N TERMINAL BOX NDE RIGHT CABLE ENTRY BELOW SIGNAL CONNECTION D-END | - | 0 | 0
1PH8286-1HC40-2AU1-Z | G14K83 | 1PH8286-1HC40-2AU1-ZG14K83 | 1 | UN | 1 | 45 | X | D | N | N | 85015381 | 1 |  | 1400 | KG | 34112.07 | 34112.07 | MC05 | MC05 | SIMOTICS M Compact induction motor 700 rpm, 219kW 2988Nm, 455A, 325V 800 rpm, 250 kW 2984Nm, 435A, 385 V 1000rpm, 310 kW 2961Nm, 450A, 460 V Open-circuit ventilation Degree of protection IP23 Incremental encoder HTL 1024 S/R (encoder HTL1024S/R) with temperature sensor KTY 84-130 DESIGN IM B3 (IMV6) SHAFT WITH FITTED KEY HALF-KEY BALANCING BEARING: STANDARD VIBRATION SEVERITY GRADE A; SHAFT A.FLANGE ACCURACY GR.N TERMINAL BOX (ABOVE) CABLE ENTRY BELOW SIGNAL CONNECTION D-END G14: FAN SET WITH AIR FILTER AVEC FILTRE A AIR K83: TURNING OF THE TERMINAL BOX BY +90 DEGREES | - | 0 | 0
1PH8286-1HC40-2AV1-Z | G14K84 | 1PH8286-1HC40-2AV1-ZG14K84 | 1 | UN | 1 | 45 | X | D | N | N | 85015381 | 1 |  | 1400 | KG | 34193.01 | 34193.01 | MC05 | MC05 | SIMOTICS M Compact induction motor 700 rpm, 219kW 2988Nm, 455A, 325V 800 rpm, 250 kW 2984Nm, 435A, 385 V 1000rpm, 310 kW 2961Nm, 450A, 460 V Open-circuit ventilation Degree of protection IP23 Incremental encoder HTL 1024 S/R (encoder HTL1024S/R) with temperature sensor KTY 84-130 DESIGN IM B3 (IMV6) SHAFT WITH FITTED KEY HALF-KEY BALANCING BEARING: STANDARD VIBRATION SEVERITY GRADE A; SHAFT A.FLANGE ACCURACY GR.N TERMINAL BOX NDE LEFT CABLE ENTRY BELOW SIGNAL CONNECTION D-END G14: FAN SET WITH AIR FILTER AVEC FILTRE A AIR K84: TURNING OF THE TERMINAL BOX BY -90 DEGREES | - | 0 | 0
1PH8286-1HD10-2EV1-Z | G14L02 | 1PH8286-1HD10-2EV1-ZG14L02 | 1 | UN | 1 | 45 | X | D | N | N | 85015381 | 1 |  | 1400 | KG | 26619.12 | 26619.12 | MC05 | MC05 | SIMOTICS M Compact induction motor 1350rpm, 245kW, 1733Nm 410A, 445V forced ventilation, Degree of protection IP55 Incremental encoder HTL 1024 S/R (encoder HTL1024S/R), Design IM B3 (IMV6); Shaft w. feather key; half-key balancing; Bearing version: increased transverse forces Vibration severity: A; Shaft and flange accuracy: N; Terminal box NDE right Cable entry at bottom Signal connection DE G14: Fan set with air filter; L02: Improved vibration stressing for fan version SMR-59-2014 POS.20 | - | 0 | 7
1PH8286-1HF10-2AU1 |  | 1PH8286-1HF10-2AU1 | 1 | UN | 1 | 45 | X | D | N | N | 85015381 | 1 |  | 1400 | KG | 25098.58 | 25098.58 | MC05 | MC05 | SIMOTICS M Compact induction motor 1500rpm, 250 kW 1592Nm, 490A, 345V 1750rpm, 270kW 1474Nm, 460A, 400 V 2000rpm, 310 kW 1481Nm, 460A, 455V forced ventilation Degree of protection IP55 Incremental encoder HTL 1024 S/R (encoder HTL1024S/R) with temperature sensor KTY 84-130 DESIGN IM B3 (IMV6) SHAFT WITH FITTED KEY HALF-KEY BALANCING BEARING: STANDARD VIBRATION SEVERITY GRADE A; SHAFT A.FLANGE ACCURACY GR.N TERMINAL BOX NDE RIGHT CABLE ENTRY BELOW SIGNAL CONNECTION D-END | - | 0 | 0
1PH8286-1HF10-2AU1-Z | K24 | 1PH8286-1HF10-2AU1-ZK24 | 1 | UN | 1 | 45 | X | D | N | N | 85015381 | 1 |  | 1400 | KG | 25453.66 | 25453.66 | MC05 | MC05 | SIMOTICS M Compact induction motor 1500rpm, 250 kW 1592Nm, 490A, 345V 1750rpm, 270kW 1474Nm, 460A, 400 V 2000rpm, 310 kW 1481Nm, 460A, 455V forced ventilation Degree of protection IP55 Incremental encoder HTL 1024 S/R (encoder HTL1024S/R) with temperature sensor KTY 84-130 DESIGN IM B3 (IMV6) SHAFT WITH FITTED KEY HALF-KEY BALANCING BEARING: STANDARD VIBRATION SEVERITY GRADE A; SHAFT A.FLANGE ACCURACY GR.N TERMINAL BOX NDE RIGHT CABLE ENTRY BELOW SIGNAL CONNECTION D-END K24: PRIMING (AUBURN) | - | 0 | 0
1PH8286-1HF10-2BU1-Z | G14P01X62Y82 | 1PH8286-1HF10-2BU1-ZG14P01X62Y82 | 1 | UN | 1 | 45 | X | D | N | N | 85015381 | 1 |  | 1400 | KG | 26357.17 | 26357.17 | MC05 | MC05 | SIMOTICS M Compact induction motor 1500rpm, 250 kW 1592Nm, 490A, 345V 1750rpm, 270kW 1474Nm, 460A, 400 V 2000rpm, 310 kW 1481Nm, 460A, 455V forced ventilation; Degree of protection IP55 Motor customer-spec. SMR-148-2013 G14: Fan set with air filter P01: Cable entry plate, 3x M63x 1.5 (only for 1x B7700-P.. and 1x B7712-P..) Y82: Extra rating plate with customer specifications (plain text required) X62: Color customer-specific | - | 0 | 0
1PH8286-1HF10-2BU2 |  | 1PH8286-1HF10-2BU2 | 1 | UN | 1 | 45 | X | D | N | N | 85015381 | 1 |  | 1400 | KG | 25337.61 | 25337.61 | MC05 | MC05 | SIMOTICS M Compact asynchronous motor 1500 rpm, 250 kW, 1592 Nm, 490 A, 345 V 1750 rpm, 270 kW, 1474 Nm, 460 A, 400 V 2000 rpm, 310 kW, 1481 Nm, 460 A, 455 V Forced ventilation Degree of protection IP55 Incremental encoder HTL 1024 S/R (encoder HTL1024S/R) with temperature sensor Pt1000 DESIGN IM B3 (IMV6) SHAFT WITH FITTED KEY HALF-KEY BALANCING BEARING: STANDARD VIBRATION SEVERITY GRADE R/A; SHAFT A.FLANGE ACCURACY GR. R TERMINAL BOX NDE RIGHT CABLE ENTRY BELOW SIGNAL CONNECTION D-END | - | 0 | 0
1PH8286-1HF20-1BA1-Z | K23X57 | 1PH8286-1HF20-1BA1-ZK23X57 | 1 | UN | 1 | 45 | X | D | N | N | 85015381 | 1 |  | 1490 | KG | 32492.37 | 32492.37 | MC05 | MC05 | SIMOTICS M Compact induction motor 1500rpm, 281kW 1789Nm, 540A, 343V 1750rpm, 328kW 1790Nm, 540A, 400 V 2000rpm, 375kW 1791Nm, 550 A, 455V water cooling Degree of protection IP55 Incremental encoder HTL 1024 S/R (encoder HTL1024S/R) with temperature sensor KTY 84-130 DESIGN IM B3 (IMV6) SHAFT WITH FITTED KEY FULL-KEY BALANCING BEARING: STANDARD VIBRATION SEVERITY GRADE R/A; SHAFT A.FLANGE ACCURACY GR. R TERMINAL BOX (ABOVE) CABLE ENTRY ON THE RIGHT SIGNAL CONNECTION D-END K23: SPECIAL PAINTING WORLDWIDE X57: PAINT FINISH RAL 5012 (LIGHT BLUE) | - | 0 | 0
1PH8286-1HF20-2BD1 |  | 1PH8286-1HF20-2BD1 | 1 | UN | 1 | 45 | X | D | N | N | 85015381 | 1 |  | 1490 | KG | 31797.05 | 31797.05 | MC05 | MC05 | SIMOTICS M Compact induction motor 1500rpm, 281kW 1789Nm, 540A, 343V 1750rpm, 328kW 1790Nm, 540A, 400 V 2000rpm, 375kW 1791Nm, 550 A, 455V water cooling Degree of protection IP55 Incremental encoder HTL 1024 S/R (encoder HTL1024S/R) with temperature sensor KTY 84-130 DESIGN IM B3 (IMV6) SHAFT WITH FITTED KEY HALF-KEY BALANCING BEARING: STANDARD VIBRATION SEVERITY GRADE R/A; SHAFT A.FLANGE ACCURACY GR. R TERMINAL BOX (ABOVE) CABLE ENTRY ON THE D-END SIGNAL CONNECTION RIGHT | - | 0 | 0
1PH8286-1HF23-2AB1 |  | 1PH8286-1HF23-2AB1 | 1 | UN | 1 | 45 | X | D | N | N | 85015381 | 1 |  | 1490 | KG | 32684.68 | 32684.68 | MC05 | MC05 | SIMOTICS M Compact induction motor 1500rpm, 281kW 1789Nm, 540A, 343V 1750rpm, 328kW 1790Nm, 540A, 400 V 2000rpm, 375kW 1791Nm, 550 A, 455V water cooling Degree of protection IP55 Incremental encoder HTL 1024 S/R (encoder HTL1024S/R) with temperature sensor KTY 84-130 Design IM B35 with flange A660 (IM V35) SHAFT WITH FITTED KEY HALF-KEY BALANCING BEARING: STANDARD VIBRATION SEVERITY GRADE A; SHAFT A.FLANGE ACCURACY GR.N TERMINAL BOX (ABOVE) CABLE ENTRY ON THE LEFT SIGNAL CONNECTION D-END | - | 0 | 0
1PH8286-1HF23-2BA1 |  | 1PH8286-1HF23-2BA1 | 1 | UN | 1 | 45 | X | D | N | N | 85015381 | 1 |  | 1490 | KG | 32862.2 | 32862.2 | MC05 | MC05 | SIMOTICS M Compact induction motor 1500rpm, 281kW 1789Nm, 540A, 343V 1750rpm, 328kW 1790Nm, 540A, 400 V 2000rpm, 375kW 1791Nm, 550 A, 455V water cooling Degree of protection IP55 Incremental encoder HTL 1024 S/R (encoder HTL1024S/R) with temperature sensor KTY 84-130 Design IM B35 with flange A660 (IM V35) SHAFT WITH FITTED KEY HALF-KEY BALANCING BEARING: STANDARD VIBRATION SEVERITY GRADE R/A; SHAFT A.FLANGE ACCURACY GR. R TERMINAL BOX (ABOVE) CABLE ENTRY ON THE RIGHT SIGNAL CONNECTION D-END | - | 0 | 0
1PH8286-1HF40-0AU1 |  | 1PH8286-1HF40-0AU1 | 1 | UN | 1 | 45 | X | D | N | N | 85015381 | 1 |  | 1400 | KG | 33354.22 | 33354.22 | MC05 | MC05 | SIMOTICS M Compact induction motor 1500rpm, 382kW 2432Nm, 730A, 345V 1750rpm, 445kW 2429Nm, 730A, 400 V 2000rpm, 500 kW 2387Nm, 720A, 455V Open-circuit ventilation Degree of protection IP23 Incremental encoder HTL 1024 S/R (encoder HTL1024S/R) with temperature sensor KTY 84-130 DESIGN IM B3 (IMV6) PLAIN SHAFT WITHOUT FITTED KEY; BEARING: STANDARD VIBRATION SEVERITY GRADE A; SHAFT A.FLANGE ACCURACY GR.N TERMINAL BOX (ABOVE) CABLE ENTRY BELOW SIGNAL CONNECTION D-END | - | 0 | 0
1PH8286-1HF40-2BU2-Z | A12G14 | 1PH8286-1HF40-2BU2-ZA12G14 | 1 | UN | 1 | 45 | X | D | N | N | 85015381 | 1 |  | 1400 | KG | 34402.9 | 34402.9 | MC05 | MC05 | SIMOTICS M Compact asynchronous motor 1500 rpm, 382 kW, 2432 Nm, 730 A, 345 V 1750 rpm, 445 kW, 2429 Nm, 730 A, 400 V 2000 rpm, 500 kW, 2387 Nm, 720 A, 455 V Open-circuit ventilation Degree of protection IP23 Incremental encoder HTL 1024 S/R (encoder HTL1024S/R) with temperature sensor Pt1000 DESIGN IM B3 (IMV6) SHAFT WITH FITTED KEY HALF-KEY BALANCING BEARING: STANDARD VIBRATION SEVERITY GRADE R/A; SHAFT A.FLANGE ACCURACY GR. R TERMINAL BOX (ABOVE) CABLE ENTRY BELOW SIGNAL CONNECTION D-END A12: PROTECT. BY PTC THERMISTOR WARNING AND SWITCHOFF G14: FAN SET WITH AIR FILTER AVEC FILTRE A AIR | - | 0 | 0
1PH8286-1JB10-1BU1-Z | G00 | 1PH8286-1JB10-1BU1-ZG00 | 1 | UN | 1 | 45 | X | D | N | N | 85015381 | 1 |  | 1400 | KG | 25894.56 | 25894.56 | MC05 | MC05 | SIMOTICS M Compact induction motor 400 rpm, 80 kW 1910Nm, 186A, 325V 500 rpm, 100 kW 1909Nm, 188A, 400 V 600 rpm, 120 kW 1916Nm, 188A, 460 V forced ventilation Degree of protection IP55 Incremental encoder HTL 2048 S/R (encoder HTL2048S/R) with temperature sensor KTY 84-130 DESIGN IM B3 (IMV6) SHAFT WITH FITTED KEY FULL-KEY BALANCING BEARING: STANDARD VIBRATION SEVERITY GRADE R/A; SHAFT A.FLANGE ACCURACY GR. R TERMINAL BOX NDE RIGHT CABLE ENTRY BELOW SIGNAL CONNECTION D-END G00: EXTERNAL FAN NDE LEFT | - | 0 | 0
1PH8286-1JD10-2BU1-Z | G14 | 1PH8286-1JD10-2BU1-ZG14 | 1 | UN | 1 | 45 | X | D | N | N | 85015381 | 1 |  | 1400 | KG | 26076.71 | 26076.71 | MC05 | MC05 | SIMOTICS M Compact induction motor 1000rpm, 182kW 1738Nm, 410A, 330V 1150rpm, 210kW 1745Nm, 410A, 380 V 1350rpm, 245kW 1733Nm, 410A, 445V forced ventilation Degree of protection IP55 Incremental encoder HTL 2048 S/R (encoder HTL2048S/R) with temperature sensor KTY 84-130 DESIGN IM B3 (IMV6) SHAFT WITH FITTED KEY HALF-KEY BALANCING BEARING: STANDARD VIBRATION SEVERITY GRADE R/A; SHAFT A.FLANGE ACCURACY GR. R TERMINAL BOX NDE RIGHT CABLE ENTRY BELOW SIGNAL CONNECTION D-END G14: FAN SET WITH AIR FILTER AVEC FILTRE A AIR | - | 0 | 0
1PH8286-1JD40-0BX1-Z | G14K24 | 1PH8286-1JD40-0BX1-ZG14K24 | 1 | UN | 1 | 45 | X | D | N | N | 85015381 | 1 |  | 1400 | KG | 34916.8 | 34916.8 | MC05 | MC05 | SIMOTICS M Compact induction motor 1000rpm, 309kW 2951Nm, 630 A, 330V 1150rpm, 355 kW 2944Nm, 630 A, 380 V 1350rpm, 410kW 2901Nm, 620A, 445V Open-circuit ventilation Degree of protection IP23 Incremental encoder HTL 2048 S/R (encoder HTL2048S/R) with temperature sensor KTY 84-130 DESIGN IM B3 (IMV6) PLAIN SHAFT WITHOUT FITTED KEY; BEARING: STANDARD VIBRATION SEVERITY GRADE R/A; SHAFT A.FLANGE ACCURACY GR. R TERMINAL BOX ABOVE CABLE ENTRY ON THE RIGHT SIGNAL CONNECTION NDE G14: FAN SET WITH AIR FILTER AVEC FILTRE A AIR K24: PRIMING (AUBURN) | - | 0 | 0
1PH8286-1MD10-2BX1-Z | G14 | 1PH8286-1MD10-2BX1-ZG14 | 1 | UN | 1 | 45 | X | D | N | N | 85015381 | 1 |  | 1400 | KG | 26275.94 | 26275.94 | MC05 | MC05 | SIMOTICS M Compact induction motor 1000rpm, 182kW 1738Nm, 410A, 330V 1150rpm, 210kW 1745Nm, 410A, 380 V 1350rpm, 245kW 1733Nm, 410A, 445V forced ventilation Degree of protection IP55 Incremental encoder SIN/COS 1 VPP 2048 S/R with C and D track (encoder IC2048S/R) with temperature sensor KTY 84-130 DESIGN IM B3 (IMV6) SHAFT WITH FITTED KEY HALF-KEY BALANCING BEARING: STANDARD VIBRATION SEVERITY GRADE R/A; SHAFT A.FLANGE ACCURACY GR. R TERMINAL BOX ABOVE CABLE ENTRY ON THE RIGHT SIGNAL CONNECTION NDE G14: FAN SET WITH AIR FILTER AVEC FILTRE A AIR | - | 0 | 0
1PH8286-1MD13-2BU1-Z | G00 | 1PH8286-1MD13-2BU1-ZG00 | 1 | UN | 1 | 45 | X | D | N | N | 85015381 | 1 |  | 1400 | KG | 27003.56 | 27003.56 | MC05 | MC05 | SIMOTICS M Compact induction motor 1000rpm, 182kW 1738Nm, 410A, 330V 1150rpm, 210kW 1745Nm, 410A, 380 V 1350rpm, 245kW 1733Nm, 410A, 445V forced ventilation Degree of protection IP55 Incremental encoder SIN/COS 1 VPP 2048 S/R with C and D track (encoder IC2048S/R) with temperature sensor KTY 84-130 Design IM B35 with flange A660 (IM V35) SHAFT WITH FITTED KEY HALF-KEY BALANCING BEARING: STANDARD VIBRATION SEVERITY GRADE R/A; SHAFT A.FLANGE ACCURACY GR. R TERMINAL BOX NDE RIGHT CABLE ENTRY BELOW SIGNAL CONNECTION D-END G00: EXTERNAL FAN NDE LEFT | - | 0 | 0
1PH8286-1ZC40-9AW1-Z | G11J3LK16K84L00N3TP04Q02 | 1PH8286-1ZC40-9AW1-ZG11J3LK16K84L00N3TP04Q02 | 1 | UN | 1 | 45 | X | D | N | N | 85015381 | 1 |  | 1400 | KG | 40837.57 | 40837.57 | MC05 | MC05 | SIMOTICS M Compact induction motor 800 rpm, 250 kW, 2984Nm, 435A, 385V; Open-circuit ventilation IP23 Terminal box on top Cable entry on the right Signal connection DE G11: External fan DE top Air intake DE J3L: Prepared attachment ERM280 encoder K16: Second shaft extension K84: Rotate terminal box by -90Â° L00: Next larger terminal box N3T: Special shaft extension DE (90 H6x 145)+NDE (85 H6X (encoder+72); P04: Cable entry plate 4xM63x 1.5 Q02: Processing end shield for mounting of strain relief unit SMR-1-2015 | - | 0 | 7
1PH8288-1AB10-1AV2-Z | G14K16K85P00 | 1PH8288-1AB10-1AV2-ZG14K16K85P00 | 1 | UN | 1 | 45 | X | D | N | N | 85015381 | 1 |  | 1650 | KG | 33954.4 | 33954.4 | MC05 | MC05 | SIMOTICS M Compact asynchronous motor 400 rpm, 103 kW, 2459 Nm, 245 A, 325 V 500 rpm, 130 kW, 2481 Nm, 245 A, 395 V 600 rpm, 155 kW, 2474 Nm, 245 A, 460 V Forced ventilation Degree of protection IP55 Without encoder With temperature sensor Pt1000 DESIGN IM B3 (IMV6) SHAFT WITH FITTED KEY FULL-KEY BALANCING BEARING: STANDARD VIBRATION SEVERITY GRADE A; SHAFT A.FLANGE ACCURACY GR.N TERMINAL BOX NDE LEFT CABLE ENTRY BELOW SIGNAL CONNECTION D-END G14: FAN SET WITH AIR FILTER AVEC FILTRE A AIR K16: SECOND SHAFT END (D X L: 95 MM X 170 MM) K85: TURNING OF THE TERMINAL BOX BY +180 DEGREES P00: CABLE ENTRY PLATE NOT DRILLED | - | 0 | 0
1PH8288-1AD40-1AW1 |  | 1PH8288-1AD40-1AW1 | 1 | UN | 1 | 45 | X | D | N | N | 85015381 | 1 |  | 1650 | KG | 41604.76 | 41604.76 | MC05 | MC05 | SIMOTICS M Compact induction motor 1000rpm, 379kW 3619Nm, 760A, 335V 1150rpm, 435kW 3607Nm, 760A, 385 V 1350rpm, 505kW 3573Nm, 750A, 450 V Open-circuit ventilation Degree of protection IP23 Without encoder With temperature sensor KTY 84-130 DESIGN IM B3 (IMV6) SHAFT WITH FITTED KEY FULL-KEY BALANCING BEARING: STANDARD VIBRATION SEVERITY GRADE A; SHAFT A.FLANGE ACCURACY GR.N TERMINAL BOX ABOVE CABLE ENTRY ON THE RIGHT SIGNAL CONNECTION D-END | - | 0 | 0
1PH8288-1AD40-2AU1-Z | G14X22 | 1PH8288-1AD40-2AU1-ZG14X22 | 1 | UN | 1 | 45 | X | D | N | N | 85015381 | 1 |  | 1650 | KG | 42363.05 | 42363.05 | MC05 | MC05 | SIMOTICS M Compact induction motor 1000rpm, 379kW 3619Nm, 760A, 335V 1150rpm, 435kW 3607Nm, 760A, 385 V 1350rpm, 505kW 3573Nm, 750A, 450 V Open-circuit ventilation Degree of protection IP23 Without encoder With temperature sensor KTY 84-130 DESIGN IM B3 (IMV6) SHAFT WITH FITTED KEY HALF-KEY BALANCING BEARING: STANDARD VIBRATION SEVERITY GRADE A; SHAFT A.FLANGE ACCURACY GR.N TERMINAL BOX (ABOVE) CABLE ENTRY BELOW SIGNAL CONNECTION D-END G14: FAN SET WITH AIR FILTER AVEC FILTRE A AIR X22: PAINT FINISH RAL 9002 (GREY WHITE) | - | 0 | 0
1PH8288-1AD40-2AU1-Z | G14X91 | 1PH8288-1AD40-2AU1-ZG14X91 | 1 | UN | 1 | 45 | X | D | N | N | 85015381 | 1 |  | 1650 | KG | 42363.02 | 42363.02 | MC05 | MC05 | SIMOTICS M Compact induction motor 1000rpm, 379kW 3619Nm, 760A, 335V 1150rpm, 435kW 3607Nm, 760A, 385 V 1350rpm, 505kW 3573Nm, 750A, 450 V Open-circuit ventilation Degree of protection IP23 Without encoder With temperature sensor KTY 84-130 DESIGN IM B3 (IMV6) SHAFT WITH FITTED KEY HALF-KEY BALANCING BEARING: STANDARD VIBRATION SEVERITY GRADE A; SHAFT A.FLANGE ACCURACY GR.N TERMINAL BOX (ABOVE) CABLE ENTRY BELOW SIGNAL CONNECTION D-END G14: FAN SET WITH AIR FILTER AVEC FILTRE A AIR X91: PAINT FINISH RAL 7011 (IRON GREY) | - | 0 | 0
1PH8288-1AF10-1BU2 |  | 1PH8288-1AF10-1BU2 | 1 | UN | 1 | 45 | X | D | N | N | 85015381 | 1 |  | 1650 | KG | 30605.59 | 30605.59 | MC05 | MC05 | SIMOTICS M Compact asynchronous motor 1500 rpm, 320 kW, 2037 Nm, 620 A, 345 V 1750 rpm, 340 kW, 1856 Nm, 580 A, 400 V 2000 rpm, 385 kW, 1838 Nm, 570 A, 455 V Forced ventilation Degree of protection IP55 Without encoder With temperature sensor Pt1000 DESIGN IM B3 (IMV6) SHAFT WITH FITTED KEY FULL-KEY BALANCING BEARING: STANDARD VIBRATION SEVERITY GRADE R/A; SHAFT A.FLANGE ACCURACY GR. R TERMINAL BOX NDE RIGHT CABLE ENTRY BELOW SIGNAL CONNECTION D-END | - | 0 | 0
1PH8288-1AF40-1BU2 |  | 1PH8288-1AF40-1BU2 | 1 | UN | 1 | 45 | X | D | N | N | 85015381 | 1 |  | 1650 | KG | 41772.78 | 41772.78 | MC05 | MC05 | SIMOTICS M Compact asynchronous motor 1500 rpm, 480 kW, 3056 Nm, 910 A, 345 V 1750 rpm, 560 kW, 3055 Nm, 910 A, 400 V 2000 rpm, 630 kW, 3009 Nm, 900 A, 455 V Open-circuit ventilation Degree of protection IP23 Without encoder With temperature sensor Pt1000 DESIGN IM B3 (IMV6) SHAFT WITH FITTED KEY FULL-KEY BALANCING BEARING: STANDARD VIBRATION SEVERITY GRADE R/A; SHAFT A.FLANGE ACCURACY GR. R TERMINAL BOX (ABOVE) CABLE ENTRY BELOW SIGNAL CONNECTION D-END | - | 0 | 0
1PH8288-1AF40-2AU1-Z | G00G14X91 | 1PH8288-1AF40-2AU1-ZG00G14X91 | 1 | UN | 1 | 45 | X | D | N | N | 85015381 | 1 |  | 1650 | KG | 42605.87 | 42605.87 | MC05 | MC05 | SIMOTICS M Compact induction motor 1500rpm, 480 kW 3056Nm, 910A, 345V 1750rpm, 560 kW 3055Nm, 910A, 400 V 2000rpm, 630 kW 3009Nm, 900A, 455V Open-circuit ventilation Degree of protection IP23 Without encoder With temperature sensor KTY 84-130 DESIGN IM B3 (IMV6) SHAFT WITH FITTED KEY HALF-KEY BALANCING BEARING: STANDARD VIBRATION SEVERITY GRADE A; SHAFT A.FLANGE ACCURACY GR.N TERMINAL BOX (ABOVE) CABLE ENTRY BELOW SIGNAL CONNECTION D-END G00: EXTERNAL FAN NDE LEFT G14: FAN SET WITH AIR FILTER AVEC FILTRE A AIR X91: PAINT FINISH RAL 7011 (IRON GREY) | - | 0 | 0
1PH8288-1AF40-2AV1-Z | G02G14X91 | 1PH8288-1AF40-2AV1-ZG02G14X91 | 1 | UN | 1 | 45 | X | D | N | N | 85015381 | 1 |  | 1650 | KG | 42686.81 | 42686.81 | MC05 | MC05 | SIMOTICS M Compact induction motor 1500rpm, 480 kW 3056Nm, 910A, 345V 1750rpm, 560 kW 3055Nm, 910A, 400 V 2000rpm, 630 kW 3009Nm, 900A, 455V Open-circuit ventilation Degree of protection IP23 Without encoder With temperature sensor KTY 84-130 DESIGN IM B3 (IMV6) SHAFT WITH FITTED KEY HALF-KEY BALANCING BEARING: STANDARD VIBRATION SEVERITY GRADE A; SHAFT A.FLANGE ACCURACY GR.N TERMINAL BOX NDE LEFT CABLE ENTRY BELOW SIGNAL CONNECTION D-END G02: EXTERNAL FAN NDE RIGHT G14: FAN SET WITH AIR FILTER AVEC FILTRE A AIR X91: PAINT FINISH RAL 7011 (IRON GREY) | - | 0 | 0
1PH8288-1AF40-2AV2-Z | G02G14 | 1PH8288-1AF40-2AV2-ZG02G14 | 1 | UN | 1 | 45 | X | D | N | N | 85015381 | 1 |  | 1650 | KG | 42270.06 | 42270.06 | MC05 | MC05 | SIMOTICS M Compact asynchronous motor 1500 rpm, 480 kW, 3056 Nm, 910 A, 345 V 1750 rpm, 560 kW, 3055 Nm, 910 A, 400 V 2000 rpm, 630 kW, 3009 Nm, 900 A, 455 V Open-circuit ventilation Degree of protection IP23 Without encoder With temperature sensor Pt1000 DESIGN IM B3 (IMV6) SHAFT WITH FITTED KEY HALF-KEY BALANCING BEARING: STANDARD VIBRATION SEVERITY GRADE A; SHAFT A.FLANGE ACCURACY GR.N TERMINAL BOX NDE LEFT CABLE ENTRY BELOW SIGNAL CONNECTION D-END G02: EXTERNAL FAN NDE RIGHT G14: FAN SET WITH AIR FILTER AVEC FILTRE A AIR | - | 0 | 0
1PH8288-1AF40-2AV2-Z | G02G14K84X91 | 1PH8288-1AF40-2AV2-ZG02G14K84X91 | 1 | UN | 1 | 45 | X | D | N | N | 85015381 | 1 |  | 1650 | KG | 42817.39 | 42817.39 | MC05 | MC05 | SIMOTICS M Compact asynchronous motor 1500 rpm, 480 kW, 3056 Nm, 910 A, 345 V 1750 rpm, 560 kW, 3055 Nm, 910 A, 400 V 2000 rpm, 630 kW, 3009 Nm, 900 A, 455 V Open-circuit ventilation Degree of protection IP23 Without encoder With temperature sensor Pt1000 DESIGN IM B3 (IMV6) SHAFT WITH FITTED KEY HALF-KEY BALANCING BEARING: STANDARD VIBRATION SEVERITY GRADE A; SHAFT A.FLANGE ACCURACY GR.N TERMINAL BOX NDE LEFT CABLE ENTRY BELOW SIGNAL CONNECTION D-END G02: EXTERNAL FAN NDE RIGHT G14: FAN SET WITH AIR FILTER AVEC FILTRE A AIR K84: TURNING OF THE TERMINAL BOX BY -90 DEGREES X91: PAINT FINISH RAL 7011 (IRON GREY) | - | 0 | 0
1PH8288-1AF40-2BU1-Z | G14K23K84P10P99X01Y84 | 1PH8288-1AF40-2BU1-ZG14K23K84P10P99X01Y84 | 1 | UN | 1 | 45 | X | D | N | N | 85015381 | 1 |  | 1650 | KG | 45184.71 | 45184.71 | MC05 | MC05 | SIMOTICS M Compact induction motor 1750rpm, 560 kW, 3055Nm 910A, 400 V Open-circuit ventilation G14: Fan set with air filter K23: Special finish worldwide K84: Rotating the terminal box by -90Â° P10: Cable entry plate, Customer-specific 6xM50x 1.5 for 1x B7 712 P99: Connection adapter for terminal box 1x B7712-P.. X01: Paint finish in RAL 9005 (jet black) Y84: Customer ID number on the rating plate (max. 30 characters) Customer-specific motor SMR-94-2015 | - | 0 | 0
1PH8288-1DB10-0AU1 |  | 1PH8288-1DB10-0AU1 | 1 | UN | 1 | 45 | X | D | N | N | 85015381 | 1 |  | 1650 | KG | 31354.84 | 31354.84 | MC05 | MC05 | SIMOTICS M Compact induction motor 400 rpm, 103kW 2459Nm, 245A, 325V 500 rpm, 130 kW 2481Nm, 245A, 395V 600 rpm, 155kW 2474Nm, 245A, 460 V forced ventilation Degree of protection IP55 Incremental encoder 22-bit with commutation position (encoder IC22DQ) with DRIVE-CLiQ interface DESIGN IM B3 (IMV6) PLAIN SHAFT WITHOUT FITTED KEY; BEARING: STANDARD VIBRATION SEVERITY GRADE A; SHAFT A.FLANGE ACCURACY GR.N TERMINAL BOX NDE RIGHT CABLE ENTRY BELOW SIGNAL CONNECTION D-END | - | 0 | 0
1PH8288-1DB13-0BU1-Z | G00 | 1PH8288-1DB13-0BU1-ZG00 | 1 | UN | 1 | 45 | X | D | N | N | 85015381 | 1 |  | 1650 | KG | 32988.34 | 32988.34 | MC05 | MC05 | SIMOTICS M Compact induction motor 400 rpm, 103kW 2459Nm, 245A, 325V 500 rpm, 130 kW 2481Nm, 245A, 395V 600 rpm, 155kW 2474Nm, 245A, 460 V forced ventilation Degree of protection IP55 Incremental encoder 22-bit with commutation position (encoder IC22DQ) with DRIVE-CLiQ interface Design IM B35 with flange A660 (IM V35) PLAIN SHAFT WITHOUT FITTED KEY; BEARING: STANDARD VIBRATION SEVERITY GRADE R/A; SHAFT A.FLANGE ACCURACY GR. R TERMINAL BOX NDE RIGHT CABLE ENTRY BELOW SIGNAL CONNECTION D-END G00: EXTERNAL FAN NDE LEFT | - | 0 | 0
1PH8288-1DC10-1EU1-Z | G00 | 1PH8288-1DC10-1EU1-ZG00 | 1 | UN | 1 | 45 | X | D | N | N | 85015381 | 1 |  | 1650 | KG | 32078.5 | 32078.5 | MC05 | MC05 | SIMOTICS M Compact induction motor 700 rpm, 166kW 2265Nm, 365A, 325V 800 rpm, 190kW 2268Nm, 365A, 370V 1000rpm, 230kW 2197Nm, 355A, 460 V forced ventilation Degree of protection IP55 Incremental encoder 22-bit with commutation position (encoder IC22DQ) with DRIVE-CLiQ interface DESIGN IM B3 (IMV6) SHAFT WITH FITTED KEY FULL-KEY BALANCING BEARING: GREATER CANTILEVER FORCES; VIBRATION SEVERITY GRADE A; SHAFT AND FLANGE ACCURACY GR. N TERMINAL BOX NDE RIGHT CABLE ENTRY BELOW SIGNAL CONNECTION D-END G00: EXTERNAL FAN NDE LEFT | - | 0 | 0
1PH8288-1DC10-1EU1-Z | G00G14 | 1PH8288-1DC10-1EU1-ZG00G14 | 1 | UN | 1 | 45 | X | D | N | N | 85015381 | 1 |  | 1650 | KG | 32503.5 | 32503.5 | MC05 | MC05 | SIMOTICS M Compact induction motor 700 rpm, 166kW 2265Nm, 365A, 325V 800 rpm, 190kW 2268Nm, 365A, 370V 1000rpm, 230kW 2197Nm, 355A, 460 V forced ventilation Degree of protection IP55 Incremental encoder 22-bit with commutation position (encoder IC22DQ) with DRIVE-CLiQ interface DESIGN IM B3 (IMV6) SHAFT WITH FITTED KEY FULL-KEY BALANCING BEARING: GREATER CANTILEVER FORCES; VIBRATION SEVERITY GRADE A; SHAFT AND FLANGE ACCURACY GR. N TERMINAL BOX NDE RIGHT CABLE ENTRY BELOW SIGNAL CONNECTION D-END G00: EXTERNAL FAN NDE LEFT G14: FAN SET WITH AIR FILTER AVEC FILTRE A AIR | - | 0 | 0
1PH8288-1DC10-1EU1-Z | G14 | 1PH8288-1DC10-1EU1-ZG14 | 1 | UN | 1 | 45 | X | D | N | N | 85015381 | 1 |  | 1650 | KG | 32260.65 | 32260.65 | MC05 | MC05 | SIMOTICS M Compact induction motor 700 rpm, 166kW 2265Nm, 365A, 325V 800 rpm, 190kW 2268Nm, 365A, 370V 1000rpm, 230kW 2197Nm, 355A, 460 V forced ventilation Degree of protection IP55 Incremental encoder 22-bit with commutation position (encoder IC22DQ) with DRIVE-CLiQ interface DESIGN IM B3 (IMV6) SHAFT WITH FITTED KEY FULL-KEY BALANCING BEARING: GREATER CANTILEVER FORCES; VIBRATION SEVERITY GRADE A; SHAFT AND FLANGE ACCURACY GR. N TERMINAL BOX NDE RIGHT CABLE ENTRY BELOW SIGNAL CONNECTION D-END G14: FAN SET WITH AIR FILTER AVEC FILTRE A AIR | - | 0 | 0
1PH8288-1DC15-1ZW1-Z | A12G02G14K83L00P3M | 1PH8288-1DC15-1ZW1-ZA12G02G14K83L00P3M | 1 | UN | 1 | 45 | X | D | N | N | 85015381 | 1 |  | 1660 | KG | 40703.5 | 40703.5 | MC05 | MC05 | SIMOTICS M Compact induction motor 1000rpm, 230kW 2197Nm, 355A, 460 V External ventilation degree of protection IP55; Motor customer-spec. according to Offer No.: SMR-63-2012 A12: PTC thermistor chain for alarm and trip G02: External fan NDE right G14: Fan set with air filter, K83: Rotating the terminal box by +90Â° P3M: Mechanical design Customer-spec.; L00: Next larger terminal box (1x B7700--> 1x B7712) Note: Dimension drawing as motor 1PH8288-1DC15-1BW1-Z, A12, G02 G14, K83, L00 | - | 0 | 7
1PH8288-1DC15-1ZW1-Z | A12G02G14K83P3M | 1PH8288-1DC15-1ZW1-ZA12G02G14K83P3M | 1 | UN | 1 | 45 | X | D | N | N | 85015381 | 1 |  | 1650 | KG | 40259.64 | 40259.64 | MC05 | MC05 | SIMOTICS M Compact induction motor 700 rpm, 166kW, 2265Nm, 365A 325V; 800 rpm, 190kW, 2268Nm 365A, 370V; 1000rpm, 230kW 2197Nm, 355A, 460 V External ventilation degree of protection IP55; Motor customer-spec. according to Offer No.: SMR-63-2012 A12: PTC thermistor chain for alarm and trip G02: External fan NDE right G14: Ventilation unit with air filter K83: Rotating the terminal box by +90Â°; P3M: Construction version customer-specific Note: Dimension drawing as motor 1PH8288-1DC15-1BW1-Z, A12, G02 G14, K83 G14, K83 | - | 0 | 0
1PH8288-1DC40-0BU1-Z | G00 | 1PH8288-1DC40-0BU1-ZG00 | 1 | UN | 1 | 45 | X | D | N | N | 85015381 | 1 |  | 1650 | KG | 43016.39 | 43016.39 | MC05 | MC05 | SIMOTICS M Compact induction motor 700 rpm, 272kW 3711Nm, 570A, 325V 800 rpm, 310 kW 3701Nm, 560A, 370V 1000rpm, 385kW 3677Nm, 560A, 460 V Open-circuit ventilation Degree of protection IP23 Incremental encoder 22-bit with commutation position (encoder IC22DQ) with DRIVE-CLiQ interface DESIGN IM B3 (IMV6) PLAIN SHAFT WITHOUT FITTED KEY; BEARING: STANDARD VIBRATION SEVERITY GRADE R/A; SHAFT A.FLANGE ACCURACY GR. R TERMINAL BOX (ABOVE) CABLE ENTRY BELOW SIGNAL CONNECTION D-END G00: EXTERNAL FAN NDE LEFT | - | 0 | 0
1PH8288-1DC40-0BU1-Z | G00X23 | 1PH8288-1DC40-0BU1-ZG00X23 | 1 | UN | 1 | 45 | X | D | N | N | 85015381 | 1 |  | 1650 | KG | 43430.62 | 43430.62 | MC05 | MC05 | SIMOTICS M Compact induction motor 700 rpm, 272kW 3711Nm, 570A, 325V 800 rpm, 310 kW 3701Nm, 560A, 370V 1000rpm, 385kW 3677Nm, 560A, 460 V Open-circuit ventilation Degree of protection IP23 Incremental encoder 22-bit with commutation position (encoder IC22DQ) with DRIVE-CLiQ interface DESIGN IM B3 (IMV6) PLAIN SHAFT WITHOUT FITTED KEY; BEARING: STANDARD VIBRATION SEVERITY GRADE R/A; SHAFT A.FLANGE ACCURACY GR. R TERMINAL BOX (ABOVE) CABLE ENTRY BELOW SIGNAL CONNECTION D-END G00: EXTERNAL FAN NDE LEFT X23: PAINT FINISH RAL 5005 (SIGNAL BLUE) | - | 0 | 0
1PH8288-1DC40-0BV1 |  | 1PH8288-1DC40-0BV1 | 1 | UN | 1 | 45 | X | D | N | N | 85015381 | 1 |  | 1650 | KG | 42854.48 | 42854.48 | MC05 | MC05 | SIMOTICS M Compact induction motor 700 rpm, 272kW 3711Nm, 570A, 325V 800 rpm, 310 kW 3701Nm, 560A, 370V 1000rpm, 385kW 3677Nm, 560A, 460 V Open-circuit ventilation Degree of protection IP23 Incremental encoder 22-bit with commutation position (encoder IC22DQ) with DRIVE-CLiQ interface DESIGN IM B3 (IMV6) PLAIN SHAFT WITHOUT FITTED KEY; BEARING: STANDARD VIBRATION SEVERITY GRADE R/A; SHAFT A.FLANGE ACCURACY GR. R TERMINAL BOX NDE LEFT CABLE ENTRY BELOW SIGNAL CONNECTION D-END | - | 0 | 0
1PH8288-1DC40-0BV1-Z | X23 | 1PH8288-1DC40-0BV1-ZX23 | 1 | UN | 1 | 45 | X | D | N | N | 85015381 | 1 |  | 1650 | KG | 43268.71 | 43268.71 | MC05 | MC05 | SIMOTICS M Compact induction motor 700 rpm, 272kW 3711Nm, 570A, 325V 800 rpm, 310 kW 3701Nm, 560A, 370V 1000rpm, 385kW 3677Nm, 560A, 460 V Open-circuit ventilation Degree of protection IP23 Incremental encoder 22-bit with commutation position (encoder IC22DQ) with DRIVE-CLiQ interface DESIGN IM B3 (IMV6) PLAIN SHAFT WITHOUT FITTED KEY; BEARING: STANDARD VIBRATION SEVERITY GRADE R/A; SHAFT A.FLANGE ACCURACY GR. R TERMINAL BOX NDE LEFT CABLE ENTRY BELOW SIGNAL CONNECTION D-END X23: PAINT FINISH RAL 5005 (SIGNAL BLUE) | - | 0 | 0
1PH8288-1DD10-2AV1 |  | 1PH8288-1DD10-2AV1 | 1 | UN | 1 | 45 | X | D | N | N | 85015381 | 1 |  | 1650 | KG | 31635.5 | 31635.5 | MC05 | MC05 | SIMOTICS M Compact induction motor 1000rpm, 226kW 2158Nm, 495A, 335 1150rpm, 260kW 2160Nm, 495A, 385 V 1350rpm, 305kW 2158Nm, 495A, 450 V forced ventilation Degree of protection IP55 Incremental encoder 22-bit with commutation position (encoder IC22DQ) with DRIVE-CLiQ interface DESIGN IM B3 (IMV6) SHAFT WITH FITTED KEY HALF-KEY BALANCING BEARING: STANDARD VIBRATION SEVERITY GRADE A; SHAFT A.FLANGE ACCURACY GR.N TERMINAL BOX NDE LEFT CABLE ENTRY BELOW SIGNAL CONNECTION D-END | - | 0 | 0
1PH8288-1DD15-0BU1-Z | G00 | 1PH8288-1DD15-0BU1-ZG00 | 1 | UN | 1 | 45 | X | D | N | N | 85015381 | 1 |  | 1650 | KG | 33402.56 | 33402.56 | MC05 | MC05 | SIMOTICS M Compact induction motor 1000rpm, 226kW 2158Nm, 495A, 335 1150rpm, 260kW 2160Nm, 495A, 385 V 1350rpm, 305kW 2158Nm, 495A, 450 V forced ventilation Degree of protection IP55 Incremental encoder 22-bit with commutation position (encoder IC22DQ) with DRIVE-CLiQ interface DESIGN IM V15 WITH FLANGE A660 PLAIN SHAFT WITHOUT FITTED KEY; BEARING: STANDARD VIBRATION SEVERITY GRADE R/A; SHAFT A.FLANGE ACCURACY GR. R TERMINAL BOX NDE RIGHT CABLE ENTRY BELOW SIGNAL CONNECTION D-END G00: EXTERNAL FAN NDE LEFT | - | 0 | 0
1PH8288-1DF10-2FU1-Z | G14 | 1PH8288-1DF10-2FU1-ZG14 | 1 | UN | 1 | 45 | X | D | N | N | 85015381 | 1 |  | 1650 | KG | 32467.76 | 32467.76 | MC05 | MC05 | SIMOTICS M Compact induction motor 1500rpm, 320kW 2037Nm, 620A, 345V 1750rpm, 340kW 1856Nm, 580A, 400 V 2000rpm, 385kW 1838Nm, 570A, 455V forced ventilation Degree of protection IP55 Incremental encoder 22-bit with commutation position (encoder IC22DQ) with DRIVE-CLiQ interface DESIGN IM B3 (IMV6) SHAFT WITH FITTED KEY HALF-KEY BALANCING BEARING: GREATER CANTILEVER FORCES; VIBRATION SEVERITY GRADE R/A; SHAFT AND FLANGE ACCURACY GR. R TERMINAL BOX NDE RIGHT CABLE ENTRY BELOW SIGNAL CONNECTION D-END G14: FAN SET WITH AIR FILTER AVEC FILTRE A AIR | - | 0 | 0
1PH8288-1DF40-0BU1-Z | P00 | 1PH8288-1DF40-0BU1-ZP00 | 1 | UN | 1 | 45 | X | D | N | N | 85015381 | 1 |  | 1650 | KG | 42847.53 | 42847.53 | MC05 | MC05 | SIMOTICS M Compact induction motor 1500rpm, 480 kW 3056Nm, 910A, 345V 1750rpm, 560 kW 3055Nm, 910A, 400 V 2000rpm, 630 kW 3009Nm, 900A, 455V Open-circuit ventilation Degree of protection IP23 Incremental encoder 22-bit with commutation position (encoder IC22DQ) with DRIVE-CLiQ interface DESIGN IM B3 (IMV6) PLAIN SHAFT WITHOUT FITTED KEY; BEARING: STANDARD VIBRATION SEVERITY GRADE R/A; SHAFT A.FLANGE ACCURACY GR. R TERMINAL BOX (ABOVE) CABLE ENTRY BELOW SIGNAL CONNECTION D-END P00: CABLE ENTRY PLATE NOT DRILLED | - | 0 | 0
1PH8288-1FC10-1AU1 |  | 1PH8288-1FC10-1AU1 | 1 | UN | 1 | 45 | X | D | N | N | 85015381 | 1 |  | 1650 | KG | 32175.89 | 32175.89 | MC05 | MC05 | SIMOTICS M Compact induction motor 700 rpm, 166kW 2265Nm, 365A, 325V 800 rpm, 190kW 2268Nm, 365A, 370V 1000rpm, 230kW 2197Nm, 355A, 460 V forced ventilation Degree of protection IP55 Absolute encoder 22-bit Single-turn and 12-bit multi-turn (encoder AM22DQ) with DRIVE-CLiQ interface DESIGN IM B3 (IMV6) SHAFT WITH FITTED KEY FULL-KEY BALANCING BEARING: STANDARD VIBRATION SEVERITY GRADE A; SHAFT A.FLANGE ACCURACY GR.N TERMINAL BOX NDE RIGHT CABLE ENTRY BELOW SIGNAL CONNECTION D-END | - | 0 | 0
1PH8288-1FC10-2AU1-Z | G14 | 1PH8288-1FC10-2AU1-ZG14 | 1 | UN | 1 | 45 | X | D | N | N | 85015381 | 1 |  | 1650 | KG | 32600.89 | 32600.89 | MC05 | MC05 | SIMOTICS M Compact induction motor 700 rpm, 166kW 2265Nm, 365A, 325V 800 rpm, 190kW 2268Nm, 365A, 370V 1000rpm, 230kW 2197Nm, 355A, 460 V forced ventilation Degree of protection IP55 Absolute encoder 22-bit Single-turn and 12-bit multi-turn (encoder AM22DQ) with DRIVE-CLiQ interface DESIGN IM B3 (IMV6) SHAFT WITH FITTED KEY HALF-KEY BALANCING BEARING: STANDARD VIBRATION SEVERITY GRADE A; SHAFT A.FLANGE ACCURACY GR.N TERMINAL BOX NDE RIGHT CABLE ENTRY BELOW SIGNAL CONNECTION D-END G14: FAN SET WITH AIR FILTER AVEC FILTRE A AIR | - | 0 | 0
1PH8288-1FF10-1BW1-Z | G00 | 1PH8288-1FF10-1BW1-ZG00 | 1 | UN | 1 | 45 | X | D | N | N | 85015381 | 1 |  | 1650 | KG | 32751.19 | 32751.19 | MC05 | MC05 | SIMOTICS M Compact induction motor 1500rpm, 320kW 2037Nm, 620A, 345V 1750rpm, 340kW 1856Nm, 580A, 400 V 2000rpm, 385kW 1838Nm, 570A, 455V forced ventilation Degree of protection IP55 Absolute encoder 22-bit Single-turn and 12-bit multi-turn (encoder AM22DQ) with DRIVE-CLiQ interface DESIGN IM B3 (IMV6) SHAFT WITH FITTED KEY FULL-KEY BALANCING BEARING: STANDARD VIBRATION SEVERITY GRADE R/A; SHAFT A.FLANGE ACCURACY GR. R TERMINAL BOX ABOVE CABLE ENTRY ON THE RIGHT SIGNAL CONNECTION D-END G00: EXTERNAL FAN NDE LEFT | - | 0 | 0
1PH8288-1HB10-1EU1-Z | A12G14K85 | 1PH8288-1HB10-1EU1-ZA12G14K85 | 1 | UN | 1 | 45 | X | D | N | N | 85015381 | 1 |  | 1650 | KG | 31895.9 | 31895.9 | MC05 | MC05 | SIMOTICS M Compact induction motor 400 rpm, 103kW 2459Nm, 245A, 325V 500 rpm, 130 kW 2481Nm, 245A, 395V 600 rpm, 155kW 2474Nm, 245A, 460 V forced ventilation Degree of protection IP55 Incremental encoder HTL 1024 S/R (encoder HTL1024S/R) with temperature sensor KTY 84-130 DESIGN IM B3 (IMV6) SHAFT WITH FITTED KEY FULL-KEY BALANCING BEARING: GREATER CANTILEVER FORCES; VIBRATION SEVERITY GRADE A; SHAFT AND FLANGE ACCURACY GR. N TERMINAL BOX NDE RIGHT CABLE ENTRY BELOW SIGNAL CONNECTION D-END A12: PROTECT. BY PTC THERMISTOR WARNING AND SWITCHOFF G14: FAN SET WITH AIR FILTER AVEC FILTRE A AIR K85: TURNING OF THE TERMINAL BOX BY +180 DEGREES | - | 0 | 0
1PH8288-1HB10-2EW1-Z | G02G14 | 1PH8288-1HB10-2EW1-ZG02G14 | 1 | UN | 1 | 45 | X | D | N | N | 85015381 | 1 |  | 1650 | KG | 31901.63 | 31901.63 | MC05 | MC05 | SIMOTICS M Compact induction motor 400 rpm, 103kW 2459Nm, 245A, 325V 500 rpm, 130 kW 2481Nm, 245A, 395V 600 rpm, 155kW 2474Nm, 245A, 460 V forced ventilation Degree of protection IP55 Incremental encoder HTL 1024 S/R (encoder HTL1024S/R) with temperature sensor KTY 84-130 DESIGN IM B3 (IMV6) SHAFT WITH FITTED KEY HALF-KEY BALANCING BEARING: GREATER CANTILEVER FORCES; VIBRATION SEVERITY GRADE A; SHAFT AND FLANGE ACCURACY GR. N TERMINAL BOX ABOVE CABLE ENTRY ON THE RIGHT SIGNAL CONNECTION D-END G02: EXTERNAL FAN NDE RIGHT G14: FAN SET WITH AIR FILTER AVEC FILTRE A AIR | - | 0 | 0
1PH8288-1HC10-2AV1-Z | G02 | 1PH8288-1HC10-2AV1-ZG02 | 1 | UN | 1 | 45 | X | D | N | N | 85015381 | 1 |  | 1650 | KG | 31195.54 | 31195.54 | MC05 | MC05 | SIMOTICS M Compact induction motor 700 rpm, 166kW 2265Nm, 365A, 325V 800 rpm, 190kW 2268Nm, 365A, 370V 1000rpm, 230kW 2197Nm, 355A, 460 V forced ventilation Degree of protection IP55 Incremental encoder HTL 1024 S/R (encoder HTL1024S/R) with temperature sensor KTY 84-130 DESIGN IM B3 (IMV6) SHAFT WITH FITTED KEY HALF-KEY BALANCING BEARING: STANDARD VIBRATION SEVERITY GRADE A; SHAFT A.FLANGE ACCURACY GR.N TERMINAL BOX NDE LEFT CABLE ENTRY BELOW SIGNAL CONNECTION D-END G02: EXTERNAL FAN NDE RIGHT | - | 0 | 0
1PH8288-1HC40-2AU1 |  | 1PH8288-1HC40-2AU1 | 1 | UN | 1 | 45 | X | D | N | N | 85015381 | 1 |  | 1650 | KG | 42038.94 | 42038.94 | MC05 | MC05 | SIMOTICS M Compact induction motor 700 rpm, 272kW 3711Nm, 570A, 325V 800 rpm, 310 kW 3701Nm, 560A, 370V 1000rpm, 385kW 3677Nm, 560A, 460 V Open-circuit ventilation Degree of protection IP23 Incremental encoder HTL 1024 S/R (encoder HTL1024S/R) with temperature sensor KTY 84-130 DESIGN IM B3 (IMV6) SHAFT WITH FITTED KEY HALF-KEY BALANCING BEARING: STANDARD VIBRATION SEVERITY GRADE A; SHAFT A.FLANGE ACCURACY GR.N TERMINAL BOX (ABOVE) CABLE ENTRY BELOW SIGNAL CONNECTION D-END | - | 0 | 0
1PH8288-1HD10-0BU1 |  | 1PH8288-1HD10-0BU1 | 1 | UN | 1 | 45 | X | D | N | N | 85015381 | 1 |  | 1650 | KG | 30923.54 | 30923.54 | MC05 | MC05 | SIMOTICS M Compact induction motor 1000rpm, 226kW 2158Nm, 495A, 335 1150rpm, 260kW 2160Nm, 495A, 385 V 1350rpm, 305kW 2158Nm, 495A, 450 V forced ventilation Degree of protection IP55 Incremental encoder HTL 1024 S/R (encoder HTL1024S/R) with temperature sensor KTY 84-130 DESIGN IM B3 (IMV6) PLAIN SHAFT WITHOUT FITTED KEY; BEARING: STANDARD VIBRATION SEVERITY GRADE R/A; SHAFT A.FLANGE ACCURACY GR. R TERMINAL BOX NDE RIGHT CABLE ENTRY BELOW SIGNAL CONNECTION D-END | - | 0 | 0
1PH8288-1HD10-2BU1-Z | G14K45Y84 | 1PH8288-1HD10-2BU1-ZG14K45Y84 | 1 | UN | 1 | 45 | X | D | N | N | 85015381 | 1 |  | 1650 | KG | 32340.24 | 32340.24 | MC05 | MC05 | SIMOTICS M Compact induction motor 1000rpm, 226kW 2158Nm, 495A, 335 1150rpm, 260kW 2160Nm, 495A, 385 V 1350rpm, 305kW 2158Nm, 495A, 450 V forced ventilation Degree of protection IP55 Incremental encoder HTL 1024 S/R (encoder HTL1024S/R) with temperature sensor KTY 84-130 DESIGN IM B3 (IMV6) SHAFT WITH FITTED KEY HALF-KEY BALANCING BEARING: STANDARD VIBRATION SEVERITY GRADE R/A; SHAFT A.FLANGE ACCURACY GR. R TERMINAL BOX NDE RIGHT CABLE ENTRY BELOW SIGNAL CONNECTION D-END G14: FAN SET WITH AIR FILTER AVEC FILTRE A AIR K45: STANDSTILL HEATER 230 V; Y84: CUSTOMER IDENTNUMBER ON THE RATING PLATE (MAX. 30 SIGNS) | - | 0 | 0
1PH8288-1HD40-0AU1 |  | 1PH8288-1HD40-0AU1 | 1 | UN | 1 | 45 | X | D | N | N | 85015381 | 1 |  | 1650 | KG | 41839.22 | 41839.22 | MC05 | MC05 | SIMOTICS M Compact induction motor 1000rpm, 379kW 3619Nm, 760A, 335V 1150rpm, 435kW 3607Nm, 760A, 385 V 1350rpm, 505kW 3573Nm, 750A, 450 V Open-circuit ventilation Degree of protection IP23 Incremental encoder HTL 1024 S/R (encoder HTL1024S/R) with temperature sensor KTY 84-130 DESIGN IM B3 (IMV6) PLAIN SHAFT WITHOUT FITTED KEY; BEARING: STANDARD VIBRATION SEVERITY GRADE A; SHAFT A.FLANGE ACCURACY GR.N TERMINAL BOX (ABOVE) CABLE ENTRY BELOW SIGNAL CONNECTION D-END | - | 0 | 0
1PH8288-1HD40-2AU1-Z | G14 | 1PH8288-1HD40-2AU1-ZG14 | 1 | UN | 1 | 45 | X | D | N | N | 85015381 | 1 |  | 1650 | KG | 42463.94 | 42463.94 | MC05 | MC05 | SIMOTICS M Compact induction motor 1000rpm, 379kW 3619Nm, 760A, 335V 1150rpm, 435kW 3607Nm, 760A, 385 V 1350rpm, 505kW 3573Nm, 750A, 450 V Open-circuit ventilation Degree of protection IP23 Incremental encoder HTL 1024 S/R (encoder HTL1024S/R) with temperature sensor KTY 84-130 DESIGN IM B3 (IMV6) SHAFT WITH FITTED KEY HALF-KEY BALANCING BEARING: STANDARD VIBRATION SEVERITY GRADE A; SHAFT A.FLANGE ACCURACY GR.N TERMINAL BOX (ABOVE) CABLE ENTRY BELOW SIGNAL CONNECTION D-END G14: FAN SET WITH AIR FILTER AVEC FILTRE A AIR | - | 0 | 0
1PH8288-1HF10-2BU1-Z | G14 | 1PH8288-1HF10-2BU1-ZG14 | 1 | UN | 1 | 45 | X | D | N | N | 85015381 | 1 |  | 1650 | KG | 31548.26 | 31548.26 | MC05 | MC05 | SIMOTICS M Compact induction motor 1500rpm, 320kW 2037Nm, 620A, 345V 1750rpm, 340kW 1856Nm, 580A, 400 V 2000rpm, 385kW 1838Nm, 570A, 455V forced ventilation Degree of protection IP55 Incremental encoder HTL 1024 S/R (encoder HTL1024S/R) with temperature sensor KTY 84-130 DESIGN IM B3 (IMV6) SHAFT WITH FITTED KEY HALF-KEY BALANCING BEARING: STANDARD VIBRATION SEVERITY GRADE R/A; SHAFT A.FLANGE ACCURACY GR. R TERMINAL BOX NDE RIGHT CABLE ENTRY BELOW SIGNAL CONNECTION D-END G14: FAN SET WITH AIR FILTER AVEC FILTRE A AIR | - | 0 | 0
1PH8288-1HF10-2FV1-Z | G02X04 | 1PH8288-1HF10-2FV1-ZG02X04 | 1 | UN | 1 | 45 | X | D | N | N | 85015381 | 1 |  | 1650 | KG | 31890.86 | 31890.86 | MC05 | MC05 | SIMOTICS M Compact induction motor 1500rpm, 320kW 2037Nm, 620A, 345V 1750rpm, 340kW 1856Nm, 580A, 400 V 2000rpm, 385kW 1838Nm, 570A, 455V forced ventilation Degree of protection IP55 Incremental encoder HTL 1024 S/R (encoder HTL1024S/R) with temperature sensor KTY 84-130 DESIGN IM B3 (IMV6) SHAFT WITH FITTED KEY HALF-KEY BALANCING BEARING: GREATER CANTILEVER FORCES; VIBRATION SEVERITY GRADE R/A; SHAFT AND FLANGE ACCURACY GR. R TERMINAL BOX NDE LEFT CABLE ENTRY BELOW SIGNAL CONNECTION D-END G02: EXTERNAL FAN NDE RIGHT X04: PAINT FINISH RAL 7032 (PEBBLE GREY) | - | 0 | 0
1PH8288-1HF13-2AU1-Z | G14X57 | 1PH8288-1HF13-2AU1-ZG14X57 | 1 | UN | 1 | 45 | X | D | N | N | 85015381 | 1 |  | 1650 | KG | 32850.12 | 32850.12 | MC05 | MC05 | SIMOTICS M Compact induction motor 1500rpm, 320kW 2037Nm, 620A, 345V 1750rpm, 340kW 1856Nm, 580A, 400 V 2000rpm, 385kW 1838Nm, 570A, 455V forced ventilation Degree of protection IP55 Incremental encoder HTL 1024 S/R (encoder HTL1024S/R) with temperature sensor KTY 84-130 Design IM B35 with flange A660 (IM V35) SHAFT WITH FITTED KEY HALF-KEY BALANCING BEARING: STANDARD VIBRATION SEVERITY GRADE A; SHAFT A.FLANGE ACCURACY GR.N TERMINAL BOX NDE RIGHT CABLE ENTRY BELOW SIGNAL CONNECTION D-END G14: FAN SET WITH AIR FILTER AVEC FILTRE A AIR X57: PAINT FINISH RAL 5012 (LIGHT BLUE) | - | 0 | 0
1PH8288-1HF40-0AU1 |  | 1PH8288-1HF40-0AU1 | 1 | UN | 1 | 45 | X | D | N | N | 85015381 | 1 |  | 1650 | KG | 41839.22 | 41839.22 | MC05 | MC05 | SIMOTICS M Compact induction motor 1500rpm, 480 kW 3056Nm, 910A, 345V 1750rpm, 560 kW 3055Nm, 910A, 400 V 2000rpm, 630 kW 3009Nm, 900A, 455V Open-circuit ventilation Degree of protection IP23 Incremental encoder HTL 1024 S/R (encoder HTL1024S/R) with temperature sensor KTY 84-130 DESIGN IM B3 (IMV6) PLAIN SHAFT WITHOUT FITTED KEY; BEARING: STANDARD VIBRATION SEVERITY GRADE A; SHAFT A.FLANGE ACCURACY GR.N TERMINAL BOX (ABOVE) CABLE ENTRY BELOW SIGNAL CONNECTION D-END | - | 0 | 0
1PH8288-1JC10-0AV1-Z | G02G14L00P04 | 1PH8288-1JC10-0AV1-ZG02G14L00P04 | 1 | UN | 1 | 45 | X | D | N | N | 85015381 | 1 |  | 1650 | KG | 32373.36 | 32373.36 | MC05 | MC05 | SIMOTICS M Compact induction motor 700 rpm, 166kW 2265Nm, 365A, 325V 800 rpm, 190kW 2268Nm, 365A, 370V 1000rpm, 230kW 2197Nm, 355A, 460 V forced ventilation Degree of protection IP55 Incremental encoder HTL 2048 S/R (encoder HTL2048S/R) with temperature sensor KTY 84-130 DESIGN IM B3 (IMV6) PLAIN SHAFT WITHOUT FITTED KEY; BEARING: STANDARD VIBRATION SEVERITY GRADE A; SHAFT A.FLANGE ACCURACY GR.N TERMINAL BOX NDE LEFT CABLE ENTRY BELOW SIGNAL CONNECTION D-END G02: EXTERNAL FAN NDE RIGHT G14: FAN SET WITH AIR FILTER AVEC FILTRE A AIR L00: NEXT BIGGER TERMINAL BOX (1XB7322 -> 1XB7422, 1XB7422 --> 1XB7700, 1XB7700 --> 1XB7712) P04: CABLE ENTRY PLATE 4 X M63 X 1,5 (ONLY AT 1XB7712-P..) | - | 0 | 0
1PH8288-1JC20-0AC1-Z | L00P04 | 1PH8288-1JC20-0AC1-ZL00P04 | 1 | UN | 1 | 45 | X | D | N | N | 85015381 | 1 |  | 1750 | KG | 39029.52 | 39029.52 | MC05 | MC05 | SIMOTICS M Compact induction motor 700rpm, 188kW 2565Nm, 400 A, 324V 800rpm, 215kW 2567Nm, 405A, 370V 1000rpm, 269kW 2569Nm, 405A, 460 V water cooling Degree of protection IP55 Incremental encoder HTL 2048 S/R (encoder HTL2048S/R) with temperature sensor KTY 84-130 DESIGN IM B3 (IMV6) PLAIN SHAFT WITHOUT FITTED KEY; BEARING: STANDARD VIBRATION SEVERITY GRADE A; SHAFT A.FLANGE ACCURACY GR.N TERMINAL BOX (ABOVE) CABLE ENTRY ON THE ND-END SIGNAL CONNECTION RIGHT L00: NEXT BIGGER TERMINAL BOX (1XB7322 -> 1XB7422, 1XB7422 --> 1XB7700, 1XB7700 --> 1XB7712) P04: CABLE ENTRY PLATE 4 X M63 X 1,5 (ONLY AT 1XB7712-P..) | - | 0 | 0
1PH8288-1JC40-0AV1-Z | G02G14 | 1PH8288-1JC40-0AV1-ZG02G14 | 1 | UN | 1 | 45 | X | D | N | N | 85015381 | 1 |  | 1650 | KG | 42889.63 | 42889.63 | MC05 | MC05 | SIMOTICS M Compact induction motor 700 rpm, 272kW 3711Nm, 570A, 325V 800 rpm, 310 kW 3701Nm, 560A, 370V 1000rpm, 385kW 3677Nm, 560A, 460 V Open-circuit ventilation Degree of protection IP23 Incremental encoder HTL 2048 S/R (encoder HTL2048S/R) with temperature sensor KTY 84-130 DESIGN IM B3 (IMV6) PLAIN SHAFT WITHOUT FITTED KEY; BEARING: STANDARD VIBRATION SEVERITY GRADE A; SHAFT A.FLANGE ACCURACY GR.N TERMINAL BOX NDE LEFT CABLE ENTRY BELOW SIGNAL CONNECTION D-END G02: EXTERNAL FAN NDE RIGHT G14: FAN SET WITH AIR FILTER AVEC FILTRE A AIR | - | 0 | 0
1PH8288-1JC40-0AV1-Z | G02G14L00P04 | 1PH8288-1JC40-0AV1-ZG02G14L00P04 | 1 | UN | 1 | 45 | X | D | N | N | 85015381 | 1 |  | 1650 | KG | 43540.55 | 43540.55 | MC05 | MC05 | SIMOTICS M Compact induction motor 700 rpm, 272kW 3711Nm, 570A, 325V 800 rpm, 310 kW 3701Nm, 560A, 370V 1000rpm, 385kW 3677Nm, 560A, 460 V Open-circuit ventilation Degree of protection IP23 Incremental encoder HTL 2048 S/R (encoder HTL2048S/R) with temperature sensor KTY 84-130 DESIGN IM B3 (IMV6) PLAIN SHAFT WITHOUT FITTED KEY; BEARING: STANDARD VIBRATION SEVERITY GRADE A; SHAFT A.FLANGE ACCURACY GR.N TERMINAL BOX NDE LEFT CABLE ENTRY BELOW SIGNAL CONNECTION D-END G02: EXTERNAL FAN NDE RIGHT G14: FAN SET WITH AIR FILTER AVEC FILTRE A AIR L00: NEXT BIGGER TERMINAL BOX (1XB7322 -> 1XB7422, 1XB7422 --> 1XB7700, 1XB7700 --> 1XB7712) P04: CABLE ENTRY PLATE 4 X M63 X 1,5 (ONLY AT 1XB7712-P..) | - | 0 | 0
1PH8288-1JD23-2AC1 |  | 1PH8288-1JD23-2AC1 | 1 | UN | 1 | 45 | X | D | N | N | 85015381 | 1 |  | 1750 | KG | 39717.46 | 39717.46 | MC05 | MC05 | SIMOTICS M Compact induction motor 1000rpm, 264kW 2521Nm, 550 A, 335V 1150rpm, 304kW 2525Nm, 550 A, 385 V 1350rpm, 357kW 2525Nm, 550 A, 450 V water cooling Degree of protection IP55 Incremental encoder HTL 2048 S/R (encoder HTL2048S/R) with temperature sensor KTY 84-130 Design IM B35 with flange A660 (IM V35) SHAFT WITH FITTED KEY HALF-KEY BALANCING BEARING: STANDARD VIBRATION SEVERITY GRADE A; SHAFT A.FLANGE ACCURACY GR.N TERMINAL BOX (ABOVE) CABLE ENTRY ON THE ND-END SIGNAL CONNECTION RIGHT | - | 0 | 0
1PH8288-1JD40-0AU1-Z | G00G14 | 1PH8288-1JD40-0AU1-ZG00G14 | 1 | UN | 1 | 45 | X | D | N | N | 85015381 | 1 |  | 1650 | KG | 42808.69 | 42808.69 | MC05 | MC05 | SIMOTICS M Compact induction motor 1000rpm, 379kW 3619Nm, 760A, 335V 1150rpm, 435kW 3607Nm, 760A, 385 V 1350rpm, 505kW 3573Nm, 750A, 450 V Open-circuit ventilation Degree of protection IP23 Incremental encoder HTL 2048 S/R (encoder HTL2048S/R) with temperature sensor KTY 84-130 DESIGN IM B3 (IMV6) PLAIN SHAFT WITHOUT FITTED KEY; BEARING: STANDARD VIBRATION SEVERITY GRADE A; SHAFT A.FLANGE ACCURACY GR.N TERMINAL BOX (ABOVE) CABLE ENTRY BELOW SIGNAL CONNECTION D-END G00: EXTERNAL FAN NDE LEFT G14: FAN SET WITH AIR FILTER AVEC FILTRE A AIR | - | 0 | 0
1PH8288-1JF23-2BA1 |  | 1PH8288-1JF23-2BA1 | 1 | UN | 1 | 45 | X | D | N | N | 85015394 | 1 |  | 1750 | KG | 39894.98 | 39894.98 | MC05 | MC05 | SIMOTICS M Compact induction motor 1500rpm, 345kW 2197Nm, 660A, 345V 1750rpm, 403kW 2199Nm, 670A, 400 V 2000rpm, 460kW 2197Nm, 670A, 455V water cooling Degree of protection IP55 Incremental encoder HTL 2048 S/R (encoder HTL2048S/R) with temperature sensor KTY 84-130 Design IM B35 with flange A660 (IM V35) SHAFT WITH FITTED KEY HALF-KEY BALANCING BEARING: STANDARD VIBRATION SEVERITY GRADE R/A; SHAFT A.FLANGE ACCURACY GR. R TERMINAL BOX (ABOVE) CABLE ENTRY ON THE RIGHT SIGNAL CONNECTION D-END | - | 0 | 0
1PH8288-1JU20-2ZD1 | P4M | 1PH8288-1JU20-2ZD1P4M | 1 | UN | 1 | 45 | X | D | N | N | 85015381 | 1 |  | 1750 | KG | 46509.11 | 46509.11 | MC05 | MC05 | SIMOTICS M Compact induction motor 1000rpm, 256kW 2445Nm, 310A, 580V 1150rpm, 295kW 2450Nm, 310A, 665V water cooling Degree of protection IP55 Motor customer-spec. P4M: Mechanical design Customer-specific | - | 0 | 7
1PH8288-1JW40-0BX1-Z | G14K24 | 1PH8288-1JW40-0BX1-ZG14K24 | 1 | UN | 1 | 45 | X | D | N | N | 85015381 | 1 |  | 1650 | KG | 43401.8 | 43401.8 | MC05 | MC05 | SIMOTICS M Compact induction motor 1500rpm, 465kW 2961Nm, 520A, 590V 1750rpm, 543kW 2964Nm, 510A, 690 V Open-circuit ventilation Degree of protection IP23 Incremental encoder HTL 2048 S/R (encoder HTL2048S/R) with temperature sensor KTY 84-130 DESIGN IM B3 (IMV6) PLAIN SHAFT WITHOUT FITTED KEY; BEARING: STANDARD VIBRATION SEVERITY GRADE R/A; SHAFT A.FLANGE ACCURACY GR. R TERMINAL BOX ABOVE CABLE ENTRY ON THE RIGHT SIGNAL CONNECTION NDE G14: FAN SET WITH AIR FILTER AVEC FILTRE A AIR K24: PRIMING (AUBURN) | - | 0 | 0
1PH8288-1JW40-0BX1-Z | G14K24K85 | 1PH8288-1JW40-0BX1-ZG14K24K85 | 1 | UN | 1 | 45 | X | D | N | N | 85015381 | 1 |  | 1650 | KG | 43534.93 | 43534.93 | MC05 | MC05 | SIMOTICS M Compact induction motor 1500rpm, 465kW 2961Nm, 520A, 590V 1750rpm, 543kW 2964Nm, 510A, 690 V Open-circuit ventilation Degree of protection IP23 Incremental encoder HTL 2048 S/R (encoder HTL2048S/R) with temperature sensor KTY 84-130 DESIGN IM B3 (IMV6) PLAIN SHAFT WITHOUT FITTED KEY; BEARING: STANDARD VIBRATION SEVERITY GRADE R/A; SHAFT A.FLANGE ACCURACY GR. R TERMINAL BOX ABOVE CABLE ENTRY ON THE RIGHT SIGNAL CONNECTION NDE G14: FAN SET WITH AIR FILTER AVEC FILTRE A AIR K24: PRIMING (AUBURN) K85: TURNING OF THE TERMINAL BOX BY +180 DEGREES | - | 0 | 0
1PH8288-1MF10-0AW1-Z | G02K84 | 1PH8288-1MF10-0AW1-ZG02K84 | 1 | UN | 1 | 45 | X | D | N | N | 85015381 | 1 |  | 1650 | KG | 31400.43 | 31400.43 | MC05 | MC05 | SIMOTICS M Compact induction motor 1500rpm, 320kW 2037Nm, 620A, 345V 1750rpm, 340kW 1856Nm, 580A, 400 V 2000rpm, 385kW 1838Nm, 570A, 455V forced ventilation Degree of protection IP55 Incremental encoder SIN/COS 1 VPP 2048 S/R with C and D track (encoder IC2048S/R) with temperature sensor KTY 84-130 DESIGN IM B3 (IMV6) PLAIN SHAFT WITHOUT FITTED KEY; BEARING: STANDARD VIBRATION SEVERITY GRADE A; SHAFT A.FLANGE ACCURACY GR.N TERMINAL BOX ABOVE CABLE ENTRY ON THE RIGHT SIGNAL CONNECTION D-END G02: EXTERNAL FAN NDE RIGHT K84: TURNING OF THE TERMINAL BOX BY -90 DEGREES | - | 0 | 0
1PH8288-1MF40-0AW1-Z | G02K84 | 1PH8288-1MF40-0AW1-ZG02K84 | 1 | UN | 1 | 45 | X | D | N | N | 85015381 | 1 |  | 1650 | KG | 42567.62 | 42567.62 | MC05 | MC05 | SIMOTICS M Compact induction motor 1500rpm, 480 kW 3056Nm, 910A, 345V 1750rpm, 560 kW 3055Nm, 910A, 400 V 2000rpm, 630 kW 3009Nm, 900A, 455V Open-circuit ventilation Degree of protection IP23 Incremental encoder SIN/COS 1 VPP 2048 S/R with C and D track (encoder IC2048S/R) with temperature sensor KTY 84-130 DESIGN IM B3 (IMV6) PLAIN SHAFT WITHOUT FITTED KEY; BEARING: STANDARD VIBRATION SEVERITY GRADE A; SHAFT A.FLANGE ACCURACY GR.N TERMINAL BOX ABOVE CABLE ENTRY ON THE RIGHT SIGNAL CONNECTION D-END G02: EXTERNAL FAN NDE RIGHT K84: TURNING OF THE TERMINAL BOX BY -90 DEGREES | - | 0 | 0
2LC0131-2WA00-0AA0 |  | 2LC0131-2WA00-0AA0 | 1 | UN | 1 | 3 | B | D | N | N | 40169997 | 1 |  | 1.55 | KG | 355.52 | 355.52 | - |  | FLENDER COUPLINGS COMPONENT SET OF BUFFERS RUPEX 360 (1 SET = 10 BUFFERS) | - | 0 | 7
3KA5030-1AE01 |  | 3KA5030-1AE01 | 1 | UN | 1 | 15 | C | D | N | N | 85362010 | 1 | 4011209450004 | 0.905 | KG | 353.16 | 353.16 | LP21 | LP21 | Switch disconnector in new design Iu=63 A, Ue = 690 V, 3-pole basic version without 8UC6 handle and shaft | - | 0 | 0
3KA5030-1AE01-Z | A01 | 3KA5030-1AE01-ZA01 | 1 | UN | 1 | 15 | C | D | N | N | 85362010 | 1 | 4011209592896 | 0.86 | KG | 440.36 | 440.36 | LP21 | LP21 | Switch disconnector in new design Iu=63 A, Ue = 690 V, 3-pole basic version without 8UC6 handle and shaft with tin-coated contacts | - | 0 | 0
3KA5030-1GE01 |  | 3KA5030-1GE01 | 1 | UN | 1 | 15 | C | D | N | N | 85362010 | 1 | 4011209738843 | 1.372 | KG | 450.17 | 450.17 | LP21 | LP21 | Switch disconnector in new design Iu=63 A, Ue = 690 V, 3-pole with door drive 8UC7 Handle dark blue/blue-green Basic masking frame light gray | - | 0 | 0
3KA5040-1AE01 |  | 3KA5040-1AE01 | 1 | UN | 1 | 15 | C | D | N | N | 85362010 | 1 | 4011209470675 | 2.08 | KG | 566.8 | 566.8 | LP21 | LP21 | Switch disconnector in new design Iu=63 A, Ue = 690 V, 4-pole basic version without 8UC6 handle and shaft 4th pole selectable, AC-21A | - | 0 | 0
3KA5040-1GE01 |  | 3KA5040-1GE01 | 1 | UN | 1 | 15 | C | D | N | N | 85362010 | 1 | 4011209738898 | 2.449 | KG | 659.45 | 659.45 | LP21 | LP21 | Switch disconnector in new design Iu=63 A, Ue = 690 V, 4-pole 4th pole selectable, AC-21A with door drive 8UC7 Handle dark blue/blue-green Basic masking frame light gray | - | 0 | 0
3KA5130-1AE01 |  | 3KA5130-1AE01 | 1 | UN | 1 | 15 | C | D | N | N | 85362090 | 1 | 4011209448650 | 0.92 | KG | 405.48 | 405.48 | LP21 | LP21 | Switch disconnector in new design Iu=80 A, Ue = 690 V, 3-pole basic version without 8UC6 handle and shaft | - | 0 | 0
3KA5130-1GE01 |  | 3KA5130-1GE01 | 1 | UN | 1 | 15 | C | D | N | N | 85362090 | 1 | 4011209738775 | 1.365 | KG | 507.94 | 507.94 | LP21 | LP21 | Switch disconnector in new design Iu=80 A, Ue = 690 V, 3-pole with door drive 8UC7 Handle dark blue/blue-green Basic masking frame light gray | - | 0 | 0
3KA5140-1AE01 |  | 3KA5140-1AE01 | 1 | UN | 1 | 15 | C | D | N | N | 85362090 | 1 | 4011209470682 | 2.053 | KG | 620.21 | 620.21 | LP21 | LP21 | Switch disconnector in new design Iu=80 A, Ue = 690 V, 4-pole basic version without 8UC6 handle and shaft 4th pole selectable, AC-21A | - | 0 | 0
3KA5140-1GE01 |  | 3KA5140-1GE01 | 1 | UN | 1 | 15 | C | D | N | N | 85362090 | 1 | 4011209738805 | 2.474 | KG | 719.4 | 719.4 | LP21 | LP21 | Switch disconnector in new design Iu=80 A, Ue = 690 V, 4-pole 4th pole selectable, AC-21A with door drive 8UC7 Handle dark blue/blue-green Basic masking frame light gray | - | 0 | 0
3KA5230-1AE01 |  | 3KA5230-1AE01 | 1 | UN | 1 | 15 | C | D | N | N | 85362090 | 1 | 4011209448643 | 1.874 | KG | 426.19 | 426.19 | LP21 | LP21 | Switch disconnector in new design Iu=125 A, Ue = 690 V, 3-pole basic version without 8UC6 handle and shaft | - | 0 | 0
3KA5230-1GE01 |  | 3KA5230-1GE01 | 1 | UN | 1 | 15 | C | D | N | N | 85362090 | 1 | 4011209738850 | 2.217 | KG | 579.88 | 579.88 | LP21 | LP21 | Switch disconnector in new design Iu=125 A, Ue = 690 V, 3-pole with door drive 8UC7 Handle dark blue/blue-green Basic masking frame light gray | - | 0 | 0
3KA5240-1AE01 |  | 3KA5240-1AE01 | 1 | UN | 1 | 15 | C | D | N | N | 85362090 | 1 | 4011209470699 | 2.08 | KG | 640.92 | 640.92 | LP21 | LP21 | Switch disconnector in new design Iu=125 A, Ue = 690 V, 4-pole basic version without 8UC6 handle and shaft 4th pole selectable, AC-21A | - | 0 | 0
3KA5240-1GE01 |  | 3KA5240-1GE01 | 1 | UN | 1 | 15 | C | D | N | N | 85362090 | 1 | 4011209738812 | 2.455 | KG | 795.7 | 795.7 | LP21 | LP21 | Switch disconnector in new design Iu=125 A, Ue = 690 V, 4-pole 4th pole selectable, AC-21A with door drive 8UC7 Handle dark blue/blue-green Basic masking frame light gray | - | 0 | 0
3KA5330-1AE01 |  | 3KA5330-1AE01 | 1 | UN | 1 | 15 | C | D | N | N | 85362090 | 1 | 4011209446724 | 1.997 | KG | 451.26 | 451.26 | LP21 | LP21 | Switch disconnector in new design Iu=160 A, Ue = 690 V, 3-pole basic version without 8UC6 handle and shaft | - | 0 | 0
3KA5330-1GE01 |  | 3KA5330-1GE01 | 1 | UN | 1 | 15 | C | D | N | N | 85362090 | 1 | 4011209738874 | 2.398 | KG | 614.76 | 614.76 | LP21 | LP21 | Switch disconnector in new design Iu=160 A, Ue = 690 V, 3-pole with door drive 8UC7 Handle dark blue/blue-green Basic masking frame light gray | - | 0 | 0
3KA5340-1AE01 |  | 3KA5340-1AE01 | 1 | UN | 1 | 15 | C | D | N | N | 85362090 | 1 | 4011209459465 | 2.148 | KG | 662.72 | 662.72 | LP21 | LP21 | Switch disconnector in new design Iu=160 A, Ue = 690 V, 4-pole basic version without 8UC6 handle and shaft 4th pole selectable, AC-21A | - | 0 | 0
3KA5340-1GE01 |  | 3KA5340-1GE01 | 1 | UN | 1 | 15 | C | D | N | N | 85362090 | 1 | 4011209738836 | 2.601 | KG | 829.49 | 829.49 | LP21 | LP21 | Switch disconnector in new design Iu=160 A, Ue = 690 V, 4-pole 4th pole selectable, AC-21A with door drive 8UC7 Handle dark blue/blue-green Basic masking frame light gray | - | 0 | 0
3KA5530-1AE01 |  | 3KA5530-1AE01 | 1 | UN | 1 | 15 | C | D | N | N | 85362090 | 1 | 4011209448636 | 4.45 | KG | 821.86 | 821.86 | LP21 | LP21 | Switch disconnector in new design Iu=250 A, Ue = 690 V, 3-pole basic version without 8UC6 handle and shaft | - | 0 | 0
3KA5530-1GE01 |  | 3KA5530-1GE01 | 1 | UN | 1 | 15 | C | D | N | N | 85362090 | 1 | 4011209738829 | 5.387 | KG | 1064.93 | 1064.93 | LP21 | LP21 | Switch disconnector in new design Iu=250 A, Ue = 690 V, 3-pole with door drive 8UC7 Handle dark blue/blue-green Basic masking frame light gray | - | 0 | 0
3KA5540-1AE01 |  | 3KA5540-1AE01 | 1 | UN | 1 | 15 | C | D | N | N | 85362090 | 1 | 4011209470705 | 5.1 | KG | 1076.92 | 1076.92 | LP21 | LP21 | Switch disconnector in new design Iu=250 A, Ue = 690 V, 4-pole basic version without 8UC6 handle and shaft 4th pole selectable, AC-21A | - | 0 | 0
3KA5540-1GE01 |  | 3KA5540-1GE01 | 1 | UN | 1 | 15 | C | D | N | N | 85362090 | 1 | 4011209738904 | 5.979 | KG | 1318.9 | 1318.9 | LP21 | LP21 | Switch disconnector in new design Iu=250 A, Ue = 690 V, 4-pole 4th pole selectable, AC-21A with door drive 8UC7 Handle dark blue/blue-green Basic masking frame light gray | - | 0 | 0
3KA5730-1AE01 |  | 3KA5730-1AE01 | 1 | UN | 1 | 15 | C | D | N | N | 85362090 | 1 | 4011209448612 | 4.582 | KG | 1199 | 1199 | LP21 | LP21 | Switch disconnector in new design Iu=400 A, Ue = 690 V, 3-pole basic version without 8UC6 handle and shaft | - | 0 | 0
3KA5730-1GE01 |  | 3KA5730-1GE01 | 1 | UN | 1 | 15 | C | D | N | N | 85362090 | 1 | 4011209738799 | 5.56 | KG | 1438.8 | 1438.8 | LP21 | LP21 | Switch disconnector in new design Iu=400 A, Ue = 690 V, 3-pole with door drive 8UC7 Handle dark blue/blue-green Basic masking frame light gray | - | 0 | 0
3KA5740-1AE01 |  | 3KA5740-1AE01 | 1 | UN | 1 | 15 | C | D | N | N | 85362090 | 1 | 4011209470712 | 5.12 | KG | 1460.6 | 1460.6 | LP21 | LP21 | Switch disconnector in new design Iu=400 A, Ue = 690 V, 4-pole basic version without 8UC6 handle and shaft 4th pole selectable, AC-21A | - | 0 | 0
3KA5740-1GE01 |  | 3KA5740-1GE01 | 1 | UN | 1 | 15 | C | D | N | N | 85362090 | 1 | 4011209738867 | 6.07 | KG | 1700.4 | 1700.4 | LP21 | LP21 | Switch disconnector in new design Iu=400 A, Ue = 690 V, 4-pole 4th pole selectable, AC-21A with door drive 8UC7 Handle dark blue/blue-green Basic masking frame light gray | - | 0 | 0
3KA5830-1AE01 |  | 3KA5830-1AE01 | 1 | UN | 1 | 15 | C | D | N | N | 85362090 | 1 | 4011209448599 | 5.096 | KG | 1460.6 | 1460.6 | LP21 | LP21 | Switch disconnector in new design Iu=630 A, Ue = 690 V, 3-pole basic version without 8UC6 handle and shaft | - | 0 | 0
3KA5830-1GE01 |  | 3KA5830-1GE01 | 1 | UN | 1 | 15 | C | D | N | N | 85362090 | 1 | 4011209738782 | 6.065 | KG | 1711.3 | 1711.3 | LP21 | LP21 | Switch disconnector in new design Iu=630 A, Ue = 690 V, 3-pole with door drive 8UC7 Handle dark blue/blue-green Basic masking frame light gray | - | 0 | 0
3KA5840-1AE01 |  | 3KA5840-1AE01 | 1 | UN | 1 | 15 | C | D | N | N | 85362090 | 1 | 4011209465626 | 5.74 | KG | 1722.2 | 1722.2 | LP21 | LP21 | Switch disconnector in new design Iu=630 A, Ue = 690 V, 4-pole basic version without 8UC6 handle and shaft 4th pole selectable, AC-21A | - | 0 | 0
3KA5840-1GE01 |  | 3KA5840-1GE01 | 1 | UN | 1 | 15 | C | D | N | N | 85362090 | 1 | 4011209738881 | 6.57 | KG | 1972.9 | 1972.9 | LP21 | LP21 | Switch disconnector in new design Iu=630 A, Ue = 690 V, 4-pole 4th pole selectable, AC-21A with door drive 8UC7 Handle dark blue/blue-green Basic masking frame light gray | - | 0 | 0
3KA7111-3AA00 |  | 3KA7111-3AA00 | 1 | UN | 1 | 13 | C | D | N | N | 85365080 | 1 |  | 0.8 | KG | 119.28 | 119.28 | LP21 | LP21 | SECTION 3x 32A SANS COMM | - | 0 | 0
3KA7111-4AA00 |  | 3KA7111-4AA00 | 1 | UN | 1 | 13 | C | D | N | N | 85365080 | 1 |  | 0.9 | KG | 128.52 | 128.52 | LP21 | LP21 | SECTION 4x 32A SANS COMM | - | 0 | 0
3KA7112-3AA00 |  | 3KA7112-3AA00 | 1 | UN | 1 | 13 | C | D | N | N | 85365080 | 1 |  | 0.8 | KG | 119.28 | 119.28 | LP21 | LP21 | SECTION 3x 45A SANS COMM | - | 0 | 0
3KA7112-4AA00 |  | 3KA7112-4AA00 | 1 | UN | 1 | 13 | C | D | N | N | 85365080 | 1 |  | 0.9 | KG | 128.52 | 128.52 | LP21 | LP21 | SECTION 4x 45A SANS COMM | - | 0 | 0
3KA7113-3AA00 |  | 3KA7113-3AA00 | 1 | UN | 1 | 13 | C | D | N | N | 85365080 | 1 |  | 0.8 | KG | 123.48 | 123.48 | LP21 | LP21 | SECTION 3x 63A SANS COMM | - | 0 | 0
3KA7113-4AA00 |  | 3KA7113-4AA00 | 1 | UN | 1 | 13 | C | D | N | N | 85365080 | 1 |  | 0.9 | KG | 136.92 | 136.92 | LP21 | LP21 | SECTION 4x 63A SANS COMM | - | 0 | 0
3KA7114-3AA00 |  | 3KA7114-3AA00 | 1 | UN | 1 | 13 | C | D | N | N | 85365080 | 1 |  | 0.8 | KG | 126.84 | 126.84 | LP21 | LP21 | SECTION 3x 80 A SANS COMM | - | 0 | 0
3KA7114-4AA00 |  | 3KA7114-4AA00 | 1 | UN | 1 | 13 | C | D | N | N | 85365080 | 1 |  | 0.9 | KG | 141.12 | 141.12 | LP21 | LP21 | SECTION 4x 80 A SANS COMM | - | 0 | 0
3KA7115-3AA00 |  | 3KA7115-3AA00 | 1 | UN | 1 | 13 | C | D | N | N | 85365080 | 1 |  | 0.8 | KG | 136.92 | 136.92 | LP21 | LP21 | SECTION 3x 100 A SANS COMM | - | 0 | 0
3KA7115-4AA00 |  | 3KA7115-4AA00 | 1 | UN | 1 | 13 | C | D | N | N | 85365080 | 1 |  | 0.9 | KG | 156.24 | 156.24 | LP21 | LP21 | SECTION 4x 100 A SANS COMM | - | 0 | 0
3KA7116-3AA00 |  | 3KA7116-3AA00 | 1 | UN | 1 | 13 | C | D | N | N | 85365080 | 1 |  | 0.8 | KG | 158.76 | 158.76 | LP21 | LP21 | SECTION 3x 125A SANS COMM | - | 0 | 0
3KA7116-4AA00 |  | 3KA7116-4AA00 | 1 | UN | 1 | 13 | C | D | N | N | 85365080 | 1 |  | 0.9 | KG | 171.36 | 171.36 | LP21 | LP21 | SECTION 4x 125A SANS COMM | - | 0 | 0
3KA7121-3AA00 |  | 3KA7121-3AA00 | 1 | UN | 1 | 13 | C | D | N | N | 85365080 | 1 |  | 1.4 | KG | 197.4 | 197.4 | LP21 | LP21 | SECTION 3x 160 A SANS COMM | - | 0 | 0
3KA7121-3BD00 |  | 3KA7121-3BD00 | 1 | UN | 1 | 30 | D | D | N | N | 85365080 | 1 |  | 5.5 | KG | 3242.4 | 3242.4 | LP21 | LP21 | Change-over switch 3 x 160 A over- lap-WI | - | 0 | 0
3KA7121-3BD01 |  | 3KA7121-3BD01 | 1 | UN | 1 | 30 | D | D | N | N | 85365080 | 1 |  | 5.5 | KG | 3368.4 | 3368.4 | LP21 | LP21 | Change-over switch 3 x 160 A | - | 0 | 0
3KA7121-3BD02 |  | 3KA7121-3BD02 | 1 | UN | 1 | 30 | D | D | N | N | 85365080 | 1 |  | 5.5 | KG | 3242.4 | 3242.4 | LP21 | LP21 | Change-over switch 3 x 160 A over- lap-WI | - | 0 | 0
3KA7121-4AA00 |  | 3KA7121-4AA00 | 1 | UN | 1 | 13 | C | D | N | N | 85365080 | 1 |  | 1.5 | KG | 210 | 210 | LP21 | LP21 | SECTION 4x 160 A SANS COMM | - | 0 | 0
3KA7121-4BD00 |  | 3KA7121-4BD00 | 1 | UN | 1 | 30 | D | D | N | N | 85365080 | 1 |  | 6 | KG | 3334.8 | 3334.8 | LP21 | LP21 | Change-over switch 4 x 160 A over- lap-WI | - | 0 | 0
3KA7121-4BD01 |  | 3KA7121-4BD01 | 1 | UN | 1 | 30 | D | D | N | N | 85365080 | 1 |  | 1 | KG | 3502.8 | 3502.8 | LP21 | LP21 | INVERSORES DE REDE MOTORIZADOS | - | 0 | 0
3KA7121-4BD02 |  | 3KA7121-4BD02 | 1 | UN | 1 | 30 | D | D | N | N | 85365080 | 1 |  | 6 | KG | 3334.8 | 3334.8 | LP21 | LP21 | Change-over switch 4 x 160 A over- lap-WI | - | 0 | 0
3KA7122-3AA00 |  | 3KA7122-3AA00 | 1 | UN | 1 | 13 | C | D | N | N | 85365080 | 1 |  | 1.4 | KG | 236.88 | 236.88 | LP21 | LP21 | SECTION 3x 200 A SANS COMM | - | 0 | 0
3KA7122-3BD00 |  | 3KA7122-3BD00 | 1 | UN | 1 | 30 | D | D | N | N | 85365080 | 1 |  | 5.5 | KG | 3410.4 | 3410.4 | LP21 | LP21 | Change-over switch 3 x 200 A over- lap-WI | - | 0 | 0
3KA7122-3BD01 |  | 3KA7122-3BD01 | 1 | UN | 1 | 30 | D | D | N | N | 85365080 | 1 |  | 5.5 | KG | 3553.2 | 3553.2 | LP21 | LP21 | Change-over switch 3 x 200 A over- lap-WI | - | 0 | 0
3KA7122-3BD02 |  | 3KA7122-3BD02 | 1 | UN | 1 | 30 | D | D | N | N | 85365080 | 1 |  | 5.5 | KG | 3410.4 | 3410.4 | LP21 | LP21 | Change-over switch 3 x 200 A over- lap-WI | - | 0 | 0
3KA7122-4AA00 |  | 3KA7122-4AA00 | 1 | UN | 1 | 13 | C | D | N | N | 85365080 | 1 |  | 1.5 | KG | 252 | 252 | LP21 | LP21 | SECTION 4x 200 A SANS COMM | - | 0 | 0
3KA7122-4BD00 |  | 3KA7122-4BD00 | 1 | UN | 1 | 30 | D | D | N | N | 85365080 | 1 |  | 1.6 | KG | 4200 | 4200 | LP21 | LP21 | CONMUTACION Motor 200A | - | 0 | 0
3KA7122-4BD01 |  | 3KA7122-4BD01 | 1 | UN | 1 | 30 | D | D | N | N | 85365080 | 1 |  | 8 | KG | 3679.2 | 3679.2 | LP21 | LP21 | INVERSORES DE REDE MOTORIZADOS | - | 0 | 0
3KA7122-4BD02 |  | 3KA7122-4BD02 | 1 | UN | 1 | 30 | D | D | N | N | 85365080 | 1 |  | 6 | KG | 3528 | 3528 | LP21 | LP21 | Change-over switch 4 x 200 A over- lap-WI | - | 0 | 0
3KA7123-3AA00 |  | 3KA7123-3AA00 | 1 | UN | 1 | 13 | C | D | N | N | 85365080 | 1 |  | 1.4 | KG | 259.56 | 259.56 | LP21 | LP21 | SECTION 3x 250 A SANS COMM | - | 0 | 0
3KA7123-3BD00 |  | 3KA7123-3BD00 | 1 | UN | 1 | 30 | D | D | N | N | 85365080 | 1 |  | 5.5 | KG | 3528 | 3528 | LP21 | LP21 | Change-over switch 3 x 250 A over- lap-WI | - | 0 | 0
3KA7123-3BD01 |  | 3KA7123-3BD01 | 1 | UN | 1 | 30 | D | D | N | N | 85365080 | 1 |  | 10 | KG | 3679.2 | 3679.2 | LP21 | LP21 | INVERSORES DE REDE MOTORIZADOS | - | 0 | 0
3KA7123-3BD02 |  | 3KA7123-3BD02 | 1 | UN | 1 | 30 | D | D | N | N | 85365080 | 1 |  | 5.5 | KG | 3528 | 3528 | LP21 | LP21 | Change-over switch 3 x 250 A over- lap-WI | - | 0 | 0
3KA7123-4AA00 |  | 3KA7123-4AA00 | 1 | UN | 1 | 13 | C | D | N | N | 85365080 | 1 |  | 1.5 | KG | 284.76 | 284.76 | LP21 | LP21 | SECTION 4x 250 A SANS COMM | - | 0 | 0
3KA7123-4BD00 |  | 3KA7123-4BD00 | 1 | UN | 1 | 30 | D | D | N | N | 85365080 | 1 |  | 1 | KG | 4284 | 4284 | LP21 | LP21 | CONMUTACION 4x 250 A MOTORIZADA 24 V DC | - | 0 | 0
3KA7123-4BD01 |  | 3KA7123-4BD01 | 1 | UN | 1 | 30 | D | D | N | N | 85365080 | 1 |  | 1 | KG | 3813.6 | 3813.6 | LP21 | LP21 | CONMUTACION 4x 250 A MOTORIZADA 24 V DC | - | 0 | 0
3KA7123-4BD02 |  | 3KA7123-4BD02 | 1 | UN | 1 | 30 | D | D | N | N | 85365080 | 1 |  | 6 | KG | 3612 | 3612 | LP21 | LP21 | Change-over switch 4 x 250 A over- lap-WI | - | 0 | 0
3KA7124-3BD00 |  | 3KA7124-3BD00 | 1 | UN | 1 | 30 | D | D | N | N | 85365080 | 1 |  | 5.5 | KG | 3628.8 | 3628.8 | LP21 | LP21 | Change-over switch 3x 315 A over- lap-WI | - | 0 | 0
3KA7124-3BD01 |  | 3KA7124-3BD01 | 1 | UN | 1 | 30 | D | D | N | N | 85365080 | 1 |  | 5.5 | KG | 3771.6 | 3771.6 | LP21 | LP21 | Change-over switch 3x 315 A over- lap-WI | - | 0 | 0
3KA7124-3BD02 |  | 3KA7124-3BD02 | 1 | UN | 1 | 30 | D | D | N | N | 85365080 | 1 |  | 5.5 | KG | 3628.8 | 3628.8 | LP21 | LP21 | Change-over switch 3x 315 A over- lap-WI | - | 0 | 0
3KA7124-4BD00 |  | 3KA7124-4BD00 | 1 | UN | 1 | 30 | D | D | N | N | 85365080 | 1 |  | 6 | KG | 3738 | 3738 | LP21 | LP21 | Change-over switch 4x 315 A over- lap-WI | - | 0 | 0
3KA7124-4BD01 |  | 3KA7124-4BD01 | 1 | UN | 1 | 30 | D | D | N | N | 85365080 | 1 |  | 6 | KG | 3855.6 | 3855.6 | LP21 | LP21 | Change-over switch 4x 315 A over- lap-WI | - | 0 | 0
3KA7124-4BD02 |  | 3KA7124-4BD02 | 1 | UN | 1 | 30 | D | D | N | N | 85365080 | 1 |  | 6 | KG | 3738 | 3738 | LP21 | LP21 | Change-over switch 4x 315 A over- lap-WI | - | 0 | 0
3KA7131-3AA00 |  | 3KA7131-3AA00 | 1 | UN | 1 | 13 | C | D | N | N | 85365080 | 1 |  | 3 | KG | 339.36 | 339.36 | LP21 | LP21 | SECTION 3x 315A SANS COMM | - | 0 | 0
3KA7131-3AD00 |  | 3KA7131-3AD00 | 1 | UN | 1 | 30 | D | D | N | N | 85365080 | 1 |  | 13 | KG | 4334.4 | 4334.4 | LP21 | LP21 | SEZ. motor. 3KA71 3x 315 A | - | 0 | 0
3KA7131-3BD00 |  | 3KA7131-3BD00 | 1 | UN | 1 | 30 | D | D | N | N | 85365080 | 1 |  | 17 | KG | 3738 | 3738 | LP21 | LP21 | Change-over switch 3x 315 A over- lap-WI | - | 0 | 0
3KA7131-3BD01 |  | 3KA7131-3BD01 | 1 | UN | 1 | 30 | D | D | N | N | 85365080 | 1 |  | 17 | KG | 3838.8 | 3838.8 | LP21 | LP21 | Change-over switch 3x 315 A over- lap-WI | - | 0 | 0
3KA7131-3CD00 |  | 3KA7131-3CD00 | 1 | UN | 1 | 30 | D | D | N | N | 85365080 | 1 |  | 17 | KG | 4594.8 | 4594.8 | LP21 | LP21 | Change-over switch 3x 315 A over- lap-WI | - | 0 | 0
3KA7131-4AA00 |  | 3KA7131-4AA00 | 1 | UN | 1 | 13 | C | D | N | N | 85365080 | 1 |  | 3.4 | KG | 399 | 399 | LP21 | LP21 | SECTION 4x 315A SANS COMM | - | 0 | 0
3KA7131-4AD00 |  | 3KA7131-4AD00 | 1 | UN | 1 | 0 | A | D | N | N | 85365080 | 1 |  | 1 | KG | 4426.8 | 4426.8 | LP21 | LP21 | SECTION 4x 315A COMMANDE MOT | - | 0 | 0
3KA7131-4BD00 |  | 3KA7131-4BD00 | 1 | UN | 1 | 30 | D | D | N | N | 85365080 | 1 |  | 18 | KG | 3838.8 | 3838.8 | LP21 | LP21 | Change-over switch 4x 315 A over- lap-WI | - | 0 | 0
3KA7131-4BD01 |  | 3KA7131-4BD01 | 1 | UN | 1 | 30 | D | D | N | N | 85365080 | 1 |  | 18 | KG | 3981.6 | 3981.6 | LP21 | LP21 | Change-over switch 4x 315 A over- lap-WI | - | 0 | 0
3KA7131-4CD00 |  | 3KA7131-4CD00 | 1 | UN | 1 | 30 | D | D | N | N | 85365080 | 1 |  | 19 | KG | 5628 | 5628 | LP21 | LP21 | INVERSOR tetrapolar, 4 x 315 A SOB REPOSTA | - | 0 | 0
3KA7132-3AA00 |  | 3KA7132-3AA00 | 1 | UN | 1 | 13 | C | D | N | N | 85365080 | 1 |  | 3 | KG | 343.56 | 343.56 | LP21 | LP21 | SECTION 3x 400 A SANS COMM | - | 0 | 0
3KA7132-3AD00 |  | 3KA7132-3AD00 | 1 | UN | 1 | 30 | D | D | N | N | 85365080 | 1 |  | 13 | KG | 4342.8 | 4342.8 | LP21 | LP21 | SEZ. motor. 3KA71 3x 315 A | - | 0 | 0
3KA7132-3BD00 |  | 3KA7132-3BD00 | 1 | UN | 1 | 30 | D | D | N | N | 85365080 | 1 |  | 17 | KG | 3948 | 3948 | LP21 | LP21 | Change-over switch 3x 400 A over- lap-WI | - | 0 | 0
3KA7132-3BD01 |  | 3KA7132-3BD01 | 1 | UN | 1 | 30 | D | D | N | N | 85365080 | 1 |  | 6.5 | KG | 4099.2 | 4099.2 | LP21 | LP21 | INVERSOR DE REDE MOTORIZADO,TAM . 3,4P | - | 0 | 0
3KA7132-3CD00 |  | 3KA7132-3CD00 | 1 | UN | 1 | 30 | D | D | N | N | 85365080 | 1 |  | 17 | KG | 4905.6 | 4905.6 | LP21 | LP21 | Change-over switch 3x 400 A over- lap-WI | - | 0 | 0
3KA7132-4AA00 |  | 3KA7132-4AA00 | 1 | UN | 1 | 13 | C | D | N | N | 85365080 | 1 |  | 3.4 | KG | 428.4 | 428.4 | LP21 | LP21 | SECTION 4x 400 A SANS COMM | - | 0 | 0
3KA7132-4AD00 |  | 3KA7132-4AD00 | 1 | UN | 1 | 0 | A | D | N | N | 85365080 | 1 |  | 1 | KG | 4468.8 | 4468.8 | LP21 | LP21 | SECTION 4x 400 A COMMANDE MOT | - | 0 | 0
3KA7132-4BD00 |  | 3KA7132-4BD00 | 1 | UN | 1 | 30 | D | D | N | N | 85365080 | 1 |  | 18 | KG | 4804.8 | 4804.8 | LP21 | LP21 | Change-over switch 4x 400 A over- lap-WI | - | 0 | 0
3KA7132-4BD01 |  | 3KA7132-4BD01 | 1 | UN | 1 | 30 | D | D | N | N | 85365080 | 1 |  | 6.5 | KG | 4939.2 | 4939.2 | LP21 | LP21 | INV. MOTOR 4 x 400 A. I-0-II 230 V AC | - | 0 | 0
3KA7132-4CD00 |  | 3KA7132-4CD00 | 1 | UN | 1 | 30 | D | D | N | N | 85365080 | 1 |  | 6.5 | KG | 6073.2 | 6073.2 | LP21 | LP21 | INVERSOR DE REDE MOTORIZADO,TAM . 3,4P | - | 0 | 0
3KA7133-3BD00 |  | 3KA7133-3BD00 | 1 | UN | 1 | 30 | D | D | N | N | 85365080 | 1 |  | 17 | KG | 4048.8 | 4048.8 | LP21 | LP21 | Change-over switch 3x 500 A over- lap-WI | - | 0 | 0
3KA7133-3BD01 |  | 3KA7133-3BD01 | 1 | UN | 1 | 30 | D | D | N | N | 85365080 | 1 |  | 17 | KG | 4166.4 | 4166.4 | LP21 | LP21 | Change-over switch 3x 500 A over- lap-WI | - | 0 | 0
3KA7133-3CD00 |  | 3KA7133-3CD00 | 1 | UN | 1 | 30 | D | D | N | N | 85365080 | 1 |  | 17 | KG | 5174.4 | 5174.4 | LP21 | LP21 | Change-over switch 3x 500 A over- lap-WI | - | 0 | 0
3KA7133-4BD00 |  | 3KA7133-4BD00 | 1 | UN | 1 | 30 | D | D | N | N | 85365080 | 1 |  | 18 | KG | 4166.4 | 4166.4 | LP21 | LP21 | Change-over switch 4x 500 A over- lap-WI | - | 0 | 0
3KA7133-4BD01 |  | 3KA7133-4BD01 | 1 | UN | 1 | 30 | D | D | N | N | 85365080 | 1 |  | 5 | KG | 4334.4 | 4334.4 | LP21 | LP21 | INVERSORES DE REDE MOTORIZADOS | - | 0 | 0
3KA7133-4CD00 |  | 3KA7133-4CD00 | 1 | UN | 1 | 30 | D | D | N | N | 85365080 | 1 |  | 18 | KG | 5779.2 | 5779.2 | LP21 | LP21 | Change-over switch 4x 500 A over- lap-WI | - | 0 | 0
3KA7141-3AA00 |  | 3KA7141-3AA00 | 1 | UN | 1 | 13 | C | D | N | N | 85365080 | 1 |  | 5.4 | KG | 514.92 | 514.92 | LP21 | LP21 | SECTION 3x 630 A SANS COMM | - | 0 | 0
3KA7141-3AD00 |  | 3KA7141-3AD00 | 1 | UN | 1 | 0 | A | D | N | N | 85365080 | 1 |  | 1 | KG | 4645.2 | 4645.2 | LP21 | LP21 | SECTION 3x 630 A COMMANDE MOT | - | 0 | 0
3KA7141-3AE00 |  | 3KA7141-3AE00 | 1 | UN | 1 | 30 | D | D | N | N | 85365080 | 1 |  | 7.5 | KG | 1890 | 1890 | LP21 | LP21 | Switch disconnector 3 x 630 A with shunt RE | - | 0 | 0
3KA7141-3AE01 |  | 3KA7141-3AE01 | 1 | UN | 1 | 30 | D | D | N | N | 85365080 | 1 |  | 7.5 | KG | 1890 | 1890 | LP21 | LP21 | Switch disconnector 3 x 630 A with shunt RE | - | 0 | 0
3KA7141-3AE02 |  | 3KA7141-3AE02 | 1 | UN | 1 | 30 | D | D | N | N | 85365080 | 1 |  | 7.5 | KG | 1890 | 1890 | LP21 | LP21 | Switch disconnector 3 x 630 A with shunt RE | - | 0 | 0
3KA7141-3AE03 |  | 3KA7141-3AE03 | 1 | UN | 1 | 30 | D | D | N | N | 85365080 | 1 |  | 7.5 | KG | 1890 | 1890 | LP21 | LP21 | Switch disconnector 3 x 630 A with shunt RE | - | 0 | 0
3KA7141-3AE04 |  | 3KA7141-3AE04 | 1 | UN | 1 | 30 | D | D | N | N | 85365080 | 1 |  | 1 | KG | 1890 | 1890 | LP21 | LP21 | Switch disconnector 3 x 630 A | - | 0 | 0
3KA7141-3BD00 |  | 3KA7141-3BD00 | 1 | UN | 1 | 30 | D | D | N | N | 85365080 | 1 |  | 22 | KG | 4174.8 | 4174.8 | LP21 | LP21 | Change-over switch 3 x 630 A over- lap-WI | - | 0 | 0
3KA7141-3BD01 |  | 3KA7141-3BD01 | 1 | UN | 1 | 30 | D | D | N | N | 85365080 | 1 |  | 5.5 | KG | 4284 | 4284 | LP21 | LP21 | Change-over switch 3 x 630 A | - | 0 | 0
3KA7141-3CD00 |  | 3KA7141-3CD00 | 1 | UN | 1 | 30 | D | D | N | N | 85365080 | 1 |  | 22 | KG | 6518.4 | 6518.4 | LP21 | LP21 | Change-over switch 3 x 630 A over- lap-WI | - | 0 | 0
3KA7141-3DD00 |  | 3KA7141-3DD00 | 1 | UN | 1 | 30 | D | D | N | N | 85365080 | 1 |  | 22 | KG | 6232.8 | 6232.8 | LP21 | LP21 | Change-over switch 3 x 630 A horizontal | - | 0 | 0
3KA7141-4AA00 |  | 3KA7141-4AA00 | 1 | UN | 1 | 13 | C | D | N | N | 85365080 | 1 |  | 6 | KG | 635.04 | 635.04 | LP21 | LP21 | SECTION 4x 630 A SANS COMM | - | 0 | 0
3KA7141-4AD00 |  | 3KA7141-4AD00 | 1 | UN | 1 | 30 | D | D | N | N | 85365080 | 1 |  | 1 | KG | 4855.2 | 4855.2 | LP21 | LP21 | SECTION 4x 630 A COMMANDE MOT | - | 0 | 0
3KA7141-4AE00 |  | 3KA7141-4AE00 | 1 | UN | 1 | 30 | D | D | N | N | 85365080 | 1 |  | 1 | KG | 2058 | 2058 | LP21 | LP21 | INTERRUPTOR DE CORTE EM CARGA, 4 x 630 A | - | 0 | 0
3KA7141-4AE01 |  | 3KA7141-4AE01 | 1 | UN | 1 | 30 | D | D | N | N | 85365080 | 1 |  | 8 | KG | 2058 | 2058 | LP21 | LP21 | Switch disconnector 4 x 630 A with shunt RE | - | 0 | 0
3KA7141-4AE02 |  | 3KA7141-4AE02 | 1 | UN | 1 | 30 | D | D | N | N | 85365080 | 1 |  | 8 | KG | 2058 | 2058 | LP21 | LP21 | Switch disconnector 4 x 630 A with shunt RE | - | 0 | 0
3KA7141-4AE03 |  | 3KA7141-4AE03 | 1 | UN | 1 | 30 | D | D | N | N | 85365080 | 1 |  | 8 | KG | 2058 | 2058 | LP21 | LP21 | Switch disconnector 4 x 630 A with shunt RE | - | 0 | 0
3KA7141-4AE04 |  | 3KA7141-4AE04 | 1 | UN | 1 | 30 | D | D | N | N | 85365080 | 1 |  | 1 | KG | 2058 | 2058 | LP21 | LP21 | Switch disconnector 4 x 630 A | - | 0 | 0
3KA7141-4BD00 |  | 3KA7141-4BD00 | 1 | UN | 1 | 30 | D | D | N | N | 85365080 | 1 |  | 24 | KG | 4905.6 | 4905.6 | LP21 | LP21 | Change-over switch 4 x 630 A over- lap-WI | - | 0 | 0
3KA7141-4BD01 |  | 3KA7141-4BD01 | 1 | UN | 1 | 30 | D | D | N | N | 85365080 | 1 |  | 23 | KG | 4418.4 | 4418.4 | LP21 | LP21 | INVERSORES DE REDE MOTORIZADOS | - | 0 | 0
3KA7141-4CD00 |  | 3KA7141-4CD00 | 1 | UN | 1 | 30 | D | D | N | N | 85365080 | 1 |  | 27 | KG | 4477.2 | 4477.2 | LP21 | LP21 | INVERSOR DE REDE MOTORIZADO 4 x 630 A | - | 0 | 0
3KA7141-4DD00 |  | 3KA7141-4DD00 | 1 | UN | 1 | 30 | D | D | N | N | 85365080 | 1 |  | 6 | KG | 6678 | 6678 | LP21 | LP21 | CONMUTADOR 4P, 630A C/Motor | - | 0 | 0
3KA7142-3BD00 |  | 3KA7142-3BD00 | 1 | UN | 1 | 30 | D | D | N | N | 85365080 | 1 |  | 22 | KG | 5485.2 | 5485.2 | LP21 | LP21 | Change-over switch 3 x 800 A over- lap-WI | - | 0 | 0
3KA7142-3BD01 |  | 3KA7142-3BD01 | 1 | UN | 1 | 30 | D | D | N | N | 85365080 | 1 |  | 22 | KG | 5644.8 | 5644.8 | LP21 | LP21 | Change-over switch 3 x 800 A over- lap-WI | - | 0 | 0
3KA7142-3CD00 |  | 3KA7142-3CD00 | 1 | UN | 1 | 30 | D | D | N | N | 85365080 | 1 |  | 22 | KG | 6258 | 6258 | LP21 | LP21 | Change-over switch 3 x 800 A over- lap-WI | - | 0 | 0
3KA7142-3DD00 |  | 3KA7142-3DD00 | 1 | UN | 1 | 30 | D | D | N | N | 85365080 | 1 |  | 22 | KG | 6552 | 6552 | LP21 | LP21 | Change-over switch 3 x 800 A horizontal | - | 0 | 0
3KA7142-4BD00 |  | 3KA7142-4BD00 | 1 | UN | 1 | 30 | D | D | N | N | 85365080 | 1 |  | 24 | KG | 6728.4 | 6728.4 | LP21 | LP21 | Change-over switch 4 x 800 A over- lap-WI | - | 0 | 0
3KA7142-4BD01 |  | 3KA7142-4BD01 | 1 | UN | 1 | 30 | D | D | N | N | 85365080 | 1 |  | 24 | KG | 5611.2 | 5611.2 | LP21 | LP21 | Change-over switch 4 x 800 A over- lap-WI | - | 0 | 0
3KA7142-4CD00 |  | 3KA7142-4CD00 | 1 | UN | 1 | 30 | D | D | N | N | 85365080 | 1 |  | 24 | KG | 6661.2 | 6661.2 | LP21 | LP21 | Change-over switch 4 x 800 A over- lap-WI | - | 0 | 0
3KA7142-4DD00 |  | 3KA7142-4DD00 | 1 | UN | 1 | 30 | D | D | N | N | 85365080 | 1 |  | 24 | KG | 6610.8 | 6610.8 | LP21 | LP21 | Change-over switch 4 x 800 A horizontal | - | 0 | 0
3KA7151-3AA00 |  | 3KA7151-3AA00 | 1 | UN | 1 | 13 | C | D | N | N | 85365080 | 1 |  | 10 | KG | 882 | 882 | LP21 | LP21 | SECTION 3x 800 A SANS COMM | - | 0 | 0
3KA7151-3AD00 |  | 3KA7151-3AD00 | 1 | UN | 1 | 0 | A | D | N | N | 85365080 | 1 |  | 1 | KG | 5258.4 | 5258.4 | LP21 | LP21 | SECTION 3x 800 A COMMANDE MOT | - | 0 | 0
3KA7151-3AE00 |  | 3KA7151-3AE00 | 1 | UN | 1 | 30 | D | D | N | N | 85365080 | 1 |  | 13 | KG | 3679.2 | 3679.2 | LP21 | LP21 | Switch disconnector 3 x 800 A with shunt RE | - | 0 | 0
3KA7151-3AE01 |  | 3KA7151-3AE01 | 1 | UN | 1 | 30 | D | D | N | N | 85365080 | 1 |  | 13 | KG | 3679.2 | 3679.2 | LP21 | LP21 | Switch disconnector 3 x 800 A with shunt RE | - | 0 | 0
3KA7151-3AE02 |  | 3KA7151-3AE02 | 1 | UN | 1 | 30 | D | D | N | N | 85365080 | 1 |  | 13 | KG | 3679.2 | 3679.2 | LP21 | LP21 | Switch disconnector 3 x 800 A with shunt RE | - | 0 | 0
3KA7151-3AE03 |  | 3KA7151-3AE03 | 1 | UN | 1 | 30 | D | D | N | N | 85365080 | 1 |  | 13 | KG | 3679.2 | 3679.2 | LP21 | LP21 | Switch disconnector 3 x 800 A with shunt RE | - | 0 | 0
3KA7151-3AE04 |  | 3KA7151-3AE04 | 1 | UN | 1 | 30 | D | D | N | N | 85365080 | 1 |  | 13 | KG | 3679.2 | 3679.2 | LP21 | LP21 | Switch disconnector 3 x 800 A with shunt RE | - | 0 | 0
3KA7151-3BD00 |  | 3KA7151-3BD00 | 1 | UN | 1 | 30 | D | D | N | N | 85365080 | 1 |  | 35 | KG | 6056.4 | 6056.4 | LP21 | LP21 | Change-over switch 3 x 800 A over- lap-WI | - | 0 | 0
3KA7151-3BD01 |  | 3KA7151-3BD01 | 1 | UN | 1 | 30 | D | D | N | N | 85365080 | 1 |  | 35 | KG | 6182.4 | 6182.4 | LP21 | LP21 | Change-over switch 3 x 800 A over- lap-WI | - | 0 | 0
3KA7151-3CD00 |  | 3KA7151-3CD00 | 1 | UN | 1 | 30 | D | D | N | N | 85365080 | 1 |  | 35 | KG | 7442.4 | 7442.4 | LP21 | LP21 | Change-over switch 3 x 800 A over- lap-WI | - | 0 | 0
3KA7151-3DD00 |  | 3KA7151-3DD00 | 1 | UN | 1 | 30 | D | D | N | N | 85365080 | 1 |  | 35 | KG | 7190.4 | 7190.4 | LP21 | LP21 | Change-over switch 3 x 800 A horizontal | - | 0 | 0
3KA7151-4AA00 |  | 3KA7151-4AA00 | 1 | UN | 1 | 13 | C | D | N | N | 85365080 | 1 |  | 11.2 | KG | 974.4 | 974.4 | LP21 | LP21 | SECTION 4x 800 A SANS COMM | - | 0 | 0
3KA7151-4AD00 |  | 3KA7151-4AD00 | 1 | UN | 1 | 30 | D | D | N | N | 85365080 | 1 |  | 1 | KG | 5451.6 | 5451.6 | LP21 | LP21 | SECTION 4x 800 A COMMANDE MOT | - | 0 | 0
3KA7151-4AE00 |  | 3KA7151-4AE00 | 1 | UN | 1 | 30 | D | D | N | N | 85365080 | 1 |  | 14 | KG | 3847.2 | 3847.2 | LP21 | LP21 | Switch disconnector 4 x 800 A with shunt RE | - | 0 | 0
3KA7151-4AE01 |  | 3KA7151-4AE01 | 1 | UN | 1 | 30 | D | D | N | N | 85365080 | 1 |  | 14 | KG | 3847.2 | 3847.2 | LP21 | LP21 | Switch disconnector 4 x 800 A with shunt RE | - | 0 | 0
3KA7151-4AE02 |  | 3KA7151-4AE02 | 1 | UN | 1 | 30 | D | D | N | N | 85365080 | 1 |  | 14 | KG | 3847.2 | 3847.2 | LP21 | LP21 | Switch disconnector 4 x 800 A with shunt RE | - | 0 | 0
3KA7151-4AE03 |  | 3KA7151-4AE03 | 1 | UN | 1 | 30 | D | D | N | N | 85365080 | 1 |  | 14 | KG | 3847.2 | 3847.2 | LP21 | LP21 | Switch disconnector 4 x 800 A with shunt RE | - | 0 | 0
3KA7151-4AE04 |  | 3KA7151-4AE04 | 1 | UN | 1 | 30 | D | D | N | N | 85365080 | 1 |  | 1 | KG | 3847.2 | 3847.2 | LP21 | LP21 | Int. DE CORTE EM CARGA, 4 x 800 A | - | 0 | 0
3KA7151-4BD00 |  | 3KA7151-4BD00 | 1 | UN | 1 | 30 | D | D | N | N | 85365080 | 1 |  | 37 | KG | 5888.4 | 5888.4 | LP21 | LP21 | Change-over switch 4 x 800 A over- lap-WI | - | 0 | 0
3KA7151-4BD01 |  | 3KA7151-4BD01 | 1 | UN | 1 | 30 | D | D | N | N | 85365080 | 1 |  | 5 | KG | 6442.8 | 6442.8 | LP21 | LP21 | INVERSOR DE REDE MOTORIZADO, 4x 800A | - | 0 | 0
3KA7151-4CD00 |  | 3KA7151-4CD00 | 1 | UN | 1 | 30 | D | D | N | N | 85365080 | 1 |  | 37 | KG | 7845.6 | 7845.6 | LP21 | LP21 | Change-over switch 4 x 800 A over- lap-WI | - | 0 | 0
3KA7151-4DD00 |  | 3KA7151-4DD00 | 1 | UN | 1 | 30 | D | D | N | N | 85365080 | 1 |  | 6.5 | KG | 7610.4 | 7610.4 | LP21 | LP21 | INVERSOR DE REDE MOTORIZADO,TAM .5, 4P, | - | 0 | 0
3KA7152-3AA00 |  | 3KA7152-3AA00 | 1 | UN | 1 | 13 | C | D | N | N | 85365080 | 1 |  | 10 | KG | 1150.8 | 1150.8 | LP21 | LP21 | SECTION 3x 1000 A SANS COMM | - | 0 | 0
3KA7152-3AD00 |  | 3KA7152-3AD00 | 1 | UN | 1 | 0 | A | D | N | N | 85365080 | 1 |  | 1 | KG | 5779.2 | 5779.2 | LP21 | LP21 | SECTION 3x 1000 A COMMANDE MOT | - | 0 | 0
3KA7152-3AE00 |  | 3KA7152-3AE00 | 1 | UN | 1 | 30 | D | D | N | N | 85365080 | 1 |  | 13 | KG | 5233.2 | 5233.2 | LP21 | LP21 | Switch disconnector 3 x 1000 A with shunt R | - | 0 | 0
3KA7152-3AE01 |  | 3KA7152-3AE01 | 1 | UN | 1 | 30 | D | D | N | N | 85365080 | 1 |  | 13 | KG | 5233.2 | 5233.2 | LP21 | LP21 | Switch disconnector 3 x 1000 A with shunt R | - | 0 | 0
3KA7152-3AE02 |  | 3KA7152-3AE02 | 1 | UN | 1 | 30 | D | D | N | N | 85365080 | 1 |  | 13 | KG | 5233.2 | 5233.2 | LP21 | LP21 | Switch disconnector 3 x 1000 A with shunt R | - | 0 | 0
3KA7152-3AE03 |  | 3KA7152-3AE03 | 1 | UN | 1 | 30 | D | D | N | N | 85365080 | 1 |  | 13 | KG | 5233.2 | 5233.2 | LP21 | LP21 | Switch disconnector 3 x 1000 A with shunt R | - | 0 | 0
3KA7152-3AE04 |  | 3KA7152-3AE04 | 1 | UN | 1 | 30 | D | D | N | N | 85365080 | 1 |  | 13 | KG | 5233.2 | 5233.2 | LP21 | LP21 | Switch disconnector 3 x 1000 A with shunt R | - | 0 | 0
3KA7152-3BD00 |  | 3KA7152-3BD00 | 1 | UN | 1 | 30 | D | D | N | N | 85365080 | 1 |  | 35 | KG | 6484.8 | 6484.8 | LP21 | LP21 | Change-over switch 3 x 1000 A OV lap W | - | 0 | 0
3KA7152-3BD01 |  | 3KA7152-3BD01 | 1 | UN | 1 | 30 | D | D | N | N | 85365080 | 1 |  | 35 | KG | 6602.4 | 6602.4 | LP21 | LP21 | Change-over switch 3 x 1000 A OV lap W | - | 0 | 0
3KA7152-3CD00 |  | 3KA7152-3CD00 | 1 | UN | 1 | 30 | D | D | N | N | 85365080 | 1 |  | 35 | KG | 8484 | 8484 | LP21 | LP21 | Change-over switch 3 x 1000 A OV lap W | - | 0 | 0
3KA7152-3DD00 |  | 3KA7152-3DD00 | 1 | UN | 1 | 30 | D | D | N | N | 85365080 | 1 |  | 35 | KG | 8257.2 | 8257.2 | LP21 | LP21 | Change-over switch 3 x 1000 A horizontal | - | 0 | 0
3KA7152-4AA00 |  | 3KA7152-4AA00 | 1 | UN | 1 | 13 | C | D | N | N | 85365080 | 1 |  | 11.2 | KG | 1285.2 | 1285.2 | LP21 | LP21 | SECTION 4x 1000 A SANS COMM | - | 0 | 0
3KA7152-4AD00 |  | 3KA7152-4AD00 | 1 | UN | 1 | 30 | D | D | N | N | 85365080 | 1 |  | 1 | KG | 6031.2 | 6031.2 | LP21 | LP21 | SECTION 4x 1000 A COMMANDE MOT | - | 0 | 0
3KA7152-4AE00 |  | 3KA7152-4AE00 | 1 | UN | 1 | 30 | D | D | N | N | 85365080 | 1 |  | 1 | KG | 5443.2 | 5443.2 | LP21 | LP21 | INTERRUPTOR DE CORTE EM CARGA | - | 0 | 0
3KA7152-4AE01 |  | 3KA7152-4AE01 | 1 | UN | 1 | 30 | D | D | N | N | 85365080 | 1 |  | 14 | KG | 5443.2 | 5443.2 | LP21 | LP21 | Switch disconnector 4 x 1000 A with shunt R | - | 0 | 0
3KA7152-4AE02 |  | 3KA7152-4AE02 | 1 | UN | 1 | 30 | D | D | N | N | 85365080 | 1 |  | 14 | KG | 5443.2 | 5443.2 | LP21 | LP21 | Switch disconnector 4 x 1000 A with shunt R | - | 0 | 0
3KA7152-4AE03 |  | 3KA7152-4AE03 | 1 | UN | 1 | 30 | D | D | N | N | 85365080 | 1 |  | 14 | KG | 5443.2 | 5443.2 | LP21 | LP21 | Switch disconnector 4 x 1000 A with shunt R | - | 0 | 0
3KA7152-4AE04 |  | 3KA7152-4AE04 | 1 | UN | 1 | 30 | D | D | N | N | 85365080 | 1 |  | 1 | KG | 5443.2 | 5443.2 | LP21 | LP21 | Switch disconnector 4 x 1000 A with shunt R | - | 0 | 0
3KA7152-4BD00 |  | 3KA7152-4BD00 | 1 | UN | 1 | 30 | D | D | N | N | 85365080 | 1 |  | 37 | KG | 7963.2 | 7963.2 | LP21 | LP21 | Change-over switch 4 x 1000 A OV lap W | - | 0 | 0
3KA7152-4BD01 |  | 3KA7152-4BD01 | 1 | UN | 1 | 30 | D | D | N | N | 85365080 | 1 |  | 5 | KG | 6871.2 | 6871.2 | LP21 | LP21 | INVERSORES DE REDE MOTORIZADOS | - | 0 | 0
3KA7152-4CD00 |  | 3KA7152-4CD00 | 1 | UN | 1 | 30 | D | D | N | N | 85365080 | 1 |  | 37 | KG | 9324 | 9324 | LP21 | LP21 | Change-over switch 4 x 1000 A OV lap W | - | 0 | 0
3KA7152-4DD00 |  | 3KA7152-4DD00 | 1 | UN | 1 | 30 | D | D | N | N | 85365080 | 1 |  | 6.5 | KG | 9072 | 9072 | LP21 | LP21 | INVERSOR DE REDE MOTORIZADO,TAM .5, 4P, | - | 0 | 0
3KA7153-3AA00 |  | 3KA7153-3AA00 | 1 | UN | 1 | 13 | C | D | N | N | 85365080 | 1 |  | 10 | KG | 1495.2 | 1495.2 | LP21 | LP21 | SECTION 3x 1250 A SANS COMM | - | 0 | 0
3KA7153-3AD00 |  | 3KA7153-3AD00 | 1 | UN | 1 | 0 | A | D | N | N | 85365080 | 1 |  | 1 | KG | 6384 | 6384 | LP21 | LP21 | SECTION 3x 1250 A COMMANDE MOT | - | 0 | 0
3KA7153-3AE00 |  | 3KA7153-3AE00 | 1 | UN | 1 | 30 | D | D | N | N | 85365080 | 1 |  | 13 | KG | 6795.6 | 6795.6 | LP21 | LP21 | Switch disconnector 3 x 1250 A with shunt R | - | 0 | 0
3KA7153-3AE01 |  | 3KA7153-3AE01 | 1 | UN | 1 | 30 | D | D | N | N | 85365080 | 1 |  | 13 | KG | 6795.6 | 6795.6 | LP21 | LP21 | Switch disconnector 3 x 1250 A with shunt R | - | 0 | 0
3KA7153-3AE02 |  | 3KA7153-3AE02 | 1 | UN | 1 | 30 | D | D | N | N | 85365080 | 1 |  | 13 | KG | 6795.6 | 6795.6 | LP21 | LP21 | Switch disconnector 3 x 1250 A with shunt R | - | 0 | 0
3KA7153-3AE03 |  | 3KA7153-3AE03 | 1 | UN | 1 | 30 | D | D | N | N | 85365080 | 1 |  | 13 | KG | 6795.6 | 6795.6 | LP21 | LP21 | Switch disconnector 3 x 1250 A with shunt R | - | 0 | 0
3KA7153-3AE04 |  | 3KA7153-3AE04 | 1 | UN | 1 | 30 | D | D | N | N | 85365080 | 1 |  | 13 | KG | 6795.6 | 6795.6 | LP21 | LP21 | Switch disconnector 3 x 1250 A with shunt R | - | 0 | 0
3KA7153-3BD00 |  | 3KA7153-3BD00 | 1 | UN | 1 | 30 | D | D | N | N | 85365080 | 1 |  | 35 | KG | 6913.2 | 6913.2 | LP21 | LP21 | Change-over switch 3 x 1250 A OV lap W | - | 0 | 0
3KA7153-3BD01 |  | 3KA7153-3BD01 | 1 | UN | 1 | 30 | D | D | N | N | 85365080 | 1 |  | 35 | KG | 7014 | 7014 | LP21 | LP21 | Change-over switch 3 x 1250 A OV lap W | - | 0 | 0
3KA7153-3CD00 |  | 3KA7153-3CD00 | 1 | UN | 1 | 30 | D | D | N | N | 85365080 | 1 |  | 35 | KG | 9828 | 9828 | LP21 | LP21 | Change-over switch 3 x 1250 A OV lap W | - | 0 | 0
3KA7153-3DD00 |  | 3KA7153-3DD00 | 1 | UN | 1 | 30 | D | D | N | N | 85365080 | 1 |  | 35 | KG | 9576 | 9576 | LP21 | LP21 | Change-over switch 3 x 1250 A horizontal | - | 0 | 0
3KA7153-4AA00 |  | 3KA7153-4AA00 | 1 | UN | 1 | 13 | C | D | N | N | 85365080 | 1 |  | 11.2 | KG | 1654.8 | 1654.8 | LP21 | LP21 | SECTION 4x 1250 A SANS COMM | - | 0 | 0
3KA7153-4AD00 |  | 3KA7153-4AD00 | 1 | UN | 1 | 30 | D | D | N | N | 85365080 | 1 |  | 1 | KG | 6669.6 | 6669.6 | LP21 | LP21 | SECTION 4x 1250 A COMMANDE MOT | - | 0 | 0
3KA7153-4AE00 |  | 3KA7153-4AE00 | 1 | UN | 1 | 30 | D | D | N | N | 85365080 | 1 |  | 14 | KG | 7047.6 | 7047.6 | LP21 | LP21 | Switch disconnector 4 x 1250 A with shunt R | - | 0 | 0
3KA7153-4AE01 |  | 3KA7153-4AE01 | 1 | UN | 1 | 30 | D | D | N | N | 85365080 | 1 |  | 14 | KG | 7047.6 | 7047.6 | LP21 | LP21 | Switch disconnector 4 x 1250 A with shunt R | - | 0 | 0
3KA7153-4AE02 |  | 3KA7153-4AE02 | 1 | UN | 1 | 30 | D | D | N | N | 85365080 | 1 |  | 14 | KG | 7047.6 | 7047.6 | LP21 | LP21 | Switch disconnector 4 x 1250 A with shunt R | - | 0 | 0
3KA7153-4AE03 |  | 3KA7153-4AE03 | 1 | UN | 1 | 30 | D | D | N | N | 85365080 | 1 |  | 14 | KG | 7047.6 | 7047.6 | LP21 | LP21 | Switch disconnector 4 x 1250 A with shunt R | - | 0 | 0
3KA7153-4AE04 |  | 3KA7153-4AE04 | 1 | UN | 1 | 30 | D | D | N | N | 85365080 | 1 |  | 1 | KG | 7047.6 | 7047.6 | LP21 | LP21 | Int. DE CORTE EM CARGA, 4 x 1250 A | - | 0 | 0
3KA7153-4BD00 |  | 3KA7153-4BD00 | 1 | UN | 1 | 30 | D | D | N | N | 85365080 | 1 |  | 42 | KG | 8484 | 8484 | LP21 | LP21 | INVERSOR DE REDE MOTORIZADO, tA M. 5 | - | 0 | 0
3KA7153-4BD01 |  | 3KA7153-4BD01 | 1 | UN | 1 | 30 | D | D | N | N | 85365080 | 1 |  | 1 | KG | 7274.4 | 7274.4 | LP21 | LP21 | INVERSOR DE REDE MOTORIZADO, | - | 0 | 0
3KA7153-4CD00 |  | 3KA7153-4CD00 | 1 | UN | 1 | 30 | D | D | N | N | 85365080 | 1 |  | 11.9 | KG | 10584 | 10584 | LP21 | LP21 | CONMUTACIONES motor 1250 A | - | 0 | 0
3KA7153-4DD00 |  | 3KA7153-4DD00 | 1 | UN | 1 | 30 | D | D | N | N | 85365080 | 1 |  | 11.9 | KG | 10332 | 10332 | LP21 | LP21 | CONMUTADOR 4x 1250 A CON Motor | - | 0 | 0
3KA7154-3AA00 |  | 3KA7154-3AA00 | 1 | UN | 1 | 13 | C | D | N | N | 85365080 | 1 |  | 18 | KG | 1612.8 | 1612.8 | LP21 | LP21 | SECTION 3x 1600 A SANS COMM | - | 0 | 0
3KA7154-3AD00 |  | 3KA7154-3AD00 | 1 | UN | 1 | 30 | D | D | N | N | 85365080 | 1 |  | 1 | KG | 6602.4 | 6602.4 | LP21 | LP21 | SECTION 3x 1600 A COMMANDE MOT | - | 0 | 0
3KA7154-3AE00 |  | 3KA7154-3AE00 | 1 | UN | 1 | 30 | D | D | N | N | 85365080 | 1 |  | 20 | KG | 8248.8 | 8248.8 | LP21 | LP21 | Switch disconnector 3 x 1600 A with shunt R | - | 0 | 0
3KA7154-3AE01 |  | 3KA7154-3AE01 | 1 | UN | 1 | 30 | D | D | N | N | 85365080 | 1 |  | 20 | KG | 8248.8 | 8248.8 | LP21 | LP21 | Switch disconnector 3 x 1600 A with shunt R | - | 0 | 0
3KA7154-3AE02 |  | 3KA7154-3AE02 | 1 | UN | 1 | 30 | D | D | N | N | 85365080 | 1 |  | 20 | KG | 8248.8 | 8248.8 | LP21 | LP21 | Switch disconnector 3 x 1600 A with shunt R | - | 0 | 0
3KA7154-3AE03 |  | 3KA7154-3AE03 | 1 | UN | 1 | 30 | D | D | N | N | 85365080 | 1 |  | 20 | KG | 8248.8 | 8248.8 | LP21 | LP21 | Switch disconnector 3 x 1600 A with shunt R | - | 0 | 0
3KA7154-3AE04 |  | 3KA7154-3AE04 | 1 | UN | 1 | 30 | D | D | N | N | 85365080 | 1 |  | 20 | KG | 8248.8 | 8248.8 | LP21 | LP21 | Switch disconnector 3 x 1600 A with shunt R | - | 0 | 0
3KA7154-3CD00 |  | 3KA7154-3CD00 | 1 | UN | 1 | 30 | D | D | N | N | 85365080 | 1 |  | 51 | KG | 10500 | 10500 | LP21 | LP21 | Change-over switch 3 x 1600 A over- lap W | - | 0 | 0
3KA7154-3DD00 |  | 3KA7154-3DD00 | 1 | UN | 1 | 30 | D | D | N | N | 85365080 | 1 |  | 5 | KG | 10164 | 10164 | LP21 | LP21 | INVERSOR DE REDE MOTORIZADO, 3 x 1600 A | - | 0 | 0
3KA7154-4AA00 |  | 3KA7154-4AA00 | 1 | UN | 1 | 13 | C | D | N | N | 85365080 | 1 |  | 19.5 | KG | 2083.2 | 2083.2 | LP21 | LP21 | SECTION 4x 1600 A SANS COMM | - | 0 | 0
3KA7154-4AD00 |  | 3KA7154-4AD00 | 1 | UN | 1 | 30 | D | D | N | N | 85365080 | 1 |  | 1 | KG | 7576.8 | 7576.8 | LP21 | LP21 | SECTION 4x 1600 A COMMANDE MOT | - | 0 | 0
3KA7154-4AE00 |  | 3KA7154-4AE00 | 1 | UN | 1 | 30 | D | D | N | N | 85365080 | 1 |  | 1 | KG | 8568 | 8568 | LP21 | LP21 | INTERRUPTOR DE CORTE EM CARGA | - | 0 | 0
3KA7154-4AE01 |  | 3KA7154-4AE01 | 1 | UN | 1 | 30 | D | D | N | N | 85365080 | 1 |  | 21 | KG | 8568 | 8568 | LP21 | LP21 | Switch disconnector 4 x 1600 A with shunt R | - | 0 | 0
3KA7154-4AE02 |  | 3KA7154-4AE02 | 1 | UN | 1 | 30 | D | D | N | N | 85365080 | 1 |  | 21 | KG | 8568 | 8568 | LP21 | LP21 | Switch disconnector 4 x 1600 A with shunt R | - | 0 | 0
3KA7154-4AE03 |  | 3KA7154-4AE03 | 1 | UN | 1 | 30 | D | D | N | N | 85365080 | 1 |  | 21 | KG | 8568 | 8568 | LP21 | LP21 | Switch disconnector 4 x 1600 A with shunt R | - | 0 | 0
3KA7154-4AE04 |  | 3KA7154-4AE04 | 1 | UN | 1 | 30 | D | D | N | N | 85365080 | 1 |  | 21 | KG | 8568 | 8568 | LP21 | LP21 | Switch disconnector 4 x 1600 A with shunt R | - | 0 | 0
3KA7154-4CD00 |  | 3KA7154-4CD00 | 1 | UN | 1 | 30 | D | D | N | N | 85365080 | 1 |  | 47 | KG | 11172 | 11172 | LP21 | LP21 | INVERSOR DE REDE MOTORIZADO, 4 x 1600 A | - | 0 | 0
3KA7154-4DD00 |  | 3KA7154-4DD00 | 1 | UN | 1 | 30 | D | D | N | N | 85365080 | 1 |  | 19.2 | KG | 11928 | 11928 | LP21 | LP21 | CONMUTADOR 4x 1600 A CON Motor | - | 0 | 0
3KA7155-3AA00 |  | 3KA7155-3AA00 | 1 | UN | 1 | 13 | C | D | N | N | 85365080 | 1 |  | 18 | KG | 2082.8 | 2074.8 | LP21 | LP21 | SECTION 3x 2000 A SANS COMM | Lista Papel 2020 SI | 0 | 0
3KA7155-3AD00 |  | 3KA7155-3AD00 | 1 | UN | 1 | 30 | D | D | N | N | 85365080 | 1 |  | 1 | KG | 7306.2 | 7274.4 | LP21 | LP21 | SECTION 3x 2000 A COMMANDE MOT | Lista Papel 2020 SI | 0 | 0
3KA7155-3AE00 |  | 3KA7155-3AE00 | 1 | UN | 1 | 30 | D | D | N | N | 85365080 | 1 |  | 20 | KG | 8528 | 8484 | LP21 | LP21 | Switch disconnector 3 x 2000 A with shunt R | Lista Papel 2020 SI | 0 | 0
3KA7155-3AE01 |  | 3KA7155-3AE01 | 1 | UN | 1 | 30 | D | D | N | N | 85365080 | 1 |  | 20 | KG | 8528 | 8484 | LP21 | LP21 | Switch disconnector 3 x 2000 A with shunt R | Lista Papel 2020 SI | 0 | 0
3KA7155-3AE02 |  | 3KA7155-3AE02 | 1 | UN | 1 | 30 | D | D | N | N | 85365080 | 1 |  | 20 | KG | 8528 | 8484 | LP21 | LP21 | Switch disconnector 3 x 2000 A with shunt R | Lista Papel 2020 SI | 0 | 0
3KA7155-3AE03 |  | 3KA7155-3AE03 | 1 | UN | 1 | 30 | D | D | N | N | 85365080 | 1 |  | 20 | KG | 8528 | 8484 | LP21 | LP21 | Switch disconnector 3 x 2000 A with shunt R | Lista Papel 2020 SI | 0 | 0
3KA7155-3AE04 |  | 3KA7155-3AE04 | 1 | UN | 1 | 30 | D | D | N | N | 85365080 | 1 |  | 20 | KG | 8528 | 8484 | LP21 | LP21 | Switch disconnector 3 x 2000 A with shunt R | Lista Papel 2020 SI | 0 | 0
3KA7155-3CD00 |  | 3KA7155-3CD00 | 1 | UN | 1 | 30 | D | D | N | N | 85365080 | 1 |  | 51 | KG | 12180 | 12180 | LP21 | LP21 | Change-over switch 3 x 2000 A over- lap W | - | 0 | 0
3KA7155-3DD00 |  | 3KA7155-3DD00 | 1 | UN | 1 | 30 | D | D | N | N | 85365080 | 1 |  | 51 | KG | 12012 | 12012 | LP21 | LP21 | Change-over switch 3 x 2000 A horizontal | - | 0 | 0
3KA7155-4AA00 |  | 3KA7155-4AA00 | 1 | UN | 1 | 13 | C | D | N | N | 85365080 | 1 |  | 19.5 | KG | 2378 | 2368.8 | LP21 | LP21 | SECTION 4x 2000 A SANS COMM | Lista Papel 2020 SI | 0 | 0
3KA7155-4AD00 |  | 3KA7155-4AD00 | 1 | UN | 1 | 30 | D | D | N | N | 85365080 | 1 |  | 1 | KG | 7872 | 7837.2 | LP21 | LP21 | SECTION 4x 2000 A COMMANDE MOT | Lista Papel 2020 SI | 0 | 0
3KA7155-4AE00 |  | 3KA7155-4AE00 | 1 | UN | 1 | 30 | D | D | N | N | 85365080 | 1 |  | 1 | KG | 8774 | 8736 | LP21 | LP21 | INTERRUPTOR DE CORTE EM CARGA | Lista Papel 2020 SI | 0 | 0
3KA7155-4AE01 |  | 3KA7155-4AE01 | 1 | UN | 1 | 30 | D | D | N | N | 85365080 | 1 |  | 21 | KG | 8774 | 8736 | LP21 | LP21 | Switch disconnector 4x 2000 A with shunt R | Lista Papel 2020 SI | 0 | 0
3KA7155-4AE02 |  | 3KA7155-4AE02 | 1 | UN | 1 | 30 | D | D | N | N | 85365080 | 1 |  | 21 | KG | 8774 | 8736 | LP21 | LP21 | Switch disconnector 4x 2000 A with shunt R | Lista Papel 2020 SI | 0 | 0
3KA7155-4AE03 |  | 3KA7155-4AE03 | 1 | UN | 1 | 30 | D | D | N | N | 85365080 | 1 |  | 21 | KG | 8774 | 8736 | LP21 | LP21 | Switch disconnector 4x 2000 A with shunt R | Lista Papel 2020 SI | 0 | 0
3KA7155-4AE04 |  | 3KA7155-4AE04 | 1 | UN | 1 | 30 | D | D | N | N | 85365080 | 1 |  | 19.6 | KG | 8774 | 8736 | LP21 | LP21 | SECTION 4x 2000 A SANS COMM | Lista Papel 2020 SI | 0 | 0
3KA7155-4CD00 |  | 3KA7155-4CD00 | 1 | UN | 1 | 30 | D | D | N | N | 85365080 | 1 |  | 0.946 | KG | 13692 | 13692 | LP21 | LP21 | Switch Disconnector NEW Design | - | 0 | 0
3KA7155-4DD00 |  | 3KA7155-4DD00 | 1 | UN | 1 | 30 | D | D | N | N | 85365080 | 1 |  | 53 | KG | 13104 | 13104 | LP21 | LP21 | INVERSOR DE REDE, 4 x 2000 A, MONTAGEM | - | 0 | 0
3KA7156-3AA00 |  | 3KA7156-3AA00 | 1 | UN | 1 | 13 | C | D | N | N | 85365080 | 1 |  | 25 | KG | 2599.4 | 2587.2 | LP21 | LP21 | SECTION 3x 2500 A SANS COMM | Lista Papel 2020 SI | 0 | 0
3KA7156-3AD00 |  | 3KA7156-3AD00 | 1 | UN | 1 | 30 | D | D | N | N | 85365080 | 1 |  | 1 | KG | 8282 | 8240.4 | LP21 | LP21 | SECTION 3x 2500 A COMMANDE MOT | Lista Papel 2020 SI | 0 | 0
3KA7156-3CD00 |  | 3KA7156-3CD00 | 1 | UN | 1 | 30 | D | D | N | N | 85365080 | 1 |  | 1 | KG | 14532 | 14532 | LP21 | LP21 | Change-over switch 3 x 2500 A | - | 0 | 0
3KA7156-3DD00 |  | 3KA7156-3DD00 | 1 | UN | 1 | 30 | D | D | N | N | 85365080 | 1 |  | 70 | KG | 14280 | 14280 | LP21 | LP21 | Change-over switch 3 x 2500 A horizontal | - | 0 | 0
3KA7156-4AA00 |  | 3KA7156-4AA00 | 1 | UN | 1 | 13 | C | D | N | N | 85365080 | 1 |  | 26.5 | KG | 3599.8 | 3586.8 | LP21 | LP21 | SECTION 4x 2500 A SANS COMM | Lista Papel 2020 SI | 0 | 0
3KA7156-4AD00 |  | 3KA7156-4AD00 | 1 | UN | 1 | 30 | D | D | N | N | 85365080 | 1 |  | 1 | KG | 10086 | 10080 | LP21 | LP21 | SECTION 4x 2500 A COMMANDE MOT | Lista Papel 2020 SI | 0 | 0
3KA7156-4CD00 |  | 3KA7156-4CD00 | 1 | UN | 1 | 30 | D | D | N | N | 85365080 | 1 |  | 74 | KG | 18480 | 18480 | LP21 | LP21 | Change-over switch 4 x 2500 A over- lap W | - | 0 | 0
3KA7156-4DD00 |  | 3KA7156-4DD00 | 1 | UN | 1 | 30 | D | D | N | N | 85365080 | 1 |  | 74 | KG | 18312 | 18312 | LP21 | LP21 | Change-over switch 4 x 2500 A horizontal | - | 0 | 0
3KA7157-3AA00 |  | 3KA7157-3AA00 | 1 | UN | 1 | 13 | C | D | N | N | 85365080 | 1 |  | 25 | KG | 3181.6 | 3166.8 | LP21 | LP21 | SECTION 3x 3150 A SANS COMM | Lista Papel 2020 SI | 0 | 0
3KA7157-3AD00 |  | 3KA7157-3AD00 | 1 | UN | 1 | 30 | D | D | N | N | 85365080 | 1 |  | 1 | KG | 10004 | 9996 | LP21 | LP21 | SECTION 3x 3150 A COMMANDE MOT | Lista Papel 2020 SI | 0 | 0
3KA7157-3CD00 |  | 3KA7157-3CD00 | 1 | UN | 1 | 30 | D | D | N | N | 85365080 | 1 |  | 70 | KG | 16296 | 16296 | LP21 | LP21 | Change-over switch 3 x 3150 A over- lap W | - | 0 | 0
3KA7157-3DD00 |  | 3KA7157-3DD00 | 1 | UN | 1 | 30 | D | D | N | N | 85365080 | 1 |  | 70 | KG | 16044 | 16044 | LP21 | LP21 | Change-over switch 3 x 3150 A horizontal | - | 0 | 0
3KA7157-4AA00 |  | 3KA7157-4AA00 | 1 | UN | 1 | 13 | C | D | N | N | 85365080 | 1 |  | 26.5 | KG | 4018 | 3998.4 | LP21 | LP21 | SECTION 4x 3150 A SANS COMM | Lista Papel 2020 SI | 0 | 0
3KA7157-4AD00 |  | 3KA7157-4AD00 | 1 | UN | 1 | 30 | D | D | N | N | 85365080 | 1 |  | 1 | KG | 10906 | 10836 | LP21 | LP21 | SECTION 4x 3150 A COMMANDE MOT | Lista Papel 2020 SI | 0 | 0
3KA7157-4CD00 |  | 3KA7157-4CD00 | 1 | UN | 1 | 30 | D | D | N | N | 85365080 | 1 |  | 74 | KG | 19908 | 19908 | LP21 | LP21 | Change-over switch 4 x 3150 A over- lap W | - | 0 | 0
3KA7157-4DD00 |  | 3KA7157-4DD00 | 1 | UN | 1 | 30 | D | D | N | N | 85365080 | 1 |  | 74 | KG | 19740 | 19740 | LP21 | LP21 | Change-over switch 4 x 3150 A horizontal | - | 0 | 0
3KA7161-3AA00 |  | 3KA7161-3AA00 | 1 | UN | 1 | 30 | D | D | N | N | 85365080 | 1 |  | 0.01 | KG | 2637.6 | 2637.6 | LP21 | LP21 | SECIONADOR 3x 1600 A. SIN ACCION AMIENTO | - | 0 | 0
3KA7161-4AA00 |  | 3KA7161-4AA00 | 1 | UN | 1 | 30 | D | D | N | N | 85365080 | 1 |  | 19 | KG | 3267.6 | 3267.6 | LP21 | LP21 | Switch disconnector 4 x 1600 A SIZE 6 with | - | 0 | 0
3KA7162-3AA00 |  | 3KA7162-3AA00 | 1 | UN | 1 | 30 | D | D | N | N | 85365080 | 1 |  | 0.01 | KG | 3166.8 | 3166.8 | LP21 | LP21 | SECCIONADOR 3x 2000 A. SIN ACCIO NAMIENTO | - | 0 | 0
3KA7162-4AA00 |  | 3KA7162-4AA00 | 1 | UN | 1 | 30 | D | D | N | N | 85365080 | 1 |  | 20 | KG | 3838.8 | 3838.8 | LP21 | LP21 | Switch disconnector 4x 2000 A SIZE 6 with | - | 0 | 0
3KA7163-3AA00 |  | 3KA7163-3AA00 | 1 | UN | 1 | 30 | D | D | N | N | 85365080 | 1 |  | 0.01 | KG | 4233.6 | 4233.6 | LP21 | LP21 | Switch disconnector 3 x 2000 A SIZE 6 | - | 0 | 0
3KA7163-4AA00 |  | 3KA7163-4AA00 | 1 | UN | 1 | 30 | D | D | N | N | 85365080 | 1 |  | 0.854 | KG | 5208 | 5208 | LP21 | LP21 | SECCIONADOR BAJO CARGA SIN FUSIBLES, In= | - | 0 | 0
3KA7164-3AA00 |  | 3KA7164-3AA00 | 1 | UN | 1 | 30 | D | D | N | N | 85365080 | 1 |  | 0.01 | KG | 5871.6 | 5871.6 | LP21 | LP21 | Switch disconnector 4x 2000 A SIZE 6 | - | 0 | 0
3KA7164-4AA00 |  | 3KA7164-4AA00 | 1 | UN | 1 | 30 | D | D | N | N | 85365080 | 1 |  | 44 | KG | 6787.2 | 6787.2 | LP21 | LP21 | Switch disconnector 4x 3150 A SIZE 6 with | - | 0 | 0
3KC0316-2ME00-0AA0 |  | 3KC0316-2ME00-0AA0 | 1 | UN | 1 | 5 | B | D | N | N | 85365080 | 1 | 4001869537351 | 1.568 | KG | 101.3 | 98.6 | LP21 | LP21 | SENTRON, 3KC transfer switching equipment, manually operated, MTSE, size: 1, 3-pole, Iu: 16 A, Ue AC: 415 V, Ie at AC-33 B at 415 V: 16 A, Ie at AC-23 A at 690 V: 16 A, screw and standard mounting rail installation 35 mm, Front operating mechanism, centered, without handle, box terminal | Lista Papel 2020 SI | 0 | 0
3KC0322-2ME00-0AA0 |  | 3KC0322-2ME00-0AA0 | 1 | UN | 1 | 5 | B | D | N | N | 85365080 | 1 | 4001869537368 | 1.567 | KG | 116.3 | 112.9 | LP21 | LP21 | SENTRON, 3KC transfer switching equipment, manually operated, MTSE, size: 1, 3-pole, Iu: 32 A, Ue AC: 415 V, Ie at AC-33 B at 415 V: 32 A, Ie at AC-23 A at 690 V: 32 A, screw and standard mounting rail installation 35 mm, Front operating mechanism, centered, without handle, box terminal | Lista Papel 2020 SI | 0 | 0
3KC0326-2ME00-0AA0 |  | 3KC0326-2ME00-0AA0 | 1 | UN | 1 | 5 | B | D | N | N | 85365080 | 1 | 4001869537375 | 1.565 | KG | 123.1 | 119.7 | LP21 | LP21 | SENTRON, 3KC transfer switching equipment, manually operated, MTSE, size: 1, 3-pole, Iu: 63 A, Ue AC: 415 V, Ie at AC-33 B at 415 V: 63 A, Ie at AC-23 A at 690 V: 63 A, screw and standard mounting rail installation 35 mm, Front operating mechanism, centered, without handle, box terminal | Lista Papel 2020 SI | 0 | 0
3KC0328-2NE00-0AA0 |  | 3KC0328-2NE00-0AA0 | 1 | UN | 1 | 5 | B | D | N | N | 85365080 | 1 | 4001869537412 | 2.232 | KG | 151.6 | 147.6 | LP21 | LP21 | SENTRON, 3KC transfer switching equipment, manually operated, MTSE, size: 2, 3-pole, Iu: 80 A, Ue AC: 415 V, Ie at AC-33 B at 415 V: 80 A, Ie at AC-23 A at 690 V: 80 A, screw and standard mounting rail installation 35 mm, Front operating mechanism, centered, without handle, box terminal | Lista Papel 2020 SI | 0 | 0
3KC0330-2NE00-0AA0 |  | 3KC0330-2NE00-0AA0 | 1 | UN | 1 | 5 | B | D | N | N | 85365080 | 1 | 4001869537429 | 2.239 | KG | 202.6 | 197.2 | LP21 | LP21 | SENTRON, 3KC transfer switching equipment, manually operated, MTSE, size: 2, 3-pole, Iu: 100 A, Ue AC: 415 V, Ie at AC-33 B at 415 V: 100 A, Ie at AC-23 A at 690 V: 100 A, screw and standard mounting rail installation 35 mm, Front operating mechanism, centered, without handle, box terminal | Lista Papel 2020 SI | 0 | 0
3KC0332-2NE00-0AA0 |  | 3KC0332-2NE00-0AA0 | 1 | UN | 1 | 5 | B | D | N | N | 85365080 | 1 | 4001869537436 | 2.238 | KG | 253 | 246.2 | LP21 | LP21 | SENTRON, 3KC transfer switching equipment, manually operated, MTSE, size: 2, 3-pole, Iu: 125 A, Ue AC: 415 V, Ie at AC-33 B at 415 V: 125 A, Ie at AC-23 A at 690 V: 125 A, screw and standard mounting rail installation 35 mm, Front operating mechanism, centered, without handle, box terminal | Lista Papel 2020 SI | 0 | 0
3KC0334-2NE00-0AA0 |  | 3KC0334-2NE00-0AA0 | 1 | UN | 1 | 5 | B | D | N | N | 85365080 | 1 | 4001869537443 | 2.231 | KG | 282.9 | 274.7 | LP21 | LP21 | SENTRON, 3KC transfer switching equipment, manually operated, MTSE, size: 2, 3-pole, Iu: 160 A, Ue AC: 415 V, Ie at AC-33 B at 415 V: 160 A, Ie at AC-23 A at 690 V: 125 A, screw and standard mounting rail installation 35 mm, Front operating mechanism, centered, without handle, box terminal | Lista Papel 2020 SI | 0 | 0
3KC0336-0PE00-0AA0 |  | 3KC0336-0PE00-0AA0 | 1 | UN | 1 | 5 | B | D | N | N | 85365080 | 1 | 4001869537498 | 6.64 | KG | 449.5 | 436.6 | LP21 | LP21 | SENTRON, 3KC transfer switching equipment, manually operated, MTSE, size: 3, 3-pole, Iu: 200 A, Ue AC: 415 V, Ie at AC-33 B at 415 V: 200 A, Ie at AC-23 A at 690 V: 200 A, Screw mounting, front operating mechanism, at the left end, without handle, busbar connection | Lista Papel 2020 SI | 0 | 0
3KC0338-0PE00-0AA0 |  | 3KC0338-0PE00-0AA0 | 1 | UN | 1 | 5 | B | D | N | N | 85365080 | 1 | 4001869537504 | 6.646 | KG | 579.4 | 563 | LP21 | LP21 | SENTRON, 3KC transfer switching equipment, manually operated, MTSE, size: 3, 3-pole, Iu: 250 A, Ue AC: 415 V, Ie at AC-33 B at 415 V: 250 A, Ie at AC-23 A at 690 V: 250 A, Screw mounting, front operating mechanism, at the left end, without handle, busbar connection | Lista Papel 2020 SI | 0 | 0
3KC0340-0PE00-0AA0 |  | 3KC0340-0PE00-0AA0 | 1 | UN | 1 | 5 | B | D | N | N | 85365080 | 1 | 4001869537511 | 6.652 | KG | 666.4 | 647.4 | LP21 | LP21 | SENTRON, 3KC transfer switching equipment, manually operated, MTSE, size: 3, 3-pole, Iu: 315 A, Ue AC: 415 V, Ie at AC-33 B at 415 V: 315 A, Ie at AC-23 A at 690 V: 315 A, Screw mounting, front operating mechanism, at the left end, without handle, busbar connection | Lista Papel 2020 SI | 0 | 0
3KC0342-0PE00-0AA0 |  | 3KC0342-0PE00-0AA0 | 1 | UN | 1 | 5 | B | D | N | N | 85365080 | 1 | 4001869537528 | 6.747 | KG | 795.6 | 775.2 | LP21 | LP21 | SENTRON, 3KC transfer switching equipment, manually operated, MTSE, size: 3, 3-pole, Iu: 400 A, Ue AC: 415 V, Ie at AC-33 B at 415 V: 315 A, Ie at AC-23 A at 690 V: 315 A, Screw mounting, front operating mechanism, at the left end, without handle, busbar connection | Lista Papel 2020 SI | 0 | 0
3KC0344-0QE00-0AA0 |  | 3KC0344-0QE00-0AA0 | 1 | UN | 1 | 5 | B | D | N | N | 85365080 | 1 | 4001869537573 | 15.94 | KG | 1040.4 | 1013.2 | LP21 | LP21 | SENTRON, 3KC transfer switching equipment, manually operated, MTSE, size: 4, 3-pole, Iu: 500 A, Ue AC: 415 V, Ie at AC-33 B at 415 V: 500 A, Ie at AC-23 A at 690 V: 500 A, Screw mounting, front operating mechanism, at the left end, without handle, busbar connection | Lista Papel 2020 SI | 0 | 0
3KC0346-0QE00-0AA0 |  | 3KC0346-0QE00-0AA0 | 1 | UN | 1 | 5 | B | D | N | N | 85365080 | 1 | 4001869537580 | 15.98 | KG | 1108.4 | 1074.4 | LP21 | LP21 | SENTRON, 3KC transfer switching equipment, manually operated, MTSE, size: 4, 3-pole, Iu: 630 A, Ue AC: 415 V, Ie at AC-33 B at 415 V: 500 A, Ie at AC-23 A at 690 V: 500 A, Screw mounting, front operating mechanism, at the left end, without handle, busbar connection | Lista Papel 2020 SI | 0 | 0
3KC0348-0QE00-0AA0 |  | 3KC0348-0QE00-0AA0 | 1 | UN | 1 | 5 | B | D | N | N | 85365080 | 1 | 4001869537597 | 16.04 | KG | 1407.6 | 1366.8 | LP21 | LP21 | SENTRON, 3KC transfer switching equipment, manually operated, MTSE, size: 4, 3-pole, Iu: 800 A, Ue AC: 415 V, Ie at AC-33 B at 415 V: 500 A, Ie at AC-23 A at 690 V: 500 A, Screw mounting, front operating mechanism, at the left end, without handle, busbar connection | Lista Papel 2020 SI | 0 | 0
3KC0350-0RE00-0AA0 |  | 3KC0350-0RE00-0AA0 | 1 | UN | 1 | 5 | B | D | N | N | 85365080 | 1 | 4001869537634 | 44 | KG | 2604.4 | 2529.6 | LP21 | LP21 | SENTRON, 3KC transfer switching equipment, manually operated, MTSE, size: 5, 3-pole, Iu: 1000 A, Ue AC: 415 V, Ie at AC-33 B at 415 V: 800 A, Ie at AC-23 A at 690 V: 800 A, Screw mounting, front operating mechanism, at the left end, without handle, busbar connection | Lista Papel 2020 SI | 0 | 0
3KC0352-0RE00-0AA0 |  | 3KC0352-0RE00-0AA0 | 1 | UN | 1 | 5 | B | D | N | N | 85365080 | 1 | 4001869537641 | 47 | KG | 3848.8 | 3740 | LP21 | LP21 | SENTRON, 3KC transfer switching equipment, manually operated, MTSE, size: 5, 3-pole, Iu: 1250 A, Ue AC: 415 V, Ie at AC-33 B at 415 V: 800 A, Ie at AC-23 A at 690 V: 800 A, Screw mounting, front operating mechanism, at the left end, without handle, busbar connection | Lista Papel 2020 SI | 0 | 0
3KC0354-0RE00-0AA0 |  | 3KC0354-0RE00-0AA0 | 1 | UN | 1 | 5 | B | D | N | N | 85365080 | 1 | 4001869537658 | 46.5 | KG | 4637.6 | 4508.4 | LP21 | LP21 | SENTRON, 3KC transfer switching equipment, manually operated, MTSE, size: 5, 3-pole, Iu: 1600 A, Ue AC: 415 V, Ie at AC-33 B at 415 V: 800 A, Ie at AC-23 A at 690 V: 800 A, Screw mounting, front operating mechanism, at the left end, without handle, busbar connection | Lista Papel 2020 SI | 0 | 0
3KC0416-2ME00-0AA0 |  | 3KC0416-2ME00-0AA0 | 1 | UN | 1 | 5 | B | D | N | N | 85365080 | 1 | 4001869537382 | 1.91 | KG | 129.9 | 126.5 | LP21 | LP21 | SENTRON, 3KC transfer switching equipment, manually operated, MTSE, size: 1, 4-pole, Iu: 16 A, Ue AC: 415 V, Ie at AC-33 B at 415 V: 16 A, Ie at AC-23 A at 690 V: 16 A, screw and standard mounting rail installation 35 mm, front operating mechanism, centered, without handle, box terminal | Lista Papel 2020 SI | 0 | 0
3KC0422-2ME00-0AA0 |  | 3KC0422-2ME00-0AA0 | 1 | UN | 1 | 5 | B | D | N | N | 85365080 | 1 | 4001869537399 | 1.905 | KG | 144.8 | 140.8 | LP21 | LP21 | SENTRON, 3KC transfer switching equipment, manually operated, MTSE, size: 1, 4-pole, Iu: 32 A, Ue AC: 415 V, Ie at AC-33 B at 415 V: 32 A, Ie at AC-23 A at 690 V: 32 A, screw and standard mounting rail installation 35 mm, front operating mechanism, centered, without handle, box terminal | Lista Papel 2020 SI | 0 | 0
3KC0426-2ME00-0AA0 |  | 3KC0426-2ME00-0AA0 | 1 | UN | 1 | 5 | B | D | N | N | 85365080 | 1 | 4001869537405 | 1.909 | KG | 151.6 | 147.6 | LP21 | LP21 | SENTRON, 3KC transfer switching equipment, manually operated, MTSE, size: 1, 4-pole, Iu: 63 A, Ue AC: 415 V, Ie at AC-33 B at 415 V: 63 A, Ie at AC-23 A at 690 V: 63 A, screw and standard mounting rail installation 35 mm, front operating mechanism, centered, without handle, box terminal | Lista Papel 2020 SI | 0 | 0
3KC0428-2NE00-0AA0 |  | 3KC0428-2NE00-0AA0 | 1 | UN | 1 | 5 | B | D | N | N | 85365080 | 1 | 4001869537450 | 2.796 | KG | 188.4 | 182.9 | LP21 | LP21 | SENTRON, 3KC transfer switching equipment, manually operated, MTSE, size: 2, 4-pole, Iu: 80 A, Ue AC: 415 V, Ie at AC-33 B at 415 V: 80 A, Ie at AC-23 A at 690 V: 80 A, screw and standard mounting rail installation 35 mm, front operating mechanism, centered, without handle, box terminal | Lista Papel 2020 SI | 0 | 0
3KC0430-2NE00-0AA0 |  | 3KC0430-2NE00-0AA0 | 1 | UN | 1 | 5 | B | D | N | N | 85365080 | 1 | 4001869537467 | 2.796 | KG | 253 | 246.2 | LP21 | LP21 | SENTRON, 3KC transfer switching equipment, manually operated, MTSE, size: 2, 4-pole, Iu: 100 A, Ue AC: 415 V, Ie at AC-33 B at 415 V: 100 A, Ie at AC-23 A at 690 V: 100 A, screw and standard mounting rail installation 35 mm, front operating mechanism, centered, without handle, box terminal | Lista Papel 2020 SI | 0 | 0
3KC0432-2NE00-0AA0 |  | 3KC0432-2NE00-0AA0 | 1 | UN | 1 | 5 | B | D | N | N | 85365080 | 1 | 4001869537474 | 2.778 | KG | 318.2 | 309.4 | LP21 | LP21 | SENTRON, transfer switching equipment 3KC, manually operated, MTSE, size: 2, 4-pole, Iu: 125 A, Ue AC: 415 V, Ie at AC-33 B at 415 V: 125 A, Ie at AC-23 A at 690 V: 125 A, screw and standard mounting rail on 35 mm, front operating mechanism, central, without handle, box terminal | Lista Papel 2020 SI | 0 | 0
3KC0434-2NE00-0AA0 |  | 3KC0434-2NE00-0AA0 | 1 | UN | 1 | 5 | B | D | N | N | 85365080 | 1 | 4001869537481 | 2.798 | KG | 355 | 344.8 | LP21 | LP21 | SENTRON, Transfer switching equipment 3KC, manually operated, MTSE, size: 2, 4-pole, Iu: 160 A, Ue AC: 415 V, Ie at AC-33 B at 415 V: 160 A, Ie at AC-23 A at 690 V: 125 A, screw and standard mounting rail on 35 mm, front operating mechanism, central, without handle, box terminal | Lista Papel 2020 SI | 0 | 0
3KC0436-0PE00-0AA0 |  | 3KC0436-0PE00-0AA0 | 1 | UN | 1 | 5 | B | D | N | N | 85365080 | 1 | 4001869537535 | 7.926 | KG | 550.8 | 535.2 | LP21 | LP21 | SENTRON, transfer switching equipment 3KC, manually operated, MTSE, size: 3, 4-pole, Iu: 200 A, Ue AC: 415 V, Ie at AC-33 B at 415 V: 200 A, Ie at AC-23 A at 690 V: 200 A, screw mounting, front operating mechanism, at the left end, without handle, busbar connection | Lista Papel 2020 SI | 0 | 0
3KC0438-0PE00-0AA0 |  | 3KC0438-0PE00-0AA0 | 1 | UN | 1 | 5 | B | D | N | N | 85365080 | 1 | 4001869537542 | 7.929 | KG | 707.2 | 686.8 | LP21 | LP21 | SENTRON, transfer switching equipment 3KC, manually operated, MTSE, size: 3, 4-pole, Iu: 250 A, Ue AC: 415 V, Ie at AC-33 B at 415 V: 250 A, Ie at AC-23 A at 690 V: 250 A, screw mounting, front operating mechanism, at the left end, without handle, busbar connection | Lista Papel 2020 SI | 0 | 0
3KC0440-0PE00-0AA0 |  | 3KC0440-0PE00-0AA0 | 1 | UN | 1 | 5 | B | D | N | N | 85365080 | 1 | 4001869537559 | 7.902 | KG | 809.2 | 788.8 | LP21 | LP21 | SENTRON, transfer switching equipment 3KC, manually operated, MTSE, size: 3, 4-pole, Iu: 315 A, Ue AC: 415 V, Ie at AC-33 B at 415 V: 315 A, Ie at AC-23 A at 690 V: 315 A, screw mounting, front operating mechanism, at the left end, without handle, busbar connection | Lista Papel 2020 SI | 0 | 0
3KC0442-0PE00-0AA0 |  | 3KC0442-0PE00-0AA0 | 1 | UN | 1 | 5 | B | D | N | N | 85365080 | 1 | 4001869537566 | 8.017 | KG | 972.4 | 945.2 | LP21 | LP21 | SENTRON, transfer switching equipment 3KC, manually operated, MTSE, size: 3, 4-pole, Iu: 400 A, Ue AC: 415 V, Ie at AC-33 B at 415 V: 315 A, Ie at AC-23 A at 690 V: 315 A, screw mounting, front operating mechanism, at the left end, without handle, busbar connection | Lista Papel 2020 SI | 0 | 0
3KC0444-0QE00-0AA0 |  | 3KC0444-0QE00-0AA0 | 1 | UN | 1 | 5 | B | D | N | N | 85365080 | 1 | 4001869537603 | 19.36 | KG | 1251.2 | 1217.2 | LP21 | LP21 | SENTRON, transfer switching equipment 3KC, manually operated, MTSE, size: 4, 4-pole, Iu: 500 A, Ue AC: 415 V, Ie at AC-33 B at 415 V: 500 A, Ie at AC-23 A at 690 V: 500 A, screw mounting, front operating mechanism, at the left end, without handle, busbar connection | Lista Papel 2020 SI | 0 | 0
3KC0446-0QE00-0AA0 |  | 3KC0446-0QE00-0AA0 | 1 | UN | 1 | 5 | B | D | N | N | 85365080 | 1 | 4001869537610 | 19.28 | KG | 1332.8 | 1292 | LP21 | LP21 | SENTRON, transfer switching equipment 3KC, manually operated, MTSE, size: 4, 4-pole, Iu: 630 A, Ue AC: 415 V, Ie at AC-33 B at 415 V: 500 A, Ie at AC-23 A at 690 V: 500 A, screw mounting, front operating mechanism, at the left end, without handle, busbar connection | Lista Papel 2020 SI | 0 | 0
3KC0448-0QE00-0AA0 |  | 3KC0448-0QE00-0AA0 | 1 | UN | 1 | 5 | B | D | N | N | 85365080 | 1 | 4001869537627 | 19.36 | KG | 1686.4 | 1638.8 | LP21 | LP21 | SENTRON, transfer switching equipment 3KC, manually operated, MTSE, size: 4, 4-pole, Iu: 800 A, Ue AC: 415 V, Ie at AC-33 B at 415 V: 500 A, Ie at AC-23 A at 690 V: 500 A, screw mounting, front operating mechanism, at the left end, without handle, busbar connection | Lista Papel 2020 SI | 0 | 0
3KC0450-0RE00-0AA0 |  | 3KC0450-0RE00-0AA0 | 1 | UN | 1 | 5 | B | D | N | N | 85365080 | 1 | 4001869537665 | 55 | KG | 3121.2 | 3032.8 | LP21 | LP21 | SENTRON, transfer switching equipment 3KC, manually operated, MTSE, size: 5, 4-pole, Iu: 1000 A, Ue AC: 415 V, Ie at AC-33 B at 415 V: 800 A, Ie at AC-23 A at 690 V: 800 A, screw mounting, front operating mechanism, at the left end, without handle, busbar connection | Lista Papel 2020 SI | 0 | 0
3KC0452-0RE00-0AA0 |  | 3KC0452-0RE00-0AA0 | 1 | UN | 1 | 5 | B | D | N | N | 85365080 | 1 | 4001869537672 | 54.5 | KG | 4610.4 | 4481.2 | LP21 | LP21 | SENTRON, transfer switching equipment 3KC, manually operated, MTSE, size: 5, 4-pole, Iu: 1250 A, Ue AC: 415 V, Ie at AC-33 B at 415 V: 800 A, Ie at AC-23 A at 690 V: 800 A, screw mounting, front operating mechanism, at the left end, without handle, busbar connection | Lista Papel 2020 SI | 0 | 0
3KC0454-0RE00-0AA0 |  | 3KC0454-0RE00-0AA0 | 1 | UN | 1 | 5 | B | D | N | N | 85365080 | 1 | 4001869537689 | 54.5 | KG | 5569.2 | 5412.8 | LP21 | LP21 | SENTRON, transfer switching equipment 3KC, manually operated, MTSE, size: 5, 4-pole, Iu: 1600 A, Ue AC: 415 V, Ie at AC-33 B at 415 V: 800 A, Ie at AC-23 A at 690 V: 800 A, screw mounting, front operating mechanism, at the left end, without handle, busbar connection | Lista Papel 2020 SI | 0 | 0
3KC3424-2AA22-0AA3 |  | 3KC3424-2AA22-0AA3 | 1 | UN | 1 | 5 | B | D | N | N | 85365080 | 1 | 4001869527352 | 4.297 | KG | 680 | 663 | LP21 | LP21 | SENTRON, transfer switching equipment 3KC, remotely operated, RTSE, 4-pole, Iu: 40 A, Ue AC: 415 V, Ie at AC-33 B at 415 V: 40 A, Ie at AC-23 A at 690 V: 40 A, screw and standard mounting rail on 35 mm, motorized operating mechanism, at the right end, long handle, box terminal | Lista Papel 2020 SI | 0 | 0
3KC3426-2AA22-0AA3 |  | 3KC3426-2AA22-0AA3 | 1 | UN | 1 | 5 | B | D | N | N | 85365080 | 1 | 4001869527369 | 4.303 | KG | 707.2 | 686.8 | LP21 | LP21 | SENTRON, transfer switching equipment 3KC, remotely operated, RTSE, 4-pole, Iu: 63 A, Ue AC: 415 V, Ie at AC-33 B at 415 V: 63 A, Ie at AC-23 A at 690 V: 63 A, screw and standard mounting rail on 35 mm, motorized operating mechanism, at the right end, long handle, box terminal | Lista Papel 2020 SI | 0 | 0
3KC3428-2AA22-0AA3 |  | 3KC3428-2AA22-0AA3 | 1 | UN | 1 | 5 | B | D | N | N | 85365080 | 1 | 4001869527376 | 4.303 | KG | 734.4 | 714 | LP21 | LP21 | SENTRON, transfer switching equipment 3KC, remotely operated, RTSE, 4-pole, Iu: 80 A, Ue AC: 415 V, Ie at AC-33 B at 415 V: 80 A, Ie at AC-23 A at 690 V: 63 A, screw and standard mounting rail on 35 mm, motorized operating mechanism, at the right end, long handle, box terminal | Lista Papel 2020 SI | 0 | 0
3KC3430-2AA22-0AA3 |  | 3KC3430-2AA22-0AA3 | 1 | UN | 1 | 5 | B | D | N | N | 85365080 | 1 | 4001869527383 | 4.309 | KG | 829.6 | 809.2 | LP21 | LP21 | SENTRON, transfer switching equipment 3KC, remotely operated, RTSE, 4-pole, Iu: 100 A, Ue AC: 415 V, Ie at AC-33 B at 415 V: 100 A, Ie at AC-23 A at 690 V: 80 A, screw and standard mounting rail on 35 mm, motorized operating mechanism, at the right end, long handle, box terminal | Lista Papel 2020 SI | 0 | 0
3KC3432-2AA22-0AA3 |  | 3KC3432-2AA22-0AA3 | 1 | UN | 1 | 5 | B | D | N | N | 85365080 | 1 | 4001869527390 | 4.23 | KG | 924.8 | 897.6 | LP21 | LP21 | SENTRON, transfer switching equipment 3KC, remotely operated, RTSE, 4-pole, Iu: 125 A, Ue AC: 415 V, Ie at AC-33 B at 415 V: 125 A, Ie at AC-23 A at 690 V: 80 A, screw and standard mounting rail on 35 mm, motorized operating mechanism, at the right end, long handle, box terminal | Lista Papel 2020 SI | 0 | 0
3KC3434-2AA22-0AA3 |  | 3KC3434-2AA22-0AA3 | 1 | UN | 1 | 5 | B | D | N | N | 85365080 | 1 | 4001869527406 | 4.318 | KG | 1094.8 | 1060.8 | LP21 | LP21 | SENTRON, transfer switching equipment 3KC, remotely operated, RTSE, 4-pole, Iu: 160 A, Ue AC: 415 V, Ie at AC-33 B at 415 V: 125 A, Ie at AC-23 A at 690 V: 80 A, screw and standard mounting rail on 35 mm, motorized operating mechanism, at the right end, long handle, box terminal | Lista Papel 2020 SI | 0 | 0
3KC4338-0CA21-0AA3 |  | 3KC4338-0CA21-0AA3 | 1 | UN | 1 | 5 | B | D | N | N | 85365080 | 1 | 4001869527475 | 9.06 | KG | 1400.8 | 1360 | LP21 | LP21 | SENTRON, transfer switching equipment 3KC, remotely operated, RTSE, 3-pole, Iu: 250 A, Ue AC: 415 V, Ie at AC-33 B at 415 V: 200 A, Ie at AC-23 A at 690 V: 125 A, screw mounting, motorized operating mechanism, at the right end, long handle, busbar connection | Lista Papel 2020 SI | 0 | 0
3KC4342-0DA21-0AA3 |  | 3KC4342-0DA21-0AA3 | 1 | UN | 1 | 5 | B | D | N | N | 85365080 | 1 | 4001869527499 | 9.24 | KG | 1781.6 | 1734 | LP21 | LP21 | SENTRON, transfer switching equipment 3KC, remotely operated, RTSE, 3-pole, Iu: 400 A, Ue AC: 415 V, Ie at AC-33 B at 415 V: 200 A, Ie at AC-23 A at 690 V: 125 A, screw mounting, motorized operating mechanism, at the right end, long handle, busbar connection | Lista Papel 2020 SI | 0 | 0
3KC4346-0EA21-0AA3 |  | 3KC4346-0EA21-0AA3 | 1 | UN | 1 | 5 | B | D | N | N | 85365080 | 1 | 4001869527512 | 15.62 | KG | 2862.8 | 2781.2 | LP21 | LP21 | SENTRON, transfer switching equipment 3KC, remotely operated, RTSE, 3-pole, Iu: 630 A, Ue AC: 415 V, Ie at AC-33 B at 415 V: 400 A, Ie at AC-23 A at 690 V: 400 A, screw mounting, motorized operating mechanism, at the right end, long handle, busbar connection | Lista Papel 2020 SI | 0 | 0
3KC4348-0FA21-0AA3 |  | 3KC4348-0FA21-0AA3 | 1 | UN | 1 | 5 | B | D | N | N | 85365080 | 1 | 4001869527536 | 43.5 | KG | 3814.8 | 3706 | LP21 | LP21 | SENTRON, transfer switching equipment 3KC, remotely operated, RTSE, 3-pole, Iu: 800 A, Ue AC: 415 V, Ie at AC-33 B at 415 V: 800 A, Ie at AC-23 A at 690 V: 630 A, screw mounting, motorized operating mechanism, at the right end, long handle, busbar connection | Lista Papel 2020 SI | 0 | 0
3KC4350-0FA21-0AA3 |  | 3KC4350-0FA21-0AA3 | 1 | UN | 1 | 23 | D | D | N | N | 85365080 | 1 | 4001869527550 | 43 | KG | 4964 | 4821.2 | LP21 | LP21 | SENTRON, transfer switching equipment 3KC, remotely operated, RTSE, 3-pole, Iu: 1000 A, Ue AC: 415 V, Ie at AC-33 B at 415 V: 1000 A, Ie at AC-23 A at 690 V: 630 A, screw mounting, motorized operating mechanism, at the right end, long handle, busbar connection | Lista Papel 2020 SI | 0 | 0
3KC4352-0GA21-0AA3 |  | 3KC4352-0GA21-0AA3 | 1 | UN | 1 | 23 | D | D | N | N | 85365080 | 1 | 4001869527574 | 43 | KG | 5766.4 | 5603.2 | LP21 | LP21 | SENTRON, transfer switching equipment 3KC, remotely operated, RTSE, 3-pole, Iu: 1250 A, Ue AC: 415 V, Ie at AC-33 B at 415 V: 1000 A, Ie at AC-23 A at 690 V: 800 A, screw mounting, motorized operating mechanism, at the right end, long handle, busbar connection | Lista Papel 2020 SI | 0 | 0
3KC4354-0HA21-0AA3 |  | 3KC4354-0HA21-0AA3 | 1 | UN | 1 | 23 | D | D | N | N | 85365080 | 1 | 4001869527628 | 47.75 | KG | 7276 | 7072 | LP21 | LP21 | SENTRON, transfer switching equipment 3KC, remotely operated, RTSE, 3-pole, Iu: 1600 A, Ue AC: 415 V, Ie at AC-33 B at 415 V: 1000 A, Ie at AC-23 A at 690 V: 800 A, screw mounting, motorized operating mechanism, at the right end, long handle, busbar connection | Lista Papel 2020 SI | 0 | 0
3KC4356-0JA21-0AA3 |  | 3KC4356-0JA21-0AA3 | 1 | UN | 1 | 23 | D | D | N | N | 85365080 | 1 | 4001869532752 | 65 | KG | 10404 | 10132 | LP21 | LP21 | SENTRON, transfer switching equipment 3KC, remotely operated, RTSE, 3-pole, Iu: 2000 A, Ue AC: 415 V, Ie at AC-33 B at 415 V: 1250 A, screw mounting, motorized operating mechanism, at the right end, long handle, busbar connection | Lista Papel 2020 SI | 0 | 0
3KC4358-0JA21-0AA3 |  | 3KC4358-0JA21-0AA3 | 1 | UN | 1 | 23 | D | D | N | N | 85365080 | 1 | 4001869532776 | 66.25 | KG | 13124 | 12784 | LP21 | LP21 | SENTRON, transfer switching equipment 3KC, remotely operated, RTSE, 3-pole, Iu: 2500 A, Ue AC: 415 V, Ie at AC-33 B at 415 V: 1250 A, screw mounting, motorized operating mechanism, at the right end, long handle, busbar connection | Lista Papel 2020 SI | 0 | 0
3KC4360-0JA21-0AA3 |  | 3KC4360-0JA21-0AA3 | 1 | UN | 1 | 23 | D | D | N | N | 85365080 | 1 | 4001869532790 | 75.5 | KG | 15300 | 14892 | LP21 | LP21 | SENTRON, transfer switching equipment 3KC, remotely operated, RTSE, 3-pole, Iu: 3200 A, Ue AC: 415 V, Ie at AC-33 B at 415 V: 1250 A, screw mounting, motorized operating mechanism, at the right end, long handle, busbar connection | Lista Papel 2020 SI | 0 | 0
3KC4438-0CA21-0AA3 |  | 3KC4438-0CA21-0AA3 | 1 | UN | 1 | 5 | B | D | N | N | 85365080 | 1 | 4001869527482 | 9.96 | KG | 1455.2 | 1414.4 | LP21 | LP21 | SENTRON, transfer switching equipment 3KC, remotely operated, RTSE, 4-pole, Iu: 250 A, Ue AC: 415 V, Ie at AC-33 B at 415 V: 200 A, Ie at AC-23 A at 690 V: 125 A, screw mounting, motorized operating mechanism, at the right end, long handle, busbar connection | Lista Papel 2020 SI | 0 | 0
3KC4442-0DA21-0AA3 |  | 3KC4442-0DA21-0AA3 | 1 | UN | 1 | 5 | B | D | N | N | 85365080 | 1 | 4001869527505 | 10.2 | KG | 1876.8 | 1822.4 | LP21 | LP21 | SENTRON, transfer switching equipment 3KC, remotely operated, RTSE, 4-pole, Iu: 400 A, Ue AC: 415 V, Ie at AC-33 B at 415 V: 200 A, Ie at AC-23 A at 690 V: 125 A, screw mounting, motorized operating mechanism, at the right end, long handle, busbar connection | Lista Papel 2020 SI | 0 | 0
3KC4446-0EA21-0AA3 |  | 3KC4446-0EA21-0AA3 | 1 | UN | 1 | 5 | B | D | N | N | 85365080 | 1 | 4001869527529 | 17.94 | KG | 3046.4 | 2958 | LP21 | LP21 | SENTRON, transfer switching equipment 3KC, remotely operated, RTSE, 4-pole, Iu: 630 A, Ue AC: 415 V, Ie at AC-33 B at 415 V: 400 A, Ie at AC-23 A at 690 V: 400 A, screw mounting, motorized operating mechanism, at the right end, long handle, busbar connection | Lista Papel 2020 SI | 0 | 0
3KC4448-0FA21-0AA3 |  | 3KC4448-0FA21-0AA3 | 1 | UN | 1 | 5 | B | D | N | N | 85365080 | 1 | 4001869527543 | 46.5 | KG | 4100.4 | 3984.8 | LP21 | LP21 | SENTRON, transfer switching equipment 3KC, remotely operated, RTSE, 4-pole, Iu: 800 A, Ue AC: 415 V, Ie at AC-33 B at 415 V: 800 A, Ie at AC-23 A at 690 V: 630 A, screw mounting, motorized operating mechanism, at the right end, long handle, busbar connection | Lista Papel 2020 SI | 0 | 0
3KC4450-0FA21-0AA3 |  | 3KC4450-0FA21-0AA3 | 1 | UN | 1 | 5 | B | D | N | N | 85365080 | 1 | 4001869527567 | 46.5 | KG | 5385.6 | 5236 | LP21 | LP21 | SENTRON, transfer switching equipment 3KC, remotely operated, RTSE, 4-pole, Iu: 1000 A, Ue AC: 415 V, Ie at AC-33 B at 415 V: 1000 A, Ie at AC-23 A at 690 V: 630 A, screw mounting, motorized operating mechanism, at the right end, long handle, busbar connection | Lista Papel 2020 SI | 0 | 0
3KC4452-0GA21-0AA3 |  | 3KC4452-0GA21-0AA3 | 1 | UN | 1 | 5 | B | D | N | N | 85365080 | 1 | 4001869527611 | 48 | KG | 6330.8 | 6154 | LP21 | LP21 | SENTRON, transfer switching equipment 3KC, remotely operated, RTSE, 4-pole, Iu: 1250 A, Ue AC: 415 V, Ie at AC-33 B at 415 V: 1000 A, Ie at AC-23 A at 690 V: 800 A, screw mounting, motorized operating mechanism, at the right end, long handle, busbar connection | Lista Papel 2020 SI | 0 | 0
3KC4454-0HA21-0AA3 |  | 3KC4454-0HA21-0AA3 | 1 | UN | 1 | 5 | B | D | N | N | 85365080 | 1 | 4001869527635 | 54.5 | KG | 8092 | 7888 | LP21 | LP21 | SENTRON, transfer switching equipment 3KC, remotely operated, RTSE, 4-pole, Iu: 1600 A, Ue AC: 415 V, Ie at AC-33 B at 415 V: 1000 A, Ie at AC-23 A at 690 V: 800 A, screw mounting, motorized operating mechanism, at the right end, long handle, busbar connection | Lista Papel 2020 SI | 0 | 0
3KC4456-0JA21-0AA3 |  | 3KC4456-0JA21-0AA3 | 1 | UN | 1 | 5 | B | D | N | N | 85365080 | 1 | 4001869532769 | 77 | KG | 11220 | 10880 | LP21 | LP21 | SENTRON, transfer switching equipment 3KC, remotely operated, RTSE, 4-pole, Iu: 2000 A, Ue AC: 415 V, Ie at AC-33 B at 415 V: 1250 A, screw mounting, motorized operating mechanism, at the right end, long handle, busbar connection | Lista Papel 2020 SI | 0 | 0
3KC4458-0JA21-0AA3 |  | 3KC4458-0JA21-0AA3 | 1 | UN | 1 | 5 | B | D | N | N | 85365080 | 1 | 4001869532783 | 77.5 | KG | 14348 | 13940 | LP21 | LP21 | SENTRON, transfer switching equipment 3KC, remotely operated, RTSE, 4-pole, Iu: 2500 A, Ue AC: 415 V, Ie at AC-33 B at 415 V: 1250 A, screw mounting, motorized operating mechanism, at the right end, long handle, busbar connection | Lista Papel 2020 SI | 0 | 0
3KC4460-0JA21-0AA3 |  | 3KC4460-0JA21-0AA3 | 1 | UN | 1 | 5 | B | D | N | N | 85365080 | 1 | 4001869532806 | 91.3 | KG | 16660 | 16184 | LP21 | LP21 | SENTRON, transfer switching equipment 3KC, remotely operated, RTSE, 4-pole, Iu: 3200 A, Ue AC: 415 V, Ie at AC-33 B at 415 V: 1250 A, screw mounting, motorized operating mechanism, at the right end, long handle, busbar connection | Lista Papel 2020 SI | 0 | 0
3KC6424-2TA20-0TA3 |  | 3KC6424-2TA20-0TA3 | 1 | UN | 1 | 5 | B | D | N | N | 85365080 | 1 | 4001869527413 | 4.2 | KG | 816 | 795.6 | LP21 | LP21 | SENTRON, ATE, transfer switching equipment 3KC, automatically, ATSE, 4- pole, Iu: 40 A, Ue AC: 415 V, Ie at AC-33 B at 415 V: 40 A, Ie at AC-23 A at 690 V: 40 A, screw and standard mounting rail on 35 mm, motorized operating mechanism, at the right end, long handle, box terminal | Lista Papel 2020 SI | 0 | 0
3KC6426-2TA20-0TA3 |  | 3KC6426-2TA20-0TA3 | 1 | UN | 1 | 5 | B | D | N | N | 85365080 | 1 | 4001869527420 | 4.252 | KG | 850 | 822.8 | LP21 | LP21 | SENTRON, ATE, transfer switching equipment 3KC, automatically, ATSE, 4- pole, Iu: 63 A, Ue AC: 415 V, Ie at AC-33 B at 415 V: 63 A, Ie at AC-23 A at 690 V: 63 A, screw and standard mounting rail on 35 mm, motorized operating mechanism, at the right end, long handle, box terminal | Lista Papel 2020 SI | 0 | 0
3KC6428-2TA20-0TA3 |  | 3KC6428-2TA20-0TA3 | 1 | UN | 1 | 5 | B | D | N | N | 85365080 | 1 | 4001869527437 | 4.25 | KG | 877.2 | 850 | LP21 | LP21 | SENTRON, ATE, transfer switching equipment 3KC, automatically, ATSE, 4- pole, Iu: 80 A, Ue AC: 415 V, Ie at AC-33 B at 415 V: 80 A, Ie at AC-23 A at 690 V: 63 A, screw and standard mounting rail on 35 mm, motorized operating mechanism, at the right end, long handle, box terminal | Lista Papel 2020 SI | 0 | 0
3KC6430-2TA20-0TA3 |  | 3KC6430-2TA20-0TA3 | 1 | UN | 1 | 5 | B | D | N | N | 85365080 | 1 | 4001869527444 | 4.34 | KG | 992.8 | 965.6 | LP21 | LP21 | SENTRON, ATE, transfer switching equipment 3KC, automatically, ATSE, 4- pole, Iu: 100 A, Ue AC: 415 V, Ie at AC-33 B at 415 V: 100 A, Ie at AC-23 A at 690 V: 80 A, screw and standard mounting rail on 35 mm, motorized operating mechanism, at the right end, long handle, box terminal | Lista Papel 2020 SI | 0 | 0
3KC6432-2TA20-0TA3 |  | 3KC6432-2TA20-0TA3 | 1 | UN | 1 | 5 | B | D | N | N | 85365080 | 1 | 4001869527451 | 4.356 | KG | 1081.2 | 1054 | LP21 | LP21 | SENTRON, ATE, transfer switching equipment 3KC, automatically, ATSE, 4- pole, Iu: 125 A, Ue AC: 415 V, Ie at AC-33 B at 415 V: 125 A, Ie at AC-23 A at 690 V: 80 A, screw and standard mounting rail on 35 mm, motorized operating mechanism, at the right end, long handle, box terminal | Lista Papel 2020 SI | 0 | 0
3KC6434-2TA20-0TA3 |  | 3KC6434-2TA20-0TA3 | 1 | UN | 1 | 5 | B | D | N | N | 85365080 | 1 | 4001869527468 | 4.243 | KG | 1264.8 | 1230.8 | LP21 | LP21 | SENTRON, ATE, transfer switching equipment 3KC, automatically, ATSE, 4- pole, Iu: 160 A, Ue AC: 415 V, Ie at AC-33 B at 415 V: 125 A, Ie at AC-23 A at 690 V: 80 A, screw and standard mounting rail on 35 mm, motorized operating mechanism, at the right end, long handle, box terminal | Lista Papel 2020 SI | 0 | 0
3KC8338-0CA22-0GA3 |  | 3KC8338-0CA22-0GA3 | 1 | UN | 1 | 5 | B | D | EAR99 | N | 85365080 | 1 | 4001869532813 | 9.92 | KG | 2747.2 | 2672.4 | LP21 | LP21 | SENTRON, ATE, transfer switching equipment 3KC, automatically, ATSE, 3- pole, Iu: 250 A, Ue AC: 415 V, Ie at AC-33 B at 415 V: 200 A, Ie at AC-23 A at 690 V: 125 A, screw mounting, motorized operating mechanism, at the right end, long handle, busbar connection | Lista Papel 2020 SI | 0 | 0
3KC8342-0DA22-0GA3 |  | 3KC8342-0DA22-0GA3 | 1 | UN | 1 | 5 | B | D | N | N | 85365080 | 1 | 4001869532837 | 10.09 | KG | 3393.2 | 3298 | LP21 | LP21 | SENTRON, ATE, transfer switching equipment 3KC, automatically, ATSE, 3- pole, Iu: 400 A, Ue AC: 415 V, Ie at AC-33 B at 415 V: 200 A, Ie at AC-23 A at 690 V: 125 A, screw mounting, motorized operating mechanism, at the right end, long handle, busbar connection | Lista Papel 2020 SI | 0 | 0
3KC8346-0EA22-0GA3 |  | 3KC8346-0EA22-0GA3 | 1 | UN | 1 | 5 | B | D | N | N | 85365080 | 1 | 4001869532851 | 16.44 | KG | 4488 | 4358.8 | LP21 | LP21 | SENTRON, ATE, transfer switching equipment 3KC, automatically, ATSE, 3- pole, Iu: 630 A, Ue AC: 415 V, Ie at AC-33 B at 415 V: 400 A, Ie at AC-23 A at 690 V: 400 A, screw mounting, motorized operating mechanism, at the right end, long handle, busbar connection | Lista Papel 2020 SI | 0 | 0
3KC8348-0FA22-0GA3 |  | 3KC8348-0FA22-0GA3 | 1 | UN | 1 | 23 | D | D | N | N | 85365080 | 1 | 4001869532875 | 43.5 | KG | 5548.8 | 5392.4 | LP21 | LP21 | SENTRON, ATE, transfer switching equipment 3KC, automatically, ATSE, 3- pole, Iu: 800 A, Ue AC: 415 V, Ie at AC-33 B at 415 V: 800 A, Ie at AC-23 A at 690 V: 630 A, screw mounting, motorized operating mechanism, at the right end, long handle, busbar connection | Lista Papel 2020 SI | 0 | 0
3KC8350-0FA22-0GA3 |  | 3KC8350-0FA22-0GA3 | 1 | UN | 1 | 23 | D | D | N | N | 85365080 | 1 | 4001869532899 | 45 | KG | 6160.8 | 5984 | LP21 | LP21 | SENTRON, ATE, transfer switching equipment 3KC, automatically, ATSE, 3- pole, Iu: 1000 A, Ue AC: 415 V, Ie at AC-33 B at 415 V: 800 A, Ie at AC-23 A at 690 V: 630 A, screw mounting, motorized operating mechanism, at the right end, long handle, busbar connection | Lista Papel 2020 SI | 0 | 0
3KC8352-0GA22-0GA3 |  | 3KC8352-0GA22-0GA3 | 1 | UN | 1 | 23 | D | D | N | N | 85365080 | 1 | 4001869532912 | 44 | KG | 6936 | 6759.2 | LP21 | LP21 | SENTRON, ATE, transfer switching equipment 3KC, automatically, ATSE, 3- pole, Iu: 1250 A, Ue AC: 415 V, Ie at AC-33 B at 415 V: 1000 A, Ie at AC-23 A at 690 V: 800 A, screw mounting, motorized operating mechanism, at the right end, long handle, busbar connection | Lista Papel 2020 SI | 0 | 0
3KC8354-0HA22-0GA3 |  | 3KC8354-0HA22-0GA3 | 1 | UN | 1 | 23 | D | D | N | N | 85365080 | 1 | 4001869532936 | 49 | KG | 8364 | 8160 | LP21 | LP21 | SENTRON, ATE, transfer switching equipment 3KC, automatically, ATSE, 3- pole, Iu: 1600 A, Ue AC: 415 V, Ie at AC-33 B at 415 V: 1000 A, Ie at AC-23 A at 690 V: 800 A, screw mounting, motorized operating mechanism, at the right end, long handle, busbar connection | Lista Papel 2020 SI | 0 | 0
3KC8356-0JA22-0GA3 |  | 3KC8356-0JA22-0GA3 | 1 | UN | 1 | 23 | D | D | N | N | 85365080 | 1 | 4001869532950 | 67 | KG | 11288 | 10948 | LP21 | LP21 | SENTRON, ATE, transfer switching equipment 3KC, automatically, ATSE, 3- pole, Iu: 2000 A, Ue AC: 415 V, Ie at AC-33 B at 415 V: 1250 A, screw mounting, motorized operating mechanism, at the right end, long handle, busbar connection | Lista Papel 2020 SI | 0 | 0
3KC8358-0JA22-0GA3 |  | 3KC8358-0JA22-0GA3 | 1 | UN | 1 | 23 | D | D | N | N | 85365080 | 1 | 4001869532974 | 67.4 | KG | 14280 | 13872 | LP21 | LP21 | SENTRON, ATE, transfer switching equipment 3KC, automatically, ATSE, 3- pole, Iu: 2500 A, Ue AC: 415 V, Ie at AC-33 B at 415 V: 1250 A, screw mounting, motorized operating mechanism, at the right end, long handle, busbar connection | Lista Papel 2020 SI | 0 | 0
3KC8360-0JA22-0GA3 |  | 3KC8360-0JA22-0GA3 | 1 | UN | 1 | 23 | D | D | N | N | 85365080 | 1 | 4001869532998 | 76.5 | KG | 16388 | 15912 | LP21 | LP21 | SENTRON, ATE, transfer switching equipment 3KC, automatically, ATSE, 3- pole, Iu: 3200 A, Ue AC: 415 V, Ie at AC-33 B at 415 V: 1250 A, screw mounting, motorized operating mechanism, at the right end, long handle, busbar connection | Lista Papel 2020 SI | 0 | 0
3KC8438-0CA22-0GA3 |  | 3KC8438-0CA22-0GA3 | 1 | UN | 1 | 5 | B | D | N | N | 85365080 | 1 | 4001869532820 | 10.833 | KG | 2815.2 | 2733.6 | LP21 | LP21 | SENTRON, ATE, transfer switching equipment 3KC, automatically, ATSE, 4- pole, Iu: 250 A, Ue AC: 415 V, Ie at AC-33 B at 415 V: 200 A, Ie at AC-23 A at 690 V: 125 A, screw mounting, motorized operating mechanism, at the right end, long handle, busbar connection | Lista Papel 2020 SI | 0 | 0
3KC8442-0DA22-0GA3 |  | 3KC8442-0DA22-0GA3 | 1 | UN | 1 | 5 | B | D | N | N | 85365080 | 1 | 4001869532844 | 10.96 | KG | 3515.6 | 3413.6 | LP21 | LP21 | SENTRON, ATE, transfer switching equipment 3KC, automatically, ATSE, 4- pole, Iu: 400 A, Ue AC: 415 V, Ie at AC-33 B at 415 V: 200 A, Ie at AC-23 A at 690 V: 125 A, screw mounting, motorized operating mechanism, at the right end, long handle, busbar connection | Lista Papel 2020 SI | 0 | 0
3KC8446-0EA22-0GA3 |  | 3KC8446-0EA22-0GA3 | 1 | UN | 1 | 5 | B | D | N | N | 85365080 | 1 | 4001869532868 | 18.82 | KG | 4685.2 | 4556 | LP21 | LP21 | SENTRON, ATE, transfer switching equipment 3KC, automatically, ATSE, 4- pole, Iu: 630 A, Ue AC: 415 V, Ie at AC-33 B at 415 V: 400 A, Ie at AC-23 A at 690 V: 400 A, screw mounting, motorized operating mechanism, at the right end, long handle, busbar connection | Lista Papel 2020 SI | 0 | 0
3KC8448-0FA22-0GA3 |  | 3KC8448-0FA22-0GA3 | 1 | UN | 1 | 5 | B | D | N | N | 85365080 | 1 | 4001869532882 | 47 | KG | 5848 | 5684.8 | LP21 | LP21 | SENTRON, ATE, transfer switching equipment 3KC, automatically, ATSE, 4- pole, Iu: 800 A, Ue AC: 415 V, Ie at AC-33 B at 415 V: 800 A, Ie at AC-23 A at 690 V: 630 A, screw mounting, motorized operating mechanism, at the right end, long handle, busbar connection | Lista Papel 2020 SI | 0 | 0
3KC8450-0FA22-0GA3 |  | 3KC8450-0FA22-0GA3 | 1 | UN | 1 | 5 | B | D | N | N | 85365080 | 1 | 4001869532905 | 48 | KG | 6562 | 6378.4 | LP21 | LP21 | SENTRON, ATE, transfer switching equipment 3KC, automatically, ATSE, 4- pole, Iu: 1000 A, Ue AC: 415 V, Ie at AC-33 B at 415 V: 800 A, Ie at AC-23 A at 690 V: 630 A, screw mounting, motorized operating mechanism, at the right end, long handle, busbar connection | Lista Papel 2020 SI | 0 | 0
3KC8452-0GA22-0GA3 |  | 3KC8452-0GA22-0GA3 | 1 | UN | 1 | 5 | B | D | N | N | 85365080 | 1 | 4001869532929 | 48 | KG | 7548 | 7344 | LP21 | LP21 | SENTRON, ATE, transfer switching equipment 3KC, automatically, ATSE, 4- pole, Iu: 1250 A, Ue AC: 415 V, Ie at AC-33 B at 415 V: 1000 A, Ie at AC-23 A at 690 V: 800 A, screw mounting, motorized operating mechanism, at the right end, long handle, busbar connection | Lista Papel 2020 SI | 0 | 0
3KC8454-0HA22-0GA3 |  | 3KC8454-0HA22-0GA3 | 1 | UN | 1 | 5 | B | D | N | N | 85365080 | 1 | 4001869532943 | 55 | KG | 9112 | 8840 | LP21 | LP21 | SENTRON, ATE, transfer switching equipment 3KC, automatically, ATSE, 4- pole, Iu: 1600 A, Ue AC: 415 V, Ie at AC-33 B at 415 V: 1000 A, Ie at AC-23 A at 690 V: 800 A, screw mounting, motorized operating mechanism, at the right end, long handle, busbar connection | Lista Papel 2020 SI | 0 | 0
3KC8456-0JA22-0GA3 |  | 3KC8456-0JA22-0GA3 | 1 | UN | 1 | 5 | B | D | N | N | 85365080 | 1 | 4001869532967 | 76.4 | KG | 12240 | 11900 | LP21 | LP21 | SENTRON, ATE, transfer switching equipment 3KC, automatically, ATSE, 4- pole, Iu: 2000 A, Ue AC: 415 V, Ie at AC-33 B at 415 V: 1250 A, screw mounting, motorized operating mechanism, at the right end, long handle, busbar connection | Lista Papel 2020 SI | 0 | 0
3KC8458-0JA22-0GA3 |  | 3KC8458-0JA22-0GA3 | 1 | UN | 1 | 5 | B | D | N | N | 85365080 | 1 | 4001869532981 | 77 | KG | 15164 | 14756 | LP21 | LP21 | SENTRON, ATE, transfer switching equipment 3KC, automatically, ATSE, 4- pole, Iu: 2500 A, Ue AC: 415 V, Ie at AC-33 B at 415 V: 1250 A, screw mounting, motorized operating mechanism, at the right end, long handle, busbar connection | Lista Papel 2020 SI | 0 | 0
3KC8460-0JA22-0GA3 |  | 3KC8460-0JA22-0GA3 | 1 | UN | 1 | 5 | B | D | N | N | 85365080 | 1 | 4001869533001 | 91.5 | KG | 17476 | 17000 | LP21 | LP21 | SENTRON, ATE, transfer switching equipment 3KC, automatically, ATSE, 4- pole, Iu: 3200 A, Ue AC: 415 V, Ie at AC-33 B at 415 V: 1250 A, screw mounting, motorized operating mechanism, at the right end, long handle, busbar connection | Lista Papel 2020 SI | 0 | 0
3KC9000-8CL10 |  | 3KC9000-8CL10 | 1 | UN | 1 | 5 | B | D | N | N | 85371090 | 1 | 4011209915572 | 1.1 | KG | 516.48 | 516.48 | LP21 | LP21 | Transfer control device ATC 3100 CN | - | 0 | 0
3KC9000-8EL10 |  | 3KC9000-8EL10 | 1 | UN | 1 | 5 | B | D | N | N | 85371098 | 1 | 4011209915589 | 1.402 | KG | 500.3 | 486.4 | LP23 | LP23 | Transfer control device ATC 3100 EN | Lista Papel 2020 SI | 0 | 0
3KC9000-8EL62 |  | 3KC9000-8EL62 | 1 | UN | 1 | 5 | B | D | N | N | 85444290 | 1 | 4011209915602 | 613 | G | 101.4 | 98.6 | LP23 | LP23 | Connecting cable ATC3x 00 to MCCB, ACB | Lista Papel 2020 SI | 0 | 0
3KC9000-8EL68 |  | 3KC9000-8EL68 | 1 | UN | 1 | 2 | A | D | N | N | 85389099 | 1 | 4001869483955 | 0.139 | KG | 34.46 | 34.46 | LP21 | LP21 | Accessory for 3KC ATC 3100 for protection against unauthorized operation Accessory for 3KC ATC 3100 for protection against unauthorized operation | - | 0 | 0
3KC9000-8TL30 |  | 3KC9000-8TL30 | 1 | UN | 1 | 2 | A | D | EAR99 | N | 85389091 | 1 | 4011209828803 | 1.01 | KG | 1795.2 | 1795.2 | LP21 | LP21 | SENTRON ATC 5300; LED; 144x144; Transfer control device for control of MCCB, ACB, LBS for load transfer between main and standby power supply Control panel instrument Un 220-240 V AC 50/60 Hz Un 12-48 V DC; Setting range: Ue100-690 V 50/60 Hz Screw terminal connection |  | 0 | 0
3KC9000-8TL40 |  | 3KC9000-8TL40 | 1 | UN | 1 | 2 | A | D | N | N | 85389091 | 1 | 4001869562490 | 647 | G | 1171.8 | 1134.6 | LP23 | LP23 | SENTRON 3KC ATC6300; LCD; 144x144 mm; Transfer control device for control of MCCB, ACB, LBS; for load transfer between main and standby power supply Control panel instrument; Un 100...240 V AC 50/60 Hz, 110...250 V DC; Un 12...24 V DC Rated voltage Ue: 100...480 V AC 50/60 Hz; screw terminal connection Expandable by maximum 2 additional modules | Lista Papel 2020 SI | 0 | 0
3KC9000-8TL50 |  | 3KC9000-8TL50 | 1 | UN | 1 | 2 | A | D | N | N | 85389091 | 1 | 4001869562506 | 997 | G | 2150.4 | 2150.4 | LP21 | LP21 | SENTRON 3KC ATC6500: LCD; 180X240 mm; transfer control device for controlling MCCB, ACB; for load transfer betreen main and auxillary network; additionally controlling of a tie breaker possible; panel mounting device Un: 100...240 VAC 50/60HZ 110...250VDC; Un: 12...48 VDC; rated voltage Ue: 100...600VAC 50/60Hz; screw terminal; integrated RS485 interface; expandable by maximum 3 modules | - | 0 | 0
3KC9000-8TL60 |  | 3KC9000-8TL60 | 1 | UN | 1 | 2 | A | D | N | N | 85389091 | 1 | 4001869562513 | 63 | G | 200.9 | 195.3 | LP23 | LP23 | ATC6 expansion module 4DI Accessory for ATC6300 and ATC6500 pluggable contains 4 digital inputs | Lista Papel 2020 SI | 0 | 0
3KC9000-8TL61 |  | 3KC9000-8TL61 | 1 | UN | 1 | 2 | A | D | N | N | 85389091 | 1 | 4001869562520 | 59 | G | 200.9 | 195.3 | LP23 | LP23 | ATC6 expansion module 4DO SSR, Accessory for ATC6300 and ATC6500 pluggable contains 4 solid-state compatible digital outputs 4 NO contacts | Lista Papel 2020 SI | 0 | 0
3KC9000-8TL62 |  | 3KC9000-8TL62 | 1 | UN | 1 | 2 | A | D | N | N | 85389091 | 1 | 4001869562537 | 62 | G | 239 | 232.5 | LP23 | LP23 | ATC6 expansion module 2DI/2O SSR, Accessory for ATC6300 and ATC6500 pluggable contains 2 digital inputs and 2 solid-state compatible digital outputs 2 NO contacts | Lista Papel 2020 SI | 0 | 0
3KC9000-8TL63 |  | 3KC9000-8TL63 | 1 | UN | 1 | 2 | A | D | N | N | 85389091 | 1 | 4001869562544 | 76 | G | 239 | 232.5 | LP23 | LP23 | ATC6 expansion module 2DO Relay, Accessory for ATC6300 and ATC6500 pluggable contains 2 relay outputs 2 change-over contacts | Lista Papel 2020 SI | 0 | 0
3KC9000-8TL64 |  | 3KC9000-8TL64 | 1 | UN | 1 | 2 | A | D | N | N | 85389091 | 1 | 4001869562551 | 74 | G | 301.3 | 293 | LP23 | LP23 | ATC6 expansion module 2DI/2DO Relay, Accessory for ATC6300 and ATC6500 pluggable contains 2 digital inputs and 2 relay outputs 2 NO contacts | Lista Papel 2020 SI | 0 | 0
3KC9000-8TL67 |  | 3KC9000-8TL67 | 1 | UN | 1 | 2 | A | D | N | N | 85389099 | 1 | 4001869562568 | 8 | G | 19.2 | 18.6 | LP23 | LP23 | ATC6300 protective seal accessory for ATC6300 for front-side IP65 protection; 144 x 144 mm contains 1 unit | Lista Papel 2020 SI | 0 | 0
3KC9000-8TL68 |  | 3KC9000-8TL68 | 1 | UN | 1 | 2 | A | D | N | N | 85389099 | 1 | 4001869562575 | 17 | G | 28.8 | 28.8 | LP21 | LP21 | ATC6500 sealing gasket, accessory for ATC6500, for frontside IP65 sealing, 180x240 mm, contains 1 piece | - | 0 | 0
3KC9000-8TL70 |  | 3KC9000-8TL70 | 1 | UN | 1 | 2 | A | D | EAR99 | N | 85234920 | 1 | 4011209828810 | 187 | G | 598.08 | 598.08 | LP21 | LP21 | SENTRON Software ATC for transfer control device; incl. connecting cables from control device to PC, cable length 1.8 m |  | 0 | 0
3KC9000-8TL72 |  | 3KC9000-8TL72 | 1 | UN | 1 | 2 | A | D | N | N | 85444290 | 1 | 4001869528434 | 96 | G | 83.81 | 83.81 | LP21 | LP21 | Connecting cable from ATC 5300 to PC cable length 1.8 m for use with POWERCONFIG and/or SENTRON Software ATC | - | 0 | 0
3KC9000-8TL73 |  | 3KC9000-8TL73 | 1 | UN | 1 | 2 | A | D | N | N | 84733080 | 1 | 4001869562582 | 96 | G | 349.7 | 339.5 | LP23 | LP23 | ATC6 USB front interface Accessory for ATC6300 and ATC6500 pluggable for front-side parameter assignment contains USB adapter and mini USB cable Cable length 1.8 m | Lista Papel 2020 SI | 0 | 0
3KC9000-8TL74 |  | 3KC9000-8TL74 | 1 | UN | 1 | 2 | A | D | N | N | 84733080 | 1 | 4001869562599 | 59 | G | 215.8 | 209.3 | LP23 | LP23 | ATC6 expansion module RS485 Accessory for ATC6300 and ATC6500 pluggable contains RS484 interface | Lista Papel 2020 SI | 0 | 0
3KC9000-8TL75 |  | 3KC9000-8TL75 | 1 | UN | 1 | 2 | A | D | N | N | 84733080 | 1 | 4001869562605 | 60 | G | 856.5 | 832.4 | LP23 | LP23 | ATC6 expansion module Ethernet Accessory for ATC6300 and ATC6500 pluggable contains Ethernet interface | Lista Papel 2020 SI | 0 | 0
3KC9101-4 |  | 3KC9101-4 | 1 | UN | 1 | 5 | B | D | N | N | 85389099 | 1 | 4001869474908 | 111 | G | 21.8 | 21.1 | LP21 | LP21 | Accessories for 3KC0 SZ 1 direct operating mechanism DIN43880 gray without cover for 3KC0 SZ1 3 and 4-pole contains 1 unit | Lista Papel 2020 SI | 0 | 0
3KC9118-1 |  | 3KC9118-1 | 1 | UN | 1 | 5 | B | D | N | N | 85389099 | 1 | 4001869537757 | 433 | G | 57.9 | 56.3 | LP21 | LP21 | Accessories for 3KC0 SZ 1 Connecting jumper for load-side connection 3-pole for 3KC0 SZ1 contains 1 unit | Lista Papel 2020 SI | 0 | 0
3KC9118-2 |  | 3KC9118-2 | 1 | UN | 1 | 5 | B | D | N | N | 85389099 | 1 | 4001869537764 | 518 | G | 79.6 | 77.5 | LP21 | LP21 | Accessories for 3KC0 SZ 1 Connecting jumper for load-side connection 4-pole for 3KC0 SZ1 contains 1 unit | Lista Papel 2020 SI | 0 | 0
3KC9120-1 |  | 3KC9120-1 | 1 | UN | 1 | 5 | B | D | N | N | 85389099 | 1 | 4001869537917 | 0.124 | KG | 9.5 | 9.2 | LP21 | LP21 | Accessories for 3KC0 SZ 1, SZ 2, Mounting, Assembly kit for floor mounting for 3KC0 SZ1, SZ2 3 and 4-pole contains 4 mounting brackets and 2 mounting plates, | Lista Papel 2020 SI | 0 | 0
3KC9201-3 |  | 3KC9201-3 | 1 | UN | 1 | 5 | B | D | N | N | 85389099 | 1 | 4001869474922 | 0.136 | KG | 21.8 | 21.1 | LP21 | LP21 | Accessories for 3KC0 sizes 1 and 2 direct operating mechanism, gray without cover for 3KC0 SZ2 3 and 4-pole contains 1 unit | Lista Papel 2020 SI | 0 | 0
3KC9218-1 |  | 3KC9218-1 | 1 | UN | 1 | 5 | B | D | N | N | 85389099 | 1 | 4001869537771 | 0.491 | KG | 87 | 84.3 | LP21 | LP21 | Accessories for 3KC0 SZ 2 Connecting jumper for load-side connection 3-pole for 3KC0 SZ2 contains 1 unit | Lista Papel 2020 SI | 0 | 0
3KC9218-2 |  | 3KC9218-2 | 1 | UN | 1 | 5 | B | D | N | N | 85389099 | 1 | 4001869537788 | 627 | G | 101.3 | 98.6 | LP21 | LP21 | Accessories for 3KC0 SZ 2 Connecting jumper for load-side connection 4-pole for 3KC0 SZ2 contains 1 unit | Lista Papel 2020 SI | 0 | 0
3KC9301-1 |  | 3KC9301-1 | 1 | UN | 1 | 5 | B | D | N | N | 85389099 | 1 | 4001869474939 | 225 | G | 29 | 28.2 | LP21 | LP21 | Accessories for 3KC0 SZ 3 Direct operating mechanism, gray with cover for 3KC0 SZ3 3 and 4-pole contains 1 unit | Lista Papel 2020 SI | 0 | 0
3KC9301-2 |  | 3KC9301-2 | 1 | UN | 1 | 5 | B | D | N | N | 85389099 | 1 | 4001869537856 | 229 | G | 29 | 28.2 | LP21 | LP21 | Accessories for 3KC0 SZ 3 Direct operating mechanism yellow/red with cover for 3KC0 SZ3 3 and 4-pole contains 1 unit | Lista Papel 2020 SI | 0 | 0
3KC9304-0 |  | 3KC9304-0 | 1 | UN | 1 | 5 | B | D | N | N | 85389099 | 1 | 4001869537887 | 102 | G | 5.8 | 5.6 | LP21 | LP21 | Accessories for 3KC0 SZ 3 Terminal covers, Side panel coverings for 3KC0 SZ3 3 and 4-pole contains 2 units | Lista Papel 2020 SI | 0 | 0
3KC9318-0 |  | 3KC9318-0 | 1 | UN | 1 | 5 | B | D | N | N | 85389099 | 1 | 4001869537795 | 289 | G | 21.8 | 21.1 | LP21 | LP21 | Accessories for 3KC0 SZ 3 Connecting jumper for load-side connection 1-pole for 3KC0 SZ3 contains 1 unit | Lista Papel 2020 SI | 0 | 0
3KC9401-1 |  | 3KC9401-1 | 1 | UN | 1 | 5 | B | D | N | N | 85389099 | 1 | 4001869537733 | 543 | G | 36.2 | 35.2 | LP21 | LP21 | Accessories for 3KC0 SZ 4 Direct operating mechanism, gray with cover for 3KC0 SZ4 3 and 4-pole contains 1 unit | Lista Papel 2020 SI | 0 | 0
3KC9401-2 |  | 3KC9401-2 | 1 | UN | 1 | 5 | B | D | N | N | 85389099 | 1 | 4001869537863 | 575 | G | 36.2 | 35.2 | LP21 | LP21 | Accessories for 3KC0 SZ 4 Direct operating mechanism yellow/red with cover for 3KC0 SZ4 3 and 4-pole contains 1 unit | Lista Papel 2020 SI | 0 | 0
3KC9404-0 |  | 3KC9404-0 | 1 | UN | 1 | 5 | B | D | N | N | 85389099 | 1 | 4001869537894 | 101 | G | 5.8 | 5.6 | LP21 | LP21 | Accessories for 3KC0 SZ 4 Terminal covers, Side panel coverings for 3KC0 SZ4 3 and 4-pole contains 2 units | Lista Papel 2020 SI | 0 | 0
3KC9418-0 |  | 3KC9418-0 | 1 | UN | 1 | 5 | B | D | N | N | 85389099 | 1 | 4001869537801 | 733 | G | 50.7 | 49.3 | LP21 | LP21 | Accessories for 3KC0 SZ 4 Connecting jumper for load-side connection 1-pole for 3KC0 SZ4 contains 1 unit | Lista Papel 2020 SI | 0 | 0
3KC9501-1 |  | 3KC9501-1 | 1 | UN | 1 | 5 | B | D | N | N | 85389099 | 1 | 4001869474953 | 0.874 | KG | 50.7 | 49.3 | LP21 | LP21 | Accessories for 3KC0 SZ 5 Direct operating mechanism, gray with cover for 3KC0 SZ5 3 and 4-pole contains 1 unit | Lista Papel 2020 SI | 0 | 0
3KC9501-2 |  | 3KC9501-2 | 1 | UN | 1 | 5 | B | D | N | N | 85389099 | 1 | 4001869537870 | 840 | G | 50.7 | 49.3 | LP21 | LP21 | Accessories for 3KC0 SZ 5 Direct operating mechanism yellow/red with cover for 3KC0 SZ5 3 and 4-pole contains 1 unit | Lista Papel 2020 SI | 0 | 0
3KC9504-0 |  | 3KC9504-0 | 1 | UN | 1 | 5 | B | D | N | N | 85389099 | 1 | 4001869537900 | 111 | G | 6.5 | 6.3 | LP21 | LP21 | Accessories for 3KC0 SZ 5 Terminal covers, Side panel coverings for 3KC0 SZ5 3 and 4-pole contains 2 units | Lista Papel 2020 SI | 0 | 0
3KC9518-0 |  | 3KC9518-0 | 1 | UN | 1 | 5 | B | D | N | N | 85389099 | 1 | 4001869537818 | 1.928 | KG | 108.1 | 105.4 | LP21 | LP21 | Accessories for 3KC0 SZ 5 Connecting jumper for load-side connection 1-pole for 3KC0 SZ5 contains 1 unit | Lista Papel 2020 SI | 0 | 0
3KC9603-1 |  | 3KC9603-1 | 1 | UN | 1 | 5 | B | D | N | N | 85365007 | 1 | 4001869534558 | 65 | G | 52.2 | 50.7 | LP21 | LP21 | Accessory for 3KC3, 3KC6 Auxiliary switch contains 3 change-over contacts: 1 change-over contact for Position I, O, II for 40-160 A with separate contacts contains 1 unit incl. set of screws | Lista Papel 2020 SI | 0 | 0
3KC9603-2 |  | 3KC9603-2 | 1 | UN | 1 | 5 | B | D | N | N | 85365007 | 1 | 4001869534565 | 64 | G | 54.46 | 54.46 | LP21 | LP21 | Accessory for 3KC3, 3KC6 Auxiliary switch contains 3 change-over contacts: 1 change-over contact for Position I, O, II for 40-160 A with connected shared contacts contains 1 unit incl. set of screws | - | 0 | 0
3KC9604-2 |  | 3KC9604-2 | 1 | UN | 1 | 5 | B | D | N | N | 39269097 | 1 | 4001869527956 | 0.079 | KG | 9 | 8.7 | LP21 | LP21 | Accessory for 3KC3, 3KC6 Terminal covers 4-pole for 40-160 A contains 2 units | Lista Papel 2020 SI | 0 | 0
3KC9618-2 |  | 3KC9618-2 | 1 | UN | 1 | 5 | B | D | EAR99 | N | 85389099 | 1 | 4001869527871 | 366 | G | 78.2 | 76.2 | LP21 | LP21 | Accessory for 3KC3, 3KC6 Connecting jumper for load-side connection 4-pole for 40-125 A contains 1 unit | Lista Papel 2020 SI | 0 | 0
3KC9618-3 |  | 3KC9618-3 | 1 | UN | 1 | 5 | B | D | N | N | 85389099 | 1 | 4001869527888 | 0.461 | KG | 117 | 113.6 | LP21 | LP21 | Accessory for 3KC3, 3KC6 Connecting jumper for load-side connection 4-pole for 160 A contains 1 unit | Lista Papel 2020 SI | 0 | 0
3KC9621-2 |  | 3KC9621-2 | 1 | UN | 1 | 5 | B | D | N | N | 39269097 | 1 | 4001869534176 | 14 | G | 24 | 23.3 | LP21 | LP21 | Accessory for 3KC3, 3KC6 Sealing tape for 40-160 A contains 10 units | Lista Papel 2020 SI | 0 | 0
3KC9622-2 |  | 3KC9622-2 | 1 | UN | 1 | 5 | B | D | N | N | 85444290 | 1 | 4001869528014 | 28 | G | 27 | 26.2 | LP21 | LP21 | Accessory for 3KC3, 3KC6 Auxiliary conductor terminal 1-pole for 40-160 A contains 2 units | Lista Papel 2020 SI | 0 | 0
3KC9624-1 |  | 3KC9624-1 | 1 | UN | 1 | 5 | B | D | N | N | 85043180 | 1 | 4001869528199 | 3.234 | KG | 493 | 479.4 | LP21 | LP21 | Accessory for 3KC3, 3KC6 AUTOTRANSFORMER 400 V to 230 V 400 VA for 40-160 A contains 1 unit | Lista Papel 2020 SI | 0 | 0
3KC9625-1 |  | 3KC9625-1 | 1 | UN | 1 | 5 | B | D | N | N | 85444290 | 1 | 4001869528182 | 230 | G | 151.6 | 147.6 | LP21 | LP21 | Accessory for 3KC3, 3KC4 Intersystem connection, DPS for power supply of the control circuit for 40-3200 A contains 1 unit | Lista Papel 2020 SI | 0 | 0
3KC9721-1 |  | 3KC9721-1 | 1 | UN | 1 | 5 | B | D | N | N | 85389099 | 1 | 4001869528007 | 0.029 | KG | 88.4 | 85.7 | LP21 | LP21 | Accessory for 3KC6 Cover, sealable for 40-160 A contains 1 unit incl. set of screws and Sealing ribbons | Lista Papel 2020 SI | 0 | 0
3KC9803-1 |  | 3KC9803-1 | 1 | UN | 1 | 5 | B | D | N | N | 85365007 | 1 | 4001869534572 | 128 | G | 68 | 66.3 | LP21 | LP21 | Accessory for 3KC4, 3KC8 Auxiliary switch contains 2 change-over contacts: 1 change-over contact for POS I, II for 250-630 A leading contains 1 unit incl. set of screws | Lista Papel 2020 SI | 0 | 0
3KC9803-2 |  | 3KC9803-2 | 1 | UN | 1 | 5 | B | D | N | N | 85365007 | 1 | 4001869534589 | 166 | G | 68 | 66.3 | LP21 | LP21 | Accessory for 3KC4, 3KC8 Auxiliary switch contains 2 change-over contacts: 1 change-over contact for POS I, II for 800-1600 A leading contains 1 unit incl. set of screws | Lista Papel 2020 SI | 0 | 0
3KC9804-1 |  | 3KC9804-1 | 1 | UN | 1 | 5 | B | D | N | N | 39269097 | 1 | 4001869527963 | 0.116 | KG | 19.4 | 18.9 | LP21 | LP21 | Accessory for 3KC4, 3KC8 Terminal covers 1-pole for 250-400 A contains 3 units | Lista Papel 2020 SI | 0 | 0
3KC9804-2 |  | 3KC9804-2 | 1 | UN | 1 | 5 | B | D | N | N | 39269097 | 1 | 4001869527970 | 0.155 | KG | 24 | 23.3 | LP21 | LP21 | Accessory for 3KC4, 3KC8 Terminal covers 1-pole for 250-400 A contains 4 units | Lista Papel 2020 SI | 0 | 0
3KC9804-3 |  | 3KC9804-3 | 1 | UN | 1 | 5 | B | D | N | N | 39269097 | 1 | 4001869527987 | 0.283 | KG | 31.5 | 30.6 | LP21 | LP21 | Accessory for 3KC4, 3KC8 Terminal covers 1-pole for 630 A contains 3 units | Lista Papel 2020 SI | 0 | 0
3KC9804-4 |  | 3KC9804-4 | 1 | UN | 1 | 5 | B | D | N | N | 39269097 | 1 | 4001869527994 | 0.308 | KG | 35.3 | 34.3 | LP21 | LP21 | Accessory for 3KC4, 3KC8 Terminal covers 1-pole for 630 A contains 4 units | Lista Papel 2020 SI | 0 | 0
3KC9808-1 |  | 3KC9808-1 | 1 | UN | 1 | 5 | B | D | N | N | 85389099 | 1 | 4001869534619 | 21 | G | 19.4 | 18.9 | LP21 | LP21 | Accessory for 3KC4, 3KC8 Phase barriers for 3-pole 3KC for 250-400 A contains 2 units | Lista Papel 2020 SI | 0 | 0
3KC9808-2 |  | 3KC9808-2 | 1 | UN | 1 | 5 | B | D | N | N | 85389099 | 1 | 4001869534633 | 0.039 | KG | 22.5 | 21.9 | LP21 | LP21 | Accessory for 3KC4, 3KC8 Phase barriers for 3-pole 3KC for 630 A contains 2 units | Lista Papel 2020 SI | 0 | 0
3KC9808-6 |  | 3KC9808-6 | 1 | UN | 1 | 5 | B | D | N | N | 85389099 | 1 | 4001869534626 | 0.029 | KG | 24.8 | 24.1 | LP21 | LP21 | Accessory for 3KC4, 3KC8 Phase barriers for 4-pole 3KC for 250-400 A contains 3 units | Lista Papel 2020 SI | 0 | 0
3KC9808-7 |  | 3KC9808-7 | 1 | UN | 1 | 5 | B | D | N | N | 85389099 | 1 | 4001869534640 | 0.057 | KG | 27.7 | 26.9 | LP21 | LP21 | Accessory for 3KC4, 3KC8 Phase barriers for 4-pole 3KC for 630 A contains 3 units | Lista Papel 2020 SI | 0 | 0
3KC9811-0 |  | 3KC9811-0 | 1 | UN | 1 | 5 | B | D | N | N | 85389099 | 1 | 4001869534114 | 0.871 | KG | 136.7 | 132.6 | LP21 | LP21 | Accessory for 3KC4, 3KC8 Copper bar, kit Connecting piece Part A for 2000-2500 A contains 1 unit | Lista Papel 2020 SI | 0 | 0
3KC9811-1 |  | 3KC9811-1 | 1 | UN | 1 | 5 | B | D | N | N | 85389099 | 1 | 4001869534121 | 0.353 | KG | 25.5 | 24.8 | LP21 | LP21 | Accessory for 3KC4, 3KC8 Copper bar, Kit Set of screws Part B, 45 mm for 2000-3200 A contains 6 screws and 6 washers | Lista Papel 2020 SI | 0 | 0
3KC9811-2 |  | 3KC9811-2 | 1 | UN | 1 | 5 | B | D | N | N | 85389099 | 1 | 4001869534138 | 0.309 | KG | 23.3 | 22.6 | LP21 | LP21 | Accessory for 3KC4, 3KC8 Copper bar, Kit Set of screws Part B, 35 mm, short length for 2000-3200 A contains 6 screws and 6 washers | Lista Papel 2020 SI | 0 | 0
3KC9811-3 |  | 3KC9811-3 | 1 | UN | 1 | 5 | B | D | N | N | 85389099 | 1 | 4001869534145 | 2.512 | KG | 355.6 | 345.4 | LP21 | LP21 | Accessory for 3KC4, 3KC8 Copper bar, kit T_PIECE Part C for 2000-3200 A contains 1 unit incl. 6 screws and 6 washers | Lista Papel 2020 SI | 0 | 0
3KC9811-4 |  | 3KC9811-4 | 1 | UN | 1 | 5 | B | D | N | N | 85389099 | 1 | 4001869534152 | 956 | G | 245.5 | 238.7 | LP21 | LP21 | Accessory for 3KC4, 3KC8 Copper bar, kit Bracket Part D for 2000-3200 A contains 2 units incl. 6 screws and 6 washers | Lista Papel 2020 SI | 0 | 0
3KC9818-2 |  | 3KC9818-2 | 1 | UN | 1 | 5 | B | D | N | N | 85389099 | 1 | 4001869527895 | 184 | G | 36.7 | 35.7 | LP21 | LP21 | Accessory for 3KC4, 3KC8 Connecting jumper for load-side connection 1-pole for 250 A contains 1 unit incl. 3 screws and 3 washers | Lista Papel 2020 SI | 0 | 0
3KC9818-3 |  | 3KC9818-3 | 1 | UN | 1 | 5 | B | D | N | N | 85389099 | 1 | 4001869527901 | 0.36 | KG | 43.5 | 42.2 | LP21 | LP21 | Accessory for 3KC4, 3KC8 Connecting jumper for load-side connection 1-pole for 400 A contains 1 unit incl. 3 screws and 3 washers | Lista Papel 2020 SI | 0 | 0
3KC9818-4 |  | 3KC9818-4 | 1 | UN | 1 | 5 | B | D | N | N | 85389099 | 1 | 4001869527918 | 649 | G | 67.5 | 65.6 | LP21 | LP21 | Accessory for 3KC4, 3KC8 Connecting jumper for load-side connection 1-pole for 630 A contains 1 unit incl. 3 screws and 3 washers | Lista Papel 2020 SI | 0 | 0
3KC9818-5 |  | 3KC9818-5 | 1 | UN | 1 | 5 | B | D | N | N | 85389099 | 1 | 4001869527925 | 0.847 | KG | 94.5 | 91.8 | LP21 | LP21 | Accessory for 3KC4, 3KC8 Connecting jumper for load-side connection 1-pole for 800-1000 A contains 1 unit incl. 2 screws and 2 nuts and 4 washers | Lista Papel 2020 SI | 0 | 0
3KC9818-6 |  | 3KC9818-6 | 1 | UN | 1 | 5 | B | D | N | N | 85389099 | 1 | 4001869527932 | 1.46 | KG | 137.4 | 133.3 | LP21 | LP21 | Accessory for 3KC4, 3KC8 Connecting jumper for load-side connection 1-pole for 1250 A contains 1 unit incl. 2 screws and 2 nuts and 4 washers | Lista Papel 2020 SI | 0 | 0
3KC9818-7 |  | 3KC9818-7 | 1 | UN | 1 | 5 | B | D | N | N | 85389099 | 1 | 4001869527949 | 2.779 | KG | 195.2 | 189.7 | LP21 | LP21 | Accessory for 3KC4, 3KC8 Connecting jumper for load-side connection 1-pole for 1600 A contains 1 unit incl. 3 screws and 3 nuts and 6 washers | Lista Papel 2020 SI | 0 | 0
3KC9818-8 |  | 3KC9818-8 | 1 | UN | 1 | 5 | B | D | N | N | 85389099 | 1 | 4001869534107 | 3.859 | KG | 559.6 | 544 | LP21 | LP21 | Accessory for 3KC4, 3KC8 Connecting jumper for load-side connection Part E, 1-pole for 2000-3200 A contains 1 unit incl. 6 screws and 6 washers | Lista Papel 2020 SI | 0 | 0
3KC9820-3 |  | 3KC9820-3 | 1 | UN | 1 | 5 | B | D | N | N | 85389099 | 1 | 4001869534756 | 85 | G | 39.7 | 38.6 | LP21 | LP21 | Accessory for 3KC4, 3KC8 Spacer for 250-630 A contains 2 units | Lista Papel 2020 SI | 0 | 0
3KC9820-4 |  | 3KC9820-4 | 1 | UN | 1 | 5 | B | D | N | N | 85389099 | 1 | 4001869534763 | 74 | G | 41.2 | 40.1 | LP21 | LP21 | Accessory for 3KC8 Masking frame for door cutout for 250-630 A contains 1 unit incl. set of screws | Lista Papel 2020 SI | 0 | 0
3KC9820-5 |  | 3KC9820-5 | 1 | UN | 1 | 5 | B | D | N | N | 85389099 | 1 | 4001869534770 | 0.078 | KG | 59.3 | 57.6 | LP21 | LP21 | Accessory for 3KC8 Masking frame for door cutout for 800-3200 A contains 1 unit incl. set of screws | Lista Papel 2020 SI | 0 | 0
3KC9821-0 |  | 3KC9821-0 | 1 | UN | 1 | 5 | B | D | N | N | 39269097 | 1 | 4001869534169 | 48 | G | 88.4 | 85.7 | LP21 | LP21 | Accessory for 3KC8 cover, sealable for 250-3200 A contains 1 unit incl. set of screws and Sealing ribbons | Lista Papel 2020 SI | 0 | 0
3KC9822-1 |  | 3KC9822-1 | 1 | UN | 1 | 5 | B | D | N | N | 85444290 | 1 | 4001869528045 | 258 | G | 153.7 | 149.6 | LP21 | LP21 | Accessory for 3KC8 Auxiliary conductor terminals, kit for connection at the bottom 3-pole for 250 A contains 1 unit | Lista Papel 2020 SI | 0 | 0
3KC9822-2 |  | 3KC9822-2 | 1 | UN | 1 | 5 | B | D | N | N | 85444290 | 1 | 4001869528069 | 245 | G | 173.4 | 168.6 | LP21 | LP21 | Accessory for 3KC8 Auxiliary conductor terminals, kit for connection at the bottom 3-pole for 400 A contains 1 unit | Lista Papel 2020 SI | 0 | 0
3KC9822-3 |  | 3KC9822-3 | 1 | UN | 1 | 5 | B | D | N | N | 85444290 | 1 | 4001869528083 | 0.332 | KG | 189.7 | 184.3 | LP21 | LP21 | Accessory for 3KC8 Auxiliary conductor terminals, kit for connection at the bottom 3-pole for 630 A contains 1 unit | Lista Papel 2020 SI | 0 | 0
3KC9822-4 |  | 3KC9822-4 | 1 | UN | 1 | 23 | D | D | N | N | 85444290 | 1 | 4001869528106 | 230 | G | 240.7 | 233.9 | LP21 | LP21 | Accessory for 3KC8 Auxiliary conductor terminals, kit for connection at the bottom 3-pole for 800-1000 A contains 1 unit | Lista Papel 2020 SI | 0 | 0
3KC9822-5 |  | 3KC9822-5 | 1 | UN | 1 | 23 | D | D | N | N | 85444290 | 1 | 4001869528120 | 227 | G | 244.8 | 238 | LP21 | LP21 | Accessory for 3KC8 Auxiliary conductor terminals, kit for connection at the bottom 3-pole for 1250 A contains 1 unit | Lista Papel 2020 SI | 0 | 0
3KC9822-6 |  | 3KC9822-6 | 1 | UN | 1 | 23 | D | D | N | N | 85444290 | 1 | 4001869534183 | 238 | G | 248.9 | 242.1 | LP21 | LP21 | Accessory for 3KC8 Auxiliary conductor terminals, kit for connection at the bottom 3-pole for 1600 A contains 1 unit | Lista Papel 2020 SI | 0 | 0
3KC9822-7 |  | 3KC9822-7 | 1 | UN | 1 | 23 | D | D | N | N | 85444290 | 1 | 4001869534190 | 229 | G | 265.2 | 257.7 | LP21 | LP21 | Accessory for 3KC8 Auxiliary conductor terminals, kit for connection at the bottom 3-pole for 2000-3200 A contains 1 unit | Lista Papel 2020 SI | 0 | 0
3KC9823-0 |  | 3KC9823-0 | 1 | UN | 1 | 5 | B | D | N | N | 85389099 | 1 | 4001869528038 | 177 | G | 157.8 | 153 | LP21 | LP21 | Accessory for 3KC8 Display for 250-3200 A contains 1 unit | Lista Papel 2020 SI | 0 | 0
3KC9823-2 |  | 3KC9823-2 | 1 | UN | 1 | 5 | B | D | N | N | 85444290 | 1 | 4001869528076 | 60 | G | 15 | 14.6 | LP21 | LP21 | Accessory for 3KC8 Connecting cable for the display RJ45 3 meters contains 1 unit | Lista Papel 2020 SI | 0 | 0
3KC9824-1 |  | 3KC9824-1 | 1 | UN | 1 | 5 | B | D | N | N | 85043180 | 1 | 4001869528205 | 2.158 | KG | 418.9 | 407.3 | LP21 | LP21 | Accessory for 3KC4, 3KC8 AUTOTRANSFORMER 400 V to 230 V 200 VA for 250-3200 A contains 1 unit | Lista Papel 2020 SI | 0 | 0
3KC9826-0 |  | 3KC9826-0 | 1 | UN | 1 | 5 | B | D | N | N | 85389091 | 1 | 4001869534602 | 1.549 | KG | 2230.4 | 2169.2 | LP21 | LP21 | Accessory for 3KC8 Electronics module Spare part for 250-3200 A contains 1 unit | Lista Papel 2020 SI | 0 | 0
3KC9826-1 |  | 3KC9826-1 | 1 | UN | 1 | 5 | B | D | N | N | 85011093 | 1 | 4001869528212 | 3.686 | KG | 1312.4 | 1278.4 | LP21 | LP21 | Accessory for 3KC4, 3KC8 Motor drive, spare part for 250-400 A contains 1 unit | Lista Papel 2020 SI | 0 | 0
3KC9826-2 |  | 3KC9826-2 | 1 | UN | 1 | 5 | B | D | N | N | 85011093 | 1 | 4001869528229 | 3.674 | KG | 2040 | 1985.6 | LP21 | LP21 | Accessory for 3KC4, 3KC8 Motor drive, spare part for 630 A contains 1 unit | Lista Papel 2020 SI | 0 | 0
3KC9826-3 |  | 3KC9826-3 | 1 | UN | 1 | 5 | B | D | N | N | 85011093 | 1 | 4001869528236 | 8.836 | KG | 2699.6 | 2624.8 | LP21 | LP21 | Accessory for 3KC4, 3KC8 Motor drive, spare part for 800-1250 A contains 1 unit | Lista Papel 2020 SI | 0 | 0
3KC9826-4 |  | 3KC9826-4 | 1 | UN | 1 | 5 | B | D | N | N | 85011093 | 1 | 4001869528243 | 8.84 | KG | 4433.6 | 4311.2 | LP21 | LP21 | Accessory for 3KC4, 3KC8 Motor drive, spare part for 1600 A contains 1 unit | Lista Papel 2020 SI | 0 | 0
3KC9826-5 |  | 3KC9826-5 | 1 | UN | 1 | 5 | B | D | N | N | 85014020 | 1 | 4001869534596 | 10.2 | KG | 7616 | 7412 | LP21 | LP21 | Accessory for 3KC4, 3KC8 Motor drive, spare part for 2000-3200 A contains 1 unit | Lista Papel 2020 SI | 0 | 0
3KC9827-1 |  | 3KC9827-1 | 1 | UN | 1 | 5 | B | D | N | N | 85389099 | 1 | 4001869534657 | 0.143 | KG | 36.7 | 35.7 | LP21 | LP21 | Accessory for 3KC4, 3KC8 Terminal protective plate for top and bottom for 3-pole 3KC for 250-400 A contains 1 unit incl. set of screws | Lista Papel 2020 SI | 0 | 0
3KC9827-2 |  | 3KC9827-2 | 1 | UN | 1 | 5 | B | D | N | N | 85389099 | 1 | 4001869534671 | 0.286 | KG | 58.4 | 56.8 | LP21 | LP21 | Accessory for 3KC4, 3KC8 Terminal protective plate for top and bottom for 3-pole 3KC for 630 A contains 1 unit incl. set of screws | Lista Papel 2020 SI | 0 | 0
3KC9827-3 |  | 3KC9827-3 | 1 | UN | 1 | 5 | B | D | N | N | 85389099 | 1 | 4001869534695 | 0.242 | KG | 65.3 | 63.4 | LP21 | LP21 | Accessory for 3KC4, 3KC8 Terminal protective plate for top and bottom for 3-pole 3KC for 800-1250 A contains 2 units incl. set of screws | Lista Papel 2020 SI | 0 | 0
3KC9827-4 |  | 3KC9827-4 | 1 | UN | 1 | 23 | D | D | N | N | 85389099 | 1 | 4001869534718 | 0.533 | KG | 95.9 | 93.2 | LP21 | LP21 | Accessory for 3KC4, 3KC8 Terminal protective plate for top and bottom for 3-pole 3KC for 1600 A contains 2 units incl. set of screws | Lista Papel 2020 SI | 0 | 0
3KC9827-5 |  | 3KC9827-5 | 1 | UN | 1 | 23 | D | D | N | N | 85389099 | 1 | 4001869534732 | 545 | G | 146.2 | 142.1 | LP21 | LP21 | Accessory for 3KC4, 3KC8 Terminal protective plate for top and bottom for 3-pole 3KC for 2000-3200 A contains 2 units incl. set of screws | Lista Papel 2020 SI | 0 | 0
3KC9828-1 |  | 3KC9828-1 | 1 | UN | 1 | 5 | B | D | N | N | 85389099 | 1 | 4001869534664 | 0.188 | KG | 39.7 | 38.6 | LP21 | LP21 | Accessory for 3KC4, 3KC8 Terminal protective plate for top and bottom for 4-pole 3KC for 250-400 A contains 1 unit incl. set of screws | Lista Papel 2020 SI | 0 | 0
3KC9828-2 |  | 3KC9828-2 | 1 | UN | 1 | 5 | B | D | N | N | 85389099 | 1 | 4001869534688 | 0.357 | KG | 59.3 | 57.6 | LP21 | LP21 | Accessory for 3KC4, 3KC8 Terminal protective plate for top and bottom for 4-pole 3KC for 630 A contains 1 unit incl. set of screws | Lista Papel 2020 SI | 0 | 0
3KC9828-3 |  | 3KC9828-3 | 1 | UN | 1 | 5 | B | D | N | N | 85389099 | 1 | 4001869534701 | 0.311 | KG | 68 | 66.3 | LP21 | LP21 | Accessory for 3KC4, 3KC8 Terminal protective plate for top and bottom for 4-pole 3KC for 800-1250 A contains 2 units incl. set of screws | Lista Papel 2020 SI | 0 | 0
3KC9828-4 |  | 3KC9828-4 | 1 | UN | 1 | 5 | B | D | N | N | 85389099 | 1 | 4001869534725 | 0.64 | KG | 99.3 | 96.6 | LP21 | LP21 | Accessory for 3KC4, 3KC8 Terminal protective plate for top and bottom for 4-pole 3KC for 1600 A contains 2 units incl. set of screws | Lista Papel 2020 SI | 0 | 0
3KC9828-5 |  | 3KC9828-5 | 1 | UN | 1 | 5 | B | D | N | N | 85389099 | 1 | 4001869534749 | 1.91 | KG | 147.6 | 143.5 | LP21 | LP21 | Accessory for 3KC4, 3KC8 Terminal protective plate for top and bottom for 4-pole 3KC for 2000-3200 A contains 2 units incl. set of screws | Lista Papel 2020 SI | 0 | 0
3KC9830-1 |  | 3KC9830-1 | 1 | UN | 1 | 5 | B | D | N | N | 85444290 | 1 | 4001869534411 | 312 | G | 147.6 | 143.5 | LP21 | LP21 | Accessory for 3KC8 Power supply cable for connection at the bottom 4-pole for 250 A contains 1 unit | Lista Papel 2020 SI | 0 | 0
3KC9830-2 |  | 3KC9830-2 | 1 | UN | 1 | 5 | B | D | N | N | 85444290 | 1 | 4001869534428 | 0.345 | KG | 166.6 | 161.8 | LP21 | LP21 | Accessory for 3KC8 Power supply cable for connection at the bottom 4-pole for 400 A contains 1 unit | Lista Papel 2020 SI | 0 | 0
3KC9830-3 |  | 3KC9830-3 | 1 | UN | 1 | 5 | B | D | N | N | 85444290 | 1 | 4001869534435 | 461 | G | 183.6 | 178.2 | LP21 | LP21 | Accessory for 3KC8 Power supply cable for connection at the bottom 4-pole for 630 A contains 1 unit | Lista Papel 2020 SI | 0 | 0
3KC9830-4 |  | 3KC9830-4 | 1 | UN | 1 | 5 | B | D | N | N | 85444290 | 1 | 4001869534442 | 278 | G | 233.2 | 226.4 | LP21 | LP21 | Accessory for 3KC8 Power supply cable for connection at the bottom 4-pole for 800-1000 A contains 1 unit | Lista Papel 2020 SI | 0 | 0
3KC9830-5 |  | 3KC9830-5 | 1 | UN | 1 | 5 | B | D | N | N | 85444290 | 1 | 4001869534459 | 281 | G | 236.6 | 229.8 | LP21 | LP21 | Accessory for 3KC8 Power supply cable for connection at the bottom 4-pole for 1250 A contains 1 unit | Lista Papel 2020 SI | 0 | 0
3KC9830-6 |  | 3KC9830-6 | 1 | UN | 1 | 5 | B | D | N | N | 85444290 | 1 | 4001869534466 | 303 | G | 241.4 | 234.6 | LP21 | LP21 | Accessory for 3KC8 Power supply cable for connection at the bottom 4-pole for 1600 A contains 1 unit | Lista Papel 2020 SI | 0 | 0
3KC9830-7 |  | 3KC9830-7 | 1 | UN | 1 | 5 | B | D | N | N | 85444290 | 1 | 4001869534473 | 300 | G | 264.5 | 257 | LP21 | LP21 | Accessory for 3KC8 Power supply cable for connection at the bottom 4-pole for 2000-3200 A contains 1 unit | Lista Papel 2020 SI | 0 | 0
3KC9831-1 |  | 3KC9831-1 | 1 | UN | 1 | 5 | B | D | N | N | 85444290 | 1 | 4001869534480 | 318 | G | 123.1 | 119.7 | LP21 | LP21 | Accessory for 3KC8 Power supply cable for connection at the top 4-pole for 250 A contains 1 unit | Lista Papel 2020 SI | 0 | 0
3KC9831-2 |  | 3KC9831-2 | 1 | UN | 1 | 5 | B | D | N | N | 85444290 | 1 | 4001869534497 | 0.344 | KG | 138.7 | 134.6 | LP21 | LP21 | Accessory for 3KC8 Power supply cable for connection at the top 4-pole for 400 A contains 1 unit | Lista Papel 2020 SI | 0 | 0
3KC9831-3 |  | 3KC9831-3 | 1 | UN | 1 | 5 | B | D | N | N | 85444290 | 1 | 4001869534503 | 475 | G | 151.6 | 147.6 | LP21 | LP21 | Accessory for 3KC8 Power supply cable for connection at the top 4-pole for 630 A contains 1 unit | Lista Papel 2020 SI | 0 | 0
3KC9831-4 |  | 3KC9831-4 | 1 | UN | 1 | 5 | B | D | N | N | 85444290 | 1 | 4001869534510 | 281 | G | 193.8 | 188.4 | LP21 | LP21 | Accessory for 3KC8 Power supply cable for connection at the top 4-pole for 800-1000 A contains 1 unit | Lista Papel 2020 SI | 0 | 0
3KC9831-5 |  | 3KC9831-5 | 1 | UN | 1 | 5 | B | D | N | N | 85444290 | 1 | 4001869534527 | 281 | G | 197.2 | 191.8 | LP21 | LP21 | Accessory for 3KC8 Power supply cable for connection at the top 4-pole for 1250 A contains 1 unit | Lista Papel 2020 SI | 0 | 0
3KC9831-6 |  | 3KC9831-6 | 1 | UN | 1 | 5 | B | D | N | N | 85444290 | 1 | 4001869534534 | 302 | G | 200.6 | 195.2 | LP21 | LP21 | Accessory for 3KC8 Power supply cable for connection at the top 4-pole for 1600 A contains 1 unit | Lista Papel 2020 SI | 0 | 0
3KC9831-7 |  | 3KC9831-7 | 1 | UN | 1 | 5 | B | D | N | N | 85444290 | 1 | 4001869534541 | 302 | G | 220.3 | 214.2 | LP21 | LP21 | Accessory for 3KC8 Power supply cable for connection at the top 4-pole for 2000-3200 A contains 1 unit | Lista Papel 2020 SI | 0 | 0
3KC9832-1 |  | 3KC9832-1 | 1 | UN | 1 | 5 | B | D | N | N | 85444290 | 1 | 4001869534206 | 256 | G | 153.7 | 149.6 | LP21 | LP21 | Accessory for 3KC8 Auxiliary conductor terminals, kit for connection at the top 3-pole for 250 A contains 1 unit | Lista Papel 2020 SI | 0 | 0
3KC9832-2 |  | 3KC9832-2 | 1 | UN | 1 | 5 | B | D | N | N | 85444290 | 1 | 4001869534213 | 0.275 | KG | 173.4 | 168.6 | LP21 | LP21 | Accessory for 3KC8 Auxiliary conductor terminals, kit for connection at the top 3-pole for 400 A contains 1 unit | Lista Papel 2020 SI | 0 | 0
3KC9832-3 |  | 3KC9832-3 | 1 | UN | 1 | 5 | B | D | N | N | 85444290 | 1 | 4001869534220 | 329 | G | 189.7 | 184.3 | LP21 | LP21 | Accessory for 3KC8 Auxiliary conductor terminals, kit for connection at the top 3-pole for 630 A contains 1 unit | Lista Papel 2020 SI | 0 | 0
3KC9832-4 |  | 3KC9832-4 | 1 | UN | 1 | 23 | D | D | N | N | 85444290 | 1 | 4001869534237 | 229 | G | 240.7 | 233.9 | LP21 | LP21 | Accessory for 3KC8 Auxiliary conductor terminals, kit for connection at the top 3-pole for 800-1000 A contains 1 unit | Lista Papel 2020 SI | 0 | 0
3KC9832-5 |  | 3KC9832-5 | 1 | UN | 1 | 23 | D | D | N | N | 85444290 | 1 | 4001869534244 | 227 | G | 244.8 | 238 | LP21 | LP21 | Accessory for 3KC8 Auxiliary conductor terminals, kit for connection at the top 3-pole for 1250 A contains 1 unit | Lista Papel 2020 SI | 0 | 0
3KC9832-6 |  | 3KC9832-6 | 1 | UN | 1 | 23 | D | D | N | N | 85444290 | 1 | 4001869534251 | 237 | G | 248.9 | 242.1 | LP21 | LP21 | Accessory for 3KC8 Auxiliary conductor terminals, kit for connection at the top 3-pole for 1600 A contains 1 unit | Lista Papel 2020 SI | 0 | 0
3KC9832-7 |  | 3KC9832-7 | 1 | UN | 1 | 23 | D | D | N | N | 85444290 | 1 | 4001869534268 | 0.16 | KG | 265.2 | 257.7 | LP21 | LP21 | Accessory for 3KC8 Auxiliary conductor terminals, kit for connection at the top 3-pole for 2000-3200 A contains 1 unit | Lista Papel 2020 SI | 0 | 0
3KC9833-1 |  | 3KC9833-1 | 1 | UN | 1 | 23 | D | D | N | N | 85444290 | 1 | 4001869534275 | 0.3 | KG | 147.6 | 143.5 | LP21 | LP21 | Accessory for 3KC8 Power supply cable for connection at the bottom 2-pole for 250 A for 3-pole 3KC8 contains 1 unit | Lista Papel 2020 SI | 0 | 0
3KC9833-2 |  | 3KC9833-2 | 1 | UN | 1 | 23 | D | D | N | N | 85444290 | 1 | 4001869534282 | 0.32 | KG | 166.6 | 161.8 | LP21 | LP21 | Accessory for 3KC8 Power supply cable for connection at the bottom 2-pole for 400 A for 3-pole 3KC8 contains 1 unit | Lista Papel 2020 SI | 0 | 0
3KC9833-3 |  | 3KC9833-3 | 1 | UN | 1 | 23 | D | D | N | N | 85444290 | 1 | 4001869534299 | 352 | G | 183.6 | 178.2 | LP21 | LP21 | Accessory for 3KC8 Power supply cable for connection at the bottom 2-pole for 630 A for 3-pole 3KC8 contains 1 unit | Lista Papel 2020 SI | 0 | 0
3KC9833-4 |  | 3KC9833-4 | 1 | UN | 1 | 23 | D | D | N | N | 85444290 | 1 | 4001869534305 | 0.25 | KG | 233.2 | 226.4 | LP21 | LP21 | Accessory for 3KC8 Power supply cable for connection at the bottom 2-pole for 800-1000 A for 3-pole 3KC8 contains 1 unit | Lista Papel 2020 SI | 0 | 0
3KC9833-5 |  | 3KC9833-5 | 1 | UN | 1 | 23 | D | D | N | N | 85444290 | 1 | 4001869534312 | 0.25 | KG | 236.6 | 229.8 | LP21 | LP21 | Accessory for 3KC8 Power supply cable for connection at the bottom 2-pole for 1250 A for 3-pole 3KC8 contains 1 unit | Lista Papel 2020 SI | 0 | 0
3KC9833-6 |  | 3KC9833-6 | 1 | UN | 1 | 23 | D | D | N | N | 85444290 | 1 | 4001869534329 | 0.25 | KG | 241.4 | 234.6 | LP21 | LP21 | Accessory for 3KC8 Power supply cable for connection at the bottom 2-pole for 1600 A for 3-pole 3KC8 contains 1 unit | Lista Papel 2020 SI | 0 | 0
3KC9833-7 |  | 3KC9833-7 | 1 | UN | 1 | 23 | D | D | N | N | 85444290 | 1 | 4001869534336 | 0.25 | KG | 264.5 | 257 | LP21 | LP21 | Accessory for 3KC8 Power supply cable for connection at the bottom 2-pole for 2000-3200 A for 3-pole 3KC8 contains 1 unit | Lista Papel 2020 SI | 0 | 0
3KC9834-1 |  | 3KC9834-1 | 1 | UN | 1 | 23 | D | D | N | N | 85444290 | 1 | 4001869534343 | 280 | G | 123.1 | 119.7 | LP21 | LP21 | Accessory for 3KC8 Power supply cable for connection at the top 2-pole for 250 A for 3-pole 3KC8 contains 1 unit | Lista Papel 2020 SI | 0 | 0
3KC9834-2 |  | 3KC9834-2 | 1 | UN | 1 | 23 | D | D | N | N | 85444290 | 1 | 4001869534350 | 300 | G | 138.7 | 134.6 | LP21 | LP21 | Accessory for 3KC8 Power supply cable for connection at the top 2-pole for 400 A for 3-pole 3KC8 contains 1 unit | Lista Papel 2020 SI | 0 | 0
3KC9834-3 |  | 3KC9834-3 | 1 | UN | 1 | 23 | D | D | N | N | 85444290 | 1 | 4001869534367 | 0.39 | KG | 151.6 | 147.6 | LP21 | LP21 | Accessory for 3KC8 Power supply cable for connection at the top 2-pole for 630 A for 3-pole 3KC8 contains 1 unit | Lista Papel 2020 SI | 0 | 0
3KC9834-4 |  | 3KC9834-4 | 1 | UN | 1 | 23 | D | D | N | N | 85444290 | 1 | 4001869534374 | 0.25 | KG | 193.8 | 188.4 | LP21 | LP21 | Accessory for 3KC8 Power supply cable for connection at the top 2-pole for 800-1000 A for 3-pole 3KC8 contains 1 unit | Lista Papel 2020 SI | 0 | 0
3KC9834-5 |  | 3KC9834-5 | 1 | UN | 1 | 23 | D | D | N | N | 85444290 | 1 | 4001869534381 | 0.25 | KG | 197.2 | 191.8 | LP21 | LP21 | Accessory for 3KC8 Power supply cable for connection at the top 2-pole for 1250 A for 3-pole 3KC8 contains 1 unit | Lista Papel 2020 SI | 0 | 0
3KC9834-6 |  | 3KC9834-6 | 1 | UN | 1 | 23 | D | D | N | N | 85444290 | 1 | 4001869534398 | 0.25 | KG | 200.6 | 195.2 | LP21 | LP21 | Accessory for 3KC8 Power supply cable for connection at the top 2-pole for 1600 A for 3-pole 3KC8 contains 1 unit | Lista Papel 2020 SI | 0 | 0
3KC9834-7 |  | 3KC9834-7 | 1 | UN | 1 | 23 | D | D | N | N | 85444290 | 1 | 4001869534404 | 0.25 | KG | 220.3 | 214.2 | LP21 | LP21 | Accessory for 3KC8 Power supply cable for connection at the top 2-pole for 2000-3200 A for 3-pole 3KC8 contains 1 unit | Lista Papel 2020 SI | 0 | 0
3KD1630-2ME10-0 |  | 3KD1630-2ME10-0 | 1 | UN | 1 | 2 | A | D | N | N | 85365080 | 1 | 4001869471587 | 0.788 | KG | 33.2 | 38.4 | LP21 | LP21 | Switch disconnector 16A, Size 1, 3-pole Front operating mechanism left Basic unit without handle Box terminal | Lista Papel 2020 SI | 0 | 0
3KD1630-2ME20-0 |  | 3KD1630-2ME20-0 | 1 | UN | 1 | 15 | C | D | N | N | 85365080 | 1 | 4001869471594 | 0.783 | KG | 33.2 | 38.4 | LP21 | LP21 | Switch disconnector 16A, Size 1, 3-pole Front operating mechanism center Basic unit without handle Box terminal | Lista Papel 2020 SI | 0 | 0
3KD1632-2ME10-0 |  | 3KD1632-2ME10-0 | 1 | UN | 1 | 2 | A | D | N | N | 85365080 | 1 | 4001869471617 | 0.831 | KG | 43.5 | 50.3 | LP21 | LP21 | Switch disconnector 16A, Size 1, 3-pole Front operating mechanism left Complete unit with direct operating mechanism gray Box terminal | Lista Papel 2020 SI | 0 | 0
3KD1634-2ME10-0 |  | 3KD1634-2ME10-0 | 1 | UN | 1 | 5 | B | D | N | N | 85365080 | 1 | 4001869514062 | 897 | G | 40.32 | 40.32 | LP21 | LP21 | Switch disconnector 16A, Size 1, 3-pole Lateral operating mechanism left Basic unit without handle Box terminal | - | 0 | 0
3KD1634-2ME40-0 |  | 3KD1634-2ME40-0 | 1 | UN | 1 | 15 | C | D | N | N | 85365080 | 1 | 4001869514079 | 866 | G | 40.32 | 40.32 | LP21 | LP21 | Switch disconnector 16A, Size 1, 3-pole Lateral operating mechanism right Basic unit without handle Box terminal | - | 0 | 0
3KD1640-2ME10-0 |  | 3KD1640-2ME10-0 | 1 | UN | 1 | 5 | B | D | N | N | 85365080 | 1 | 4001869471648 | 977 | G | 41.6 | 48.1 | LP21 | LP21 | Switch disconnector 16A, Size 1, 4-pole Front operating mechanism left Basic unit without handle Box terminal | Lista Papel 2020 SI | 0 | 0
3KD1640-2ME20-0 |  | 3KD1640-2ME20-0 | 1 | UN | 1 | 15 | C | D | N | N | 85365080 | 1 | 4001869471655 | 980 | G | 41.6 | 48.1 | LP21 | LP21 | Switch disconnector 16A, Size 1, 4-pole Front operating mechanism center Basic unit without handle Box terminal | Lista Papel 2020 SI | 0 | 0
3KD1642-2ME10-0 |  | 3KD1642-2ME10-0 | 1 | UN | 1 | 15 | C | D | N | N | 85365080 | 1 | 4001869471679 | 1.029 | KG | 51.8 | 60 | LP21 | LP21 | Switch disconnector 16A, Size 1, 4-pole Front operating mechanism left Complete unit with direct operating mechanism gray Box terminal | Lista Papel 2020 SI | 0 | 0
3KD1644-2ME10-0 |  | 3KD1644-2ME10-0 | 1 | UN | 1 | 15 | C | D | N | N | 85365080 | 1 | 4001869514116 | 1049 | G | 50.47 | 50.47 | LP21 | LP21 | Switch disconnector 16A, Size 1, 4-pole Lateral operating mechanism left Basic unit without handle Box terminal | - | 0 | 0
3KD1644-2ME40-0 |  | 3KD1644-2ME40-0 | 1 | UN | 1 | 15 | C | D | N | N | 85365080 | 1 | 4001869514123 | 1046 | G | 50.47 | 50.47 | LP21 | LP21 | Switch disconnector 16A, Size 1, 4-pole Lateral operating mechanism right Basic unit without handle Box terminal | - | 0 | 0
3KD1660-2ME20-0 |  | 3KD1660-2ME20-0 | 1 | UN | 1 | 15 | C | D | N | N | 85353010 | 1 | 4001869514161 | 1328 | G | 242.2 | 242.2 | LP21 | LP21 | Switch disconnector 16A, Size 1, 6-pole DC Front operating mechanism center Basic unit without handle Box terminal | - | 0 | 0
3KD2230-2ME10-0 |  | 3KD2230-2ME10-0 | 1 | UN | 1 | 5 | B | D | N | N | 85365080 | 1 | 4001869471723 | 783 | G | 38.4 | 44.4 | LP21 | LP21 | Switch disconnector 32 A, Size 1, 3-pole Front operating mechanism left Basic unit without handle Box terminal | Lista Papel 2020 SI | 0 | 0
3KD2230-2ME20-0 |  | 3KD2230-2ME20-0 | 1 | UN | 1 | 15 | C | D | N | N | 85365080 | 1 | 4001869471730 | 0.782 | KG | 38.4 | 44.4 | LP21 | LP21 | Switch disconnector 32 A, Size 1, 3-pole Front operating mechanism center Basic unit without handle Box terminal | Lista Papel 2020 SI | 0 | 0
3KD2232-2ME10-0 |  | 3KD2232-2ME10-0 | 1 | UN | 1 | 2 | A | D | N | N | 85365080 | 1 | 4001869471754 | 822 | G | 48.8 | 56.4 | LP21 | LP21 | Switch disconnector 32 A, Size 1, 3-pole Front operating mechanism left Complete unit with direct operating mechanism gray Box terminal | Lista Papel 2020 SI | 0 | 0
3KD2234-2ME10-0 |  | 3KD2234-2ME10-0 | 1 | UN | 1 | 15 | C | D | N | N | 85365080 | 1 | 4001869514185 | 898 | G | 46.69 | 46.69 | LP21 | LP21 | Switch disconnector 32 A, Size 1, 3-pole Lateral operating mechanism left Basic unit without handle Box terminal | - | 0 | 0
3KD2234-2ME40-0 |  | 3KD2234-2ME40-0 | 1 | UN | 1 | 5 | B | D | N | N | 85365080 | 1 | 4001869514192 | 853 | G | 46.69 | 46.69 | LP21 | LP21 | Switch disconnector 32 A, Size 1, 3-pole Lateral operating mechanism right Basic unit without handle Box terminal | - | 0 | 0
3KD2240-2ME10-0 |  | 3KD2240-2ME10-0 | 1 | UN | 1 | 5 | B | D | N | N | 85365080 | 1 | 4001869471785 | 956 | G | 48 | 55.5 | LP21 | LP21 | Switch disconnector 32 A, Size 1, 4-pole Front operating mechanism left Basic unit without handle Box terminal | Lista Papel 2020 SI | 0 | 0
3KD2240-2ME20-0 |  | 3KD2240-2ME20-0 | 1 | UN | 1 | 5 | B | D | N | N | 85365080 | 1 | 4001869471792 | 0.954 | KG | 48 | 55.5 | LP21 | LP21 | Switch disconnector 32 A, Size 1, 4-pole Front operating mechanism center Basic unit without handle Box terminal | Lista Papel 2020 SI | 0 | 0
3KD2242-2ME10-0 |  | 3KD2242-2ME10-0 | 1 | UN | 1 | 5 | B | D | N | N | 85365080 | 1 | 4001869471815 | 1.005 | KG | 58.2 | 67.5 | LP21 | LP21 | Switch disconnector 32 A, Size 1, 4-pole Front operating mechanism left Complete unit with direct operating mechanism gray Box terminal | Lista Papel 2020 SI | 0 | 0
3KD2244-2ME10-0 |  | 3KD2244-2ME10-0 | 1 | UN | 1 | 15 | C | D | N | N | 85365080 | 1 | 4001869514239 | 1047 | G | 58.45 | 58.45 | LP21 | LP21 | Switch disconnector 32 A, Size 1, 4-pole Lateral operating mechanism left Basic unit without handle Box terminal | - | 0 | 0
3KD2244-2ME40-0 |  | 3KD2244-2ME40-0 | 1 | UN | 1 | 15 | C | D | N | N | 85365080 | 1 | 4001869514246 | 1.047 | KG | 58.45 | 58.45 | LP21 | LP21 | Switch disconnector 32 A, Size 1, 4-pole Lateral operating mechanism right Basic unit without handle Box terminal | - | 0 | 0
3KD2260-2ME20-0 |  | 3KD2260-2ME20-0 | 1 | UN | 1 | 15 | C | D | N | N | 85353010 | 1 | 4001869514284 | 1.326 | KG | 252 | 252 | LP21 | LP21 | Switch disconnector 32 A, Size 1, 6-pole DC Front operating mechanism center Basic unit without handle Box terminal | - | 0 | 0
3KD2630-2ME10-0 |  | 3KD2630-2ME10-0 | 1 | UN | 1 | 2 | A | D | N | N | 85365080 | 1 | 4001869471860 | 788 | G | 41 | 47.4 | LP21 | LP21 | Switch disconnector 63 A, Size 1, 3-pole Front operating mechanism left Basic unit without handle Box terminal | Lista Papel 2020 SI | 0 | 0
3KD2630-2ME20-0 |  | 3KD2630-2ME20-0 | 1 | UN | 1 | 5 | B | D | N | N | 85365080 | 1 | 4001869471877 | 798 | G | 41 | 47.4 | LP21 | LP21 | Switch disconnector 63 A, Size 1, 3-pole Front operating mechanism center Basic unit without handle Box terminal | Lista Papel 2020 SI | 0 | 0
3KD2632-2ME10-0 |  | 3KD2632-2ME10-0 | 1 | UN | 1 | 2 | A | D | N | N | 85365080 | 1 | 4001869471891 | 0.839 | KG | 51.3 | 59.3 | LP21 | LP21 | Switch disconnector 63 A, Size 1, 3-pole Front operating mechanism left Complete unit with direct operating mechanism gray Box terminal | Lista Papel 2020 SI | 0 | 0
3KD2634-2ME10-0 |  | 3KD2634-2ME10-0 | 1 | UN | 1 | 5 | B | D | N | N | 85365080 | 1 | 4001869514307 | 880 | G | 49.84 | 49.84 | LP21 | LP21 | Switch disconnector 63 A, Size 1, 3-pole Lateral operating mechanism left Basic unit without handle Box terminal | - | 0 | 0
3KD2634-2ME40-0 |  | 3KD2634-2ME40-0 | 1 | UN | 1 | 5 | B | D | N | N | 85365080 | 1 | 4001869514314 | 896 | G | 49.84 | 49.84 | LP21 | LP21 | Switch disconnector 63 A, Size 1, 3-pole Lateral operating mechanism right Basic unit without handle Box terminal | - | 0 | 0
3KD2640-2ME10-0 |  | 3KD2640-2ME10-0 | 1 | UN | 1 | 5 | B | D | N | N | 85365080 | 1 | 4001869471921 | 938 | G | 51.3 | 59.3 | LP21 | LP21 | Switch disconnector 63 A, Size 1, 4-pole Front operating mechanism left Basic unit without handle Box terminal | Lista Papel 2020 SI | 0 | 0
3KD2640-2ME20-0 |  | 3KD2640-2ME20-0 | 1 | UN | 1 | 5 | B | D | N | N | 85365080 | 1 | 4001869471938 | 973 | G | 51.3 | 59.3 | LP21 | LP21 | Switch disconnector 63 A, Size 1, 4-pole Front operating mechanism center Basic unit without handle Box terminal | Lista Papel 2020 SI | 0 | 0
3KD2642-2ME10-0 |  | 3KD2642-2ME10-0 | 1 | UN | 1 | 5 | B | D | N | N | 85365080 | 1 | 4001869471952 | 993 | G | 61.6 | 71.1 | LP21 | LP21 | Switch disconnector 63 A, Size 1, 4-pole Front operating mechanism left Complete unit with direct operating mechanism gray Box terminal | Lista Papel 2020 SI | 0 | 0
3KD2644-2ME10-0 |  | 3KD2644-2ME10-0 | 1 | UN | 1 | 5 | B | D | N | N | 85365080 | 1 | 4001869514352 | 1.038 | KG | 62.3 | 62.3 | LP21 | LP21 | Switch disconnector 63 A, Size 1, 4-pole Lateral operating mechanism left Basic unit without handle Box terminal | - | 0 | 0
3KD2644-2ME40-0 |  | 3KD2644-2ME40-0 | 1 | UN | 1 | 5 | B | D | N | N | 85365080 | 1 | 4001869514369 | 1.047 | KG | 62.3 | 62.3 | LP21 | LP21 | Switch disconnector 63 A, Size 1, 4-pole Lateral operating mechanism right Basic unit without handle Box terminal | - | 0 | 0
3KD2660-2ME20-0 |  | 3KD2660-2ME20-0 | 1 | UN | 1 | 5 | B | D | N | N | 85353010 | 1 | 4001869514406 | 1332 | G | 298.9 | 298.9 | LP21 | LP21 | Switch disconnector 63 A, Size 1, 6-pole DC Front operating mechanism center Basic unit without handle Box terminal | - | 0 | 0
3KD2830-0NE10-0 |  | 3KD2830-0NE10-0 | 1 | UN | 1 | 5 | B | D | N | N | 85365080 | 1 | 4001869471983 | 1.049 | KG | 45.1 | 52.2 | LP21 | LP21 | Switch disconnector 80 A, Size 2, 3-pole Front operating mechanism left Basic unit without handle flat terminal incl. phase barriers | Lista Papel 2020 SI | 0 | 0
3KD2830-0NE20-0 |  | 3KD2830-0NE20-0 | 1 | UN | 1 | 5 | B | D | N | N | 85365080 | 1 | 4001869471990 | 1.017 | KG | 45.1 | 52.2 | LP21 | LP21 | Switch disconnector 80 A, Size 2, 3-pole Front operating mechanism center Basic unit without handle flat terminal incl. phase barriers | Lista Papel 2020 SI | 0 | 0
3KD2830-2NE10-0 |  | 3KD2830-2NE10-0 | 1 | UN | 1 | 5 | B | D | N | N | 85365080 | 1 | 4001869472003 | 1.145 | KG | 50.1 | 58 | LP21 | LP21 | Switch disconnector 80 A, Size 2, 3-pole Front operating mechanism left Basic unit without handle Box terminal | Lista Papel 2020 SI | 0 | 0
3KD2830-2NE20-0 |  | 3KD2830-2NE20-0 | 1 | UN | 1 | 5 | B | D | N | N | 85365080 | 1 | 4001869472010 | 1.134 | KG | 50.1 | 58 | LP21 | LP21 | Switch disconnector 80 A, Size 2, 3-pole Front operating mechanism center Basic unit without handle Box terminal | Lista Papel 2020 SI | 0 | 0
3KD2832-0NE10-0 |  | 3KD2832-0NE10-0 | 1 | UN | 1 | 5 | B | D | N | N | 85365080 | 1 | 4001869472027 | 1.092 | KG | 65 | 75.2 | LP21 | LP21 | Switch disconnector 80 A, Size 2, 3-pole Front operating mechanism left Complete unit with direct operating mechanism gray flat terminal incl. phase barriers | Lista Papel 2020 SI | 0 | 0
3KD2832-2NE10-0 |  | 3KD2832-2NE10-0 | 1 | UN | 1 | 5 | B | D | N | N | 85365080 | 1 | 4001869472034 | 1.169 | KG | 70 | 80.7 | LP21 | LP21 | Switch disconnector 80 A, Size 2, 3-pole Front operating mechanism left Complete unit with direct operating mechanism gray Box terminal | Lista Papel 2020 SI | 0 | 0
3KD2834-0NE10-0 |  | 3KD2834-0NE10-0 | 1 | UN | 1 | 15 | C | D | N | N | 85365080 | 1 | 4001869514437 | 1.137 | KG | 54.81 | 54.81 | LP21 | LP21 | Switch disconnector 80 A, Size 2, 3-pole Lateral operating mechanism left Basic unit without handle flat terminal incl. phase barriers | - | 0 | 0
3KD2834-0NE40-0 |  | 3KD2834-0NE40-0 | 1 | UN | 1 | 15 | C | D | N | N | 85365080 | 1 | 4001869514444 | 1.138 | KG | 54.81 | 54.81 | LP21 | LP21 | Switch disconnector 80 A, Size 2, 3-pole Lateral operating mechanism right Basic unit without handle flat terminal incl. phase barriers | - | 0 | 0
3KD2834-2NE10-0 |  | 3KD2834-2NE10-0 | 1 | UN | 1 | 15 | C | D | N | N | 85365080 | 1 | 4001869514451 | 1.24 | KG | 60.97 | 60.97 | LP21 | LP21 | Switch disconnector 80 A, Size 2, 3-pole Lateral operating mechanism left Basic unit without handle Box terminal | - | 0 | 0
3KD2834-2NE40-0 |  | 3KD2834-2NE40-0 | 1 | UN | 1 | 5 | B | D | N | N | 85365080 | 1 | 4001869514468 | 1.199 | KG | 60.97 | 60.97 | LP21 | LP21 | Switch disconnector 80 A, Size 2, 3-pole Lateral operating mechanism right Basic unit without handle Box terminal | - | 0 | 0
3KD2840-0NE10-0 |  | 3KD2840-0NE10-0 | 1 | UN | 1 | 5 | B | D | N | N | 85365080 | 1 | 4001869472041 | 1.28 | KG | 56.6 | 65.2 | LP21 | LP21 | Switch disconnector 80 A, Size 2, 4-pole Front operating mechanism left Basic unit without handle flat terminal incl. phase barriers | Lista Papel 2020 SI | 0 | 0
3KD2840-0NE20-0 |  | 3KD2840-0NE20-0 | 1 | UN | 1 | 5 | B | D | N | N | 85365080 | 1 | 4001869472058 | 1.312 | KG | 56.6 | 65.2 | LP21 | LP21 | Switch disconnector 80 A, Size 2, 4-pole Front operating mechanism center Basic unit without handle flat terminal incl. phase barriers | Lista Papel 2020 SI | 0 | 0
3KD2840-2NE10-0 |  | 3KD2840-2NE10-0 | 1 | UN | 1 | 15 | C | D | N | N | 85365080 | 1 | 4001869472065 | 1.434 | KG | 63.3 | 73.1 | LP21 | LP21 | Switch disconnector 80 A, Size 2, 4-pole Front operating mechanism left Basic unit without handle Box terminal | Lista Papel 2020 SI | 0 | 0
3KD2840-2NE20-0 |  | 3KD2840-2NE20-0 | 1 | UN | 1 | 5 | B | D | N | N | 85365080 | 1 | 4001869472072 | 1.43 | KG | 63.3 | 73.1 | LP21 | LP21 | Switch disconnector 80 A, Size 2, 4-pole Front operating mechanism center Basic unit without handle Box terminal | Lista Papel 2020 SI | 0 | 0
3KD2842-0NE10-0 |  | 3KD2842-0NE10-0 | 1 | UN | 1 | 5 | B | D | N | N | 85365080 | 1 | 4001869472089 | 1.344 | KG | 75 | 86.9 | LP21 | LP21 | Switch disconnector 80 A, Size 2, 4-pole Front operating mechanism left Complete unit with direct operating mechanism gray flat terminal incl. phase barriers | Lista Papel 2020 SI | 0 | 0
3KD2842-2NE10-0 |  | 3KD2842-2NE10-0 | 1 | UN | 1 | 5 | B | D | N | N | 85365080 | 1 | 4001869472096 | 1.498 | KG | 82.3 | 95.2 | LP21 | LP21 | Switch disconnector 80 A, Size 2, 4-pole Front operating mechanism left Complete unit with direct operating mechanism gray Box terminal | Lista Papel 2020 SI | 0 | 0
3KD2844-0NE10-0 |  | 3KD2844-0NE10-0 | 1 | UN | 1 | 15 | C | D | N | N | 85365080 | 1 | 4001869514536 | 1352 | G | 68.53 | 68.53 | LP21 | LP21 | Switch disconnector 80 A, Size 2, 4-pole Lateral operating mechanism left Basic unit without handle flat terminal incl. phase barriers | - | 0 | 0
3KD2844-0NE40-0 |  | 3KD2844-0NE40-0 | 1 | UN | 1 | 15 | C | D | N | N | 85365080 | 1 | 4001869514543 | 1.385 | KG | 68.53 | 68.53 | LP21 | LP21 | Switch disconnector 80 A, Size 2, 4-pole Lateral operating mechanism right Basic unit without handle flat terminal incl. phase barriers | - | 0 | 0
3KD2844-2NE10-0 |  | 3KD2844-2NE10-0 | 1 | UN | 1 | 15 | C | D | N | N | 85365080 | 1 | 4001869514550 | 1502 | G | 76.3 | 76.3 | LP21 | LP21 | Switch disconnector 80 A, Size 2, 4-pole Lateral operating mechanism left Basic unit without handle Box terminal | - | 0 | 0
3KD2844-2NE40-0 |  | 3KD2844-2NE40-0 | 1 | UN | 1 | 15 | C | D | N | N | 85365080 | 1 | 4001869514567 | 1.502 | KG | 76.3 | 76.3 | LP21 | LP21 | Switch disconnector 80 A, Size 2, 4-pole Lateral operating mechanism right Basic unit without handle Box terminal | - | 0 | 0
3KD2860-0NE20-0 |  | 3KD2860-0NE20-0 | 1 | UN | 1 | 15 | C | D | N | N | 85353010 | 1 | 4001869514635 | 1.783 | KG | 328.3 | 328.3 | LP21 | LP21 | Switch disconnector 80 A, Size 2, 6-pole DC Front operating mechanism center Basic unit without handle flat terminal incl. phase barriers | - | 0 | 0
3KD2860-2NE20-0 |  | 3KD2860-2NE20-0 | 1 | UN | 1 | 15 | C | D | N | N | 85353010 | 1 | 4001869514642 | 1.983 | KG | 366.1 | 366.1 | LP21 | LP21 | Switch disconnector 80 A, Size 2, 6-pole DC Front operating mechanism center Basic unit without handle Box terminal | - | 0 | 0
3KD3030-0NE10-0 |  | 3KD3030-0NE10-0 | 1 | UN | 1 | 2 | A | D | N | N | 85365080 | 1 | 4001869472126 | 1.052 | KG | 62.7 | 72.5 | LP21 | LP21 | Switch disconnector 100 A, Size 2, 3-pole Front operating mechanism left Basic unit without handle flat terminal incl. phase barriers | Lista Papel 2020 SI | 0 | 0
3KD3030-0NE20-0 |  | 3KD3030-0NE20-0 | 1 | UN | 1 | 5 | B | D | N | N | 85365080 | 1 | 4001869472133 | 1.049 | KG | 62.7 | 72.5 | LP21 | LP21 | Switch disconnector 100 A, Size 2, 3-pole Front operating mechanism center Basic unit without handle flat terminal incl. phase barriers | Lista Papel 2020 SI | 0 | 0
3KD3030-2NE10-0 |  | 3KD3030-2NE10-0 | 1 | UN | 1 | 5 | B | D | N | N | 85365080 | 1 | 4001869472140 | 1.114 | KG | 68.9 | 80 | LP21 | LP21 | Switch disconnector 100 A, Size 2, 3-pole Front operating mechanism left Basic unit without handle Box terminal | Lista Papel 2020 SI | 0 | 0
3KD3030-2NE20-0 |  | 3KD3030-2NE20-0 | 1 | UN | 1 | 5 | B | D | N | N | 85365080 | 1 | 4001869472157 | 1.143 | KG | 68.9 | 80 | LP21 | LP21 | Switch disconnector 100 A, Size 2, 3-pole Front operating mechanism center Basic unit without handle Box terminal | Lista Papel 2020 SI | 0 | 0
3KD3032-0NE10-0 |  | 3KD3032-0NE10-0 | 1 | UN | 1 | 5 | B | D | N | N | 85365080 | 1 | 4001869472164 | 1.088 | KG | 81.8 | 94.5 | LP21 | LP21 | Switch disconnector 100 A, Size 2, 3-pole Front operating mechanism left Complete unit with direct operating mechanism gray flat terminal incl. phase barriers | Lista Papel 2020 SI | 0 | 0
3KD3032-2NE10-0 |  | 3KD3032-2NE10-0 | 1 | UN | 1 | 2 | A | D | N | N | 85365080 | 1 | 4001869472171 | 1.167 | KG | 88.5 | 102.8 | LP21 | LP21 | Switch disconnector 100 A, Size 2, 3-pole Front operating mechanism left Complete unit with direct operating mechanism gray Box terminal | Lista Papel 2020 SI | 0 | 0
3KD3034-0NE10-0 |  | 3KD3034-0NE10-0 | 1 | UN | 1 | 15 | C | D | N | N | 85365080 | 1 | 4001869514673 | 1136 | G | 75.6 | 75.6 | LP21 | LP21 | Switch disconnector 100 A, Size 2, 3-pole Lateral operating mechanism left Basic unit without handle flat terminal incl. phase barriers | - | 0 | 0
3KD3034-0NE40-0 |  | 3KD3034-0NE40-0 | 1 | UN | 1 | 15 | C | D | N | N | 85365080 | 1 | 4001869514680 | 1.136 | KG | 75.6 | 75.6 | LP21 | LP21 | Switch disconnector 100 A, Size 2, 3-pole Lateral operating mechanism right Basic unit without handle flat terminal incl. phase barriers | - | 0 | 0
3KD3034-2NE10-0 |  | 3KD3034-2NE10-0 | 1 | UN | 1 | 5 | B | D | N | N | 85365080 | 1 | 4001869514697 | 1.24 | KG | 84 | 84 | LP21 | LP21 | Switch disconnector 100 A, Size 2, 3-pole Lateral operating mechanism left Basic unit without handle Box terminal | - | 0 | 0
3KD3034-2NE40-0 |  | 3KD3034-2NE40-0 | 1 | UN | 1 | 5 | B | D | N | N | 85365080 | 1 | 4001869514703 | 1.199 | KG | 84 | 84 | LP21 | LP21 | Switch disconnector 100 A, Size 2, 3-pole Lateral operating mechanism right Basic unit without handle Box terminal | - | 0 | 0
3KD3040-0NE10-0 |  | 3KD3040-0NE10-0 | 1 | UN | 1 | 5 | B | D | N | N | 85365080 | 1 | 4001869472188 | 1.265 | KG | 77.3 | 89 | LP21 | LP21 | Switch disconnector 100 A, Size 2, 4-pole Front operating mechanism left Basic unit without handle flat terminal incl. phase barriers | Lista Papel 2020 SI | 0 | 0
3KD3040-0NE20-0 |  | 3KD3040-0NE20-0 | 1 | UN | 1 | 5 | B | D | N | N | 85365080 | 1 | 4001869472195 | 1.311 | KG | 77.3 | 89 | LP21 | LP21 | Switch disconnector 100 A, Size 2, 4-pole Front operating mechanism center Basic unit without handle flat terminal incl. phase barriers | Lista Papel 2020 SI | 0 | 0
3KD3040-2NE10-0 |  | 3KD3040-2NE10-0 | 1 | UN | 1 | 15 | C | D | N | N | 85365080 | 1 | 4001869472201 | 1.394 | KG | 86.2 | 100.1 | LP21 | LP21 | Switch disconnector 100 A, Size 2, 4-pole Front operating mechanism left Basic unit without handle Box terminal | Lista Papel 2020 SI | 0 | 0
3KD3040-2NE20-0 |  | 3KD3040-2NE20-0 | 1 | UN | 1 | 5 | B | D | N | N | 85365080 | 1 | 4001869472218 | 1.434 | KG | 86.2 | 100.1 | LP21 | LP21 | Switch disconnector 100 A, Size 2, 4-pole Front operating mechanism center Basic unit without handle Box terminal | Lista Papel 2020 SI | 0 | 0
3KD3042-0NE10-0 |  | 3KD3042-0NE10-0 | 1 | UN | 1 | 2 | A | D | N | N | 85365080 | 1 | 4001869472225 | 1.345 | KG | 97.4 | 112.5 | LP21 | LP21 | Switch disconnector 100 A, Size 2, 4-pole Front operating mechanism left Complete unit with direct operating mechanism gray flat terminal incl. phase barriers | Lista Papel 2020 SI | 0 | 0
3KD3042-2NE10-0 |  | 3KD3042-2NE10-0 | 1 | UN | 1 | 5 | B | D | N | N | 85365080 | 1 | 4001869472232 | 1.442 | KG | 105.3 | 122.1 | LP21 | LP21 | Switch disconnector 100 A, Size 2, 4-pole Front operating mechanism left Complete unit with direct operating mechanism gray Box terminal | Lista Papel 2020 SI | 0 | 0
3KD3044-0NE10-0 |  | 3KD3044-0NE10-0 | 1 | UN | 1 | 15 | C | D | N | N | 85365080 | 1 | 4001869514772 | 1350 | G | 93.8 | 93.8 | LP21 | LP21 | Switch disconnector 100 A, Size 2, 4-pole Lateral operating mechanism left Basic unit without handle flat terminal incl. phase barriers | - | 0 | 0
3KD3044-0NE40-0 |  | 3KD3044-0NE40-0 | 1 | UN | 1 | 15 | C | D | N | N | 85365080 | 1 | 4001869514789 | 1.388 | KG | 93.8 | 93.8 | LP21 | LP21 | Switch disconnector 100 A, Size 2, 4-pole Lateral operating mechanism right Basic unit without handle flat terminal incl. phase barriers | - | 0 | 0
3KD3044-2NE10-0 |  | 3KD3044-2NE10-0 | 1 | UN | 1 | 15 | C | D | N | N | 85365080 | 1 | 4001869514796 | 1504 | G | 105 | 105 | LP21 | LP21 | Switch disconnector 100 A, Size 2, 4-pole Lateral operating mechanism left Basic unit without handle Box terminal | - | 0 | 0
3KD3044-2NE40-0 |  | 3KD3044-2NE40-0 | 1 | UN | 1 | 15 | C | D | N | N | 85365080 | 1 | 4001869514802 | 1504 | G | 105 | 105 | LP21 | LP21 | Switch disconnector 100 A, Size 2, 4-pole Lateral operating mechanism right Basic unit without handle Box terminal | - | 0 | 0
3KD3060-0NE20-0 |  | 3KD3060-0NE20-0 | 1 | UN | 1 | 15 | C | D | N | N | 85353010 | 1 | 4001869514871 | 1.773 | KG | 438.2 | 438.2 | LP21 | LP21 | Switch disconnector 100 A, Size 2, 6-pole DC Front operating mechanism center Basic unit without handle flat terminal incl. phase barriers | - | 0 | 0
3KD3060-2NE20-0 |  | 3KD3060-2NE20-0 | 1 | UN | 1 | 15 | C | D | N | N | 85353010 | 1 | 4001869514888 | 1982 | G | 486.5 | 486.5 | LP21 | LP21 | Switch disconnector 100 A, Size 2, 6-pole DC Front operating mechanism center Basic unit without handle Box terminal | - | 0 | 0
3KD3230-0NE10-0 |  | 3KD3230-0NE10-0 | 1 | UN | 1 | 2 | A | D | N | N | 85365080 | 1 | 4001869472263 | 998 | G | 75.6 | 87.6 | LP21 | LP21 | Switch disconnector 125 A, Size 2, 3-pole Front operating mechanism left Basic unit without handle flat terminal incl. phase barriers | Lista Papel 2020 SI | 0 | 0
3KD3230-0NE20-0 |  | 3KD3230-0NE20-0 | 1 | UN | 1 | 5 | B | D | N | N | 85365080 | 1 | 4001869472270 | 1.015 | KG | 75.6 | 87.6 | LP21 | LP21 | Switch disconnector 125 A, Size 2, 3-pole Front operating mechanism center Basic unit without handle flat terminal incl. phase barriers | Lista Papel 2020 SI | 0 | 0
3KD3230-2NE10-0 |  | 3KD3230-2NE10-0 | 1 | UN | 1 | 5 | B | D | N | N | 85365080 | 1 | 4001869472287 | 1.142 | KG | 84.6 | 98 | LP21 | LP21 | Switch disconnector 125 A, Size 2, 3-pole Front operating mechanism left Basic unit without handle Box terminal | Lista Papel 2020 SI | 0 | 0
3KD3230-2NE20-0 |  | 3KD3230-2NE20-0 | 1 | UN | 1 | 5 | B | D | N | N | 85365080 | 1 | 4001869472294 | 1.143 | KG | 84.6 | 98 | LP21 | LP21 | Switch disconnector 125 A, Size 2, 3-pole Front operating mechanism center Basic unit without handle Box terminal | Lista Papel 2020 SI | 0 | 0
3KD3232-0NE10-0 |  | 3KD3232-0NE10-0 | 1 | UN | 1 | 5 | B | D | N | N | 85365080 | 1 | 4001869472300 | 1.07 | KG | 95.8 | 110.4 | LP21 | LP21 | Switch disconnector 125 A, Size 2, 3-pole Front operating mechanism left Complete unit with direct operating mechanism gray flat terminal incl. phase barriers | Lista Papel 2020 SI | 0 | 0
3KD3232-2NE10-0 |  | 3KD3232-2NE10-0 | 1 | UN | 1 | 5 | B | D | N | N | 85365080 | 1 | 4001869472317 | 1.168 | KG | 104.2 | 120.8 | LP21 | LP21 | Switch disconnector 125 A, Size 2, 3-pole Front operating mechanism left Complete unit with direct operating mechanism gray Box terminal | Lista Papel 2020 SI | 0 | 0
3KD3234-0NE10-0 |  | 3KD3234-0NE10-0 | 1 | UN | 1 | 15 | C | D | N | N | 85365080 | 1 | 4001869514918 | 1.141 | KG | 92.4 | 92.4 | LP21 | LP21 | Switch disconnector 125 A, Size 2, 3-pole Lateral operating mechanism left Basic unit without handle flat terminal incl. phase barriers | - | 0 | 0
3KD3234-0NE40-0 |  | 3KD3234-0NE40-0 | 1 | UN | 1 | 15 | C | D | N | N | 85365080 | 1 | 4001869514925 | 1138 | G | 92.4 | 92.4 | LP21 | LP21 | Switch disconnector 125 A, Size 2, 3-pole Lateral operating mechanism right Basic unit without handle flat terminal incl. phase barriers | - | 0 | 0
3KD3234-2NE10-0 |  | 3KD3234-2NE10-0 | 1 | UN | 1 | 15 | C | D | N | N | 85365080 | 1 | 4001869514932 | 1243 | G | 102.9 | 102.9 | LP21 | LP21 | Switch disconnector 125 A, Size 2, 3-pole Lateral operating mechanism left Basic unit without handle Box terminal | - | 0 | 0
3KD3234-2NE40-0 |  | 3KD3234-2NE40-0 | 1 | UN | 1 | 5 | B | D | N | N | 85365080 | 1 | 4001869514949 | 1.204 | KG | 102.9 | 102.9 | LP21 | LP21 | Switch disconnector 125 A, Size 2, 3-pole Lateral operating mechanism right Basic unit without handle Box terminal | - | 0 | 0
3KD3240-0NE10-0 |  | 3KD3240-0NE10-0 | 1 | UN | 1 | 5 | B | D | N | N | 85365080 | 1 | 4001869472324 | 1.281 | KG | 95.2 | 109.7 | LP21 | LP21 | Switch disconnector 125 A, Size 2, 4-pole Front operating mechanism left Basic unit without handle flat terminal incl. phase barriers | Lista Papel 2020 SI | 0 | 0
3KD3240-0NE20-0 |  | 3KD3240-0NE20-0 | 1 | UN | 1 | 5 | B | D | N | N | 85365080 | 1 | 4001869472331 | 1.315 | KG | 95.2 | 109.7 | LP21 | LP21 | Switch disconnector 125 A, Size 2, 4-pole Front operating mechanism center Basic unit without handle flat terminal incl. phase barriers | Lista Papel 2020 SI | 0 | 0
3KD3240-2NE10-0 |  | 3KD3240-2NE10-0 | 1 | UN | 1 | 5 | B | D | N | N | 85365080 | 1 | 4001869472348 | 1.442 | KG | 105.8 | 122.8 | LP21 | LP21 | Switch disconnector 125 A, Size 2, 4-pole Front operating mechanism left Basic unit without handle Box terminal | Lista Papel 2020 SI | 0 | 0
3KD3240-2NE20-0 |  | 3KD3240-2NE20-0 | 1 | UN | 1 | 5 | B | D | N | N | 85365080 | 1 | 4001869472355 | 1.434 | KG | 105.8 | 122.8 | LP21 | LP21 | Switch disconnector 125 A, Size 2, 4-pole Front operating mechanism center Basic unit without handle Box terminal | Lista Papel 2020 SI | 0 | 0
3KD3242-0NE10-0 |  | 3KD3242-0NE10-0 | 1 | UN | 1 | 5 | B | D | N | N | 85365080 | 1 | 4001869472362 | 1.346 | KG | 115.4 | 133.2 | LP21 | LP21 | Switch disconnector 125 A, Size 2, 4-pole Front operating mechanism left Complete unit with direct operating mechanism gray flat terminal incl. phase barriers | Lista Papel 2020 SI | 0 | 0
3KD3242-2NE10-0 |  | 3KD3242-2NE10-0 | 1 | UN | 1 | 5 | B | D | N | N | 85365080 | 1 | 4001869472379 | 1.494 | KG | 124.9 | 144.9 | LP21 | LP21 | Switch disconnector 125 A, Size 2, 4-pole Front operating mechanism left Complete unit with direct operating mechanism gray Box terminal | Lista Papel 2020 SI | 0 | 0
3KD3244-0NE10-0 |  | 3KD3244-0NE10-0 | 1 | UN | 1 | 15 | C | D | N | N | 85365080 | 1 | 4001869515014 | 1.382 | KG | 115.5 | 115.5 | LP21 | LP21 | Switch disconnector 125 A, Size 2, 4-pole Lateral operating mechanism left Basic unit without handle flat terminal incl. phase barriers | - | 0 | 0
3KD3244-0NE40-0 |  | 3KD3244-0NE40-0 | 1 | UN | 1 | 15 | C | D | N | N | 85365080 | 1 | 4001869515021 | 1.393 | KG | 115.5 | 115.5 | LP21 | LP21 | Switch disconnector 125 A, Size 2, 4-pole Lateral operating mechanism right Basic unit without handle flat terminal incl. phase barriers | - | 0 | 0
3KD3244-2NE10-0 |  | 3KD3244-2NE10-0 | 1 | UN | 1 | 15 | C | D | N | N | 85365080 | 1 | 4001869515038 | 1504 | G | 128.8 | 128.8 | LP21 | LP21 | Switch disconnector 125 A, Size 2, 4-pole Lateral operating mechanism left Basic unit without handle Box terminal | - | 0 | 0
3KD3244-2NE40-0 |  | 3KD3244-2NE40-0 | 1 | UN | 1 | 15 | C | D | N | N | 85365080 | 1 | 4001869515045 | 1.492 | KG | 128.8 | 128.8 | LP21 | LP21 | Switch disconnector 125 A, Size 2, 4-pole Lateral operating mechanism right Basic unit without handle Box terminal | - | 0 | 0
3KD3260-0NE20-0 |  | 3KD3260-0NE20-0 | 1 | UN | 1 | 15 | C | D | N | N | 85353010 | 1 | 4001869515113 | 1777 | G | 499.8 | 499.8 | LP21 | LP21 | Switch disconnector 125 A, Size 2, 6-pole DC Front operating mechanism center Basic unit without handle flat terminal incl. phase barriers | - | 0 | 0
3KD3260-2NE20-0 |  | 3KD3260-2NE20-0 | 1 | UN | 1 | 5 | B | D | N | N | 85353010 | 1 | 4001869515120 | 1978 | G | 555.1 | 555.1 | LP21 | LP21 | Switch disconnector 125 A, Size 2, 6-pole DC Front operating mechanism center Basic unit without handle Box terminal | - | 0 | 0
3KD3430-0NE10-0 |  | 3KD3430-0NE10-0 | 1 | UN | 1 | 2 | A | D | N | N | 85365080 | 1 | 4001869472409 | 1.062 | KG | 85.1 | 98.7 | LP21 | LP21 | Switch disconnector 160 A, Size 2, 3-pole Front operating mechanism left Basic unit without handle flat terminal incl. phase barriers | Lista Papel 2020 SI | 0 | 0
3KD3430-0NE20-0 |  | 3KD3430-0NE20-0 | 1 | UN | 1 | 5 | B | D | N | N | 85365080 | 1 | 4001869472416 | 1.049 | KG | 85.1 | 98.7 | LP21 | LP21 | Switch disconnector 160 A, Size 2, 3-pole Front operating mechanism center Basic unit without handle flat terminal incl. phase barriers | Lista Papel 2020 SI | 0 | 0
3KD3430-2NE10-0 |  | 3KD3430-2NE10-0 | 1 | UN | 1 | 5 | B | D | N | N | 85365080 | 1 | 4001869472423 | 1.13 | KG | 95.2 | 109.7 | LP21 | LP21 | Switch disconnector 160 A, Size 2, 3-pole Front operating mechanism left Basic unit without handle Box terminal | Lista Papel 2020 SI | 0 | 0
3KD3430-2NE20-0 |  | 3KD3430-2NE20-0 | 1 | UN | 1 | 5 | B | D | N | N | 85365080 | 1 | 4001869472430 | 1.128 | KG | 95.2 | 109.7 | LP21 | LP21 | Switch disconnector 160 A, Size 2, 3-pole Front operating mechanism center Basic unit without handle Box terminal | Lista Papel 2020 SI | 0 | 0
3KD3432-0NE10-0 |  | 3KD3432-0NE10-0 | 1 | UN | 1 | 5 | B | D | N | N | 85365080 | 1 | 4001869472447 | 1.063 | KG | 104.7 | 121.4 | LP21 | LP21 | Switch disconnector 160 A, Size 2, 3-pole Front operating mechanism left Complete unit with direct operating mechanism gray flat terminal incl. phase barriers | Lista Papel 2020 SI | 0 | 0
3KD3432-2NE10-0 |  | 3KD3432-2NE10-0 | 1 | UN | 1 | 2 | A | D | N | N | 85365080 | 1 | 4001869472454 | 1.169 | KG | 115.4 | 133.2 | LP21 | LP21 | Switch disconnector 160 A, Size 2, 3-pole Front operating mechanism left Complete unit with direct operating mechanism gray Box terminal | Lista Papel 2020 SI | 0 | 0
3KD3434-0NE10-0 |  | 3KD3434-0NE10-0 | 1 | UN | 1 | 15 | C | D | N | N | 85365080 | 1 | 4001869515151 | 1.135 | KG | 103.6 | 103.6 | LP21 | LP21 | Switch disconnector 160 A, Size 2, 3-pole Lateral operating mechanism left Basic unit without handle flat terminal incl. phase barriers | - | 0 | 0
3KD3434-0NE40-0 |  | 3KD3434-0NE40-0 | 1 | UN | 1 | 15 | C | D | N | N | 85365080 | 1 | 4001869515168 | 1.137 | KG | 103.6 | 103.6 | LP21 | LP21 | Switch disconnector 160 A, Size 2, 3-pole Lateral operating mechanism right Basic unit without handle flat terminal incl. phase barriers | - | 0 | 0
3KD3434-2NE10-0 |  | 3KD3434-2NE10-0 | 1 | UN | 1 | 5 | B | D | N | N | 85365080 | 1 | 4001869515175 | 1.183 | KG | 115.5 | 115.5 | LP21 | LP21 | Switch disconnector 160 A, Size 2, 3-pole Lateral operating mechanism left Basic unit without handle Box terminal | - | 0 | 0
3KD3434-2NE40-0 |  | 3KD3434-2NE40-0 | 1 | UN | 1 | 5 | B | D | N | N | 85365080 | 1 | 4001869515182 | 1238 | G | 115.5 | 115.5 | LP21 | LP21 | Switch disconnector 160 A, Size 2, 3-pole Lateral operating mechanism right Basic unit without handle Box terminal | - | 0 | 0
3KD3440-0NE10-0 |  | 3KD3440-0NE10-0 | 1 | UN | 1 | 5 | B | D | N | N | 85365080 | 1 | 4001869472461 | 1.313 | KG | 106.4 | 123.5 | LP21 | LP21 | Switch disconnector 160 A, Size 2, 4-pole Front operating mechanism left Basic unit without handle flat terminal incl. phase barriers | Lista Papel 2020 SI | 0 | 0
3KD3440-0NE20-0 |  | 3KD3440-0NE20-0 | 1 | UN | 1 | 5 | B | D | N | N | 85365080 | 1 | 4001869472478 | 1.313 | KG | 106.4 | 123.5 | LP21 | LP21 | Switch disconnector 160 A, Size 2, 4-pole Front operating mechanism center Basic unit without handle flat terminal incl. phase barriers | Lista Papel 2020 SI | 0 | 0
3KD3440-2NE10-0 |  | 3KD3440-2NE10-0 | 1 | UN | 1 | 5 | B | D | N | N | 85365080 | 1 | 4001869472485 | 1.431 | KG | 119.3 | 138 | LP21 | LP21 | Switch disconnector 160 A, Size 2, 4-pole Front operating mechanism left Basic unit without handle Box terminal | Lista Papel 2020 SI | 0 | 0
3KD3440-2NE20-0 |  | 3KD3440-2NE20-0 | 1 | UN | 1 | 5 | B | D | N | N | 85365080 | 1 | 4001869472492 | 1.431 | KG | 119.3 | 138 | LP21 | LP21 | Switch disconnector 160 A, Size 2, 4-pole Front operating mechanism center Basic unit without handle Box terminal | Lista Papel 2020 SI | 0 | 0
3KD3442-0NE10-0 |  | 3KD3442-0NE10-0 | 1 | UN | 1 | 2 | A | D | N | N | 85365080 | 1 | 4001869472508 | 1.339 | KG | 126 | 146.3 | LP21 | LP21 | Switch disconnector 160 A, Size 2, 4-pole Front operating mechanism left Complete unit with direct operating mechanism gray flat terminal incl. phase barriers | Lista Papel 2020 SI | 0 | 0
3KD3442-2NE10-0 |  | 3KD3442-2NE10-0 | 1 | UN | 1 | 5 | B | D | N | N | 85365080 | 1 | 4001869472515 | 1.498 | KG | 137.8 | 159.4 | LP21 | LP21 | Switch disconnector 160 A, Size 2, 4-pole Front operating mechanism left Complete unit with direct operating mechanism gray Box terminal | Lista Papel 2020 SI | 0 | 0
3KD3444-0NE10-0 |  | 3KD3444-0NE10-0 | 1 | UN | 1 | 15 | C | D | N | N | 85365080 | 1 | 4001869515250 | 1.351 | KG | 129.5 | 129.5 | LP21 | LP21 | Switch disconnector 160 A, Size 2, 4-pole Lateral operating mechanism left Basic unit without handle flat terminal incl. phase barriers | - | 0 | 0
3KD3444-0NE40-0 |  | 3KD3444-0NE40-0 | 1 | UN | 1 | 15 | C | D | N | N | 85365080 | 1 | 4001869515267 | 1.39 | KG | 129.5 | 129.5 | LP21 | LP21 | Switch disconnector 160 A, Size 2, 4-pole Lateral operating mechanism right Basic unit without handle flat terminal incl. phase barriers | - | 0 | 0
3KD3444-2NE10-0 |  | 3KD3444-2NE10-0 | 1 | UN | 1 | 5 | B | D | N | N | 85365080 | 1 | 4001869515274 | 1501 | G | 145.6 | 145.6 | LP21 | LP21 | Switch disconnector 160 A, Size 2, 4-pole Lateral operating mechanism left Basic unit without handle Box terminal | - | 0 | 0
3KD3444-2NE40-0 |  | 3KD3444-2NE40-0 | 1 | UN | 1 | 15 | C | D | N | N | 85365080 | 1 | 4001869515281 | 1.452 | KG | 145.6 | 145.6 | LP21 | LP21 | Switch disconnector 160 A, Size 2, 4-pole Lateral operating mechanism right Basic unit without handle Box terminal | - | 0 | 0
3KD3460-0NE20-0 |  | 3KD3460-0NE20-0 | 1 | UN | 1 | 15 | C | D | N | N | 85365080 | 1 | 4001869515359 | 1778 | G | 538.3 | 538.3 | LP21 | LP21 | Switch disconnector 160 A, Size 2, 6-pole DC Front operating mechanism center Basic unit without handle flat terminal incl. phase barriers | - | 0 | 0
3KD3460-2NE20-0 |  | 3KD3460-2NE20-0 | 1 | UN | 1 | 15 | C | D | N | N | 85353010 | 1 | 4001869515366 | 1982 | G | 599.9 | 599.9 | LP21 | LP21 | Switch disconnector 160 A, Size 2, 6-pole DC Front operating mechanism center Basic unit without handle Box terminal | - | 0 | 0
3KD3630-0NE10-0 |  | 3KD3630-0NE10-0 | 1 | UN | 1 | 2 | A | D | N | N | 85365080 | 1 | 4001869472546 | 986 | G | 104.7 | 121.4 | LP21 | LP21 | Switch disconnector 200 A, Size 2, 3-pole Front operating mechanism left Basic unit without handle flat terminal incl. phase barriers | Lista Papel 2020 SI | 0 | 0
3KD3630-0NE20-0 |  | 3KD3630-0NE20-0 | 1 | UN | 1 | 5 | B | D | N | N | 85365080 | 1 | 4001869472553 | 1.012 | KG | 104.7 | 121.4 | LP21 | LP21 | Switch disconnector 200 A, Size 2, 3-pole Front operating mechanism center Basic unit without handle flat terminal incl. phase barriers | Lista Papel 2020 SI | 0 | 0
3KD3630-0PE10-0 |  | 3KD3630-0PE10-0 | 1 | UN | 1 | 5 | B | D | N | N | 85365080 | 1 | 4001869472560 | 2.9 | KG | 130.5 | 150.4 | LP21 | LP21 | Switch disconnector 200 A, Size 3, 3-pole Front operating mechanism left Basic unit without handle flat terminal | Lista Papel 2020 SI | 0 | 0
3KD3630-0PE20-0 |  | 3KD3630-0PE20-0 | 1 | UN | 1 | 5 | B | D | N | N | 85365080 | 1 | 4001869472577 | 2.871 | KG | 130.5 | 150.4 | LP21 | LP21 | Switch disconnector 200 A, Size 3, 3-pole Front operating mechanism center Basic unit without handle flat terminal | Lista Papel 2020 SI | 0 | 0
3KD3632-0NE10-0 |  | 3KD3632-0NE10-0 | 1 | UN | 1 | 5 | B | D | N | N | 85365080 | 1 | 4001869472584 | 1.05 | KG | 124.3 | 144.2 | LP21 | LP21 | Switch disconnector 200 A, Size 2, 3-pole Front operating mechanism left Complete unit with direct operating mechanism gray flat terminal incl. phase barriers | Lista Papel 2020 SI | 0 | 0
3KD3632-0PE10-0 |  | 3KD3632-0PE10-0 | 1 | UN | 1 | 2 | A | D | N | N | 85365080 | 1 | 4001869472591 | 2.93 | KG | 155.1 | 179.4 | LP21 | LP21 | Switch disconnector 200 A, Size 3, 3-pole Front operating mechanism left Complete unit with direct operating mechanism gray flat terminal | Lista Papel 2020 SI | 0 | 0
3KD3634-0NE10-0 |  | 3KD3634-0NE10-0 | 1 | UN | 1 | 15 | C | D | N | N | 85365080 | 1 | 4001869515397 | 1.143 | KG | 127.4 | 127.4 | LP21 | LP21 | Switch disconnector 200 A, Size 2, 3-pole Lateral operating mechanism left Basic unit without handle flat terminal incl. phase barriers | - | 0 | 0
3KD3634-0NE40-0 |  | 3KD3634-0NE40-0 | 1 | UN | 1 | 5 | B | D | N | N | 85365080 | 1 | 4001869515403 | 1135 | G | 127.4 | 127.4 | LP21 | LP21 | Switch disconnector 200 A, Size 2, 3-pole Lateral operating mechanism right Basic unit without handle flat terminal incl. phase barriers | - | 0 | 0
3KD3634-0PE10-0 |  | 3KD3634-0PE10-0 | 1 | UN | 1 | 15 | C | D | N | N | 85365080 | 1 | 4001869515410 | 2978 | G | 157.5 | 157.5 | LP21 | LP21 | Switch disconnector 200 A, Size 3, 3-pole Lateral operating mechanism left Basic unit without handle flat terminal | - | 0 | 0
3KD3634-0PE40-0 |  | 3KD3634-0PE40-0 | 1 | UN | 1 | 5 | B | D | N | N | 85365080 | 1 | 4001869472607 | 2.964 | KG | 130.5 | 150.4 | LP21 | LP21 | Switch disconnector 200 A, Size 3, 3-pole Side operating mechanism right Basic unit without handle flat terminal | Lista Papel 2020 SI | 0 | 0
3KD3640-0NE10-0 |  | 3KD3640-0NE10-0 | 1 | UN | 1 | 5 | B | D | N | N | 85365080 | 1 | 4001869472614 | 1.311 | KG | 131 | 151.1 | LP21 | LP21 | Switch disconnector 200 A, Size 2, 4-pole Front operating mechanism left Basic unit without handle flat terminal incl. phase barriers | Lista Papel 2020 SI | 0 | 0
3KD3640-0NE20-0 |  | 3KD3640-0NE20-0 | 1 | UN | 1 | 5 | B | D | N | N | 85365080 | 1 | 4001869472621 | 1.314 | KG | 131 | 151.1 | LP21 | LP21 | Switch disconnector 200 A, Size 2, 4-pole Front operating mechanism center Basic unit without handle flat terminal incl. phase barriers | Lista Papel 2020 SI | 0 | 0
3KD3640-0PE10-0 |  | 3KD3640-0PE10-0 | 1 | UN | 1 | 15 | C | D | N | N | 85365080 | 1 | 4001869472638 | 3.559 | KG | 162.4 | 187.7 | LP21 | LP21 | Switch disconnector 200 A, Size 3, 4-pole Front operating mechanism left Basic unit without handle flat terminal | Lista Papel 2020 SI | 0 | 0
3KD3640-0PE20-0 |  | 3KD3640-0PE20-0 | 1 | UN | 1 | 15 | C | D | N | N | 85365080 | 1 | 4001869472645 | 3.55 | KG | 162.4 | 187.7 | LP21 | LP21 | Switch disconnector 200 A, Size 3, 4-pole Front operating mechanism center Basic unit without handle flat terminal | Lista Papel 2020 SI | 0 | 0
3KD3642-0NE10-0 |  | 3KD3642-0NE10-0 | 1 | UN | 1 | 2 | A | D | N | N | 85365080 | 1 | 4001869472652 | 1.346 | KG | 151.2 | 174.6 | LP21 | LP21 | Switch disconnector 200 A, Size 2, 4-pole Front operating mechanism left Complete unit with direct operating mechanism gray flat terminal incl. phase barriers | Lista Papel 2020 SI | 0 | 0
3KD3642-0PE10-0 |  | 3KD3642-0PE10-0 | 1 | UN | 1 | 5 | B | D | N | N | 85365080 | 1 | 4001869472669 | 3.585 | KG | 187 | 216.7 | LP21 | LP21 | Switch disconnector 200 A, Size 3, 4-pole Front operating mechanism left Complete unit with direct operating mechanism gray flat terminal | Lista Papel 2020 SI | 0 | 0
3KD3644-0NE10-0 |  | 3KD3644-0NE10-0 | 1 | UN | 1 | 15 | C | D | N | N | 85365080 | 1 | 4001869515502 | 1349 | G | 158.2 | 158.2 | LP21 | LP21 | Switch disconnector 200 A, Size 2, 4-pole Lateral operating mechanism left Basic unit without handle flat terminal incl. phase barriers | - | 0 | 0
3KD3644-0NE40-0 |  | 3KD3644-0NE40-0 | 1 | UN | 1 | 15 | C | D | N | N | 85365080 | 1 | 4001869515519 | 1353 | G | 158.2 | 158.2 | LP21 | LP21 | Switch disconnector 200 A, Size 2, 4-pole Lateral operating mechanism right Basic unit without handle flat terminal incl. phase barriers | - | 0 | 0
3KD3644-0PE10-0 |  | 3KD3644-0PE10-0 | 1 | UN | 1 | 15 | C | D | N | N | 85365080 | 1 | 4001869515526 | 3.631 | KG | 197.4 | 197.4 | LP21 | LP21 | Switch disconnector 200 A, Size 3, 4-pole Lateral operating mechanism left Basic unit without handle flat terminal | - | 0 | 0
3KD3644-0PE40-0 |  | 3KD3644-0PE40-0 | 1 | UN | 1 | 15 | C | D | N | N | 85365080 | 1 | 4001869472676 | 3.616 | KG | 162.4 | 187.7 | LP21 | LP21 | Switch disconnector 200 A, Size 3, 4-pole Side operating mechanism right Basic unit without handle flat terminal | Lista Papel 2020 SI | 0 | 0
3KD3660-0PE20-0 |  | 3KD3660-0PE20-0 | 1 | UN | 1 | 15 | C | D | N | N | 85365080 | 1 | 4001869515601 | 4.839 | KG | 651.7 | 651.7 | LP21 | LP21 | Switch disconnector 200 A, Size 3, 6-pole DC Front operating mechanism center Basic unit without handle flat terminal | - | 0 | 0
3KD3830-0PE10-0 |  | 3KD3830-0PE10-0 | 1 | UN | 1 | 2 | A | D | N | N | 85365080 | 1 | 4001869472706 | 2.897 | KG | 168 | 194.6 | LP21 | LP21 | Switch disconnector 250 A, Size 3, 3-pole Front operating mechanism left Basic unit without handle flat terminal | Lista Papel 2020 SI | 0 | 0
3KD3830-0PE20-0 |  | 3KD3830-0PE20-0 | 1 | UN | 1 | 2 | A | D | N | N | 85365080 | 1 | 4001869472713 | 2.891 | KG | 168 | 194.6 | LP21 | LP21 | Switch disconnector 250 A, Size 3, 3-pole Front operating mechanism center Basic unit without handle flat terminal | Lista Papel 2020 SI | 0 | 0
3KD3832-0PE10-0 |  | 3KD3832-0PE10-0 | 1 | UN | 1 | 2 | A | D | N | N | 85365080 | 1 | 4001869472720 | 2.98 | KG | 193.2 | 223.6 | LP21 | LP21 | Switch disconnector 250 A, Size 3, 3-pole Front operating mechanism left Complete unit with direct operating mechanism gray flat terminal | Lista Papel 2020 SI | 0 | 0
3KD3834-0PE10-0 |  | 3KD3834-0PE10-0 | 1 | UN | 1 | 5 | B | D | N | N | 85365080 | 1 | 4001869515625 | 2977 | G | 203.7 | 203.7 | LP21 | LP21 | Switch disconnector 250 A, Size 3, 3-pole Lateral operating mechanism left Basic unit without handle flat terminal | - | 0 | 0
3KD3834-0PE40-0 |  | 3KD3834-0PE40-0 | 1 | UN | 1 | 5 | B | D | N | N | 85365080 | 1 | 4001869472737 | 2.955 | KG | 168 | 194.6 | LP21 | LP21 | Switch disconnector 250 A, Size 3, 3-pole Side operating mechanism right Basic unit without handle flat terminal | Lista Papel 2020 SI | 0 | 0
3KD3840-0PE10-0 |  | 3KD3840-0PE10-0 | 1 | UN | 1 | 5 | B | D | N | N | 85365080 | 1 | 4001869472744 | 3.54 | KG | 210 | 242.9 | LP21 | LP21 | Switch disconnector 250 A, Size 3, 4-pole Front operating mechanism left Basic unit without handle flat terminal | Lista Papel 2020 SI | 0 | 0
3KD3840-0PE20-0 |  | 3KD3840-0PE20-0 | 1 | UN | 1 | 5 | B | D | N | N | 85365080 | 1 | 4001869472751 | 3.54 | KG | 210 | 242.9 | LP21 | LP21 | Switch disconnector 250 A, Size 3, 4-pole Front operating mechanism center Basic unit without handle flat terminal | Lista Papel 2020 SI | 0 | 0
3KD3842-0PE10-0 |  | 3KD3842-0PE10-0 | 1 | UN | 1 | 5 | B | D | N | N | 85365080 | 1 | 4001869472768 | 3.582 | KG | 234.6 | 271.2 | LP21 | LP21 | Switch disconnector 250 A, Size 3, 4-pole Front operating mechanism left Complete unit with direct operating mechanism gray flat terminal | Lista Papel 2020 SI | 0 | 0
3KD3844-0PE10-0 |  | 3KD3844-0PE10-0 | 1 | UN | 1 | 5 | B | D | N | N | 85365080 | 1 | 4001869515687 | 3.63 | KG | 255.5 | 255.5 | LP21 | LP21 | Switch disconnector 250 A, Size 3, 4-pole Lateral operating mechanism left Basic unit without handle flat terminal | - | 0 | 0
3KD3844-0PE40-0 |  | 3KD3844-0PE40-0 | 1 | UN | 1 | 5 | B | D | N | N | 85365080 | 1 | 4001869472775 | 3.623 | KG | 210 | 242.9 | LP21 | LP21 | Switch disconnector 250 A, Size 3, 4-pole Side operating mechanism right Basic unit without handle flat terminal | Lista Papel 2020 SI | 0 | 0
3KD3860-0PE20-0 |  | 3KD3860-0PE20-0 | 1 | UN | 1 | 15 | C | D | EAR99 | N | 85353010 | 1 | 4001869515748 | 4.83 | KG | 728 | 728 | LP21 | LP21 | Switch disconnector 250 A, Size 3, 6-pole DC Front operating mechanism center Basic unit without handle flat terminal | - | 0 | 0
3KD4030-0PE10-0 |  | 3KD4030-0PE10-0 | 1 | UN | 1 | 2 | A | D | N | N | 85365080 | 1 | 4001869472799 | 2.892 | KG | 193.2 | 223.6 | LP21 | LP21 | Switch disconnector 315 A, Size 3, 3-pole Front operating mechanism left Basic unit without handle flat terminal | Lista Papel 2020 SI | 0 | 0
3KD4030-0PE20-0 |  | 3KD4030-0PE20-0 | 1 | UN | 1 | 5 | B | D | N | N | 85365080 | 1 | 4001869472805 | 2.894 | KG | 193.2 | 223.6 | LP21 | LP21 | Switch disconnector 315 A, Size 3, 3-pole Front operating mechanism center Basic unit without handle flat terminal | Lista Papel 2020 SI | 0 | 0
3KD4032-0PE10-0 |  | 3KD4032-0PE10-0 | 1 | UN | 1 | 5 | B | D | N | N | 85365080 | 1 | 4001869472812 | 2.941 | KG | 217.8 | 251.9 | LP21 | LP21 | Switch disconnector 315 A, Size 3, 3-pole Front operating mechanism left Complete unit with direct operating mechanism gray flat terminal | Lista Papel 2020 SI | 0 | 0
3KD4034-0PE10-0 |  | 3KD4034-0PE10-0 | 1 | UN | 1 | 15 | C | D | N | N | 85365080 | 1 | 4001869515762 | 2977 | G | 233.8 | 233.8 | LP21 | LP21 | Switch disconnector 315 A, Size 3, 3-pole Lateral operating mechanism left Basic unit without handle flat terminal | - | 0 | 0
3KD4034-0PE40-0 |  | 3KD4034-0PE40-0 | 1 | UN | 1 | 5 | B | D | N | N | 85365080 | 1 | 4001869472829 | 2.977 | KG | 193.2 | 223.6 | LP21 | LP21 | Switch disconnector 315 A, Size 3, 3-pole Side operating mechanism right Basic unit without handle flat terminal | Lista Papel 2020 SI | 0 | 0
3KD4040-0PE10-0 |  | 3KD4040-0PE10-0 | 1 | UN | 1 | 5 | B | D | N | N | 85365080 | 1 | 4001869472836 | 3.545 | KG | 241.4 | 279.5 | LP21 | LP21 | Switch disconnector 315 A, Size 3, 4-pole Front operating mechanism left Basic unit without handle flat terminal | Lista Papel 2020 SI | 0 | 0
3KD4040-0PE20-0 |  | 3KD4040-0PE20-0 | 1 | UN | 1 | 5 | B | D | N | N | 85365080 | 1 | 4001869472843 | 3.54 | KG | 241.4 | 279.5 | LP21 | LP21 | Switch disconnector 315 A, Size 3, 4-pole Front operating mechanism center Basic unit without handle flat terminal | Lista Papel 2020 SI | 0 | 0
3KD4042-0PE10-0 |  | 3KD4042-0PE10-0 | 1 | UN | 1 | 5 | B | D | N | N | 85365080 | 1 | 4001869472850 | 3.58 | KG | 266 | 307.7 | LP21 | LP21 | Switch disconnector 315 A, Size 3, 4-pole Front operating mechanism left Complete unit with direct operating mechanism gray flat terminal | Lista Papel 2020 SI | 0 | 0
3KD4044-0PE10-0 |  | 3KD4044-0PE10-0 | 1 | UN | 1 | 15 | C | D | N | N | 85365080 | 1 | 4001869515823 | 3590 | G | 292.6 | 292.6 | LP21 | LP21 | Switch disconnector 315 A, Size 3, 4-pole Lateral operating mechanism left Basic unit without handle flat terminal | - | 0 | 0
3KD4044-0PE40-0 |  | 3KD4044-0PE40-0 | 1 | UN | 1 | 15 | C | D | N | N | 85365080 | 1 | 4001869472867 | 3.639 | KG | 241.4 | 279.5 | LP21 | LP21 | Switch disconnector 315 A, Size 3, 4-pole Side operating mechanism right Basic unit without handle flat terminal | Lista Papel 2020 SI | 0 | 0
3KD4060-0PE20-0 |  | 3KD4060-0PE20-0 | 1 | UN | 1 | 15 | C | D | N | N | 85353010 | 1 | 4001869515885 | 4840 | G | 805 | 805 | LP21 | LP21 | Switch disconnector 315 A, Size 3, 6-pole DC Front operating mechanism center Basic unit without handle flat terminal | - | 0 | 0
3KD4230-0PE10-0 |  | 3KD4230-0PE10-0 | 1 | UN | 1 | 2 | A | D | N | N | 85365080 | 1 | 4001869472881 | 2.896 | KG | 231.8 | 267.7 | LP21 | LP21 | Switch disconnector 400 A, Size 3, 3-pole Front operating mechanism left Basic unit without handle flat terminal | Lista Papel 2020 SI | 0 | 0
3KD4230-0PE20-0 |  | 3KD4230-0PE20-0 | 1 | UN | 1 | 2 | A | D | N | N | 85365080 | 1 | 4001869472898 | 2.894 | KG | 231.8 | 267.7 | LP21 | LP21 | Switch disconnector 400 A, Size 3, 3-pole Front operating mechanism center Basic unit without handle flat terminal | Lista Papel 2020 SI | 0 | 0
3KD4232-0PE10-0 |  | 3KD4232-0PE10-0 | 1 | UN | 1 | 2 | A | D | N | N | 85365080 | 1 | 4001869472904 | 3 | KG | 256.5 | 296.7 | LP21 | LP21 | Switch disconnector 400 A, Size 3, 3-pole Front operating mechanism left Complete unit with direct operating mechanism gray flat terminal | Lista Papel 2020 SI | 0 | 0
3KD4234-0PE10-0 |  | 3KD4234-0PE10-0 | 1 | UN | 1 | 5 | B | D | N | N | 85365080 | 1 | 4001869515908 | 2976 | G | 281.4 | 281.4 | LP21 | LP21 | Switch disconnector 400 A, Size 3, 3-pole Lateral operating mechanism left Basic unit without handle flat terminal | - | 0 | 0
3KD4234-0PE40-0 |  | 3KD4234-0PE40-0 | 1 | UN | 1 | 5 | B | D | N | N | 85365080 | 1 | 4001869472911 | 2.949 | KG | 231.8 | 267.7 | LP21 | LP21 | Switch disconnector 400 A, Size 3, 3-pole Side operating mechanism right Basic unit without handle flat terminal | Lista Papel 2020 SI | 0 | 0
3KD4240-0PE10-0 |  | 3KD4240-0PE10-0 | 1 | UN | 1 | 2 | A | D | N | N | 85365080 | 1 | 4001869472928 | 3.555 | KG | 289.5 | 334.7 | LP21 | LP21 | Switch disconnector 400 A, Size 3, 4-pole Front operating mechanism left Basic unit without handle flat terminal | Lista Papel 2020 SI | 0 | 0
3KD4240-0PE20-0 |  | 3KD4240-0PE20-0 | 1 | UN | 1 | 2 | A | D | N | N | 85365080 | 1 | 4001869472935 | 3.516 | KG | 289.5 | 334.7 | LP21 | LP21 | Switch disconnector 400 A, Size 3, 4-pole Front operating mechanism center Basic unit without handle flat terminal | Lista Papel 2020 SI | 0 | 0
3KD4242-0PE10-0 |  | 3KD4242-0PE10-0 | 1 | UN | 1 | 5 | B | D | N | N | 85365080 | 1 | 4001869472942 | 3.598 | KG | 314.2 | 363.6 | LP21 | LP21 | Switch disconnector 400 A, Size 3, 4-pole Front operating mechanism left Complete unit with direct operating mechanism gray flat terminal | Lista Papel 2020 SI | 0 | 0
3KD4244-0PE10-0 |  | 3KD4244-0PE10-0 | 1 | UN | 1 | 15 | C | D | N | N | 85365080 | 1 | 4001869515960 | 3.631 | KG | 352.1 | 352.1 | LP21 | LP21 | Switch disconnector 400 A, Size 3, 4-pole Lateral operating mechanism left Basic unit without handle flat terminal | - | 0 | 0
3KD4244-0PE40-0 |  | 3KD4244-0PE40-0 | 1 | UN | 1 | 15 | C | D | N | N | 85365080 | 1 | 4001869472959 | 3.602 | KG | 289.5 | 334.7 | LP21 | LP21 | Switch disconnector 400 A, Size 3, 4-pole Side operating mechanism right Basic unit without handle flat terminal | Lista Papel 2020 SI | 0 | 0
3KD4260-0PE20-0 |  | 3KD4260-0PE20-0 | 1 | UN | 1 | 15 | C | D | EAR99 | N | 85353010 | 1 | 4001869516028 | 4.831 | KG | 952 | 952 | LP21 | LP21 | Switch disconnector 400 A, Size 3, 6-pole DC Front operating mechanism center Basic unit without handle flat terminal | - | 0 | 0
3KD4430-0QE10-0 |  | 3KD4430-0QE10-0 | 1 | UN | 1 | 2 | A | D | N | N | 85365080 | 1 | 4001869472973 | 7.32 | KG | 335.4 | 387.8 | LP21 | LP21 | Switch disconnector 500 A, Size 4, 3-pole Front operating mechanism left Basic unit without handle flat terminal | Lista Papel 2020 SI | 0 | 0
3KD4430-0QE20-0 |  | 3KD4430-0QE20-0 | 1 | UN | 1 | 5 | B | D | N | N | 85365080 | 1 | 4001869472980 | 7.36 | KG | 335.4 | 387.8 | LP21 | LP21 | Switch disconnector 500 A, Size 4, 3-pole Front operating mechanism center Basic unit without handle flat terminal | Lista Papel 2020 SI | 0 | 0
3KD4432-0QE10-0 |  | 3KD4432-0QE10-0 | 1 | UN | 1 | 5 | B | D | N | N | 85365080 | 1 | 4001869472997 | 7.52 | KG | 364 | 421.6 | LP21 | LP21 | Switch disconnector 500 A, Size 4, 3-pole Front operating mechanism left Complete unit with direct operating mechanism gray flat terminal | Lista Papel 2020 SI | 0 | 0
3KD4434-0QE10-0 |  | 3KD4434-0QE10-0 | 1 | UN | 1 | 15 | C | D | N | N | 85365080 | 1 | 4001869516042 | 7.502 | KG | 406.7 | 406.7 | LP21 | LP21 | Switch disconnector 500 A, Size 4, 3-pole Lateral operating mechanism left Basic unit without handle flat terminal | - | 0 | 0
3KD4434-0QE40-0 |  | 3KD4434-0QE40-0 | 1 | UN | 1 | 5 | B | D | N | N | 85365080 | 1 | 4001869473000 | 7.449 | KG | 335.4 | 387.8 | LP21 | LP21 | Switch disconnector 500 A, Size 4, 3-pole Side operating mechanism right Basic unit without handle flat terminal | Lista Papel 2020 SI | 0 | 0
3KD4440-0QE10-0 |  | 3KD4440-0QE10-0 | 1 | UN | 1 | 15 | C | D | N | N | 85365080 | 1 | 4001869473017 | 9.17 | KG | 420 | 485.8 | LP21 | LP21 | Switch disconnector 500 A, Size 4, 4-pole Front operating mechanism left Basic unit without handle flat terminal | Lista Papel 2020 SI | 0 | 0
3KD4440-0QE20-0 |  | 3KD4440-0QE20-0 | 1 | UN | 1 | 5 | B | D | N | N | 85365080 | 1 | 4001869473024 | 9.162 | KG | 420 | 485.8 | LP21 | LP21 | Switch disconnector 500 A, Size 4, 4-pole Front operating mechanism center Basic unit without handle flat terminal | Lista Papel 2020 SI | 0 | 0
3KD4442-0QE10-0 |  | 3KD4442-0QE10-0 | 1 | UN | 1 | 15 | C | D | N | N | 85365080 | 1 | 4001869473031 | 9.32 | KG | 448.6 | 518.9 | LP21 | LP21 | Switch disconnector 500 A, Size 4, 4-pole Front operating mechanism left Complete unit with direct operating mechanism gray flat terminal | Lista Papel 2020 SI | 0 | 0
3KD4444-0QE10-0 |  | 3KD4444-0QE10-0 | 1 | UN | 1 | 15 | C | D | N | N | 85365080 | 1 | 4001869516103 | 9241 | G | 509.6 | 509.6 | LP21 | LP21 | Switch disconnector 500 A, Size 4, 4-pole Lateral operating mechanism left Basic unit without handle flat terminal | - | 0 | 0
3KD4444-0QE40-0 |  | 3KD4444-0QE40-0 | 1 | UN | 1 | 15 | C | D | N | N | 85365080 | 1 | 4001869473048 | 9.283 | KG | 420 | 485.8 | LP21 | LP21 | Switch disconnector 500 A, Size 4, 4-pole Side operating mechanism right Basic unit without handle flat terminal | Lista Papel 2020 SI | 0 | 0
3KD4460-0QE20-0 |  | 3KD4460-0QE20-0 | 1 | UN | 1 | 15 | C | D | N | N | 85365080 | 1 | 4001869516165 | 12.641 | KG | 1036 | 1036 | LP21 | LP21 | Switch disconnector 500 A, Size 4, 6-pole DC Front operating mechanism center Basic unit without handle flat terminal | - | 0 | 0
3KD4630-0QE10-0 |  | 3KD4630-0QE10-0 | 1 | UN | 1 | 2 | A | D | N | N | 85365080 | 1 | 4001869473062 | 7.394 | KG | 421.7 | 487.8 | LP21 | LP21 | Switch disconnector 630 A, Size 4, 3-pole Front operating mechanism left Basic unit without handle flat terminal | Lista Papel 2020 SI | 0 | 0
3KD4630-0QE20-0 |  | 3KD4630-0QE20-0 | 1 | UN | 1 | 5 | B | D | N | N | 85365080 | 1 | 4001869473079 | 7.422 | KG | 421.7 | 487.8 | LP21 | LP21 | Switch disconnector 630 A, Size 4, 3-pole Front operating mechanism center Basic unit without handle flat terminal | Lista Papel 2020 SI | 0 | 0
3KD4632-0QE10-0 |  | 3KD4632-0QE10-0 | 1 | UN | 1 | 5 | B | D | N | N | 85365080 | 1 | 4001869473086 | 7.5 | KG | 450.8 | 521.6 | LP21 | LP21 | Switch disconnector 630 A, Size 4, 3-pole Front operating mechanism left Complete unit with direct operating mechanism gray flat terminal | Lista Papel 2020 SI | 0 | 0
3KD4634-0QE10-0 |  | 3KD4634-0QE10-0 | 1 | UN | 1 | 15 | C | D | N | N | 85365080 | 1 | 4001869516189 | 7.54 | KG | 511.7 | 511.7 | LP21 | LP21 | Switch disconnector 630 A, Size 4, 3-pole Lateral operating mechanism left Basic unit without handle flat terminal | - | 0 | 0
3KD4634-0QE40-0 |  | 3KD4634-0QE40-0 | 1 | UN | 1 | 5 | B | D | N | N | 85365080 | 1 | 4001869473093 | 7.366 | KG | 421.7 | 487.8 | LP21 | LP21 | Switch disconnector 630 A, Size 4, 3-pole Side operating mechanism right Basic unit without handle flat terminal | Lista Papel 2020 SI | 0 | 0
3KD4640-0QE10-0 |  | 3KD4640-0QE10-0 | 1 | UN | 1 | 5 | B | D | N | N | 85365080 | 1 | 4001869473109 | 9.2 | KG | 527 | 609.3 | LP21 | LP21 | Switch disconnector 630 A, Size 4, 4-pole Front operating mechanism left Basic unit without handle flat terminal | Lista Papel 2020 SI | 0 | 0
3KD4640-0QE20-0 |  | 3KD4640-0QE20-0 | 1 | UN | 1 | 5 | B | D | N | N | 85365080 | 1 | 4001869473116 | 9.22 | KG | 527 | 609.3 | LP21 | LP21 | Switch disconnector 630 A, Size 4, 4-pole Front operating mechanism center Basic unit without handle flat terminal | Lista Papel 2020 SI | 0 | 0
3KD4642-0QE10-0 |  | 3KD4642-0QE10-0 | 1 | UN | 1 | 5 | B | D | N | N | 85365080 | 1 | 4001869473123 | 9.2 | KG | 556.6 | 643.8 | LP21 | LP21 | Switch disconnector 630 A, Size 4, 4-pole Front operating mechanism left Complete unit with direct operating mechanism gray flat terminal | Lista Papel 2020 SI | 0 | 0
3KD4644-0QE10-0 |  | 3KD4644-0QE10-0 | 1 | UN | 1 | 15 | C | D | N | N | 85365080 | 1 | 4001869516240 | 9249 | G | 639.8 | 639.8 | LP21 | LP21 | Switch disconnector 630 A, Size 4, 4-pole Lateral operating mechanism left Basic unit without handle flat terminal | - | 0 | 0
3KD4644-0QE40-0 |  | 3KD4644-0QE40-0 | 1 | UN | 1 | 15 | C | D | N | N | 85365080 | 1 | 4001869473130 | 9.26 | KG | 527 | 609.3 | LP21 | LP21 | Switch disconnector 630 A, Size 4, 4-pole Side operating mechanism right Basic unit without handle flat terminal | Lista Papel 2020 SI | 0 | 0
3KD4660-0QE20-0 |  | 3KD4660-0QE20-0 | 1 | UN | 1 | 15 | C | D | EAR99 | N | 85353010 | 1 | 4001869516301 | 12340 | G | 1043 | 1043 | LP21 | LP21 | Switch disconnector 630 A, Size 4, 6-pole DC Front operating mechanism center Basic unit without handle flat terminal | - | 0 | 0
3KD4830-0QE10-0 |  | 3KD4830-0QE10-0 | 1 | UN | 1 | 5 | B | D | N | N | 85365080 | 1 | 4001869473154 | 7.408 | KG | 543.2 | 628.6 | LP21 | LP21 | Switch disconnector 800 A, Size 4, 3-pole Front operating mechanism left Basic unit without handle flat terminal | Lista Papel 2020 SI | 0 | 0
3KD4830-0QE20-0 |  | 3KD4830-0QE20-0 | 1 | UN | 1 | 5 | B | D | N | N | 85365080 | 1 | 4001869473161 | 7.44 | KG | 543.2 | 628.6 | LP21 | LP21 | Switch disconnector 800 A, Size 4, 3-pole Front operating mechanism center Basic unit without handle flat terminal | Lista Papel 2020 SI | 0 | 0
3KD4832-0QE10-0 |  | 3KD4832-0QE10-0 | 1 | UN | 1 | 5 | B | D | N | N | 85365080 | 1 | 4001869473178 | 7.54 | KG | 571.2 | 663.8 | LP21 | LP21 | Switch disconnector 800 A, Size 4, 3-pole Front operating mechanism left Complete unit with direct operating mechanism gray flat terminal | Lista Papel 2020 SI | 0 | 0
3KD4834-0QE10-0 |  | 3KD4834-0QE10-0 | 1 | UN | 1 | 15 | C | D | N | N | 85365080 | 1 | 4001869516325 | 7458 | G | 660.8 | 660.8 | LP21 | LP21 | Switch disconnector 800 A, Size 4, 3-pole Lateral operating mechanism left Basic unit without handle flat terminal | - | 0 | 0
3KD4834-0QE40-0 |  | 3KD4834-0QE40-0 | 1 | UN | 1 | 15 | C | D | N | N | 85365080 | 1 | 4001869473185 | 7.442 | KG | 543.2 | 628.6 | LP21 | LP21 | Switch disconnector 800 A, Size 4, 3-pole Side operating mechanism right Basic unit without handle flat terminal | Lista Papel 2020 SI | 0 | 0
3KD4840-0QE10-0 |  | 3KD4840-0QE10-0 | 1 | UN | 1 | 5 | B | D | N | N | 85365080 | 1 | 4001869473192 | 9.18 | KG | 677.6 | 786.6 | LP21 | LP21 | Switch disconnector 800 A, Size 4, 4-pole Front operating mechanism left Basic unit without handle flat terminal | Lista Papel 2020 SI | 0 | 0
3KD4840-0QE20-0 |  | 3KD4840-0QE20-0 | 1 | UN | 1 | 5 | B | D | N | N | 85365080 | 1 | 4001869473208 | 9.201 | KG | 677.6 | 786.6 | LP21 | LP21 | Switch disconnector 800 A, Size 4, 4-pole Front operating mechanism center Basic unit without handle flat terminal | Lista Papel 2020 SI | 0 | 0
3KD4842-0QE10-0 |  | 3KD4842-0QE10-0 | 1 | UN | 1 | 5 | B | D | N | N | 85365080 | 1 | 4001869473215 | 9.34 | KG | 711.2 | 821.1 | LP21 | LP21 | Switch disconnector 800 A, Size 4, 4-pole Front operating mechanism left Complete unit with direct operating mechanism gray flat terminal | Lista Papel 2020 SI | 0 | 0
3KD4844-0QE10-0 |  | 3KD4844-0QE10-0 | 1 | UN | 1 | 15 | C | D | N | N | 85365080 | 1 | 4001869516387 | 9242 | G | 826 | 826 | LP21 | LP21 | Switch disconnector 800 A, Size 4, 4-pole Lateral operating mechanism left Basic unit without handle flat terminal | - | 0 | 0
3KD4844-0QE40-0 |  | 3KD4844-0QE40-0 | 1 | UN | 1 | 15 | C | D | N | N | 85365080 | 1 | 4001869473222 | 9.24 | KG | 677.6 | 786.6 | LP21 | LP21 | Switch disconnector 800 A, Size 4, 4-pole Side operating mechanism right Basic unit without handle flat terminal | Lista Papel 2020 SI | 0 | 0
3KD4860-0QE20-0 |  | 3KD4860-0QE20-0 | 1 | UN | 1 | 15 | C | D | N | N | 85365080 | 1 | 4001869516448 | 12.54 | KG | 1239 | 1239 | LP21 | LP21 | Switch disconnector 800 A, Size 4, 6-pole DC Front operating mechanism center Basic unit without handle flat terminal | - | 0 | 0
3KD5030-0RE10-0 |  | 3KD5030-0RE10-0 | 1 | UN | 1 | 5 | B | D | N | N | 85365080 | 1 | 4001869473246 | 17.14 | KG | 957.6 | 1104 | LP21 | LP21 | Switch disconnector 1000 A, Size 5, 3-pole Front operating mechanism left Basic unit without handle flat terminal | Lista Papel 2020 SI | 0 | 0
3KD5030-0RE20-0 |  | 3KD5030-0RE20-0 | 1 | UN | 1 | 5 | B | D | N | N | 85365080 | 1 | 4001869473253 | 17.12 | KG | 957.6 | 1104 | LP21 | LP21 | Switch disconnector 1000 A, Size 5, 3-pole Front operating mechanism center Basic unit without handle flat terminal | Lista Papel 2020 SI | 0 | 0
3KD5032-0RE10-0 |  | 3KD5032-0RE10-0 | 1 | UN | 1 | 5 | B | D | N | N | 85365080 | 1 | 4001869473260 | 17.44 | KG | 996.8 | 1152.3 | LP21 | LP21 | Switch disconnector 1000 A, Size 5, 3-pole Front operating mechanism left Complete unit with direct operating mechanism gray flat terminal | Lista Papel 2020 SI | 0 | 0
3KD5034-0RE10-0 |  | 3KD5034-0RE10-0 | 1 | UN | 1 | 15 | C | D | N | N | 85365080 | 1 | 4001869516462 | 17260 | G | 1162 | 1162 | LP21 | LP21 | Switch disconnector 1000 A, Size 5, 3-pole Lateral operating mechanism left Basic unit without handle flat terminal | - | 0 | 0
3KD5034-0RE40-0 |  | 3KD5034-0RE40-0 | 1 | UN | 1 | 5 | B | D | N | N | 85365080 | 1 | 4001869473277 | 17.24 | KG | 957.6 | 1104 | LP21 | LP21 | Switch disconnector 1000 A, Size 5, 3-pole Side operating mechanism right Basic unit without handle flat terminal | Lista Papel 2020 SI | 0 | 0
3KD5040-0RE10-0 |  | 3KD5040-0RE10-0 | 1 | UN | 1 | 5 | B | D | N | N | 85365080 | 1 | 4001869473284 | 21.26 | KG | 1192.8 | 1380 | LP21 | LP21 | Switch disconnector 1000 A, Size 5, 4-pole Front operating mechanism left Basic unit without handle flat terminal | Lista Papel 2020 SI | 0 | 0
3KD5040-0RE20-0 |  | 3KD5040-0RE20-0 | 1 | UN | 1 | 5 | B | D | N | N | 85365080 | 1 | 4001869473291 | 21.06 | KG | 1192.8 | 1380 | LP21 | LP21 | Switch disconnector 1000 A, Size 5, 4-pole Front operating mechanism center Basic unit without handle flat terminal | Lista Papel 2020 SI | 0 | 0
3KD5042-0RE10-0 |  | 3KD5042-0RE10-0 | 1 | UN | 1 | 15 | C | D | N | N | 85365080 | 1 | 4001869473307 | 21.56 | KG | 1237.6 | 1435.2 | LP21 | LP21 | Switch disconnector 1000 A, Size 5, 4-pole Front operating mechanism left Complete unit with direct operating mechanism gray flat terminal | Lista Papel 2020 SI | 0 | 0
3KD5044-0RE10-0 |  | 3KD5044-0RE10-0 | 1 | UN | 1 | 15 | C | D | N | N | 85365080 | 1 | 4001869516523 | 21220 | G | 1456 | 1456 | LP21 | LP21 | Switch disconnector 1000 A, Size 5, 4-pole Lateral operating mechanism left Basic unit without handle flat terminal | - | 0 | 0
3KD5044-0RE40-0 |  | 3KD5044-0RE40-0 | 1 | UN | 1 | 5 | B | D | N | N | 85365080 | 1 | 4001869473314 | 21.56 | KG | 1192.8 | 1380 | LP21 | LP21 | Switch disconnector 1000 A, Size 5, 4-pole Side operating mechanism right Basic unit without handle flat terminal | Lista Papel 2020 SI | 0 | 0
3KD5060-0RE20-0 |  | 3KD5060-0RE20-0 | 1 | UN | 1 | 15 | C | D | N | N | 85365080 | 1 | 4001869516585 | 29.7 | KG | 1778 | 1778 | LP21 | LP21 | Switch disconnector 1000 A, Size 5, 6-pole DC Front operating mechanism center Basic unit without handle flat terminal | - | 0 | 0
3KD5230-0RE10-0 |  | 3KD5230-0RE10-0 | 1 | UN | 1 | 5 | B | D | N | N | 85365080 | 1 | 4001869473338 | 17.18 | KG | 1372 | 1587 | LP21 | LP21 | Switch disconnector 1250 A, Size 5, 3-pole Front operating mechanism left Basic unit without handle flat terminal | Lista Papel 2020 SI | 0 | 0
3KD5230-0RE20-0 |  | 3KD5230-0RE20-0 | 1 | UN | 1 | 5 | B | D | N | N | 85365080 | 1 | 4001869473345 | 17.16 | KG | 1372 | 1587 | LP21 | LP21 | Switch disconnector 1250 A, Size 5, 3-pole Front operating mechanism center Basic unit without handle flat terminal | Lista Papel 2020 SI | 0 | 0
3KD5232-0RE10-0 |  | 3KD5232-0RE10-0 | 1 | UN | 1 | 5 | B | D | N | N | 85365080 | 1 | 4001869473352 | 17.42 | KG | 1411.2 | 1635.3 | LP21 | LP21 | Switch disconnector 1250 A, Size 5, 3-pole Front operating mechanism left Complete unit with direct operating mechanism gray flat terminal | Lista Papel 2020 SI | 0 | 0
3KD5234-0RE10-0 |  | 3KD5234-0RE10-0 | 1 | UN | 1 | 15 | C | D | N | N | 85365080 | 1 | 4001869516608 | 17220 | G | 1673 | 1673 | LP21 | LP21 | Switch disconnector 1250 A, Size 5, 3-pole Lateral operating mechanism left Basic unit without handle flat terminal | - | 0 | 0
3KD5234-0RE40-0 |  | 3KD5234-0RE40-0 | 1 | UN | 1 | 5 | B | D | N | N | 85365080 | 1 | 4001869473369 | 17.34 | KG | 1372 | 1587 | LP21 | LP21 | Switch disconnector 1250 A, Size 5, 3-pole Side operating mechanism right Basic unit without handle flat terminal | Lista Papel 2020 SI | 0 | 0
3KD5240-0RE10-0 |  | 3KD5240-0RE10-0 | 1 | UN | 1 | 15 | C | D | N | N | 85365080 | 1 | 4001869473376 | 21.3 | KG | 1719.2 | 1987.2 | LP21 | LP21 | Switch disconnector 1250 A, Size 5, 4-pole Front operating mechanism left Basic unit without handle flat terminal | Lista Papel 2020 SI | 0 | 0
3KD5240-0RE20-0 |  | 3KD5240-0RE20-0 | 1 | UN | 1 | 15 | C | D | N | N | 85365080 | 1 | 4001869473383 | 21.4 | KG | 1719.2 | 1987.2 | LP21 | LP21 | Switch disconnector 1250 A, Size 5, 4-pole Front operating mechanism center Basic unit without handle flat terminal | Lista Papel 2020 SI | 0 | 0
3KD5242-0RE10-0 |  | 3KD5242-0RE10-0 | 1 | UN | 1 | 15 | C | D | N | N | 85365080 | 1 | 4001869473390 | 21.6 | KG | 1758.4 | 2035.5 | LP21 | LP21 | Switch disconnector 1250 A, Size 5, 4-pole Front operating mechanism left Complete unit with direct operating mechanism gray flat terminal | Lista Papel 2020 SI | 0 | 0
3KD5244-0RE10-0 |  | 3KD5244-0RE10-0 | 1 | UN | 1 | 15 | C | D | N | N | 85365080 | 1 | 4001869516660 | 21460 | G | 2079 | 2079 | LP21 | LP21 | Switch disconnector 1250 A, Size 5, 4-pole Lateral operating mechanism left Basic unit without handle flat terminal | - | 0 | 0
3KD5244-0RE40-0 |  | 3KD5244-0RE40-0 | 1 | UN | 1 | 15 | C | D | N | N | 85365080 | 1 | 4001869473406 | 21.5 | KG | 1719.2 | 1987.2 | LP21 | LP21 | Switch disconnector 1250 A, Size 5, 4-pole Side operating mechanism right Basic unit without handle flat terminal | Lista Papel 2020 SI | 0 | 0
3KD5260-0RE20-0 |  | 3KD5260-0RE20-0 | 1 | UN | 1 | 15 | C | D | N | N | 85353010 | 1 | 4001869516721 | 29.52 | KG | 2555 | 2555 | LP21 | LP21 | Switch disconnector 1250 A, Size 5, 6-pole DC Front operating mechanism center Basic unit without handle flat terminal | - | 0 | 0
3KD5430-0RE10-0 |  | 3KD5430-0RE10-0 | 1 | UN | 1 | 5 | B | D | N | N | 85365080 | 1 | 4001869473420 | 17.08 | KG | 1696.8 | 1959.6 | LP21 | LP21 | Switch disconnector 1600 A, Size 5, 3-pole Front operating mechanism left Basic unit without handle flat terminal | Lista Papel 2020 SI | 0 | 0
3KD5430-0RE20-0 |  | 3KD5430-0RE20-0 | 1 | UN | 1 | 15 | C | D | N | N | 85365080 | 1 | 4001869473437 | 17.08 | KG | 1696.8 | 1959.6 | LP21 | LP21 | Switch disconnector 1600 A, Size 5, 3-pole Front operating mechanism center Basic unit without handle flat terminal | Lista Papel 2020 SI | 0 | 0
3KD5432-0RE10-0 |  | 3KD5432-0RE10-0 | 1 | UN | 1 | 15 | C | D | N | N | 85365080 | 1 | 4001869473444 | 17.34 | KG | 1730.4 | 2001 | LP21 | LP21 | Switch disconnector 1600 A, Size 5, 3-pole Front operating mechanism left Complete unit with direct operating mechanism gray flat terminal | Lista Papel 2020 SI | 0 | 0
3KD5434-0RE10-0 |  | 3KD5434-0RE10-0 | 1 | UN | 1 | 15 | C | D | N | N | 85365080 | 1 | 4001869516745 | 17260 | G | 2044 | 2044 | LP21 | LP21 | Switch disconnector 1600 A, Size 5, 3-pole Lateral operating mechanism left Basic unit without handle flat terminal | - | 0 | 0
3KD5434-0RE40-0 |  | 3KD5434-0RE40-0 | 1 | UN | 1 | 15 | C | D | N | N | 85365080 | 1 | 4001869473451 | 17.3 | KG | 1696.8 | 1959.6 | LP21 | LP21 | Switch disconnector 1600 A, Size 5, 3-pole Side operating mechanism right Basic unit without handle flat terminal | Lista Papel 2020 SI | 0 | 0
3KD5440-0RE10-0 |  | 3KD5440-0RE10-0 | 1 | UN | 1 | 15 | C | D | N | N | 85365080 | 1 | 4001869473468 | 21.38 | KG | 2105.6 | 2435.7 | LP21 | LP21 | Switch disconnector 1600 A, Size 5, 4-pole Front operating mechanism left Basic unit without handle flat terminal | Lista Papel 2020 SI | 0 | 0
3KD5440-0RE20-0 |  | 3KD5440-0RE20-0 | 1 | UN | 1 | 15 | C | D | N | N | 85365080 | 1 | 4001869473475 | 21.34 | KG | 2105.6 | 2435.7 | LP21 | LP21 | Switch disconnector 1600 A, Size 5, 4-pole Front operating mechanism center Basic unit without handle flat terminal | Lista Papel 2020 SI | 0 | 0
3KD5442-0RE10-0 |  | 3KD5442-0RE10-0 | 1 | UN | 1 | 15 | C | D | N | N | 85365080 | 1 | 4001869473482 | 21.58 | KG | 2156 | 2490.9 | LP21 | LP21 | Switch disconnector 1600 A, Size 5, 4-pole Front operating mechanism left Complete unit with direct operating mechanism gray flat terminal | Lista Papel 2020 SI | 0 | 0
3KD5444-0RE10-0 |  | 3KD5444-0RE10-0 | 1 | UN | 1 | 15 | C | D | N | N | 85365080 | 1 | 4001869516806 | 21440 | G | 2562 | 2562 | LP21 | LP21 | Switch disconnector 1600 A, Size 5, 4-pole Lateral operating mechanism left Basic unit without handle flat terminal | - | 0 | 0
3KD5444-0RE40-0 |  | 3KD5444-0RE40-0 | 1 | UN | 1 | 15 | C | D | N | N | 85365080 | 1 | 4001869473499 | 21.32 | KG | 2105.6 | 2435.7 | LP21 | LP21 | Switch disconnector 1600 A, Size 5, 4-pole Side operating mechanism right Basic unit without handle flat terminal | Lista Papel 2020 SI | 0 | 0
3KD5460-0RE20-0 |  | 3KD5460-0RE20-0 | 1 | UN | 1 | 15 | C | D | N | N | 85353010 | 1 | 4001869516868 | 29.56 | KG | 3479 | 3479 | LP21 | LP21 | Switch disconnector 1600 A, Size 5, 6-pole DC Front operating mechanism center Basic unit without handle flat terminal | - | 0 | 0
3KD9101-0 |  | 3KD9101-0 | 1 | UN | 1 | 5 | B | D | N | N | 85389099 | 1 | 4001869473666 | 112 | G | 10.3 | 11.9 | LP21 | LP21 | Accessory for 3KD size 1 Direct operating mechanism, gray Flat version Can be locked in OFF position with a padlock | Lista Papel 2020 SI | 0 | 0
3KD9101-1 |  | 3KD9101-1 | 1 | UN | 1 | 2 | A | D | N | N | 85389099 | 1 | 4001869473673 | 125 | G | 10.3 | 11.9 | LP21 | LP21 | Accessory for 3KD size 1 Direct operating mechanism, gray Standard version Can be locked in OFF position with three padlocks | Lista Papel 2020 SI | 0 | 0
3KD9101-2 |  | 3KD9101-2 | 1 | UN | 1 | 5 | B | D | N | N | 85389099 | 1 | 4001869473680 | 124 | G | 10.3 | 11.9 | LP21 | LP21 | Accessory for 3KD size 1 Direct operating mechanism, red/yellow Standard version Can be locked in OFF position with three padlocks | Lista Papel 2020 SI | 0 | 0
3KD9101-8 |  | 3KD9101-8 | 1 | UN | 1 | 5 | B | D | N | N | 85389099 | 1 | 4001869473697 | 0.13 | KG | 10.3 | 11.9 | LP21 | LP21 | Accessory for 3KD size 1 Direct operating mechanism, red/yellow Flat version Can be locked in OFF position with one padlock | Lista Papel 2020 SI | 0 | 0
3KD9103-1 |  | 3KD9103-1 | 1 | UN | 1 | 2 | A | D | N | N | 85365080 | 1 | 4001869473727 | 113 | G | 4.7 | 5.4 | LP21 | LP21 | Accessory for 3KD size 1/2, 3KF size 1 3KC0 size 1/2, Auxiliary switch 1 change-over contact with connecting cable 500 mm | Lista Papel 2020 SI | 0 | 0
3KD9103-2 |  | 3KD9103-2 | 1 | UN | 1 | 5 | B | D | N | N | 85365080 | 1 | 4001869526027 | 99 | G | 4.7 | 5.4 | LP21 | LP21 | Accessory for 3KD size 1/2, 3KF size 1 3KC0 size 1/2, Auxiliary switch 1 change-over contact without connecting cable | Lista Papel 2020 SI | 0 | 0
3KD9103-3 |  | 3KD9103-3 | 1 | UN | 1 | 2 | A | D | N | N | 85365080 | 1 | 4001869474083 | 111 | G | 6.5 | 7.5 | LP21 | LP21 | Accessory for 3KD size 1/2, 3KF size 1 3KC0 size 1/2, Auxiliary switch 1 change-over contact, solid-state-compatible with connecting cable 500 mm | Lista Papel 2020 SI | 0 | 0
3KD9103-4 |  | 3KD9103-4 | 1 | UN | 1 | 5 | B | D | N | N | 85365080 | 1 | 4001869526034 | 98 | G | 6.5 | 7.5 | LP21 | LP21 | Accessory for 3KD size 1/2, 3KF size 1 3KC0 size 1/2, Auxiliary switch 1 change-over contact, solid-state-compatible without connecting cable | Lista Papel 2020 SI | 0 | 0
3KD9103-5 |  | 3KD9103-5 | 1 | UN | 1 | 2 | A | D | N | N | 85365080 | 1 | 4001869473734 | 157 | G | 8.1 | 9.4 | LP21 | LP21 | Accessory for 3KD size 1/2, 3KF size 1 3KC0 size 1/2 Auxiliary switch module for max. 2 auxiliary switches | Lista Papel 2020 SI | 0 | 0
3KD9103-6 |  | 3KD9103-6 | 1 | UN | 1 | 5 | B | D | N | N | 85365080 | 1 | 4001869473741 | 147 | G | 8.1 | 9.4 | LP21 | LP21 | Accessory for 3KD size 1/2, 3KF size 1 3KC0 size 1/2 Auxiliary switch module for max. 2 auxiliary switches with test function | Lista Papel 2020 SI | 0 | 0
3KD9103-7 |  | 3KD9103-7 | 1 | UN | 1 | 5 | B | D | N | N | 85365080 | 1 | 4001869473758 | 0.155 | KG | 8.1 | 9.4 | LP21 | LP21 | Accessory for 3KD size 1/2, 3KF size 1 3KC0 size 1/2 Auxiliary switch module for max. 2 auxiliary switches leading, with test function | Lista Papel 2020 SI | 0 | 0
3KD9105-2 |  | 3KD9105-2 | 1 | UN | 1 | 5 | B | D | N | N | 85365080 | 1 | 4001869473796 | 253 | G | 11.2 | 12.9 | LP21 | LP21 | Accessory for 3KD size 1, 3KC0 size 1 Fourth pole, can be switched Box terminal | Lista Papel 2020 SI | 0 | 0
3KD9106-2 |  | 3KD9106-2 | 1 | UN | 1 | 15 | C | D | N | N | 85369010 | 1 | 4001869473819 | 0.255 | KG | 7.4 | 8.6 | LP21 | LP21 | Accessory for 3KD size 1 Neutral conductor terminal with removable jumper Box terminal | Lista Papel 2020 SI | 0 | 0
3KD9106-8 |  | 3KD9106-8 | 1 | UN | 1 | 2 | A | D | N | N | 85369010 | 1 | 4001869473833 | 0.249 | KG | 6.7 | 7.8 | LP21 | LP21 | Accessory for 3KD size 1 Neutral conductor/ground terminal with fixed jumper Box terminal | Lista Papel 2020 SI | 0 | 0
3KD9108-6 |  | 3KD9108-6 | 1 | UN | 1 | 5 | B | D | N | N | 85472000 | 1 | 4001869473840 | 0.126 | KG | 15.1 | 17.4 | LP21 | LP21 | Accessory for 3KD size 2 Phase barriers contains 6 units | Lista Papel 2020 SI | 0 | 0
3KD9108-8 |  | 3KD9108-8 | 1 | UN | 1 | 5 | B | D | N | N | 85472000 | 1 | 4001869473857 | 139 | G | 20 | 23.1 | LP21 | LP21 | Accessory for 3KD size 2 Phase barriers contains 8 units | Lista Papel 2020 SI | 0 | 0
3KD9115-1 |  | 3KD9115-1 | 1 | UN | 1 | 15 | C | D | N | N | 85389099 | 1 | 4011209931688 | 0.394 | KG | 49.07 | 33.6 | LP21 | LP21 | Accessory for 3KD size 1 door-coupling rotary operating mechanism Complete operating mechanism, gray incl. shaft 300 mm long and clutch holder Can be locked in OFF position |  | 0 | 0
3KD9115-2 |  | 3KD9115-2 | 1 | UN | 1 | 15 | C | D | N | N | 85389099 | 1 | 4011209931695 | 0.371 | KG | 42.35 | 29 | LP21 | LP21 | Accessory for 3KD size 1 door-coupling rotary operating mechanism Complete operating mechanism, yellow/red incl. shaft 300 mm long and clutch holder Can be locked in OFF position |  | 0 | 0
3KD9115-3 |  | 3KD9115-3 | 1 | UN | 1 | 15 | C | D | N | N | 85389099 | 1 | 4011209930919 | 0.194 | KG | 36.47 | 25 | LP21 | LP21 | Accessory for 3KD size 1 Door-coupling rotary operating mechanism Handle, gray without shaft and coupling Can be locked in OFF position |  | 0 | 0
3KD9115-4 |  | 3KD9115-4 | 1 | UN | 1 | 15 | C | D | N | N | 85389099 | 1 | 4011209930926 | 0.182 | KG | 36.47 | 25 | LP21 | LP21 | Accessory for 3KD size 1 Door-coupling rotary operating mechanism Handle, yellow/red without shaft and coupling Can be locked in OFF position |  | 0 | 0
3KD9118-1 |  | 3KD9118-1 | 1 | UN | 1 | 15 | C | D | N | N | 85389099 | 1 | 4001869525921 | 101 | G | 28.21 | 28.21 | LP21 | LP21 | Accessory for 3KD size 1 Connecting jumper for series connection of 2 poles Box terminal contains 1 unit | - | 0 | 0
3KD9120-1 |  | 3KD9120-1 | 1 | UN | 1 | 5 | B | D | N | N | 85389099 | 1 | 4001869484006 | 0.091 | KG | 4.9 | 5.7 | LP21 | LP21 | Accessory for 3KD size 1 and 2 3KC0 size 1/2 Mounting bracket contains 4 units | Lista Papel 2020 SI | 0 | 0
3KD9140-0 |  | 3KD9140-0 | 1 | UN | 1 | 2 | A | D | N | N | 39199080 | 1 | 4001869574141 | 83 | G | 11.2 |  | LP21 |  | Accessories for 3K Labels for AC-20/DC-20 Applications |  | 0 | 0
3KD9201-0 |  | 3KD9201-0 | 1 | UN | 1 | 5 | B | D | N | N | 85389099 | 1 | 4001869473888 | 0.14 | KG | 19.3 | 22.3 | LP21 | LP21 | Accessory for 3KD size 2 Direct operating mechanism, gray Flat version Can be locked in OFF position with one padlock | Lista Papel 2020 SI | 0 | 0
3KD9201-1 |  | 3KD9201-1 | 1 | UN | 1 | 2 | A | D | N | N | 85389099 | 1 | 4001869473895 | 144 | G | 19.3 | 22.3 | LP21 | LP21 | Accessory for 3KD size 2 Direct operating mechanism, gray Standard version Can be locked in OFF position with three padlocks | Lista Papel 2020 SI | 0 | 0
3KD9201-2 |  | 3KD9201-2 | 1 | UN | 1 | 5 | B | D | N | N | 85389099 | 1 | 4001869473901 | 139 | G | 19.3 | 22.3 | LP21 | LP21 | Accessory for 3KD size 2 Direct operating mechanism, red/yellow Standard version Can be locked in OFF position with three padlocks | Lista Papel 2020 SI | 0 | 0
3KD9201-8 |  | 3KD9201-8 | 1 | UN | 1 | 5 | B | D | N | N | 85389099 | 1 | 4001869473918 | 148 | G | 19.3 | 22.3 | LP21 | LP21 | Accessory for 3KD size 2 Direct operating mechanism, red/yellow Flat version Can be locked in OFF position with one padlock | Lista Papel 2020 SI | 0 | 0
3KD9204-0 |  | 3KD9204-0 | 1 | UN | 1 | 15 | C | D | N | N | 85389099 | 1 | 4001869525983 | 132 | G | 8.96 | 8.96 | LP21 | LP21 | Accessory for 3KD size 2 Cable connection cover for connecting jumper for series connection of 2 poles contains 1 unit | - | 0 | 0
3KD9204-1 |  | 3KD9204-1 | 1 | UN | 1 | 5 | B | D | N | N | 85472000 | 1 | 4001869483962 | 100 | G | 3.1 | 3.6 | LP21 | LP21 | Accessory for 3KD size 2 Cable connection cover short version contains 1 unit | Lista Papel 2020 SI | 0 | 0
3KD9204-5 |  | 3KD9204-5 | 1 | UN | 1 | 5 | B | D | N | N | 85472000 | 1 | 4001869473956 | 407 | G | 22.6 | 26.2 | LP21 | LP21 | Accessory for 3KD size 2 Cable connection cover short version contains 8 units | Lista Papel 2020 SI | 0 | 0
3KD9204-6 |  | 3KD9204-6 | 1 | UN | 1 | 2 | A | D | N | N | 85472000 | 1 | 4001869473925 | 359 | G | 22.2 | 25.7 | LP21 | LP21 | Accessory for 3KD size 2 Cable connection cover Standard length contains 6 units | Lista Papel 2020 SI | 0 | 0
3KD9204-7 |  | 3KD9204-7 | 1 | UN | 1 | 2 | A | D | N | N | 85472000 | 1 | 4001869473932 | 354 | G | 18.6 | 21.5 | LP21 | LP21 | Accessory for 3KD size 2 Cable connection cover short version contains 6 units | Lista Papel 2020 SI | 0 | 0
3KD9204-8 |  | 3KD9204-8 | 1 | UN | 1 | 5 | B | D | N | N | 85472000 | 1 | 4001869473949 | 515 | G | 29.7 | 34.4 | LP21 | LP21 | Accessory for 3KD size 2 Cable connection cover Standard length contains 8 units | Lista Papel 2020 SI | 0 | 0
3KD9205-0 |  | 3KD9205-0 | 1 | UN | 1 | 5 | B | D | N | N | 85365080 | 1 | 4001869473963 | 338 | G | 21.8 | 25.3 | LP21 | LP21 | Accessory for 3KD size 2 Fourth pole, can be switched flat terminal | Lista Papel 2020 SI | 0 | 0
3KD9205-2 |  | 3KD9205-2 | 1 | UN | 1 | 5 | B | D | N | N | 85365080 | 1 | 4001869473970 | 361 | G | 22.4 | 25.9 | LP21 | LP21 | Accessory for 3KD size 2, 3KC0 size 2 Fourth pole, can be switched Box terminal | Lista Papel 2020 SI | 0 | 0
3KD9206-0 |  | 3KD9206-0 | 1 | UN | 1 | 5 | B | D | N | N | 85369010 | 1 | 4001869473987 | 314 | G | 14.6 | 16.8 | LP21 | LP21 | Accessory for 3KD size 2 Neutral conductor terminal with removable jumper flat terminal | Lista Papel 2020 SI | 0 | 0
3KD9206-2 |  | 3KD9206-2 | 1 | UN | 1 | 15 | C | D | N | N | 85369010 | 1 | 4001869473994 | 0.348 | KG | 15 | 17.3 | LP21 | LP21 | Accessory for 3KD size 2 Neutral conductor terminal with removable jumper Box terminal | Lista Papel 2020 SI | 0 | 0
3KD9206-7 |  | 3KD9206-7 | 1 | UN | 1 | 5 | B | D | N | N | 85369010 | 1 | 4001869474007 | 0.299 | KG | 13.1 | 15.1 | LP21 | LP21 | Accessory for 3KD size 2 Neutral conductor/ground terminal with fixed jumper flat terminal | Lista Papel 2020 SI | 0 | 0
3KD9206-8 |  | 3KD9206-8 | 1 | UN | 1 | 5 | B | D | N | N | 85369010 | 1 | 4001869474014 | 0.33 | KG | 13.4 | 15.5 | LP21 | LP21 | Accessory for 3KD size 2 Neutral conductor/ground terminal with fixed jumper Box terminal | Lista Papel 2020 SI | 0 | 0
3KD9215-1 |  | 3KD9215-1 | 1 | UN | 1 | 15 | C | D | N | N | 85389099 | 1 | 4011209931701 | 0.405 | KG | 51.31 | 35.1 | LP21 | LP21 | Accessory for 3KD size 2 door-coupling rotary operating mechanism Complete operating mechanism, gray incl. shaft 300 mm long and clutch holder Can be locked in OFF position |  | 0 | 0
3KD9215-2 |  | 3KD9215-2 | 1 | UN | 1 | 15 | C | D | N | N | 85389099 | 1 | 4011209931718 | 0.383 | KG | 44.24 | 30.3 | LP21 | LP21 | Accessory for 3KD size 2 door-coupling rotary operating mechanism Complete operating mechanism, yellow/red incl. shaft 300 mm long and clutch holder Can be locked in OFF position |  | 0 | 0
3KD9215-3 |  | 3KD9215-3 | 1 | UN | 1 | 15 | C | D | N | N | 85389099 | 1 | 4011209930933 | 0.191 | KG | 38.78 | 26.6 | LP21 | LP21 | Accessory for 3KD size 2 door-coupling rotary operating mechanism Handle, gray without shaft and coupling Can be locked in OFF position |  | 0 | 0
3KD9215-4 |  | 3KD9215-4 | 1 | UN | 1 | 15 | C | D | N | N | 85389099 | 1 | 4011209930940 | 0.191 | KG | 38.78 | 26.6 | LP21 | LP21 | Accessory for 3KD size 2 door-coupling rotary operating mechanism Handle, yellow/red without shaft and coupling Can be locked in OFF position |  | 0 | 0
3KD9218-0 |  | 3KD9218-0 | 1 | UN | 1 | 15 | C | D | N | N | 85389099 | 1 | 4001869525945 | 111 | G | 35.56 | 35.56 | LP21 | LP21 | Accessory for 3KD size 2 Connecting jumper for series connection of 2 poles flat terminal contains 1 unit | - | 0 | 0
3KD9218-1 |  | 3KD9218-1 | 1 | UN | 1 | 15 | C | D | N | N | 85389099 | 1 | 4001869525938 | 128 | G | 35.56 | 35.56 | LP21 | LP21 | Accessory for 3KD size 2 Connecting jumper for series connection of 2 poles Box terminal contains 1 unit | - | 0 | 0
3KD9301-1 |  | 3KD9301-1 | 1 | UN | 1 | 2 | A | D | N | N | 85389099 | 1 | 4001869474045 | 219 | G | 24.8 | 28.6 | LP21 | LP21 | Accessory for 3KD size 3 Direct operating mechanism, gray Standard version Can be locked in OFF position with three padlocks | Lista Papel 2020 SI | 0 | 0
3KD9301-2 |  | 3KD9301-2 | 1 | UN | 1 | 2 | A | D | N | N | 85389099 | 1 | 4001869474052 | 220 | G | 24.8 | 28.6 | LP21 | LP21 | Accessory for 3KD size 3 Direct operating mechanism, red/yellow Standard version Can be locked in OFF position with three padlocks | Lista Papel 2020 SI | 0 | 0
3KD9302-0 |  | 3KD9302-0 | 1 | UN | 1 | 15 | C | D | N | N | 85389099 | 1 | 4011209931060 | 0.202 | KG | 12.04 | 9.6 | LP21 | LP21 | Accessory for 3KD size 3 Extension shaft for door-coupling rotary operating mechanism Length 300 mm 8 x 8 mm to 10 x 10 mm |  | 0 | 0
3KD9304-0 |  | 3KD9304-0 | 1 | UN | 1 | 15 | C | D | N | N | 85389099 | 1 | 4001869525990 | 304 | G | 11.83 | 11.83 | LP21 | LP21 | Accessory for 3KD size 3 Cable connection cover for connecting jumper for series connection of 2 poles contains 1 unit | - | 0 | 0
3KD9304-1 |  | 3KD9304-1 | 1 | UN | 1 | 2 | A | D | N | N | 85472000 | 1 | 4001869483979 | 110 | G | 3.4 | 3.9 | LP21 | LP21 | Accessory for 3KD size 3 3KF size 2, 3KC0 size 3 Cable connection cover short version contains 1 unit | Lista Papel 2020 SI | 0 | 0
3KD9304-5 |  | 3KD9304-5 | 1 | UN | 1 | 2 | A | D | N | N | 85472000 | 1 | 4001869474120 | 502 | G | 25.6 | 29.7 | LP21 | LP21 | Accessory for 3KD size 3 3KF size 2, 3KC0 size 3 Cable connection cover short version contains 8 units | Lista Papel 2020 SI | 0 | 0
3KD9304-6 |  | 3KD9304-6 | 1 | UN | 1 | 2 | A | D | N | N | 85472000 | 1 | 4001869474090 | 546 | G | 29.2 | 33.8 | LP21 | LP21 | Accessory for 3KD size 3 3KF size 2, 3KC0 size 3 Cable connection cover Standard length contains 6 units | Lista Papel 2020 SI | 0 | 0
3KD9304-7 |  | 3KD9304-7 | 1 | UN | 1 | 2 | A | D | N | N | 85472000 | 1 | 4001869474106 | 396 | G | 20.4 | 23.7 | LP21 | LP21 | Accessory for 3KD size 3 3KF size 2, 3KC0 size 3 Cable connection cover short version contains 6 units | Lista Papel 2020 SI | 0 | 0
3KD9304-8 |  | 3KD9304-8 | 1 | UN | 1 | 2 | A | D | N | N | 85472000 | 1 | 4001869474113 | 1.446 | KG | 36 | 41.7 | LP21 | LP21 | Accessory for 3KD size 3 3KF size 2, 3KC0 size 3 Cable connection cover Standard length contains 8 units | Lista Papel 2020 SI | 0 | 0
3KD9305-0 |  | 3KD9305-0 | 1 | UN | 1 | 5 | B | D | N | N | 85365080 | 1 | 4001869474137 | 0.914 | KG | 54.2 | 62.7 | LP21 | LP21 | Accessory for 3KD size 3 Fourth pole, can be switched flat terminal | Lista Papel 2020 SI | 0 | 0
3KD9306-0 |  | 3KD9306-0 | 1 | UN | 1 | 5 | B | D | N | N | 85369010 | 1 | 4001869474144 | 0.8 | KG | 36.1 | 41.8 | LP21 | LP21 | Accessory for 3KD size 3 Neutral conductor terminal with removable jumper flat terminal | Lista Papel 2020 SI | 0 | 0
3KD9306-7 |  | 3KD9306-7 | 1 | UN | 1 | 2 | A | D | N | N | 85369010 | 1 | 4001869474151 | 0.731 | KG | 32.5 | 37.6 | LP21 | LP21 | Accessory for 3KD size 3 Neutral conductor/ground terminal with fixed jumper flat terminal | Lista Papel 2020 SI | 0 | 0
3KD9308-6 |  | 3KD9308-6 | 1 | UN | 1 | 2 | A | D | N | N | 85472000 | 1 | 4001869474168 | 0.169 | KG | 16.2 | 18.8 | LP21 | LP21 | Accessory for 3KD size 3 3KF size 2, 3KC0 size 3 Phase barriers contains 6 units | Lista Papel 2020 SI | 0 | 0
3KD9308-8 |  | 3KD9308-8 | 1 | UN | 1 | 2 | A | D | N | N | 85472000 | 1 | 4001869474175 | 200 | G | 21.7 | 25.1 | LP21 | LP21 | Accessory for 3KD size 3 3KF size 2, 3KC0 size 3 Phase barriers contains 8 units | Lista Papel 2020 SI | 0 | 0
3KD9315-1 |  | 3KD9315-1 | 1 | UN | 1 | 15 | C | D | N | N | 85389099 | 1 | 4011209931725 | 0.944 | KG | 59.5 | 40.7 | LP21 | LP21 | accessory for 3KD size 3 door-coupling rotary op. mech. complete op. mech., gray incl. shaft, 300mm long and coupling driver can be locked in off position |  | 0 | 0
3KD9318-0 |  | 3KD9318-0 | 1 | UN | 1 | 15 | C | D | N | N | 85389099 | 1 | 4001869525952 | 158 | G | 68.6 | 68.6 | LP21 | LP21 | accessory for 3KD size 3 bridging bar for series connection of 2 poles flat terminal contains 1 unit | - | 0 | 0
3KD9401-1 |  | 3KD9401-1 | 1 | UN | 1 | 2 | A | D | N | N | 85389099 | 1 | 4001869474205 | 0.565 | KG | 29.3 | 33.9 | LP21 | LP21 | accessory for 3KD size 4 direct op. mech., gray standard version can be locked in off position with three padlocks | Lista Papel 2020 SI | 0 | 0
3KD9401-2 |  | 3KD9401-2 | 1 | UN | 1 | 5 | B | D | N | N | 85389099 | 1 | 4001869474212 | 0.574 | KG | 29.3 | 33.9 | LP21 | LP21 | accessory for 3KD size 4 direct op. mech., red/yellow standard version can be locked in off position with three padlocks | Lista Papel 2020 SI | 0 | 0
3KD9404-0 |  | 3KD9404-0 | 1 | UN | 1 | 15 | C | D | N | N | 85389099 | 1 | 4001869526003 | 375 | G | 14.84 | 14.84 | LP21 | LP21 | accessory for 3KD size 4 cable connection cover for bridging bar for series connection of 2 poles contains 1 unit | - | 0 | 0
3KD9404-1 |  | 3KD9404-1 | 1 | UN | 1 | 15 | C | D | N | N | 85472000 | 1 | 4001869483986 | 120 | G | 4.9 | 5.6 | LP21 | LP21 | accessory for 3KD size 4 3KF size 4, 3KC0 size 4 cable connection cover short version contains 1 unit | Lista Papel 2020 SI | 0 | 0
3KD9404-5 |  | 3KD9404-5 | 1 | UN | 1 | 2 | A | D | N | N | 85472000 | 1 | 4001869474274 | 846 | G | 38.4 | 44.4 | LP21 | LP21 | accessory for 3KD size 4 3KF size 4, 3KC0 size 4 cable connection cover short version contains 8 units | Lista Papel 2020 SI | 0 | 0
3KD9404-6 |  | 3KD9404-6 | 1 | UN | 1 | 2 | A | D | N | N | 85472000 | 1 | 4001869474243 | 1.43 | KG | 36.6 | 42.4 | LP21 | LP21 | accessory for 3KD size 4 3KF size 4, 3KC0 size 4 cable connection cover standard length contains 6 units | Lista Papel 2020 SI | 0 | 0
3KD9404-7 |  | 3KD9404-7 | 1 | UN | 1 | 2 | A | D | N | N | 85472000 | 1 | 4001869474250 | 0.6 | KG | 29.2 | 33.8 | LP21 | LP21 | accessory for 3KD size 4 3KF size 4, 3KC0 size 4 cable connection cover short version contains 6 units | Lista Papel 2020 SI | 0 | 0
3KD9404-8 |  | 3KD9404-8 | 1 | UN | 1 | 2 | A | D | N | N | 85472000 | 1 | 4001869474267 | 1.538 | KG | 48.9 | 56.5 | LP21 | LP21 | accessory for 3KD size 4 3KF size 4, 3KC0 size 4 cable connection cover standard length contains 8 units | Lista Papel 2020 SI | 0 | 0
3KD9405-0 |  | 3KD9405-0 | 1 | UN | 1 | 5 | B | D | N | N | 85365080 | 1 | 4001869474281 | 1.949 | KG | 130.5 | 150.4 | LP21 | LP21 | Accessory for 3KD size 4 Fourth pole, can be switched flat terminal | Lista Papel 2020 SI | 0 | 0
3KD9406-0 |  | 3KD9406-0 | 1 | UN | 1 | 15 | C | D | N | N | 85369010 | 1 | 4001869474298 | 1.564 | KG | 86.2 | 100.1 | LP21 | LP21 | Accessory for 3KD size 4 Neutral conductor terminal with removable jumper flat terminal | Lista Papel 2020 SI | 0 | 0
3KD9406-7 |  | 3KD9406-7 | 1 | UN | 1 | 5 | B | D | N | N | 85369010 | 1 | 4001869474304 | 1.456 | KG | 77.8 | 89.7 | LP21 | LP21 | Accessory for 3KD size 4 Neutral conductor/ground terminal with fixed jumper flat terminal | Lista Papel 2020 SI | 0 | 0
3KD9408-6 |  | 3KD9408-6 | 1 | UN | 1 | 5 | B | D | N | N | 85472000 | 1 | 4001869474311 | 0.203 | KG | 21.6 | 24.9 | LP21 | LP21 | Accessory for 3KD size 4 3KF size 3 and 4, 3KC0 size 4 Phase barriers contains 6 units | Lista Papel 2020 SI | 0 | 0
3KD9408-8 |  | 3KD9408-8 | 1 | UN | 1 | 5 | B | D | N | N | 85472000 | 1 | 4001869474328 | 248 | G | 28.6 | 33.1 | LP21 | LP21 | Accessory for 3KD size 4 3KF size 3 and 4, 3KC0 size 4 Phase barriers contains 8 units | Lista Papel 2020 SI | 0 | 0
3KD9418-0 |  | 3KD9418-0 | 1 | UN | 1 | 15 | C | D | N | N | 85389099 | 1 | 4001869525969 | 780 | G | 87.5 | 87.5 | LP21 | LP21 | Accessory for 3KD size 4 Connecting jumper for series connection of 2 poles flat terminal contains 1 unit | - | 0 | 0
3KD9501-1 |  | 3KD9501-1 | 1 | UN | 1 | 5 | B | D | N | N | 85389099 | 1 | 4001869474359 | 805 | G | 42.3 | 48.9 | LP21 | LP21 | Accessory for 3KD size 5 Direct operating mechanism, gray Standard version Can be locked in OFF position with three padlocks | Lista Papel 2020 SI | 0 | 0
3KD9501-2 |  | 3KD9501-2 | 1 | UN | 1 | 5 | B | D | N | N | 85389099 | 1 | 4001869474366 | 0.82 | KG | 42.3 | 48.9 | LP21 | LP21 | Accessory for 3KD size 5 Direct operating mechanism, red/yellow Standard version Can be locked in OFF position with three padlocks | Lista Papel 2020 SI | 0 | 0
3KD9504-0 |  | 3KD9504-0 | 1 | UN | 1 | 15 | C | D | N | N | 85389099 | 1 | 4001869526010 | 1.021 | KG | 32.13 | 32.13 | LP21 | LP21 | Accessory for 3KD size 5 Cable connection cover for connecting jumper for series connection of 2 poles contains 1 unit | - | 0 | 0
3KD9504-1 |  | 3KD9504-1 | 1 | UN | 1 | 15 | C | D | N | N | 85472000 | 1 | 4001869483993 | 0.434 | KG | 13.3 | 15.3 | LP21 | LP21 | Accessory for 3KD size 5 3KF size 5, 3KC0 size 5 Cable connection cover Standard length contains 1 unit | Lista Papel 2020 SI | 0 | 0
3KD9504-6 |  | 3KD9504-6 | 1 | UN | 1 | 2 | A | D | N | N | 85472000 | 1 | 4001869474397 | 1.746 | KG | 80.1 | 92.5 | LP21 | LP21 | Accessory for 3KD size 5 3KF size 5, 3KC0 size 5 Cable connection cover Standard length contains 6 units | Lista Papel 2020 SI | 0 | 0
3KD9504-8 |  | 3KD9504-8 | 1 | UN | 1 | 5 | B | D | N | N | 85472000 | 1 | 4001869474403 | 2.088 | KG | 99.7 | 115.2 | LP21 | LP21 | Accessory for 3KD size 5 3KF size 5, 3KC0 size 5 Cable connection cover Standard length contains 8 units | Lista Papel 2020 SI | 0 | 0
3KD9505-0 |  | 3KD9505-0 | 1 | UN | 1 | 15 | C | D | N | N | 85365080 | 1 | 4001869474410 | 5.13 | KG | 401.5 | 464.4 | LP21 | LP21 | Accessory for 3KD size 5 Fourth pole, can be switched flat terminal | Lista Papel 2020 SI | 0 | 0
3KD9506-0 |  | 3KD9506-0 | 1 | UN | 1 | 15 | C | D | N | N | 85369010 | 1 | 4001869474427 | 4.526 | KG | 267.7 | 309.8 | LP21 | LP21 | Accessory for 3KD size 5 Neutral conductor terminal with removable jumper flat terminal | Lista Papel 2020 SI | 0 | 0
3KD9506-7 |  | 3KD9506-7 | 1 | UN | 1 | 15 | C | D | N | N | 85369010 | 1 | 4001869474434 | 4.143 | KG | 241.4 | 279.5 | LP21 | LP21 | Accessory for 3KD size 5 Neutral conductor/ground terminal with fixed jumper flat terminal | Lista Papel 2020 SI | 0 | 0
3KD9508-6 |  | 3KD9508-6 | 1 | UN | 1 | 5 | B | D | N | N | 85472000 | 1 | 4001869474441 | 0.48 | KG | 28.6 | 33.1 | LP21 | LP21 | Accessory for 3KD size 5 3KF size 5, 3KC0 size 5 Phase barriers contains 6 units | Lista Papel 2020 SI | 0 | 0
3KD9508-8 |  | 3KD9508-8 | 1 | UN | 1 | 5 | B | D | N | N | 85472000 | 1 | 4001869474458 | 0.54 | KG | 38.2 | 44.2 | LP21 | LP21 | Accessory for 3KD size 5 3KF size 5, 3KC0 size 5 Phase barriers contains 8 units | Lista Papel 2020 SI | 0 | 0
3KD9511-1 |  | 3KD9511-1 | 1 | UN | 1 | 3 | B | D | N | N | 85389099 | 1 | 4001869564685 | 1.23 | KG | 61.95 | 61.95 | LP21 | LP21 | access. for switch disconnector 3KD/C0 size 5, with flat terminal for 4 circular conductor cables for CU contains 1 unit | - | 0 | 0
3KD9515-3 |  | 3KD9515-3 | 1 | UN | 1 | 15 | C | D | N | N | 85389099 | 1 | 4011209930995 | 0.529 | KG | 110.6 | 75.9 | LP21 | LP21 | Accessory for 3KD size 5 door-coupling rotary operating mechanism Handle, gray without shaft and coupling Can be locked in OFF position |  | 0 | 0
3KD9515-4 |  | 3KD9515-4 | 1 | UN | 1 | 15 | C | D | N | N | 85389099 | 1 | 4011209931008 | 0.562 | KG | 110.6 | 75.9 | LP21 | LP21 | Accessory for 3KD size 5 door-coupling rotary operating mechanism Handle, yellow/red without shaft and coupling Can be locked in OFF position |  | 0 | 0
3KD9518-0 |  | 3KD9518-0 | 1 | UN | 1 | 15 | C | D | N | N | 85389099 | 1 | 4001869525976 | 1897 | G | 126.7 | 126.7 | LP21 | LP21 | Accessory for 3KD size 5 Connecting jumper for series connection of 2 poles flat terminal contains 1 unit | - | 0 | 0
3KE4230-0AA |  | 3KE4230-0AA | 1 | UN | 1 | 15 | C | D | N | N | 85362090 | 1 | 4011209000650 | 4.32 | KG | 915.6 | 915.6 | LP21 | LP21 | switch disconnector, 3-pole I=250A, U=690V front mounted rotary operator without handle | - | 0 | 0
3KE4230-0BA |  | 3KE4230-0BA | 1 | UN | 1 | 15 | C | D | N | N | 85362090 | 1 | 4011209000667 | 4.62 | KG | 1024.6 | 1024.6 | LP21 | LP21 | switch disconnector, 3-pole I=250A, U=690V, front op. mech. with black handle | - | 0 | 0
3KE4230-0CA |  | 3KE4230-0CA | 1 | UN | 1 | 15 | C | D | N | N | 85362090 | 1 | 4011209000674 | 5.248 | KG | 1034.41 | 1034.41 | LP21 | LP21 | switch disconnector, 3-pole I=250A, U=690V rear rotary operating mechanism without handle | - | 0 | 0
3KE4230-0GA |  | 3KE4230-0GA | 1 | UN | 1 | 15 | C | D | N | N | 85362090 | 1 | 4011209739512 | 4.983 | KG | 1177.2 | 1177.2 | LP21 | LP21 | switch disconnector, 3-pole with door op. mechanism 8UC7 handle dark gray/blue-green basic masking plate, light gray | - | 0 | 0
3KE4330-0AA |  | 3KE4330-0AA | 1 | UN | 1 | 15 | C | D | N | N | 85362090 | 1 | 4011209000698 | 4.32 | KG | 1384.3 | 1384.3 | LP21 | LP21 | switch disconnector, 3-pole I=400A, U=690V front mounted rotary operator without handle | - | 0 | 0
3KE4330-0BA |  | 3KE4330-0BA | 1 | UN | 1 | 15 | C | D | N | N | 85362090 | 1 | 4011209000704 | 4.66 | KG | 1493.3 | 1493.3 | LP21 | LP21 | switch disconnector, 3-pole I=400A, U=690V front mounted rotary operator with black handle | - | 0 | 0
3KE4330-0CA |  | 3KE4330-0CA | 1 | UN | 1 | 15 | C | D | N | N | 85362090 | 1 | 4011209000711 | 5 | KG | 1515.1 | 1515.1 | LP21 | LP21 | switch disconnector, 3-pole I=400A, U=690V rear rotary operating mechanism without handle | - | 0 | 0
3KE4330-0GA |  | 3KE4330-0GA | 1 | UN | 1 | 15 | C | D | N | N | 85362090 | 1 | 4011209739529 | 5.38 | KG | 1689.5 | 1689.5 | LP21 | LP21 | switch disconnector, 3-pole with door op. mechanism 8UC7 handle dark gray/blue-green basic masking plate, light gray | - | 0 | 0
3KE4430-0AA |  | 3KE4430-0AA | 1 | UN | 1 | 15 | C | D | N | N | 85362090 | 1 | 4011209000735 | 6.876 | KG | 2103.7 | 2103.7 | LP21 | LP21 | switch disconnector, 3-pole I=630A, U=690V front mounted rotary operator without handle | - | 0 | 0
3KE4430-0AA-Z | A01 | 3KE4430-0AA-ZA01 | 1 | UN | 1 | 15 | C | D | N | N | 85362090 | 1 | 4047621049793 | 6.76 | KG | 2169.1 | 2169.1 | LP21 | LP21 | switch disconnector, 3-pole I=630A, U=690V front mounted rotary operator without handle with tin-coated contacts | - | 0 | 0
3KE4430-0BA |  | 3KE4430-0BA | 1 | UN | 1 | 15 | C | D | N | N | 85362090 | 1 | 4011209000742 | 7.252 | KG | 2180 | 2180 | LP21 | LP21 | switch disconnector, 3-pole I=630A, U=690V front mounted rotary operator with black handle | - | 0 | 0
3KE4430-0CA |  | 3KE4430-0CA | 1 | UN | 1 | 15 | C | D | N | N | 85362090 | 1 | 4011209000759 | 7.603 | KG | 2212.7 | 2212.7 | LP21 | LP21 | switch disconnector, 3-pole I=630A, U=690V rear rotary operating mechanism without handle | - | 0 | 0
3KE4430-0GA |  | 3KE4430-0GA | 1 | UN | 1 | 15 | C | D | N | N | 85362090 | 1 | 4011209739536 | 7.74 | KG | 2441.6 | 2441.6 | LP21 | LP21 | switch disconnector, 3-pole with door op. mechanism 8UC7 handle dark gray/blue-green basic masking plate, light gray | - | 0 | 0
3KE4530-0AA |  | 3KE4530-0AA | 1 | UN | 1 | 15 | C | D | N | N | 85362090 | 1 | 4011209000773 | 7.43 | KG | 3575.2 | 3575.2 | LP21 | LP21 | switch disconnector, 3-pole I=1000A, U=690V front mounted rotary operator without handle | - | 0 | 0
3KE4530-0AA-Z | A01 | 3KE4530-0AA-ZA01 | 1 | UN | 1 | 15 | C | D | N | N | 85362090 | 1 | 4047621049717 | 7.37 | KG | 3651.5 | 3651.5 | LP21 | LP21 | switch disconnector, 3-pole I=1000A, U=690V front mounted rotary operator without handle with tin-coated contacts | - | 0 | 0
3KE4530-0BA |  | 3KE4530-0BA | 1 | UN | 1 | 15 | C | D | N | N | 85362090 | 1 | 4011209000780 | 7.764 | KG | 3684.2 | 3684.2 | LP21 | LP21 | switch disconnector, 3-pole I=1000A, U=690V front mounted rotary operator with black handle | - | 0 | 0
3KE4530-0CA |  | 3KE4530-0CA | 1 | UN | 1 | 15 | C | D | N | N | 85362090 | 1 | 4011209000797 | 7.907 | KG | 3684.2 | 3684.2 | LP21 | LP21 | switch disconnector, 3-pole I=1000A, U=690V rear rotary operating mechanism without handle | - | 0 | 0
3KE4530-0GA |  | 3KE4530-0GA | 1 | UN | 1 | 15 | C | D | N | N | 85362090 | 1 | 4011209739543 | 8.267 | KG | 3934.9 | 3934.9 | LP21 | LP21 | switch disconnector, 3-pole with door op. mechanism 8UC7 handle dark gray/blue-green basic masking plate, light gray | - | 0 | 0
3KF1303-0LB11 |  | 3KF1303-0LB11 | 1 | UN | 1 | 5 | B | D | N | N | 85365080 | 1 | 4001869535807 | 1.502 | KG | 112.3 | 109.4 | LP21 | LP21 | Switch disconnector with fuse 32 A, Size 1, 3-pole for LV HRC fuse Sz. 000 Front operating mechanism left Basic unit without handle Box terminal | Lista Papel 2020 SI | 0 | 0
3KF1303-0MB11 |  | 3KF1303-0MB11 | 1 | UN | 1 | 5 | B | D | N | N | 85362010 | 1 | 4001869535784 | 1.504 | KG | 112.3 | 109.4 | LP21 | LP21 | Switch disconnector with fuse 32 A, Size 1, 3-pole for LV HRC fuse Sz. 000 Front operating mechanism center Basic unit without handle Box terminal | Lista Papel 2020 SI | 0 | 0
3KF1303-2LB11 |  | 3KF1303-2LB11 | 1 | UN | 1 | 5 | B | D | N | N | 85365080 | 1 | 4001869535791 | 1.681 | KG | 141.1 | 136.8 | LP21 | LP21 | Switch disconnector with fuse 32 A, Size 1, 3-pole for LV HRC fuse Sz. 000 Front operating mechanism left Complete unit with direct operating mechanism gray Box terminal | Lista Papel 2020 SI | 0 | 0
3KF1303-4LB11 |  | 3KF1303-4LB11 | 1 | UN | 1 | 5 | B | D | N | N | 85365080 | 1 | 4001869535814 | 1.595 | KG | 112.3 | 109.4 | LP21 | LP21 | Switch disconnector with fuse 32 A, Size 1, 3-pole for LV HRC fuse Sz. 000 Side operating mechanism left Basic unit without handle Box terminal | Lista Papel 2020 SI | 0 | 0
3KF1303-4RB11 |  | 3KF1303-4RB11 | 1 | UN | 1 | 5 | B | D | N | N | 85362010 | 1 | 4001869535821 | 1.592 | KG | 112.3 | 109.4 | LP21 | LP21 | Switch disconnector with fuse 32 A, Size 1, 3-pole for LV HRC fuse Sz. 000 Side operating mechanism right Basic unit without handle Box terminal | Lista Papel 2020 SI | 0 | 0
3KF1306-0LB11 |  | 3KF1306-0LB11 | 1 | UN | 1 | 5 | B | D | N | N | 85365080 | 1 | 4001869535913 | 1.503 | KG | 141.8 | 137.5 | LP21 | LP21 | Switch disconnector with fuse 63 A, Size 1, 3-pole for LV HRC fuse Sz. 000 Front operating mechanism left Basic unit without handle Box terminal | Lista Papel 2020 SI | 0 | 0
3KF1306-0MB11 |  | 3KF1306-0MB11 | 1 | UN | 1 | 5 | B | D | N | N | 85362010 | 1 | 4001869535890 | 1.507 | KG | 141.8 | 137.5 | LP21 | LP21 | Switch disconnector with fuse 63 A, Size 1, 3-pole for LV HRC fuse Sz. 000 Front operating mechanism center Basic unit without handle Box terminal | Lista Papel 2020 SI | 0 | 0
3KF1306-2LB11 |  | 3KF1306-2LB11 | 1 | UN | 1 | 5 | B | D | N | N | 85365080 | 1 | 4001869535906 | 1.682 | KG | 170.6 | 165.6 | LP21 | LP21 | Switch disconnector with fuse 63 A, Size 1, 3-pole for LV HRC fuse Sz. 000 Front operating mechanism left Complete unit with direct operating mechanism gray Box terminal | Lista Papel 2020 SI | 0 | 0
3KF1306-4LB11 |  | 3KF1306-4LB11 | 1 | UN | 1 | 5 | B | D | N | N | 85362010 | 1 | 4001869535920 | 1.596 | KG | 141.8 | 137.5 | LP21 | LP21 | Switch disconnector with fuse 63 A, Size 1, 3-pole for LV HRC fuse Sz. 000 Side operating mechanism left Basic unit without handle Box terminal | Lista Papel 2020 SI | 0 | 0
3KF1306-4RB11 |  | 3KF1306-4RB11 | 1 | UN | 1 | 5 | B | D | N | N | 85362010 | 1 | 4001869535937 | 1.593 | KG | 141.8 | 137.5 | LP21 | LP21 | Switch disconnector with fuse 63 A, Size 1, 3-pole for LV HRC fuse Sz. 000 Side operating mechanism right Basic unit without handle Box terminal | Lista Papel 2020 SI | 0 | 0
3KF1308-0LB11 |  | 3KF1308-0LB11 | 1 | UN | 1 | 5 | B | D | N | N | 85365080 | 1 | 4001869536019 | 1.502 | KG | 159.8 | 155.5 | LP21 | LP21 | Switch disconnector with fuse 80 A, Size 1, 3-pole for LV HRC fuse Sz. 000 Front operating mechanism left Basic unit without handle Box terminal | Lista Papel 2020 SI | 0 | 0
3KF1308-0MB11 |  | 3KF1308-0MB11 | 1 | UN | 1 | 5 | B | D | N | N | 85389099 | 1 | 4001869535999 | 1.502 | KG | 159.8 | 155.5 | LP21 | LP21 | Switch disconnector with fuse 80 A, Size 1, 3-pole for LV HRC fuse Sz. 000 Front operating mechanism center Basic unit without handle Box terminal | Lista Papel 2020 SI | 0 | 0
3KF1308-2LB11 |  | 3KF1308-2LB11 | 1 | UN | 1 | 5 | B | D | N | N | 85365080 | 1 | 4001869536002 | 1.685 | KG | 188.6 | 183.6 | LP21 | LP21 | Switch disconnector with fuse 80 A, Size 1, 3-pole for LV HRC fuse Sz. 000 Front operating mechanism left Complete unit with direct operating mechanism gray Box terminal | Lista Papel 2020 SI | 0 | 0
3KF1308-4LB11 |  | 3KF1308-4LB11 | 1 | UN | 1 | 5 | B | D | N | N | 85362090 | 1 | 4001869536026 | 1.593 | KG | 159.8 | 155.5 | LP21 | LP21 | Switch disconnector with fuse 80 A, Size 1, 3-pole for LV HRC fuse Sz. 000 Side operating mechanism left Basic unit without handle Box terminal | Lista Papel 2020 SI | 0 | 0
3KF1308-4RB11 |  | 3KF1308-4RB11 | 1 | UN | 1 | 5 | B | D | N | N | 85362090 | 1 | 4001869536033 | 1.59 | KG | 159.8 | 155.5 | LP21 | LP21 | Switch disconnector with fuse 80 A, Size 1, 3-pole for LV HRC fuse Sz. 000 Side operating mechanism right Basic unit without handle Box terminal | Lista Papel 2020 SI | 0 | 0
3KF1403-0LB11 |  | 3KF1403-0LB11 | 1 | UN | 1 | 5 | B | D | N | N | 85365080 | 1 | 4001869535852 | 1.873 | KG | 141.1 | 136.8 | LP21 | LP21 | Switch disconnector with fuse 32 A, Size 1, 4-pole for LV HRC fuse Sz. 000 Front operating mechanism left Basic unit without handle Box terminal | Lista Papel 2020 SI | 0 | 0
3KF1403-0MB11 |  | 3KF1403-0MB11 | 1 | UN | 1 | 5 | B | D | N | N | 85362010 | 1 | 4001869535838 | 1.871 | KG | 141.1 | 136.8 | LP21 | LP21 | Switch disconnector with fuse 32 A, Size 1, 4-pole for LV HRC fuse Sz. 000 Front operating mechanism center Basic unit without handle Box terminal | Lista Papel 2020 SI | 0 | 0
3KF1403-2LB11 |  | 3KF1403-2LB11 | 1 | UN | 1 | 5 | B | D | N | N | 85362010 | 1 | 4001869535845 | 2.058 | KG | 169.9 | 164.9 | LP21 | LP21 | Switch disconnector with fuse 32 A, Size 1, 4-pole for LV HRC fuse Sz. 000 Front operating mechanism left Complete unit with direct operating mechanism gray Box terminal | Lista Papel 2020 SI | 0 | 0
3KF1403-4LB11 |  | 3KF1403-4LB11 | 1 | UN | 1 | 5 | B | D | N | N | 85362010 | 1 | 4001869547596 | 1.97 | KG | 141.1 | 136.8 | LP21 | LP21 | Switch disconnector with fuse 32 A, Size 1, 4-pole for LV HRC fuse Sz. 000 Side operating mechanism left basic device without handle Box terminal | Lista Papel 2020 SI | 0 | 0
3KF1403-4RB11 |  | 3KF1403-4RB11 | 1 | UN | 1 | 5 | B | D | N | N | 85362010 | 1 | 4001869535876 | 1.969 | KG | 141.1 | 136.8 | LP21 | LP21 | Switch disconnector with fuse 32 A, Size 1, 4-pole for LV HRC fuse Sz. 000 Side operating mechanism right Basic unit without handle Box terminal | Lista Papel 2020 SI | 0 | 0
3KF1406-0LB11 |  | 3KF1406-0LB11 | 1 | UN | 1 | 5 | B | D | N | N | 85365080 | 1 | 4001869535968 | 1.872 | KG | 177.8 | 172.8 | LP21 | LP21 | Switch disconnector with fuse 63 A, Size 1, 4-pole for LV HRC fuse Sz. 000 Front operating mechanism left Basic unit without handle Box terminal | Lista Papel 2020 SI | 0 | 0
3KF1406-0MB11 |  | 3KF1406-0MB11 | 1 | UN | 1 | 5 | B | D | N | N | 85362010 | 1 | 4001869535944 | 1.872 | KG | 177.8 | 172.8 | LP21 | LP21 | Switch disconnector with fuse 63 A, Size 1, 4-pole for LV HRC fuse Sz. 000 Front operating mechanism center Basic unit without handle Box terminal | Lista Papel 2020 SI | 0 | 0
3KF1406-2LB11 |  | 3KF1406-2LB11 | 1 | UN | 1 | 5 | B | D | N | N | 85362010 | 1 | 4001869535951 | 2.059 | KG | 205.9 | 200.2 | LP21 | LP21 | Switch disconnector with fuse 63 A, Size 1, 4-pole for LV HRC fuse Sz. 000 Front operating mechanism left Complete unit with direct operating mechanism gray Box terminal | Lista Papel 2020 SI | 0 | 0
3KF1406-4LB11 |  | 3KF1406-4LB11 | 1 | UN | 1 | 5 | B | D | N | N | 85362010 | 1 | 4001869547602 | 1.968 | KG | 177.8 | 172.8 | LP21 | LP21 | Switch disconnector with fuse 63 A, Size 1, 4-pole for LV HRC fuse Sz. 000 Side operating mechanism left basic device without handle Box terminal | Lista Papel 2020 SI | 0 | 0
3KF1406-4RB11 |  | 3KF1406-4RB11 | 1 | UN | 1 | 5 | B | D | N | N | 85362010 | 1 | 4001869535982 | 1.97 | KG | 177.8 | 172.8 | LP21 | LP21 | Switch disconnector with fuse 63 A, Size 1, 4-pole for LV HRC fuse Sz. 000 Side operating mechanism right Basic unit without handle Box terminal | Lista Papel 2020 SI | 0 | 0
3KF1408-0LB11 |  | 3KF1408-0LB11 | 1 | UN | 1 | 5 | B | D | N | N | 85365080 | 1 | 4001869536064 | 1.871 | KG | 200.2 | 194.4 | LP21 | LP21 | Switch disconnector with fuse 80 A, Size 1, 4-pole for LV HRC fuse Sz. 000 Front operating mechanism left Basic unit without handle Box terminal | Lista Papel 2020 SI | 0 | 0
3KF1408-0MB11 |  | 3KF1408-0MB11 | 1 | UN | 1 | 5 | B | D | N | N | 85362090 | 1 | 4001869536040 | 1.872 | KG | 200.2 | 194.4 | LP21 | LP21 | Switch disconnector with fuse 80 A, Size 1, 4-pole for LV HRC fuse Sz. 000 Front operating mechanism center Basic unit without handle Box terminal | Lista Papel 2020 SI | 0 | 0
3KF1408-2LB11 |  | 3KF1408-2LB11 | 1 | UN | 1 | 5 | B | D | N | N | 85362090 | 1 | 4001869536057 | 2.056 | KG | 228.2 | 221.8 | LP21 | LP21 | Switch disconnector with fuse 80 A, Size 1, 4-pole for LV HRC fuse Sz. 000 Front operating mechanism left Complete unit with direct operating mechanism gray Box terminal | Lista Papel 2020 SI | 0 | 0
3KF1408-4LB11 |  | 3KF1408-4LB11 | 1 | UN | 1 | 5 | B | D | N | N | 85362090 | 1 | 4001869547619 | 1.972 | KG | 200.2 | 194.4 | LP21 | LP21 | Switch disconnector with fuse 80 A, Size 1, 4-pole for LV HRC fuse Sz. 000 Side operating mechanism left basic device without handle Box terminal | Lista Papel 2020 SI | 0 | 0
3KF1408-4RB11 |  | 3KF1408-4RB11 | 1 | UN | 1 | 5 | B | D | N | N | 85362090 | 1 | 4001869536088 | 1.952 | KG | 200.2 | 194.4 | LP21 | LP21 | Switch disconnector with fuse 80 A, Size 1, 4-pole for LV HRC fuse Sz. 000 Side operating mechanism right Basic unit without handle Box terminal | Lista Papel 2020 SI | 0 | 0
3KF2312-0LF11 |  | 3KF2312-0LF11 | 1 | UN | 1 | 5 | B | D | N | N | 85365080 | 1 | 4001869536132 | 2.886 | KG | 163.4 | 159.1 | LP21 | LP21 | Switch disconnector with fuse 125 A, Size 2, 3-pole for LV HRC fuse Sz. 000 and 00 Front operating mechanism left Basic unit without handle flat terminal | Lista Papel 2020 SI | 0 | 0
3KF2312-0MF11 |  | 3KF2312-0MF11 | 1 | UN | 1 | 5 | B | D | N | N | 85365080 | 1 | 4001869536095 | 2.87 | KG | 163.4 | 159.1 | LP21 | LP21 | Switch disconnector with fuse 125 A, Size 2, 3-pole for LV HRC fuse Sz. 000 and 00 Front operating mechanism center Basic unit without handle flat terminal | Lista Papel 2020 SI | 0 | 0
3KF2312-2LF11 |  | 3KF2312-2LF11 | 1 | UN | 1 | 5 | B | D | N | N | 85362090 | 1 | 4001869536125 | 3.157 | KG | 200.9 | 195.1 | LP21 | LP21 | Switch disconnector with fuse 125 A, Size 2, 3-pole for LV HRC fuse Sz. 000 and 00 Front operating mechanism left Complete unit with direct operating mechanism gray flat terminal | Lista Papel 2020 SI | 0 | 0
3KF2312-4LF11 |  | 3KF2312-4LF11 | 1 | UN | 1 | 5 | B | D | N | N | 85362090 | 1 | 4001869536149 | 2.952 | KG | 163.4 | 159.1 | LP21 | LP21 | Switch disconnector with fuse 125 A, Size 2, 3-pole for LV HRC fuse Sz. 000 and 00 Side operating mechanism left Basic unit without handle flat terminal | Lista Papel 2020 SI | 0 | 0
3KF2312-4RF11 |  | 3KF2312-4RF11 | 1 | UN | 1 | 5 | B | D | N | N | 85362090 | 1 | 4001869536156 | 2.951 | KG | 163.4 | 159.1 | LP21 | LP21 | Switch disconnector with fuse 125 A, Size 2, 3-pole for LV HRC fuse Sz. 000 and 00 Side operating mechanism right Basic unit without handle flat terminal | Lista Papel 2020 SI | 0 | 0
3KF2316-0LF11 |  | 3KF2316-0LF11 | 1 | UN | 1 | 5 | B | D | N | N | 85365080 | 1 | 4001869536231 | 2.88 | KG | 180.7 | 175.7 | LP21 | LP21 | Switch disconnector with fuse 160 A, Size 2, 3-pole for LV HRC fuse Sz. 000 and 00 Front operating mechanism left Basic unit without handle flat terminal | Lista Papel 2020 SI | 0 | 0
3KF2316-0MF11 |  | 3KF2316-0MF11 | 1 | UN | 1 | 5 | B | D | N | N | 85365080 | 1 | 4001869536217 | 2.876 | KG | 180.7 | 175.7 | LP21 | LP21 | Switch disconnector with fuse 160 A, Size 2, 3-pole for LV HRC fuse Sz. 000 and 00 Front operating mechanism center Basic unit without handle flat terminal | Lista Papel 2020 SI | 0 | 0
3KF2316-2LF11 |  | 3KF2316-2LF11 | 1 | UN | 1 | 5 | B | D | N | N | 85365080 | 1 | 4001869536224 | 3.15 | KG | 218.2 | 211.7 | LP21 | LP21 | Switch disconnector with fuse 160 A, Size 2, 3-pole for LV HRC fuse Sz. 000 and 00 Front operating mechanism left Complete unit with direct operating mechanism gray flat terminal | Lista Papel 2020 SI | 0 | 0
3KF2316-4LF11 |  | 3KF2316-4LF11 | 1 | UN | 1 | 5 | B | D | N | N | 85365080 | 1 | 4001869536248 | 2.955 | KG | 180.7 | 175.7 | LP21 | LP21 | Switch disconnector with fuse 160 A, Size 2, 3-pole for LV HRC fuse Sz. 000 and 00 Side operating mechanism left Basic unit without handle flat terminal | Lista Papel 2020 SI | 0 | 0
3KF2316-4RF11 |  | 3KF2316-4RF11 | 1 | UN | 1 | 5 | B | D | N | N | 85362090 | 1 | 4001869536255 | 2.91 | KG | 180.7 | 175.7 | LP21 | LP21 | Switch disconnector with fuse 160 A, Size 2, 3-pole for LV HRC fuse Sz. 000 and 00 Side operating mechanism right Basic unit without handle flat terminal | Lista Papel 2020 SI | 0 | 0
3KF2412-0LF11 |  | 3KF2412-0LF11 | 1 | UN | 1 | 5 | B | D | N | N | 85365080 | 1 | 4001869536187 | 3.489 | KG | 205.2 | 199.4 | LP21 | LP21 | Switch disconnector with fuse 125 A, Size 2, 4-pole for LV HRC fuse Sz. 000 and 00 Front operating mechanism left Basic unit without handle flat terminal | Lista Papel 2020 SI | 0 | 0
3KF2412-0MF11 |  | 3KF2412-0MF11 | 1 | UN | 1 | 5 | B | D | N | N | 85365080 | 1 | 4001869536163 | 3.485 | KG | 205.2 | 199.4 | LP21 | LP21 | Switch disconnector with fuse 125 A, Size 2, 4-pole for LV HRC fuse Sz. 000 and 00 Front operating mechanism center Basic unit without handle flat terminal | Lista Papel 2020 SI | 0 | 0
3KF2412-2LF11 |  | 3KF2412-2LF11 | 1 | UN | 1 | 5 | B | D | N | N | 85362090 | 1 | 4001869536170 | 3.775 | KG | 241.9 | 235.4 | LP21 | LP21 | Switch disconnector with fuse 125 A, Size 2, 4-pole for LV HRC fuse Sz. 000 and 00 Front operating mechanism left Complete unit with direct operating mechanism gray flat terminal | Lista Papel 2020 SI | 0 | 0
3KF2412-4LF11 |  | 3KF2412-4LF11 | 1 | UN | 1 | 5 | B | D | N | N | 85365080 | 1 | 4001869536194 | 3.562 | KG | 205.2 | 199.4 | LP21 | LP21 | Switch disconnector with fuse 125 A, Size 2, 4-pole for LV HRC fuse Sz. 000 and 00 Side operating mechanism left Basic unit without handle flat terminal | Lista Papel 2020 SI | 0 | 0
3KF2412-4RF11 |  | 3KF2412-4RF11 | 1 | UN | 1 | 5 | B | D | N | N | 85362090 | 1 | 4001869536200 | 3.571 | KG | 205.2 | 199.4 | LP21 | LP21 | Switch disconnector with fuse 125 A, Size 2, 4-pole for LV HRC fuse Sz. 000 and 00 Side operating mechanism right Basic unit without handle flat terminal | Lista Papel 2020 SI | 0 | 0
3KF2416-0LF11 |  | 3KF2416-0LF11 | 1 | UN | 1 | 5 | B | D | N | N | 85365080 | 1 | 4001869536286 | 3.492 | KG | 226.1 | 219.6 | LP21 | LP21 | Switch disconnector with fuse 160 A, Size 2, 4-pole for LV HRC fuse Sz. 000 and 00 Front operating mechanism left Basic unit without handle flat terminal | Lista Papel 2020 SI | 0 | 0
3KF2416-0MF11 |  | 3KF2416-0MF11 | 1 | UN | 1 | 5 | B | D | N | N | 85362090 | 1 | 4001869536262 | 3.487 | KG | 226.1 | 219.6 | LP21 | LP21 | Switch disconnector with fuse 160 A, Size 2, 4-pole for LV HRC fuse Sz. 000 and 00 Front operating mechanism center Basic unit without handle flat terminal | Lista Papel 2020 SI | 0 | 0
3KF2416-2LF11 |  | 3KF2416-2LF11 | 1 | UN | 1 | 5 | B | D | N | N | 85365080 | 1 | 4001869536279 | 3.777 | KG | 262.8 | 255.6 | LP21 | LP21 | Switch disconnector with fuse 160 A, Size 2, 4-pole for LV HRC fuse Sz. 000 and 00 Front operating mechanism left Complete unit with direct operating mechanism gray flat terminal | Lista Papel 2020 SI | 0 | 0
3KF2416-4LF11 |  | 3KF2416-4LF11 | 1 | UN | 1 | 5 | B | D | N | N | 85365080 | 1 | 4001869536293 | 3.569 | KG | 226.1 | 219.6 | LP21 | LP21 | Switch disconnector with fuse 160 A, Size 2, 4-pole for LV HRC fuse Sz. 000 and 00 Side operating mechanism left Basic unit without handle flat terminal | Lista Papel 2020 SI | 0 | 0
3KF2416-4RF11 |  | 3KF2416-4RF11 | 1 | UN | 1 | 5 | B | D | N | N | 85365080 | 1 | 4001869536309 | 3.546 | KG | 226.1 | 219.6 | LP21 | LP21 | Switch disconnector with fuse 160 A, Size 2, 4-pole for LV HRC fuse Sz. 000 and 00 Side operating mechanism right Basic unit without handle flat terminal | Lista Papel 2020 SI | 0 | 0
3KF3325-0LF11 |  | 3KF3325-0LF11 | 1 | UN | 1 | 5 | B | D | N | N | 85365080 | 1 | 4001869536347 | 5.366 | KG | 293 | 285.1 | LP21 | LP21 | Switch disconnector with fuse 250 A, Size 3, 3-pole for LV HRC fuse Sz. 0 and 1 Front operating mechanism left Basic unit without handle flat terminal | Lista Papel 2020 SI | 0 | 0
3KF3325-0MF11 |  | 3KF3325-0MF11 | 1 | UN | 1 | 5 | B | D | N | N | 85365080 | 1 | 4001869536316 | 5.379 | KG | 293 | 285.1 | LP21 | LP21 | Switch disconnector with fuse 250 A, Size 3, 3-pole for LV HRC fuse Sz. 0 and 1 Front operating mechanism center Basic unit without handle flat terminal | Lista Papel 2020 SI | 0 | 0
3KF3325-2LF11 |  | 3KF3325-2LF11 | 1 | UN | 1 | 5 | B | D | N | N | 85365080 | 1 | 4001869536330 | 5.636 | KG | 333.4 | 324 | LP21 | LP21 | Switch disconnector with fuse 250 A, Size 3, 3-pole for LV HRC fuse Sz. 0 and 1 Front operating mechanism left Complete unit with direct operating mechanism gray flat terminal | Lista Papel 2020 SI | 0 | 0
3KF3325-4LF11 |  | 3KF3325-4LF11 | 1 | UN | 1 | 5 | B | D | N | N | 85362090 | 1 | 4001869536354 | 5.599 | KG | 293 | 285.1 | LP21 | LP21 | Switch disconnector with fuse 250 A, Size 3, 3-pole for LV HRC fuse Sz. 0 and 1 Side operating mechanism left Basic unit without handle flat terminal | Lista Papel 2020 SI | 0 | 0
3KF3325-4RF11 |  | 3KF3325-4RF11 | 1 | UN | 1 | 5 | B | D | N | N | 85362090 | 1 | 4001869536361 | 5.597 | KG | 293 | 285.1 | LP21 | LP21 | Switch disconnector with fuse 250 A, Size 3, 3-pole for LV HRC fuse Sz. 0 and 1 Side operating mechanism right Basic unit without handle flat terminal | Lista Papel 2020 SI | 0 | 0
3KF3425-0LF11 |  | 3KF3425-0LF11 | 1 | UN | 1 | 5 | B | D | N | N | 85362090 | 1 | 4001869536392 | 6.633 | KG | 367.2 | 357.1 | LP21 | LP21 | Switch disconnector with fuse 250 A, Size 3, 4-pole for LV HRC fuse Sz. 0 and 1 Front operating mechanism left Basic unit without handle flat terminal | Lista Papel 2020 SI | 0 | 0
3KF3425-0MF11 |  | 3KF3425-0MF11 | 1 | UN | 1 | 5 | B | D | N | N | 85362090 | 1 | 4001869536378 | 6.617 | KG | 367.2 | 357.1 | LP21 | LP21 | Switch disconnector with fuse 250 A, Size 3, 4-pole for LV HRC fuse Sz. 0 and 1 Front operating mechanism center Basic unit without handle flat terminal | Lista Papel 2020 SI | 0 | 0
3KF3425-2LF11 |  | 3KF3425-2LF11 | 1 | UN | 1 | 5 | B | D | N | N | 85362090 | 1 | 4001869536385 | 6.904 | KG | 407.5 | 396 | LP21 | LP21 | Switch disconnector with fuse 250 A, Size 3, 4-pole for LV HRC fuse Sz. 0 and 1 Front operating mechanism left Complete unit with direct operating mechanism gray flat terminal | Lista Papel 2020 SI | 0 | 0
3KF3425-4LF11 |  | 3KF3425-4LF11 | 1 | UN | 1 | 5 | B | D | N | N | 85365080 | 1 | 4001869536408 | 6.862 | KG | 367.2 | 357.1 | LP21 | LP21 | Switch disconnector with fuse 250 A, Size 3, 4-pole for LV HRC fuse Sz. 0 and 1 Side operating mechanism left Basic unit without handle flat terminal | Lista Papel 2020 SI | 0 | 0
3KF3425-4RF11 |  | 3KF3425-4RF11 | 1 | UN | 1 | 5 | B | D | N | N | 85362090 | 1 | 4001869536415 | 6.858 | KG | 367.2 | 357.1 | LP21 | LP21 | Switch disconnector with fuse 250 A, Size 3, 4-pole for LV HRC fuse Sz. 0 and 1 Side operating mechanism right Basic unit without handle flat terminal | Lista Papel 2020 SI | 0 | 0
3KF4340-0LF11 |  | 3KF4340-0LF11 | 1 | UN | 1 | 5 | B | D | N | N | 85365080 | 1 | 4001869536446 | 7.639 | KG | 475.9 | 462.2 | LP21 | LP21 | Switch disconnector with fuse 400 A, Size 4, 3-pole for LV HRC fuse Sz. 1 and 2 Front operating mechanism left Basic unit without handle flat terminal | Lista Papel 2020 SI | 0 | 0
3KF4340-0MF11 |  | 3KF4340-0MF11 | 1 | UN | 1 | 5 | B | D | N | N | 85362090 | 1 | 4001869536422 | 7.613 | KG | 475.9 | 462.2 | LP21 | LP21 | Switch disconnector with fuse 400 A, Size 4, 3-pole for LV HRC fuse Sz. 1 and 2 Front operating mechanism center Basic unit without handle flat terminal | Lista Papel 2020 SI | 0 | 0
3KF4340-2LF11 |  | 3KF4340-2LF11 | 1 | UN | 1 | 5 | B | D | N | N | 85362090 | 1 | 4001869536439 | 8.12 | KG | 518.4 | 504 | LP21 | LP21 | Switch disconnector with fuse 400 A, Size 4, 3-pole for LV HRC fuse Sz. 1 and 2 Front operating mechanism left Complete unit with direct operating mechanism gray flat terminal | Lista Papel 2020 SI | 0 | 0
3KF4340-4LF11 |  | 3KF4340-4LF11 | 1 | UN | 1 | 5 | B | D | N | N | 85365080 | 1 | 4001869536453 | 7.75 | KG | 475.9 | 462.2 | LP21 | LP21 | Switch disconnector with fuse 400 A, Size 4, 3-pole for LV HRC fuse Sz. 1 and 2 Side operating mechanism left Basic unit without handle flat terminal | Lista Papel 2020 SI | 0 | 0
3KF4340-4RF11 |  | 3KF4340-4RF11 | 1 | UN | 1 | 5 | B | D | N | N | 85365080 | 1 | 4001869536460 | 7.751 | KG | 475.9 | 462.2 | LP21 | LP21 | Switch disconnector with fuse 400 A, Size 4, 3-pole for LV HRC fuse Sz. 1 and 2 Side operating mechanism right Basic unit without handle flat terminal | Lista Papel 2020 SI | 0 | 0
3KF4440-0LF11 |  | 3KF4440-0LF11 | 1 | UN | 1 | 5 | B | D | N | N | 85365080 | 1 | 4001869536491 | 9.403 | KG | 594 | 577.4 | LP21 | LP21 | Switch disconnector with fuse 400 A, Size 4, 4-pole for LV HRC fuse Sz. 1 and 2 Front operating mechanism left Basic unit without handle flat terminal | Lista Papel 2020 SI | 0 | 0
3KF4440-0MF11 |  | 3KF4440-0MF11 | 1 | UN | 1 | 5 | B | D | N | N | 85365080 | 1 | 4001869536477 | 9.401 | KG | 594 | 577.4 | LP21 | LP21 | Switch disconnector with fuse 400 A, Size 4, 4-pole for LV HRC fuse Sz. 1 and 2 Front operating mechanism center Basic unit without handle flat terminal | Lista Papel 2020 SI | 0 | 0
3KF4440-2LF11 |  | 3KF4440-2LF11 | 1 | UN | 1 | 5 | B | D | N | N | 85362090 | 1 | 4001869536484 | 9.96 | KG | 637.2 | 619.2 | LP21 | LP21 | Switch disconnector with fuse 400 A, Size 4, 4-pole for LV HRC fuse Sz. 1 and 2 Front operating mechanism left Complete unit with direct operating mechanism gray flat terminal | Lista Papel 2020 SI | 0 | 0
3KF4440-4LF11 |  | 3KF4440-4LF11 | 1 | UN | 1 | 5 | B | D | N | N | 85365080 | 1 | 4001869536507 | 9.497 | KG | 594 | 577.4 | LP21 | LP21 | Switch disconnector with fuse 400 A, Size 4, 4-pole for LV HRC fuse Sz. 1 and 2 Side operating mechanism left Basic unit without handle flat terminal | Lista Papel 2020 SI | 0 | 0
3KF4440-4RF11 |  | 3KF4440-4RF11 | 1 | UN | 1 | 5 | B | D | N | N | 85365080 | 1 | 4001869536514 | 9.533 | KG | 594 | 577.4 | LP21 | LP21 | Switch disconnector with fuse 400 A, Size 4, 4-pole for LV HRC fuse Sz. 1 and 2 Side operating mechanism right Basic unit without handle flat terminal | Lista Papel 2020 SI | 0 | 0
3KF5363-0LF11 |  | 3KF5363-0LF11 | 1 | UN | 1 | 5 | B | D | N | N | 85365080 | 1 | 4001869536545 | 17 | KG | 907.2 | 878.4 | LP21 | LP21 | Switch disconnector with fuse 630 A, Size 5, 3-pole for LV HRC fuse Sz. 2 and 3 Front operating mechanism left Basic unit without handle flat terminal | Lista Papel 2020 SI | 0 | 0
3KF5363-0MF11 |  | 3KF5363-0MF11 | 1 | UN | 1 | 5 | B | D | N | N | 85365080 | 1 | 4001869536521 | 17 | KG | 907.2 | 878.4 | LP21 | LP21 | Switch disconnector with fuse 630 A, Size 5, 3-pole for LV HRC fuse Sz. 2 and 3 Front operating mechanism center Basic unit without handle flat terminal | Lista Papel 2020 SI | 0 | 0
3KF5363-2LF11 |  | 3KF5363-2LF11 | 1 | UN | 1 | 5 | B | D | N | N | 85365080 | 1 | 4001869536538 | 18 | KG | 964.8 | 936 | LP21 | LP21 | Switch disconnector with fuse 630 A, Size 5, 3-pole for LV HRC fuse Sz. 2 and 3 Front operating mechanism left Complete unit with direct operating mechanism gray flat terminal | Lista Papel 2020 SI | 0 | 0
3KF5363-4LF11 |  | 3KF5363-4LF11 | 1 | UN | 1 | 5 | B | D | N | N | 85365080 | 1 | 4001869536552 | 17.35 | KG | 907.2 | 878.4 | LP21 | LP21 | Switch disconnector with fuse 630 A, Size 5, 3-pole for LV HRC fuse Sz. 2 and 3 Side operating mechanism left Basic unit without handle flat terminal | Lista Papel 2020 SI | 0 | 0
3KF5363-4RF11 |  | 3KF5363-4RF11 | 1 | UN | 1 | 5 | B | D | N | N | 85365080 | 1 | 4001869536569 | 17.44 | KG | 907.2 | 878.4 | LP21 | LP21 | Switch disconnector with fuse 630 A, Size 5, 3-pole for LV HRC fuse Sz. 2 and 3 Side operating mechanism right Basic unit without handle flat terminal | Lista Papel 2020 SI | 0 | 0
3KF5380-0LF11 |  | 3KF5380-0LF11 | 1 | UN | 1 | 5 | B | D | N | N | 85365080 | 1 | 4001869536651 | 17.5 | KG | 1087.2 | 1058.4 | LP21 | LP21 | Switch disconnector with fuse 800 A, Size 5, 3-pole for LV HRC fuse Sz. 2 and 3 Front operating mechanism left Basic unit without handle flat terminal | Lista Papel 2020 SI | 0 | 0
3KF5380-0MF11 |  | 3KF5380-0MF11 | 1 | UN | 1 | 5 | B | D | N | N | 85365080 | 1 | 4001869536620 | 17.16 | KG | 1087.2 | 1058.4 | LP21 | LP21 | Switch disconnector with fuse 800 A, Size 5, 3-pole for LV HRC fuse Sz. 2 and 3 Front operating mechanism center Basic unit without handle flat terminal | Lista Papel 2020 SI | 0 | 0
3KF5380-2LF11 |  | 3KF5380-2LF11 | 1 | UN | 1 | 5 | B | D | N | N | 85362090 | 1 | 4001869536644 | 18 | KG | 1137.6 | 1108.8 | LP21 | LP21 | Switch disconnector with fuse 800 A, Size 5, 3-pole for LV HRC fuse Sz. 2 and 3 Front operating mechanism left Complete unit with direct operating mechanism gray flat terminal | Lista Papel 2020 SI | 0 | 0
3KF5380-4LF11 |  | 3KF5380-4LF11 | 1 | UN | 1 | 5 | B | D | N | N | 85365080 | 1 | 4001869536668 | 17.5 | KG | 1087.2 | 1058.4 | LP21 | LP21 | Switch disconnector with fuse 800 A, Size 5, 3-pole for LV HRC fuse Sz. 2 and 3 Side operating mechanism left Basic unit without handle flat terminal | Lista Papel 2020 SI | 0 | 0
3KF5380-4RF11 |  | 3KF5380-4RF11 | 1 | UN | 1 | 5 | B | D | N | N | 85365080 | 1 | 4001869536675 | 17.42 | KG | 1087.2 | 1058.4 | LP21 | LP21 | Switch disconnector with fuse 800 A, Size 5, 3-pole for LV HRC fuse Sz. 2 and 3 Side operating mechanism right Basic unit without handle flat terminal | Lista Papel 2020 SI | 0 | 0
3KF5463-0LF11 |  | 3KF5463-0LF11 | 1 | UN | 1 | 5 | B | D | N | N | 85365080 | 1 | 4001869536590 | 21.5 | KG | 1130.4 | 1101.6 | LP21 | LP21 | Switch disconnector with fuse 630 A, Size 5, 4-pole for LV HRC fuse Sz. 2 and 3 Front operating mechanism left Basic unit without handle flat terminal | Lista Papel 2020 SI | 0 | 0
3KF5463-0MF11 |  | 3KF5463-0MF11 | 1 | UN | 1 | 5 | B | D | N | N | 85365080 | 1 | 4001869536576 | 23.5 | KG | 1130.4 | 1101.6 | LP21 | LP21 | Switch disconnector with fuse 630 A, Size 5, 4-pole for LV HRC fuse Sz. 2 and 3 Front operating mechanism center Basic unit without handle flat terminal | Lista Papel 2020 SI | 0 | 0
3KF5463-2LF11 |  | 3KF5463-2LF11 | 1 | UN | 1 | 5 | B | D | N | N | 85362090 | 1 | 4001869536583 | 22.38 | KG | 1188 | 1152 | LP21 | LP21 | Switch disconnector with fuse 630 A, Size 5, 4-pole for LV HRC fuse Sz. 2 and 3 Front operating mechanism left Complete unit with direct operating mechanism gray flat terminal | Lista Papel 2020 SI | 0 | 0
3KF5463-4LF11 |  | 3KF5463-4LF11 | 1 | UN | 1 | 5 | B | D | N | N | 85365080 | 1 | 4001869536606 | 21.68 | KG | 1130.4 | 1101.6 | LP21 | LP21 | Switch disconnector with fuse 630 A, Size 5, 4-pole for LV HRC fuse Sz. 2 and 3 Side operating mechanism left Basic unit without handle flat terminal | Lista Papel 2020 SI | 0 | 0
3KF5463-4RF11 |  | 3KF5463-4RF11 | 1 | UN | 1 | 5 | B | D | N | N | 85365080 | 1 | 4001869536613 | 21.7 | KG | 1130.4 | 1101.6 | LP21 | LP21 | Switch disconnector with fuse 630 A, Size 5, 4-pole for LV HRC fuse Sz. 2 and 3 Side operating mechanism right Basic unit without handle flat terminal | Lista Papel 2020 SI | 0 | 0
3KF5480-0LF11 |  | 3KF5480-0LF11 | 1 | UN | 1 | 5 | B | D | N | N | 85365080 | 1 | 4001869536705 | 21.5 | KG | 1360.8 | 1324.8 | LP21 | LP21 | Switch disconnector with fuse 800 A, Size 5, 4-pole for LV HRC fuse Sz. 2 and 3 Front operating mechanism left Basic unit without handle flat terminal | Lista Papel 2020 SI | 0 | 0
3KF5480-0MF11 |  | 3KF5480-0MF11 | 1 | UN | 1 | 5 | B | D | N | N | 85362090 | 1 | 4001869536682 | 21.2 | KG | 1360.8 | 1324.8 | LP21 | LP21 | Switch disconnector with fuse 800 A, Size 5, 4-pole for LV HRC fuse Sz. 2 and 3 Front operating mechanism center Basic unit without handle flat terminal | Lista Papel 2020 SI | 0 | 0
3KF5480-2LF11 |  | 3KF5480-2LF11 | 1 | UN | 1 | 5 | B | D | N | N | 85362090 | 1 | 4001869536699 | 22.5 | KG | 1418.4 | 1375.2 | LP21 | LP21 | Switch disconnector with fuse 800 A, Size 5, 4-pole for LV HRC fuse Sz. 2 and 3 Front operating mechanism left Complete unit with direct operating mechanism gray flat terminal | Lista Papel 2020 SI | 0 | 0
3KF5480-4LF11 |  | 3KF5480-4LF11 | 1 | UN | 1 | 5 | B | D | N | N | 85365080 | 1 | 4001869536712 | 22.5 | KG | 1360.8 | 1324.8 | LP21 | LP21 | Switch disconnector with fuse 800 A, Size 5, 4-pole for LV HRC fuse Sz. 2 and 3 Side operating mechanism left Basic unit without handle flat terminal | Lista Papel 2020 SI | 0 | 0
3KF5480-4RF11 |  | 3KF5480-4RF11 | 1 | UN | 1 | 5 | B | D | N | N | 85365080 | 1 | 4001869536729 | 21.5 | KG | 1360.8 | 1324.8 | LP21 | LP21 | Switch disconnector with fuse 800 A, Size 5, 4-pole for LV HRC fuse Sz. 2 and 3 Side operating mechanism right Basic unit without handle flat terminal | Lista Papel 2020 SI | 0 | 0
3KF9010-1AA00 |  | 3KF9010-1AA00 | 1 | UN | 1 | 5 | B | D | EAR99 | N | 85389099 | 1 | 4001869537047 | 326 | G | 84.2 | 82.1 | LP21 | LP21 | Accessory for 3KF all sizes Electronic fuse monitoring | Lista Papel 2020 SI | 0 | 0
3KF9101-1AA00 |  | 3KF9101-1AA00 | 1 | UN | 1 | 5 | B | D | N | N | 85389099 | 1 | 4001869536941 | 0.231 | KG | 28.5 | 27.7 | LP21 | LP21 | Accessory for 3KF size 1 Direct operating mechanism, gray Can be locked in OFF position with three padlocks | Lista Papel 2020 SI | 0 | 0
3KF9101-2AA00 |  | 3KF9101-2AA00 | 1 | UN | 1 | 5 | B | D | N | N | 85389099 | 1 | 4001869536996 | 235 | G | 28.5 | 27.7 | LP21 | LP21 | Accessory for 3KF size 1 Direct operating mechanism, red/yellow Can be locked in OFF position with three padlocks | Lista Papel 2020 SI | 0 | 0
3KF9105-2AA00 |  | 3KF9105-2AA00 | 1 | UN | 1 | 5 | B | D | N | N | 85389099 | 1 | 4001869536798 | 693 | G | 39.9 | 38.7 | LP21 | LP21 | Accessory for 3KF size 1 Fourth pole, switchable for LV HRC fuse Sz. 000 box terminal | Lista Papel 2020 SI | 0 | 0
3KF9112-0AA00 |  | 3KF9112-0AA00 | 1 | UN | 1 | 5 | B | D | N | N | 85389099 | 1 | 4001869537122 | 91 | G | 4.6 | 4.5 | LP21 | LP21 | Replacement part for 3KF size 1 Mounting bracket for surface mounting contains 1 unit | Lista Papel 2020 SI | 0 | 0
3KF9112-0BA00 |  | 3KF9112-0BA00 | 1 | UN | 1 | 5 | B | D | N | N | 85389099 | 1 | 4001869537160 | 97 | G | 11.4 | 11.2 | LP21 | LP21 | Spare part 3KF size 1, 3KD/C0 size 1/2 Slide for mounting on DIN rail contains 5 units | Lista Papel 2020 SI | 0 | 0
3KF9112-0CA00 |  | 3KF9112-0CA00 | 1 | UN | 1 | 5 | B | D | N | N | 85389099 | 1 | 4001869537177 | 101 | G | 7.7 | 7.5 | LP21 | LP21 | Replacement part for 3KF size 1 Fuse cover | Lista Papel 2020 SI | 0 | 0
3KF9112-1AA00 |  | 3KF9112-1AA00 | 1 | UN | 1 | 5 | B | D | N | N | 85389099 | 1 | 4001869537238 | 94 | G | 15.3 | 14.9 | LP21 | LP21 | Accessory for BG1/3KD Sz1/2 Conversion kit Blocking pin for deactivating the test function the auxiliary switches contains 10 units | Lista Papel 2020 SI | 0 | 0
3KF9201-1AA00 |  | 3KF9201-1AA00 | 1 | UN | 1 | 5 | B | D | N | N | 85389099 | 1 | 4001869537276 | 580 | G | 36.8 | 35.8 | LP21 | LP21 | Accessory for 3KF size 2 Direct operating mechanism, gray Can be locked in OFF position with three padlocks | Lista Papel 2020 SI | 0 | 0
3KF9201-2AA00 |  | 3KF9201-2AA00 | 1 | UN | 1 | 5 | B | D | N | N | 85389099 | 1 | 4001869537313 | 569 | G | 36.8 | 35.8 | LP21 | LP21 | Accessory for 3KF size 2 Direct operating mechanism, red/yellow Can be locked in OFF position with three padlocks | Lista Papel 2020 SI | 0 | 0
3KF9205-0AA00 |  | 3KF9205-0AA00 | 1 | UN | 1 | 5 | B | D | N | N | 85365080 | 1 | 4001869536736 | 920 | G | 45.3 | 44 | LP21 | LP21 | Accessory for 3KF size 2 Fourth pole, switchable for LV HRC fuse Sz. 000 and 00 flat terminal | Lista Papel 2020 SI | 0 | 0
3KF9206-0AA00 |  | 3KF9206-0AA00 | 1 | UN | 1 | 5 | B | D | N | N | 85369010 | 1 | 4001869536804 | 650 | G | 30.3 | 29.4 | LP21 | LP21 | Accessory for 3KF size 2 neutral conductor terminal with removable jumper flat terminal | Lista Papel 2020 SI | 0 | 0
3KF9206-1AA00 |  | 3KF9206-1AA00 | 1 | UN | 1 | 5 | B | D | N | N | 85369010 | 1 | 4001869536859 | 609 | G | 30.3 | 29.4 | LP21 | LP21 | Accessory for 3KF size 2 neutral conductor terminal with removable jumper flat terminal on the rear | Lista Papel 2020 SI | 0 | 0
3KF9206-6AA00 |  | 3KF9206-6AA00 | 1 | UN | 1 | 5 | B | D | N | N | 85369010 | 1 | 4001869536927 | 617 | G | 27.1 | 26.4 | LP21 | LP21 | Accessory for 3KF size 2 Neutral conductor/ground terminal with fixed jumper flat terminal on the rear | Lista Papel 2020 SI | 0 | 0
3KF9206-7AA00 |  | 3KF9206-7AA00 | 1 | UN | 1 | 5 | B | D | N | N | 85369010 | 1 | 4001869536873 | 657 | G | 27.1 | 26.4 | LP21 | LP21 | Accessory for 3KF size 2 Neutral conductor/ground terminal with fixed jumper flat terminal | Lista Papel 2020 SI | 0 | 0
3KF9212-0AA00 |  | 3KF9212-0AA00 | 1 | UN | 1 | 5 | B | D | N | N | 85389099 | 1 | 4001869537139 | 117 | G | 15.3 | 14.9 | LP21 | LP21 | Spare part 3KF Sz. 2, 3KD Sz. 3 Mounting bracket for surface mounting contains 4 units | Lista Papel 2020 SI | 0 | 0
3KF9212-0CA00 |  | 3KF9212-0CA00 | 1 | UN | 1 | 5 | B | D | N | N | 85389099 | 1 | 4001869537184 | 112 | G | 10 | 9.7 | LP21 | LP21 | Replacement part for 3KF size 2 Fuse cover | Lista Papel 2020 SI | 0 | 0
3KF9301-1AA00 |  | 3KF9301-1AA00 | 1 | UN | 1 | 5 | B | D | N | N | 85389099 | 1 | 4001869537283 | 587 | G | 40 | 38.9 | LP21 | LP21 | Accessory for 3KF size 3 Direct operating mechanism, gray Can be locked in OFF position with three padlocks | Lista Papel 2020 SI | 0 | 0
3KF9301-2AA00 |  | 3KF9301-2AA00 | 1 | UN | 1 | 5 | B | D | N | N | 85389099 | 1 | 4001869537320 | 615 | G | 40 | 38.9 | LP21 | LP21 | Accessory for 3KF size 3 Direct operating mechanism, red/yellow Can be locked in OFF position with three padlocks | Lista Papel 2020 SI | 0 | 0
3KF9304-1 |  | 3KF9304-1 | 1 | UN | 1 | 5 | B | D | N | N | 85389099 | 1 | 4001869537092 | 121 | G | 5 | 4.9 | LP21 | LP21 | Accessory for 3KF size 3 cable connection cover short version contains 1 unit | Lista Papel 2020 SI | 0 | 0
3KF9304-5 |  | 3KF9304-5 | 1 | UN | 1 | 5 | B | D | N | N | 85389099 | 1 | 4001869537085 | 676 | G | 38.8 | 37.7 | LP21 | LP21 | Accessory for 3KF size 3 cable connection cover short version contains 8 units | Lista Papel 2020 SI | 0 | 0
3KF9304-6 |  | 3KF9304-6 | 1 | UN | 1 | 5 | B | D | N | N | 85472000 | 1 | 4001869537054 | 617 | G | 39.9 | 38.7 | LP21 | LP21 | Accessory for 3KF size 3 cable connection cover Standard length contains 6 units | Lista Papel 2020 SI | 0 | 0
3KF9304-7 |  | 3KF9304-7 | 1 | UN | 1 | 5 | B | D | N | N | 85472000 | 1 | 4001869537061 | 463 | G | 30.1 | 29.2 | LP21 | LP21 | Accessory for 3KF size 3 cable connection cover short version contains 6 units | Lista Papel 2020 SI | 0 | 0
3KF9304-8 |  | 3KF9304-8 | 1 | UN | 1 | 5 | B | D | N | N | 85389099 | 1 | 4001869537078 | 917 | G | 51.4 | 50 | LP21 | LP21 | Accessory for 3KF size 3 cable connection cover Standard length contains 8 units | Lista Papel 2020 SI | 0 | 0
3KF9305-0AA00 |  | 3KF9305-0AA00 | 1 | UN | 1 | 5 | B | D | N | N | 85389099 | 1 | 4001869536743 | 1.798 | KG | 73.4 | 71.6 | LP21 | LP21 | Accessory for 3KF size 3 Fourth pole, switchable for LV HRC fuse Sz. 0 and 1 flat terminal | Lista Papel 2020 SI | 0 | 0
3KF9306-0AA00 |  | 3KF9306-0AA00 | 1 | UN | 1 | 5 | B | D | N | N | 85369010 | 1 | 4001869536811 | 1.105 | KG | 49.2 | 47.8 | LP21 | LP21 | Accessory for 3KF size 3 neutral conductor terminal with removable jumper flat terminal | Lista Papel 2020 SI | 0 | 0
3KF9306-7AA00 |  | 3KF9306-7AA00 | 1 | UN | 1 | 5 | B | D | N | N | 85369010 | 1 | 4001869536880 | 1.061 | KG | 44.1 | 42.8 | LP21 | LP21 | Accessory for 3KF size 3 Neutral conductor/ground terminal with fixed jumper flat terminal | Lista Papel 2020 SI | 0 | 0
3KF9312-0CA00 |  | 3KF9312-0CA00 | 1 | UN | 1 | 5 | B | D | N | N | 85389099 | 1 | 4001869537207 | 281 | G | 12.3 | 12 | LP21 | LP21 | Replacement part for 3KF size 3 Fuse cover | Lista Papel 2020 SI | 0 | 0
3KF9401-1AA00 |  | 3KF9401-1AA00 | 1 | UN | 1 | 5 | B | D | N | N | 85389099 | 1 | 4001869537290 | 1.073 | KG | 43.3 | 42 | LP21 | LP21 | Accessory for 3KF size 4 Direct operating mechanism, gray Can be locked in OFF position with three padlocks | Lista Papel 2020 SI | 0 | 0
3KF9401-2AA00 |  | 3KF9401-2AA00 | 1 | UN | 1 | 5 | B | D | N | N | 85389099 | 1 | 4001869537337 | 1.039 | KG | 43.3 | 42 | LP21 | LP21 | Accessory for 3KF size 4 Direct operating mechanism, red/yellow Can be locked in OFF position with three padlocks | Lista Papel 2020 SI | 0 | 0
3KF9405-0AA00 |  | 3KF9405-0AA00 | 1 | UN | 1 | 5 | B | D | N | N | 85389099 | 1 | 4001869536750 | 2.729 | KG | 118.8 | 115.2 | LP21 | LP21 | Accessory for 3KF size 4 Fourth pole, switchable for LV HRC fuse Sz. 1 and 2 flat terminal | Lista Papel 2020 SI | 0 | 0
3KF9406-0AA00 |  | 3KF9406-0AA00 | 1 | UN | 1 | 5 | B | D | N | N | 85369010 | 1 | 4001869536828 | 1.187 | KG | 79.9 | 77.8 | LP21 | LP21 | Accessory for 3KF size 4 neutral conductor terminal with removable jumper flat terminal | Lista Papel 2020 SI | 0 | 0
3KF9406-7AA00 |  | 3KF9406-7AA00 | 1 | UN | 1 | 5 | B | D | N | N | 85369010 | 1 | 4001869536897 | 1.119 | KG | 71.4 | 69.3 | LP21 | LP21 | Accessory for 3KF size 4 Neutral conductor/ground terminal with fixed jumper flat terminal | Lista Papel 2020 SI | 0 | 0
3KF9412-0AA00 |  | 3KF9412-0AA00 | 1 | UN | 1 | 5 | B | D | N | N | 85389099 | 1 | 4001869537146 | 174 | G | 19.2 | 18.6 | LP21 | LP21 | Spare part 3KF Sz. 3/4, 3KD size 4 Mounting bracket for surface mounting contains 4 units | Lista Papel 2020 SI | 0 | 0
3KF9412-0CA00 |  | 3KF9412-0CA00 | 1 | UN | 1 | 5 | B | D | N | N | 85389099 | 1 | 4001869537214 | 256 | G | 14.6 | 14.2 | LP21 | LP21 | Replacement part for 3KF size 4 Fuse cover | Lista Papel 2020 SI | 0 | 0
3KF9412-1AA00 |  | 3KF9412-1AA00 | 1 | UN | 1 | 5 | B | D | N | N | 85389099 | 1 | 4001869537252 | 112 | G | 23 | 22.4 | LP21 | LP21 | Accessory for 3KF BG2/4 3KD Sz3/4 Conversion kit Blocking pin for deactivating the test function the auxiliary switches contains 10 units | Lista Papel 2020 SI | 0 | 0
3KF9501-1AA00 |  | 3KF9501-1AA00 | 1 | UN | 1 | 5 | B | D | N | N | 85389099 | 1 | 4001869537306 | 1.992 | KG | 55.2 | 53.6 | LP21 | LP21 | Accessory for 3KF size 5 Direct operating mechanism, gray Can be locked in OFF position with three padlocks | Lista Papel 2020 SI | 0 | 0
3KF9501-2AA00 |  | 3KF9501-2AA00 | 1 | UN | 1 | 5 | B | D | N | N | 85389099 | 1 | 4001869537344 | 1.979 | KG | 55.2 | 53.6 | LP21 | LP21 | Accessory for 3KF size 5 Direct operating mechanism, red/yellow Can be locked in OFF position with three padlocks | Lista Papel 2020 SI | 0 | 0
3KF9505-0AA00 |  | 3KF9505-0AA00 | 1 | UN | 1 | 5 | B | D | N | N | 85389099 | 1 | 4001869536767 | 5 | KG | 272.2 | 264.2 | LP21 | LP21 | Accessory for 3KF size 5 Fourth pole, switchable for LV HRC fuse Sz. 2 and 3 flat terminal | Lista Papel 2020 SI | 0 | 0
3KF9506-0AA00 |  | 3KF9506-0AA00 | 1 | UN | 1 | 5 | B | D | N | N | 85369010 | 1 | 4001869536835 | 3.251 | KG | 182.2 | 177.1 | LP21 | LP21 | Accessory for 3KF size 5 neutral conductor terminal with removable jumper flat terminal | Lista Papel 2020 SI | 0 | 0
3KF9506-7AA00 |  | 3KF9506-7AA00 | 1 | UN | 1 | 5 | B | D | N | N | 85369010 | 1 | 4001869536903 | 2.944 | KG | 162.7 | 158.4 | LP21 | LP21 | Accessory for 3KF size 5 Neutral conductor/ground terminal with fixed jumper flat terminal | Lista Papel 2020 SI | 0 | 0
3KF9512-0AA00 |  | 3KF9512-0AA00 | 1 | UN | 1 | 5 | B | D | N | N | 85389099 | 1 | 4001869537153 | 310 | G | 23 | 22.4 | LP21 | LP21 | Spare part 3KF Sz. 5, 3KD size 5 Mounting bracket for surface mounting contains 4 units | Lista Papel 2020 SI | 0 | 0
3KF9512-0CA00 |  | 3KF9512-0CA00 | 1 | UN | 1 | 5 | B | D | N | N | 85389099 | 1 | 4001869537221 | 330 | G | 16.9 | 16.4 | LP21 | LP21 | Replacement part for 3KF size 5 Fuse cover | Lista Papel 2020 SI | 0 | 0
3KF9512-1AA00 |  | 3KF9512-1AA00 | 1 | UN | 1 | 5 | B | D | N | N | 85389099 | 1 | 4001869537269 | 406 | G | 30.7 | 29.8 | LP21 | LP21 | Accessory for 3KF BG5/3KD Sz5 Conversion kit Blocking pin for deactivating the test function the auxiliary switches contains 10 units | Lista Papel 2020 SI | 0 | 0
3KL5030-1AB01 |  | 3KL5030-1AB01 | 1 | UN | 1 | 15 | C | D | N | N | 85362010 | 1 | 4011209446502 | 1.014 | KG | 313.92 | 313.92 | LP21 | LP21 | Switch disconnector with fuse in new design Iu=63 A, Ue = 690 V, 3-pole for LV HRC fuse Sz. 00 basic version without 8UC6 handle and shaft | - | 0 | 0
3KL5030-1AB01-Z | A01 | 3KL5030-1AB01-ZA01 | 1 | UN | 1 | 15 | C | D | N | N | 85362010 | 1 | 4047621058443 | 1.051 | KG | 385.86 | 385.86 | LP21 | LP21 | Switch disconnector with fuse in new design Iu=63 A, Ue = 690 V, 3-pole for LV HRC fuse Sz. 00 basic version without 8UC6 handle and shaft with tin-coated contacts | - | 0 | 0
3KL5030-1AG01 |  | 3KL5030-1AG01 | 1 | UN | 1 | 15 | C | D | N | N | 85362010 | 1 | 4011209446496 | 0.975 | KG | 347.71 | 347.71 | LP21 | LP21 | Switch disconnector with fuse in new design Iu=63 A, Ue = 690 V, 3-pole for BS88 fuse form A2/A3 basic version without 8UC6 handle and shaft | - | 0 | 0
3KL5030-1GB01 |  | 3KL5030-1GB01 | 1 | UN | 1 | 15 | C | D | N | N | 85362010 | 1 | 4011209739277 | 1.469 | KG | 386.95 | 386.95 | LP21 | LP21 | Switch disconnector with fuse in new design Iu=63 A, Ue = 690 V, 3-pole for LV HRC fuse Sz. 00 with door-coupling rotary operating mechanism 8UC7 handle black | - | 0 | 0
3KL5030-1GG01 |  | 3KL5030-1GG01 | 1 | UN | 1 | 15 | C | D | N | N | 85362010 | 1 | 4011209739154 | 1.391 | KG | 422.92 | 422.92 | LP21 | LP21 | Switch disconnector with fuse in new design Iu=63 A, Ue = 690 V, 3-pole for BS88 fuse form A2/A3 with door operating mechanism 8UC7 Handle dark blue/blue-green Basic masking frame light gray | - | 0 | 0
3KL5040-1AB01 |  | 3KL5040-1AB01 | 1 | UN | 1 | 15 | C | D | N | N | 85362010 | 1 | 4011209449527 | 2.169 | KG | 476.33 | 476.33 | LP21 | LP21 | Switch disconnector with fuse in new design Iu=63 A, Ue = 690 V, 4-pole for LV HRC fuse Sz. 00 basic version without 8UC6 handle and shaft 4th pole selectable, without fuse | - | 0 | 0
3KL5040-1AG01 |  | 3KL5040-1AG01 | 1 | UN | 1 | 15 | C | D | N | N | 85362010 | 1 | 4011209470453 | 2.55 | KG | 509.03 | 509.03 | LP21 | LP21 | Switch disconnector with fuse in new design Iu=63 A, Ue = 690 V, 4-pole for BS88 fuse form A2/A3 basic version without 8UC6 handle and shaft 4th pole selectable, without fuse | - | 0 | 0
3KL5040-1GB01 |  | 3KL5040-1GB01 | 1 | UN | 1 | 15 | C | D | N | N | 85362010 | 1 | 4011209739161 | 2.578 | KG | 562.44 | 562.44 | LP21 | LP21 | Switch disconnector with fuse in new design Iu=63 A, Ue = 690 V, 4-pole for LV HRC fuse Sz. 00 4th pole selectable, without fuse with door operating mechanism 8UC7 Handle dark blue/blue-green Masking frame light gray | - | 0 | 0
3KL5040-1GG01 |  | 3KL5040-1GG01 | 1 | UN | 1 | 15 | C | D | N | N | 85362010 | 1 | 4011209739178 | 2.529 | KG | 601.68 | 601.68 | LP21 | LP21 | Switch disconnector with fuse in new design Iu=63 A, Ue = 690 V, 4-pole for BS88 fuse form A2/A3 4th pole selectable, without Fuse with door operating mechanism 8UC7 Handle dark blue/blue-green Basic masking frame light gray | - | 0 | 0
3KL5230-1AB01 |  | 3KL5230-1AB01 | 1 | UN | 1 | 15 | C | D | N | N | 85362090 | 1 | 4011209446472 | 1.965 | KG | 371.69 | 371.69 | LP21 | LP21 | Switch disconnector with fuse in new design Iu=125 A, Ue = 690 V, 3-pole for LV HRC fuse Sz. 00 basic version without 8UC6 handle and shaft | - | 0 | 0
3KL5230-1AB01-Z | A01 | 3KL5230-1AB01-ZA01 | 1 | UN | 1 | 15 | C | D | N | N | 85362090 | 1 | 4011209513860 | 1.947 | KG | 440.36 | 440.36 | LP21 | LP21 | Switch disconnector with fuse in new design Iu=125 A, Ue = 690 V, 3-pole for LV HRC fuse Sz. 00 basic version without 8UC6 handle and shaft with tin-coated contacts | - | 0 | 0
3KL5230-1AG01 |  | 3KL5230-1AG01 | 1 | UN | 1 | 15 | C | D | N | N | 85362090 | 1 | 4011209470378 | 1.939 | KG | 406.57 | 406.57 | LP21 | LP21 | Switch disconnector with fuse in new design Iu=125 A, Ue = 690 V, 3-pole for BS88 fuse form A2/A3 basic version without 8UC6 handle and shaft | - | 0 | 0
3KL5230-1AJ01 |  | 3KL5230-1AJ01 | 1 | UN | 1 | 15 | C | D | N | N | 85362090 | 1 | 4011209470385 | 2.033 | KG | 443.63 | 443.63 | LP21 | LP21 | Switch disconnector with fuse in new design Iu=125 A, Ue = 690 V, 3-pole for BS88 fuse form A4 basic version without 8UC6 handle and shaft | - | 0 | 0
3KL5230-1GB01 |  | 3KL5230-1GB01 | 1 | UN | 1 | 15 | C | D | N | N | 85362090 | 1 | 4011209739079 | 2.369 | KG | 501.4 | 501.4 | LP21 | LP21 | Switch disconnector with fuse in new design Iu=125 A, Ue = 690 V, 3-pole for LV HRC fuse Sz. 00 with door operating mechanism 8UC7 Handle dark blue/blue-green Basic masking frame light gray | - | 0 | 0
3KL5230-1GG01 |  | 3KL5230-1GG01 | 1 | UN | 1 | 15 | C | D | N | N | 85362090 | 1 | 4011209739291 | 2.325 | KG | 547.18 | 547.18 | LP21 | LP21 | Switch disconnector with fuse in new design Iu=125 A, Ue = 690 V, 3-pole for BS88 fuse form A2/A3 with door operating mechanism 8UC7 Handle dark blue/blue-green Basic masking frame light gray | - | 0 | 0
3KL5230-1GJ01 |  | 3KL5230-1GJ01 | 1 | UN | 1 | 15 | C | D | N | N | 85362090 | 1 | 4011209739093 | 2.351 | KG | 498.13 | 498.13 | LP21 | LP21 | Switch disconnector with fuse in new design Iu=125 A, Ue = 690 V, 3-pole for BS88 fuse form A4 with door operating mechanism 8UC7 Handle dark blue/blue-green Basic masking frame light gray | - | 0 | 0
3KL5240-1AB01 |  | 3KL5240-1AB01 | 1 | UN | 1 | 15 | C | D | N | N | 85362090 | 1 | 4011209449503 | 2.14 | KG | 534.1 | 534.1 | LP21 | LP21 | Switch disconnector with fuse in new design Iu=125 A, Ue = 690 V, 4-pole for LV HRC fuse Sz. 00 basic version without 8UC6 handle and shaft 4th pole selectable, without fuse | - | 0 | 0
3KL5240-1AB01-Z | A01 | 3KL5240-1AB01-ZA01 | 1 | UN | 1 | 15 | C | D | N | N | 85362090 | 1 | 4011209558373 | 2.163 | KG | 606.04 | 606.04 | LP21 | LP21 | Switch disconnector with fuse in new design Iu=125 A, Ue = 690 V, 4-pole for LV HRC fuse Sz. 00 basic version without 8UC6 handle and shaft 4th pole selectable, without Fuse with tin-coated contacts | - | 0 | 0
3KL5240-1AG01 |  | 3KL5240-1AG01 | 1 | UN | 1 | 15 | C | D | N | N | 85362090 | 1 | 4011209470446 | 2.161 | KG | 568.98 | 568.98 | LP21 | LP21 | Switch disconnector with fuse in new design Iu=125 A, Ue = 690 V, 4-pole for BS88 fuse form A2/A3 basic version without 8UC6 handle and shaft 4th pole selectable, without fuse | - | 0 | 0
3KL5240-1AJ01 |  | 3KL5240-1AJ01 | 1 | UN | 1 | 15 | C | D | N | N | 85362090 | 1 | 4011209470460 | 2.55 | KG | 608.22 | 608.22 | LP21 | LP21 | Switch disconnector with fuse in new design Iu=125 A, Ue = 690 V, 4-pole for BS88 fuse form A4 basic version without 8UC6 handle and shaft 4th pole selectable, without fuse | - | 0 | 0
3KL5240-1GB01 |  | 3KL5240-1GB01 | 1 | UN | 1 | 15 | C | D | N | N | 85362090 | 1 | 4011209739307 | 2.592 | KG | 661.63 | 661.63 | LP21 | LP21 | Switch disconnector with fuse in new design Iu=125 A, Ue = 690 V, 4-pole for LV HRC fuse Sz. 00 4th pole selectable, without Fuse with door operating mechanism 8UC7 Handle dark blue/blue-green Basic masking frame light gray | - | 0 | 0
3KL5240-1GG01 |  | 3KL5240-1GG01 | 1 | UN | 1 | 15 | C | D | N | N | 85362090 | 1 | 4011209739116 | 2.522 | KG | 715.04 | 715.04 | LP21 | LP21 | Switch disconnector with fuse in new design Iu=125 A, Ue = 690 V, 4-pole for BS88 fuse form A2/A3 4th pole selectable, without Fuse with door operating mechanism 8UC7 Handle dark blue/blue-green Basic masking frame light gray | - | 0 | 0
3KL5240-1GJ01 |  | 3KL5240-1GJ01 | 1 | UN | 1 | 15 | C | D | N | N | 85362090 | 1 | 4011209739185 | 2.603 | KG | 660.54 | 660.54 | LP21 | LP21 | Switch disconnector with fuse in new design Iu=125 A, Ue = 690 V, 4-pole for BS88 fuse form A4 4th pole selectable, without Fuse with door operating mechanism 8UC7 Handle dark blue/blue-green Basic masking frame light gray | - | 0 | 0
3KL5330-1AB01 |  | 3KL5330-1AB01 | 1 | UN | 1 | 15 | C | D | N | N | 85362090 | 1 | 4011209448568 | 2.14 | KG | 440.36 | 440.36 | LP21 | LP21 | Switch disconnector with fuse in new design Iu=160 A, Ue = 690 V, 3-pole for LV HRC fuse Sz. 00 basic version without 8UC6 handle and shaft | - | 0 | 0
3KL5330-1AJ01 |  | 3KL5330-1AJ01 | 1 | UN | 1 | 15 | C | D | N | N | 85362090 | 1 | 4011209470392 | 2.17 | KG | 479.6 | 479.6 | LP21 | LP21 | Switch disconnector with fuse in new design Iu=160 A, Ue = 690 V, 3-pole for BS88 fuse form A4 basic version without 8UC6 handle and shaft | - | 0 | 0
3KL5330-1GB01 |  | 3KL5330-1GB01 | 1 | UN | 1 | 15 | C | D | N | N | 85362090 | 1 | 4011209739192 | 2.5 | KG | 564.62 | 564.62 | LP21 | LP21 | Switch disconnector with fuse in new design Iu=160 A, Ue = 690 V, 3-pole for LV HRC fuse Sz. 00 with door operating mechanism 8UC7 Handle dark blue/blue-green Basic masking frame light gray | - | 0 | 0
3KL5330-1GJ01 |  | 3KL5330-1GJ01 | 1 | UN | 1 | 15 | C | D | N | N | 85362090 | 1 | 4011209739376 | 2.531 | KG | 622.39 | 622.39 | LP21 | LP21 | Switch disconnector with fuse in new design Iu=160 A, Ue = 690 V, 3-pole for BS88 fuse form A4 with door operating mechanism 8UC7 Handle dark blue/blue-green Basic masking frame light gray | - | 0 | 0
3KL5340-1AB01 |  | 3KL5340-1AB01 | 1 | UN | 1 | 15 | C | D | N | N | 85362090 | 1 | 4011209449480 | 2.334 | KG | 606.04 | 606.04 | LP21 | LP21 | Switch disconnector with fuse in new design Iu=160 A, Ue = 690 V, 4-pole for LV HRC fuse Sz. 00 basic version without 8UC6 handle and shaft 4th pole selectable, without fuse | - | 0 | 0
3KL5340-1AJ01 |  | 3KL5340-1AJ01 | 1 | UN | 1 | 15 | C | D | N | N | 85362090 | 1 | 4011209470477 | 2.39 | KG | 648.55 | 648.55 | LP21 | LP21 | Switch disconnector with fuse in new design Iu=160 A, Ue = 690 V, 4-pole for BS88 fuse form A4 basic version without 8UC6 handle and shaft 4th pole selectable, without fuse | - | 0 | 0
3KL5340-1GB01 |  | 3KL5340-1GB01 | 1 | UN | 1 | 15 | C | D | N | N | 85362090 | 1 | 4011209739314 | 2.733 | KG | 732.48 | 732.48 | LP21 | LP21 | Switch disconnector with fuse in new design Iu=160 A, Ue = 690 V, 4-pole for LV HRC fuse Sz. 00 4th pole selectable, without Fuse with door operating mechanism 8UC7 Handle dark blue/blue-green Basic masking frame light gray | - | 0 | 0
3KL5340-1GJ01 |  | 3KL5340-1GJ01 | 1 | UN | 1 | 15 | C | D | N | N | 85362090 | 1 | 4011209739208 | 2.749 | KG | 792.43 | 792.43 | LP21 | LP21 | Switch disconnector with fuse in new design Iu=160 A, Ue = 690 V, 4-pole for BS88 fuse form A4 4th pole selectable, without Fuse with door operating mechanism 8UC7 Handle dark blue/blue-green Basic masking frame light gray | - | 0 | 0
3KL5530-1AB01 |  | 3KL5530-1AB01 | 1 | UN | 1 | 15 | C | D | N | N | 85362090 | 1 | 4011209447516 | 5.344 | KG | 805.51 | 805.51 | LP21 | LP21 | Switch disconnector with fuse in new design Iu=250 A, Ue = 690 V, 3-pole for LV HRC fuse Sz. 1 and 2 basic version without 8UC6 handle and shaft | - | 0 | 0
3KL5530-1AB01-Z | A01 | 3KL5530-1AB01-ZA01 | 1 | UN | 1 | 15 | C | D | N | N | 85362090 | 1 | 4047621069883 | 5.125 | KG | 882.9 | 882.9 | LP21 | LP21 | Switch disconnector with fuse in new design Iu=250 A, Ue = 690 V, 3-pole for LV HRC fuse Sz. 1 and 2 basic version without 8UC6 handle and shaft with tin-coated contacts | - | 0 | 0
3KL5530-1AG01 |  | 3KL5530-1AG01 | 1 | UN | 1 | 15 | C | D | N | N | 85362090 | 1 | 4011209457768 | 5.051 | KG | 888.35 | 888.35 | LP21 | LP21 | Switch disconnector with fuse in new design Iu=250 A, Ue = 690 V, 3-pole for BS88 fuse form B1/B3 basic version without 8UC6 handle and shaft | - | 0 | 0
3KL5530-1GB01 |  | 3KL5530-1GB01 | 1 | UN | 1 | 15 | C | D | N | N | 85362090 | 1 | 4011209739086 | 6.043 | KG | 996.26 | 996.26 | LP21 | LP21 | Switch disconnector with fuse in new design Iu=250 A, Ue = 690 V, 3-pole for LV HRC fuse Sz. 1 and 2 with door operating mechanism 8UC7 Handle dark blue/blue-green Basic masking frame light gray | - | 0 | 0
3KL5530-1GG01 |  | 3KL5530-1GG01 | 1 | UN | 1 | 15 | C | D | N | N | 85362090 | 1 | 4011209739215 | 4.5 | KG | 1100.9 | 1100.9 | LP21 | LP21 | Switch disconnector with fuse in new design Iu=250 A, Ue = 690 V, 3-pole for BS88 fuse form B1/B3 with door operating mechanism 8UC7 Handle dark blue/blue-green Basic masking frame light gray | - | 0 | 0
3KL5540-1AB01 |  | 3KL5540-1AB01 | 1 | UN | 1 | 15 | C | D | N | N | 85362090 | 1 | 4011209470354 | 5.577 | KG | 1006.07 | 1006.07 | LP21 | LP21 | Switch disconnector with fuse in new design Iu=250 A, Ue = 690 V, 4-pole for LV HRC fuse Sz. 1 and 2 basic version without 8UC6 handle and shaft 4th pole selectable, without fuse | - | 0 | 0
3KL5540-1AG01 |  | 3KL5540-1AG01 | 1 | UN | 1 | 15 | C | D | N | N | 85362090 | 1 | 4011209470484 | 5.624 | KG | 1090 | 1090 | LP21 | LP21 | Switch disconnector with fuse in new design Iu=250 A, Ue = 690 V, 4-pole for BS88 fuse form B1/B3 basic version without 8UC6 handle and shaft 4th pole selectable, without fuse | - | 0 | 0
3KL5540-1GB01 |  | 3KL5540-1GB01 | 1 | UN | 1 | 15 | C | D | N | N | 85362090 | 1 | 4011209739321 | 6.618 | KG | 1209.9 | 1209.9 | LP21 | LP21 | Switch disconnector with fuse in new design Iu=250 A, Ue = 690 V, 4-pole for LV HRC fuse Sz. 1 and 2 4th pole selectable, without Fuse with door operating mechanism 8UC7 Handle dark blue/blue-green Basic masking frame light gray | - | 0 | 0
3KL5540-1GG01 |  | 3KL5540-1GG01 | 1 | UN | 1 | 15 | C | D | N | N | 85362090 | 1 | 4011209739123 | 6.618 | KG | 1297.1 | 1297.1 | LP21 | LP21 | Switch disconnector with fuse in new design Iu=250 A, Ue = 690 V, 4-pole for BS88 fuse form B1/B3 4th pole selectable, without Fuse with door operating mechanism 8UC7 Handle dark blue/blue-green Basic masking frame light gray | - | 0 | 0
3KL5730-1AB01 |  | 3KL5730-1AB01 | 1 | UN | 1 | 15 | C | D | N | N | 85362090 | 1 | 4011209448537 | 5.39 | KG | 1231.7 | 1231.7 | LP21 | LP21 | Switch disconnector with fuse in new design Iu=400 A, Ue = 690 V, 3-pole for LV HRC fuse Sz. 1 and 2 basic version without 8UC6 handle and shaft | - | 0 | 0
3KL5730-1AG01 |  | 3KL5730-1AG01 | 1 | UN | 1 | 15 | C | D | N | N | 85362090 | 1 | 4011209464209 | 5.666 | KG | 1362.5 | 1362.5 | LP21 | LP21 | Switch disconnector with fuse in new design Iu=400 A, Ue = 690 V, 3-pole for BS88 fuse form B1/B3 basic version without 8UC6 handle and shaft | - | 0 | 0
3KL5730-1GB01 |  | 3KL5730-1GB01 | 1 | UN | 1 | 15 | C | D | N | N | 85362090 | 1 | 4011209739338 | 6.248 | KG | 1427.9 | 1427.9 | LP21 | LP21 | Switch disconnector with fuse in new design Iu=400 A, Ue = 690 V, 3-pole for LV HRC fuse Sz. 1 and 2 with door operating mechanism 8UC7 Handle dark blue/blue-green Basic masking frame light gray | - | 0 | 0
3KL5730-1GB01-Z | A01 | 3KL5730-1GB01-ZA01 | 1 | UN | 1 | 15 | C | D | N | N | 85362090 | 1 | 4011209856516 | 6.25 | KG | 1493.3 | 1493.3 | LP21 | LP21 | Switch disconnector with fuse in new design Iu=400 A, Ue = 690 V, 3-pole for LV HRC fuse Sz. 1 and 2 with door-coupling rotary operating mechanism 8UC7 handle black with tin-coated contacts | - | 0 | 0
3KL5730-1GG01 |  | 3KL5730-1GG01 | 1 | UN | 1 | 15 | C | D | N | N | 85362090 | 1 | 4011209739222 | 6.538 | KG | 1580.5 | 1580.5 | LP21 | LP21 | Switch disconnector with fuse in new design Iu=400 A, Ue = 690 V, 3-pole for BS88 fuse form B1/B3 with door operating mechanism 8UC7 Handle dark blue/blue-green Basic masking frame light gray | - | 0 | 0
3KL5740-1AB01 |  | 3KL5740-1AB01 | 1 | UN | 1 | 15 | C | D | N | N | 85362090 | 1 | 4011209465633 | 5.88 | KG | 1427.9 | 1427.9 | LP21 | LP21 | Switch disconnector with fuse in new design Iu=400 A, Ue = 690 V, 4-pole for LV HRC fuse Sz. 1 and 2 basic version without 8UC6 handle and shaft 4th pole selectable, without fuse | - | 0 | 0
3KL5740-1AG01 |  | 3KL5740-1AG01 | 1 | UN | 1 | 15 | C | D | N | N | 85362090 | 1 | 4011209470491 | 6.134 | KG | 1569.6 | 1569.6 | LP21 | LP21 | Switch disconnector with fuse in new design Iu=400 A, Ue = 690 V, 4-pole for BS88 fuse form B1/B3 basic version without 8UC6 handle and shaft 4th pole selectable, without fuse | - | 0 | 0
3KL5740-1GB01 |  | 3KL5740-1GB01 | 1 | UN | 1 | 15 | C | D | N | N | 85362090 | 1 | 4011209739239 | 6.836 | KG | 1624.1 | 1624.1 | LP21 | LP21 | Switch disconnector with fuse in new design Iu=400 A, Ue = 690 V, 4-pole for LV HRC fuse Sz. 1 and 2 4th pole selectable, without Fuse with door operating mechanism 8UC7 Handle dark blue/blue-green Basic masking frame light gray | - | 0 | 0
3KL5740-1GG01 |  | 3KL5740-1GG01 | 1 | UN | 1 | 15 | C | D | N | N | 85362090 | 1 | 4011209739345 | 7.09 | KG | 1765.8 | 1765.8 | LP21 | LP21 | Switch disconnector with fuse in new design Iu=400 A, Ue = 690 V, 4-pole for BS88 fuse form B1/B3 4th pole selectable, without Fuse with door operating mechanism 8UC7 Handle dark blue/blue-green Basic masking frame light gray | - | 0 | 0
3KL6130-1AB0 |  | 3KL6130-1AB0 | 1 | UN | 1 | 15 | C | D | N | N | 85362090 | 1 | 4011209000926 | 17.64 | KG | 2027.4 | 2027.4 | LP21 | LP21 | Switch disconnector with fuse I=630 A, U=690 V, 3-pole Basic version, without drive with shaft stub with lyra contacts | - | 0 | 0
3KL6130-1AB02 |  | 3KL6130-1AB02 | 1 | UN | 1 | 15 | C | D | N | N | 85362090 | 1 | 4011209552302 | 14.72 | KG | 2027.4 | 2027.4 | LP21 | LP21 | Switch disconnector with fuse for LV HRC fuses Sz. 3/2 Iu=630 A, Ue = 690 V, 3-pole, UR | - | 0 | 0
3KL6130-1AG00 |  | 3KL6130-1AG00 | 1 | UN | 1 | 15 | C | D | N | N | 85362090 | 1 | 4011209000933 | 15.075 | KG | 2267.2 | 2267.2 | LP21 | LP21 | Switch disconnector with fuse I=630 A, U=690 V, 3-pole Basic version, without drive with shaft stub BS 88 fuse holder form C | - | 0 | 0
3KL6130-1GB00 |  | 3KL6130-1GB00 | 1 | UN | 1 | 15 | C | D | N | N | 85362090 | 1 | 4011209739130 | 18.68 | KG | 2289 | 2289 | LP21 | LP21 | Switch disconnector with fuse in new design Iu=630 A, Ue = 690 V, 3-pole for LV HRC fuse Sz. 3 with door operating mechanism 8UC7 Handle dark blue/blue-green Basic masking frame light gray | - | 0 | 0
3KL6130-1GB02 |  | 3KL6130-1GB02 | 1 | UN | 1 | 15 | C | D | N | N | 85362090 | 1 | 4011209739246 | 16.207 | KG | 2289 | 2289 | LP21 | LP21 | Switch disconnector with fuse in new design Iu = 630 A, Ue = 690 V, 3-pole, for LV HRC fuses Sz. 3/2 with door operating mechanism 8UC7 Handle dark blue/blue-green Basic masking frame light gray | - | 0 | 0
3KL6130-1GG00 |  | 3KL6130-1GG00 | 1 | UN | 1 | 15 | C | D | N | N | 85362090 | 1 | 4011209739109 | 17.88 | KG | 2496.1 | 2496.1 | LP21 | LP21 | Switch disconnector with fuse in new design Iu=630 A, Ue = 690 V, 3-pole for BS88 fuse form C with door operating mechanism 8UC7 Handle dark blue/blue-green Basic masking frame light gray | - | 0 | 0
3KL6140-1AB00 |  | 3KL6140-1AB00 | 1 | UN | 1 | 15 | C | D | N | N | 85362090 | 1 | 4011209474598 | 16.52 | KG | 2267.2 | 2267.2 | LP21 | LP21 | Switch disconnector with fuse in new design Iu=630 A, Ue = 690 V, 4-pole for LV HRC fuse Sz. 3 basic version without 8UC6 handle and shaft 4th pole selectable, without fuse | - | 0 | 0
3KL6140-1AG00 |  | 3KL6140-1AG00 | 1 | UN | 1 | 15 | C | D | N | N | 85362090 | 1 | 4011209470507 | 17.02 | KG | 2496.1 | 2496.1 | LP21 | LP21 | Switch disconnector with fuse in new design Iu=630 A, Ue = 690 V, 4-pole for BS88 fuse form C basic version without 8UC6 handle and shaft 4th pole selectable, without fuse | - | 0 | 0
3KL6140-1GB00 |  | 3KL6140-1GB00 | 1 | UN | 1 | 15 | C | D | N | N | 85362090 | 1 | 4011209739147 | 17.34 | KG | 2528.8 | 2528.8 | LP21 | LP21 | Switch disconnector with fuse in new design Iu=630 A, Ue = 690 V, 4-pole for LV HRC fuse Sz. 3 4th pole selectable, without Fuse with door operating mechanism 8UC7 Handle dark blue/blue-green Basic masking frame light gray | - | 0 | 0
3KL6140-1GG00 |  | 3KL6140-1GG00 | 1 | UN | 1 | 15 | C | D | N | N | 85362090 | 1 | 4011209739284 | 17.74 | KG | 2768.6 | 2768.6 | LP21 | LP21 | Switch disconnector with fuse in new design Iu=630 A, Ue = 690 V, 4-pole for BS88 fuse form C 4th pole selectable, without Fuse with door operating mechanism 8UC7 Handle dark blue/blue-green Basic masking frame light gray | - | 0 | 0
3KL6230-1AB02 |  | 3KL6230-1AB02 | 1 | UN | 1 | 15 | C | D | N | N | 85362090 | 1 | 4011209552326 | 16.12 | KG | 2855.8 | 2855.8 | LP21 | LP21 | Switch disconnector with fuse for LV HRC fuses Sz. 3/2 Iu=800 A, Ue = 690 V, 3-pole, UR | - | 0 | 0
3KL6230-1GB02 |  | 3KL6230-1GB02 | 1 | UN | 1 | 15 | C | D | N | N | 85362090 | 1 | 4011209739352 | 17.271 | KG | 3139.2 | 3139.2 | LP21 | LP21 | Switch disconnector with fuse in new design Iu = 800 A, Ue = 690 V, 3-pole, for LV HRC fuses Sz. 3/2 with door operating mechanism 8UC7 Handle dark blue/blue-green Basic masking frame light gray | - | 0 | 0
3KL7111-3AA00 |  | 3KL7111-3AA00 | 1 | UN | 1 | 13 | C | D | N | N | 85365080 | 1 |  | 1 | KG | 173.88 | 173.88 | LP21 | LP21 | SECTION FUS-NH 3x 32A SANS COMM | - | 0 | 0
3KL7111-3BA00 |  | 3KL7111-3BA00 | 1 | UN | 1 | 13 | C | D | N | N | 85365080 | 1 |  | 1 | KG | 173.88 | 173.88 | LP21 | LP21 | SECTION FUS-NFC 3x 32A SANS COMM | - | 0 | 7
3KL7111-3CA00 |  | 3KL7111-3CA00 | 1 | UN | 1 | 30 | D | D | N | N | 85365080 | 1 |  | 1 | KG | 173.88 | 173.88 | LP21 | LP21 | Switch disconnector with fuses 3x 32A WI | - | 0 | 7
3KL7111-4AA00 |  | 3KL7111-4AA00 | 1 | UN | 1 | 13 | C | D | N | N | 85365080 | 1 |  | 1.1 | KG | 193.2 | 193.2 | LP21 | LP21 | SECTION FUS-NH 4x 32A SANS COMM | - | 0 | 0
3KL7111-4BA00 |  | 3KL7111-4BA00 | 1 | UN | 1 | 13 | C | D | N | N | 85365080 | 1 |  | 1.1 | KG | 193.2 | 193.2 | LP21 | LP21 | SECTION FUS-NFC 4x 32A SANS COMM | - | 0 | 7
3KL7111-4CA00 |  | 3KL7111-4CA00 | 1 | UN | 1 | 30 | D | D | N | N | 85365080 | 1 |  | 1 | KG | 193.2 | 193.2 | LP21 | LP21 | Switch disconnector with fuses 4x 32A WI | - | 0 | 7
3KL7112-3AA00 |  | 3KL7112-3AA00 | 1 | UN | 1 | 13 | C | D | N | N | 85365080 | 1 |  | 1 | KG | 197.4 | 197.4 | LP21 | LP21 | SECTION FUS-NH 3x 45A SANS COMM | - | 0 | 0
3KL7112-3BA00 |  | 3KL7112-3BA00 | 1 | UN | 1 | 13 | C | D | N | N | 85365080 | 1 |  | 1 | KG | 197.4 | 197.4 | LP21 | LP21 | SECTION FUS-NFC 3x 45A SANS COMM | - | 0 | 7
3KL7112-3CA00 |  | 3KL7112-3CA00 | 1 | UN | 1 | 30 | D | D | N | N | 85365080 | 1 |  | 1 | KG | 197.4 | 197.4 | LP21 | LP21 | Switch disconnector with fuses 3x 45A WI | - | 0 | 7
3KL7112-4AA00 |  | 3KL7112-4AA00 | 1 | UN | 1 | 13 | C | D | N | N | 85365080 | 1 |  | 1.1 | KG | 214.2 | 214.2 | LP21 | LP21 | SECTION FUS-NH 4x 45A SANS COMM | - | 0 | 0
3KL7112-4BA00 |  | 3KL7112-4BA00 | 1 | UN | 1 | 13 | C | D | N | N | 85365080 | 1 |  | 1.1 | KG | 214.2 | 214.2 | LP21 | LP21 | SECTION FUS-NFC 4x 45A SANS COMM | - | 0 | 7
3KL7112-4CA00 |  | 3KL7112-4CA00 | 1 | UN | 1 | 30 | D | D | N | N | 85365080 | 1 |  | 1 | KG | 214.2 | 214.2 | LP21 | LP21 | Switch disconnector with fuses 4x 45A WI | - | 0 | 7
3KL7113-3AA00 |  | 3KL7113-3AA00 | 1 | UN | 1 | 13 | C | D | N | N | 85365080 | 1 |  | 1 | KG | 202.44 | 202.44 | LP21 | LP21 | SECTION FUS-NH 3x 63A SANS COMM | - | 0 | 0
3KL7113-3BA00 |  | 3KL7113-3BA00 | 1 | UN | 1 | 13 | C | D | N | N | 85365080 | 1 |  | 1 | KG | 202.44 | 202.44 | LP21 | LP21 | SECTION FUS-NFC 3x 63A SANS COMM | - | 0 | 7
3KL7113-3CA00 |  | 3KL7113-3CA00 | 1 | UN | 1 | 30 | D | D | N | N | 85365080 | 1 |  | 1 | KG | 202.44 | 202.44 | LP21 | LP21 | Switch disconnector with fuses 3x 63A WI | - | 0 | 7
3KL7113-4AA00 |  | 3KL7113-4AA00 | 1 | UN | 1 | 13 | C | D | N | N | 85365080 | 1 |  | 1.1 | KG | 237.72 | 237.72 | LP21 | LP21 | SECTION FUS-NH 4x 63A SANS COMM | - | 0 | 0
3KL7113-4BA00 |  | 3KL7113-4BA00 | 1 | UN | 1 | 13 | C | D | N | N | 85365080 | 1 |  | 1.1 | KG | 237.72 | 237.72 | LP21 | LP21 | SECTION FUS-NFC 4x 63A SANS COMM | - | 0 | 7
3KL7113-4CA00 |  | 3KL7113-4CA00 | 1 | UN | 1 | 30 | D | D | N | N | 85365080 | 1 |  | 1 | KG | 237.72 | 237.72 | LP21 | LP21 | Switch disconnector with fuses 4x 63A WI | - | 0 | 7
3KL7114-3AA00 |  | 3KL7114-3AA00 | 1 | UN | 1 | 13 | C | D | N | N | 85365080 | 1 |  | 1 | KG | 238.56 | 238.56 | LP21 | LP21 | SECTION FUS-NH 3x 80 A SANS COMM | - | 0 | 0
3KL7114-3BA00 |  | 3KL7114-3BA00 | 1 | UN | 1 | 13 | C | D | N | N | 85365080 | 1 |  | 1 | KG | 238.56 | 238.56 | LP21 | LP21 | SECTION FUS-NFC 3x 80 A SANS COMM | - | 0 | 7
3KL7114-3CA00 |  | 3KL7114-3CA00 | 1 | UN | 1 | 30 | D | D | N | N | 85365080 | 1 |  | 1 | KG | 238.56 | 238.56 | LP21 | LP21 | Switch disconnector with fuses 3x 80A WI | - | 0 | 7
3KL7114-4AA00 |  | 3KL7114-4AA00 | 1 | UN | 1 | 13 | C | D | N | N | 85365080 | 1 |  | 1.1 | KG | 278.88 | 278.88 | LP21 | LP21 | SECTION FUS-NH 4x 80 A SANS COMM | - | 0 | 0
3KL7114-4BA00 |  | 3KL7114-4BA00 | 1 | UN | 1 | 13 | C | D | N | N | 85365080 | 1 |  | 1.1 | KG | 278.88 | 278.88 | LP21 | LP21 | SECTION FUS-NFC 4x 80 A SANS COMM | - | 0 | 7
3KL7114-4CA00 |  | 3KL7114-4CA00 | 1 | UN | 1 | 30 | D | D | N | N | 85365080 | 1 |  | 1 | KG | 278.88 | 278.88 | LP21 | LP21 | Switch disconnector with fuses 4x 480A W | - | 0 | 7
3KL7121-3BA00 |  | 3KL7121-3BA00 | 1 | UN | 1 | 13 | C | D | N | N | 85365080 | 1 |  | 1.8 | KG | 256.2 | 256.2 | LP21 | LP21 | SECTION FUS-NFC 3x 100 A SANS COM | - | 0 | 7
3KL7121-3DA00 |  | 3KL7121-3DA00 | 1 | UN | 1 | 13 | C | D | N | N | 85365080 | 1 |  | 1.8 | KG | 256.2 | 256.2 | LP21 | LP21 | SECTION FUS-NH 3x 100 A SANS COMM | - | 0 | 0
3KL7121-4BA00 |  | 3KL7121-4BA00 | 1 | UN | 1 | 13 | C | D | N | N | 85365080 | 1 |  | 2 | KG | 294.84 | 294.84 | LP21 | LP21 | SECTION FUS-NFC 4x 100 A SANS COM | - | 0 | 7
3KL7121-4DA00 |  | 3KL7121-4DA00 | 1 | UN | 1 | 13 | C | D | N | N | 85365080 | 1 |  | 2 | KG | 294.84 | 294.84 | LP21 | LP21 | SECTION FUS-NH 4x 100 A SANS COMM | - | 0 | 0
3KL7122-3AA00 |  | 3KL7122-3AA00 | 1 | UN | 1 | 13 | C | D | N | N | 85365080 | 1 |  | 1.8 | KG | 256.2 | 256.2 | LP21 | LP21 | Switch disconnector with fuses | - | 0 | 0
3KL7122-3BA00 |  | 3KL7122-3BA00 | 1 | UN | 1 | 13 | C | D | N | N | 85365080 | 1 |  | 1.8 | KG | 256.2 | 256.2 | LP21 | LP21 | SECTION FUS-NFC 3x 125A SANS COM | - | 0 | 7
3KL7122-3CA00 |  | 3KL7122-3CA00 | 1 | UN | 1 | 30 | D | D | N | N | 85365080 | 1 |  | 2 | KG | 256.2 | 256.2 | LP21 | LP21 | Switch disconnector with fuses 3x 125A W | - | 0 | 7
3KL7122-3DA00 |  | 3KL7122-3DA00 | 1 | UN | 1 | 13 | C | D | N | N | 85365080 | 1 |  | 1.8 | KG | 256.2 | 256.2 | LP21 | LP21 | SECTION FUS-NH 3x 125A SANS COMM | - | 0 | 0
3KL7122-4AA00 |  | 3KL7122-4AA00 | 1 | UN | 1 | 13 | C | D | N | N | 85365080 | 1 |  | 2 | KG | 294.84 | 294.84 | LP21 | LP21 | SECTION FUS-NH 4x 125A SANS COMM | - | 0 | 0
3KL7122-4BA00 |  | 3KL7122-4BA00 | 1 | UN | 1 | 13 | C | D | N | N | 85365080 | 1 |  | 2 | KG | 294.84 | 294.84 | LP21 | LP21 | SECTION FUS-NFC 4x 125A SANS COM | - | 0 | 7
3KL7122-4CA00 |  | 3KL7122-4CA00 | 1 | UN | 1 | 30 | D | D | N | N | 85365080 | 1 |  | 1.8 | KG | 294.84 | 294.84 | LP21 | LP21 | Switch disconnector with fuses 4x 125A W | - | 0 | 7
3KL7122-4DA00 |  | 3KL7122-4DA00 | 1 | UN | 1 | 13 | C | D | N | N | 85365080 | 1 |  | 2 | KG | 294.84 | 294.84 | LP21 | LP21 | SECTION FUS-NH 4x 125A SANS COMM | - | 0 | 0
3KL7123-3AA00 |  | 3KL7123-3AA00 | 1 | UN | 1 | 13 | C | D | N | N | 85365080 | 1 |  | 1.8 | KG | 285.6 | 285.6 | LP21 | LP21 | SECTION FUS-NH 3x 160 A SANS COMM | - | 0 | 0
3KL7123-3CA00 |  | 3KL7123-3CA00 | 1 | UN | 1 | 30 | D | D | N | N | 85365080 | 1 |  | 2 | KG | 285.6 | 285.6 | LP21 | LP21 | Switch disconnector with fuses 3x 160A W | - | 0 | 7
3KL7123-3DA00 |  | 3KL7123-3DA00 | 1 | UN | 1 | 13 | C | D | N | N | 85365080 | 1 |  | 1.8 | KG | 285.6 | 285.6 | LP21 | LP21 | SECTION FUS-NH 3x 160 A SANS COMM | - | 0 | 0
3KL7123-4AA00 |  | 3KL7123-4AA00 | 1 | UN | 1 | 13 | C | D | N | N | 85365080 | 1 |  | 2 | KG | 343.56 | 343.56 | LP21 | LP21 | SECTION FUS-NH 4x 160 A SANS COMM | - | 0 | 0
3KL7123-4CA00 |  | 3KL7123-4CA00 | 1 | UN | 1 | 30 | D | D | N | N | 85365080 | 1 |  | 1.8 | KG | 343.56 | 343.56 | LP21 | LP21 | Switch disconnector with fuses 4x 160A W | - | 0 | 7
3KL7123-4DA00 |  | 3KL7123-4DA00 | 1 | UN | 1 | 13 | C | D | N | N | 85365080 | 1 |  | 2 | KG | 343.56 | 343.56 | LP21 | LP21 | SECTION FUS-NH 4x 160 A SANS COMM | - | 0 | 0
3KL7131-3AA00 |  | 3KL7131-3AA00 | 1 | UN | 1 | 13 | C | D | N | N | 85365080 | 1 |  | 4 | KG | 525.84 | 525.84 | LP21 | LP21 | SECTION FUS-NH 3x 200 A SANS COMM | - | 0 | 0
3KL7131-3AD00 |  | 3KL7131-3AD00 | 1 | UN | 1 | 30 | D | D | N | N | 85365080 | 1 |  | 1 | KG | 4662 | 4662 | LP21 | LP21 | SECTION FUS-NH 3x 200 A COMM MOT | - | 0 | 0
3KL7131-3CA00 |  | 3KL7131-3CA00 | 1 | UN | 1 | 30 | D | D | N | N | 85365080 | 1 |  | 3.8 | KG | 525.84 | 525.84 | LP21 | LP21 | Switch disconnector with fuses 3x 200A W | - | 0 | 7
3KL7131-4AA00 |  | 3KL7131-4AA00 | 1 | UN | 1 | 13 | C | D | N | N | 85365080 | 1 |  | 4.4 | KG | 583.8 | 583.8 | LP21 | LP21 | SECTION FUS-NH 4x 200 A SANS COMM | - | 0 | 0
3KL7131-4AD00 |  | 3KL7131-4AD00 | 1 | UN | 1 | 30 | D | D | N | N | 85365080 | 1 |  | 1 | KG | 4788 | 4788 | LP21 | LP21 | SECTION FUS-NH 4x 200 A COMM MOT | - | 0 | 0
3KL7131-4CA00 |  | 3KL7131-4CA00 | 1 | UN | 1 | 30 | D | D | N | N | 85365080 | 1 |  | 4.3 | KG | 583.8 | 583.8 | LP21 | LP21 | Switch disconnector with fuses 4x 200A W | - | 0 | 7
3KL7132-3AA00 |  | 3KL7132-3AA00 | 1 | UN | 1 | 13 | C | D | N | N | 85365080 | 1 |  | 4 | KG | 597.24 | 597.24 | LP21 | LP21 | SECTION FUS-NH 3x 250 A SANS COMM | - | 0 | 0
3KL7132-3AD00 |  | 3KL7132-3AD00 | 1 | UN | 1 | 30 | D | D | N | N | 85365080 | 1 |  | 1 | KG | 4771.2 | 4771.2 | LP21 | LP21 | SECTION FUS-NH 3x 250 A COMM MOT | - | 0 | 0
3KL7132-3CA00 |  | 3KL7132-3CA00 | 1 | UN | 1 | 30 | D | D | N | N | 85365080 | 1 |  | 3.8 | KG | 597.24 | 597.24 | LP21 | LP21 | Switch disconnector with fuses 3x 250A W | - | 0 | 7
3KL7132-4AA00 |  | 3KL7132-4AA00 | 1 | UN | 1 | 13 | C | D | N | N | 85365080 | 1 |  | 4.4 | KG | 693 | 693 | LP21 | LP21 | SECTION FUS-NH 4x 250 A SANS COMM | - | 0 | 0
3KL7132-4AD00 |  | 3KL7132-4AD00 | 1 | UN | 1 | 30 | D | D | N | N | 85365080 | 1 |  | 1 | KG | 4939.2 | 4939.2 | LP21 | LP21 | SECTION FUS-NH 4x 250 A COMM MOT | - | 0 | 0
3KL7132-4CA00 |  | 3KL7132-4CA00 | 1 | UN | 1 | 30 | D | D | N | N | 85365080 | 1 |  | 4.3 | KG | 693 | 693 | LP21 | LP21 | Switch disconnector with fuses 4x 250A W | - | 0 | 7
3KL7141-3AA00 |  | 3KL7141-3AA00 | 1 | UN | 1 | 13 | C | D | N | N | 85365080 | 1 |  | 6.8 | KG | 685.44 | 685.44 | LP21 | LP21 | SECTION FUS-NH 3x 315A SANS COMM | - | 0 | 0
3KL7141-3AD00 |  | 3KL7141-3AD00 | 1 | UN | 1 | 30 | D | D | N | N | 85365080 | 1 |  | 1 | KG | 4930.8 | 4930.8 | LP21 | LP21 | SECTION FUS-NH 3x 315A COMM MOT | - | 0 | 0
3KL7141-3AE00 |  | 3KL7141-3AE00 | 1 | UN | 1 | 30 | D | D | N | N | 85365080 | 1 |  | 9 | KG | 2209.2 | 2209.2 | LP21 | LP21 | Switch disconnector with fuses 3x 315A WI | - | 0 | 0
3KL7141-3AE01 |  | 3KL7141-3AE01 | 1 | UN | 1 | 30 | D | D | N | N | 85365080 | 1 |  | 9 | KG | 2209.2 | 2209.2 | LP21 | LP21 | Switch disconnector with fuses 3x 315A WI | - | 0 | 0
3KL7141-3AE02 |  | 3KL7141-3AE02 | 1 | UN | 1 | 30 | D | D | N | N | 85365080 | 1 |  | 9 | KG | 2209.2 | 2209.2 | LP21 | LP21 | Switch disconnector with fuses 3x 315A WI | - | 0 | 0
3KL7141-3AE03 |  | 3KL7141-3AE03 | 1 | UN | 1 | 30 | D | D | N | N | 85365080 | 1 |  | 9 | KG | 2209.2 | 2209.2 | LP21 | LP21 | Switch disconnector with fuses 3x 315A WI | - | 0 | 0
3KL7141-3AE04 |  | 3KL7141-3AE04 | 1 | UN | 1 | 30 | D | D | N | N | 85365080 | 1 |  | 9 | KG | 2209.2 | 2209.2 | LP21 | LP21 | Switch disconnector with fuses 3x 315A WI | - | 0 | 0
3KL7141-3CA00 |  | 3KL7141-3CA00 | 1 | UN | 1 | 30 | D | D | N | N | 85365080 | 1 |  | 6.6 | KG | 685.44 | 685.44 | LP21 | LP21 | Switch disconnector with fuses 3x 315A W | - | 0 | 7
3KL7141-4AA00 |  | 3KL7141-4AA00 | 1 | UN | 1 | 13 | C | D | N | N | 85365080 | 1 |  | 7.2 | KG | 813.12 | 813.12 | LP21 | LP21 | SECTION FUS-NH 4x 315A SANS COMM | - | 0 | 0
3KL7141-4AD00 |  | 3KL7141-4AD00 | 1 | UN | 1 | 30 | D | D | N | N | 85365080 | 1 |  | 1 | KG | 5174.4 | 5174.4 | LP21 | LP21 | SECTION FUS-NH 4x 315A COMM MOT | - | 0 | 0
3KL7141-4AE00 |  | 3KL7141-4AE00 | 1 | UN | 1 | 30 | D | D | N | N | 85365080 | 1 |  | 9.4 | KG | 2301.6 | 2301.6 | LP21 | LP21 | Switch disconnector with fuses 4x 315A WI | - | 0 | 0
3KL7141-4AE01 |  | 3KL7141-4AE01 | 1 | UN | 1 | 30 | D | D | N | N | 85365080 | 1 |  | 9.4 | KG | 2301.6 | 2301.6 | LP21 | LP21 | Switch disconnector with fuses 4x 315A WI | - | 0 | 0
3KL7141-4AE02 |  | 3KL7141-4AE02 | 1 | UN | 1 | 30 | D | D | N | N | 85365080 | 1 |  | 9.4 | KG | 2301.6 | 2301.6 | LP21 | LP21 | Switch disconnector with fuses 4x 315A WI | - | 0 | 0
3KL7141-4AE03 |  | 3KL7141-4AE03 | 1 | UN | 1 | 30 | D | D | N | N | 85365080 | 1 |  | 9.4 | KG | 2301.6 | 2301.6 | LP21 | LP21 | Switch disconnector with fuses 4x 315A WI | - | 0 | 0
3KL7141-4AE04 |  | 3KL7141-4AE04 | 1 | UN | 1 | 30 | D | D | N | N | 85365080 | 1 |  | 9.4 | KG | 2301.6 | 2301.6 | LP21 | LP21 | Switch disconnector with fuses 4x 315A WI | - | 0 | 0
3KL7141-4CA00 |  | 3KL7141-4CA00 | 1 | UN | 1 | 30 | D | D | N | N | 85365080 | 1 |  | 7.5 | KG | 813.12 | 813.12 | LP21 | LP21 | Switch disconnector with fuses 4x 315A W | - | 0 | 7
3KL7142-3AA00 |  | 3KL7142-3AA00 | 1 | UN | 1 | 13 | C | D | N | N | 85365080 | 1 |  | 6.8 | KG | 718.2 | 718.2 | LP21 | LP21 | SECTION FUS-NH 3x 400 A SANS COMM | - | 0 | 0
3KL7142-3AD00 |  | 3KL7142-3AD00 | 1 | UN | 1 | 30 | D | D | N | N | 85365080 | 1 |  | 1 | KG | 5014.8 | 5014.8 | LP21 | LP21 | SECTION FUS-NH 3x 400 A COMM MOT | - | 0 | 0
3KL7142-3AE00 |  | 3KL7142-3AE00 | 1 | UN | 1 | 30 | D | D | N | N | 85365080 | 1 |  | 9 | KG | 2293.2 | 2293.2 | LP21 | LP21 | Switch disconnector with fuses 3x 400A WI | - | 0 | 0
3KL7142-3AE01 |  | 3KL7142-3AE01 | 1 | UN | 1 | 30 | D | D | N | N | 85365080 | 1 |  | 9 | KG | 2293.2 | 2293.2 | LP21 | LP21 | Switch disconnector with fuses 3x 400A WI | - | 0 | 0
3KL7142-3AE02 |  | 3KL7142-3AE02 | 1 | UN | 1 | 30 | D | D | N | N | 85365080 | 1 |  | 9 | KG | 2293.2 | 2293.2 | LP21 | LP21 | Switch disconnector with fuses 3x 400A WI | - | 0 | 0
3KL7142-3AE03 |  | 3KL7142-3AE03 | 1 | UN | 1 | 30 | D | D | N | N | 85365080 | 1 |  | 9 | KG | 2293.2 | 2293.2 | LP21 | LP21 | Switch disconnector with fuses 3x 400A WI | - | 0 | 0
3KL7142-3AE04 |  | 3KL7142-3AE04 | 1 | UN | 1 | 30 | D | D | N | N | 85365080 | 1 |  | 7 | KG | 2293.2 | 2293.2 | LP21 | LP21 | Disconnector with fuses 3 x 400 A | - | 0 | 0
3KL7142-3CA00 |  | 3KL7142-3CA00 | 1 | UN | 1 | 30 | D | D | N | N | 85365080 | 1 |  | 6.6 | KG | 718.2 | 718.2 | LP21 | LP21 | Switch disconnector with fuses 3x 400A W | - | 0 | 7
3KL7142-4AA00 |  | 3KL7142-4AA00 | 1 | UN | 1 | 13 | C | D | N | N | 85365080 | 1 |  | 7.2 | KG | 848.4 | 848.4 | LP21 | LP21 | SECTION FUS-NH 4x 400 A SANS COMM | - | 0 | 0
3KL7142-4AD00 |  | 3KL7142-4AD00 | 1 | UN | 1 | 30 | D | D | N | N | 85365080 | 1 |  | 1 | KG | 5241.6 | 5241.6 | LP21 | LP21 | SECTION FUS-NH 4x 400 A COMM MOT | - | 0 | 0
3KL7142-4AE00 |  | 3KL7142-4AE00 | 1 | UN | 1 | 30 | D | D | N | N | 85365080 | 1 |  | 9.4 | KG | 2368.8 | 2368.8 | LP21 | LP21 | Switch disconnector with fuses 4x 400A WI | - | 0 | 0
3KL7142-4AE01 |  | 3KL7142-4AE01 | 1 | UN | 1 | 30 | D | D | N | N | 85365080 | 1 |  | 9.4 | KG | 2368.8 | 2368.8 | LP21 | LP21 | Switch disconnector with fuses 4x 400A WI | - | 0 | 0
3KL7142-4AE02 |  | 3KL7142-4AE02 | 1 | UN | 1 | 30 | D | D | N | N | 85365080 | 1 |  | 9.4 | KG | 2368.8 | 2368.8 | LP21 | LP21 | Switch disconnector with fuses 4x 400A WI | - | 0 | 0
3KL7142-4AE03 |  | 3KL7142-4AE03 | 1 | UN | 1 | 30 | D | D | N | N | 85365080 | 1 |  | 9.4 | KG | 2368.8 | 2368.8 | LP21 | LP21 | Switch disconnector with fuses 4x 400A WI | - | 0 | 0
3KL7142-4AE04 |  | 3KL7142-4AE04 | 1 | UN | 1 | 30 | D | D | N | N | 85365080 | 1 |  | 9.4 | KG | 2368.8 | 2368.8 | LP21 | LP21 | Switch disconnector with fuses 4x 400A WI | - | 0 | 0
3KL7142-4CA00 |  | 3KL7142-4CA00 | 1 | UN | 1 | 30 | D | D | N | N | 85365080 | 1 |  | 7.5 | KG | 848.4 | 848.4 | LP21 | LP21 | Switch disconnector with fuses 4x 400A W | - | 0 | 7
3KL7151-3AA00 |  | 3KL7151-3AA00 | 1 | UN | 1 | 13 | C | D | N | N | 85365080 | 1 |  | 12.8 | KG | 1184.4 | 1184.4 | LP21 | LP21 | SECTION FUS-NH 3x 630 A SANS COMM | - | 0 | 0
3KL7151-3AD00 |  | 3KL7151-3AD00 | 1 | UN | 1 | 30 | D | D | N | N | 85365080 | 1 |  | 1 | KG | 5846.4 | 5846.4 | LP21 | LP21 | SECTION FUS-NH 3x 630 A COMM MOT | - | 0 | 0
3KL7151-3AE00 |  | 3KL7151-3AE00 | 1 | UN | 1 | 30 | D | D | N | N | 85365080 | 1 |  | 15 | KG | 3679.2 | 3679.2 | LP21 | LP21 | Switch disconnector with fuses 3x 630A WI | - | 0 | 0
3KL7151-3AE01 |  | 3KL7151-3AE01 | 1 | UN | 1 | 30 | D | D | N | N | 85365080 | 1 |  | 15 | KG | 3679.2 | 3679.2 | LP21 | LP21 | Switch disconnector with fuses 3x 630A WI | - | 0 | 0
3KL7151-3AE02 |  | 3KL7151-3AE02 | 1 | UN | 1 | 30 | D | D | N | N | 85365080 | 1 |  | 15 | KG | 3679.2 | 3679.2 | LP21 | LP21 | Switch disconnector with fuses 3x 630A WI | - | 0 | 0
3KL7151-3AE03 |  | 3KL7151-3AE03 | 1 | UN | 1 | 30 | D | D | N | N | 85365080 | 1 |  | 15 | KG | 3679.2 | 3679.2 | LP21 | LP21 | Switch disconnector with fuses 3x 630A WI | - | 0 | 0
3KL7151-3AE04 |  | 3KL7151-3AE04 | 1 | UN | 1 | 30 | D | D | N | N | 85365080 | 1 |  | 15 | KG | 3679.2 | 3679.2 | LP21 | LP21 | Switch disconnector with fuses 3x 630A WI | - | 0 | 0
3KL7151-4AA00 |  | 3KL7151-4AA00 | 1 | UN | 1 | 13 | C | D | N | N | 85365080 | 1 |  | 14.3 | KG | 1369.2 | 1369.2 | LP21 | LP21 | SECTION FUS-NH 4x 630 A SANS COMM | - | 0 | 0
3KL7151-4AD00 |  | 3KL7151-4AD00 | 1 | UN | 1 | 30 | D | D | N | N | 85365080 | 1 |  | 1 | KG | 6165.6 | 6165.6 | LP21 | LP21 | SECTION FUS-NH 4x 630A COMM MOT | - | 0 | 0
3KL7151-4AE00 |  | 3KL7151-4AE00 | 1 | UN | 1 | 30 | D | D | N | N | 85365080 | 1 |  | 16.5 | KG | 3897.6 | 3897.6 | LP21 | LP21 | Switch disconnector with fuses 4x 630A WI | - | 0 | 0
3KL7151-4AE01 |  | 3KL7151-4AE01 | 1 | UN | 1 | 30 | D | D | N | N | 85365080 | 1 |  | 16.5 | KG | 3897.6 | 3897.6 | LP21 | LP21 | Switch disconnector with fuses 4x 630A WI | - | 0 | 0
3KL7151-4AE02 |  | 3KL7151-4AE02 | 1 | UN | 1 | 30 | D | D | N | N | 85365080 | 1 |  | 16.5 | KG | 3897.6 | 3897.6 | LP21 | LP21 | Switch disconnector with fuses 4x 630A WI | - | 0 | 0
3KL7151-4AE03 |  | 3KL7151-4AE03 | 1 | UN | 1 | 30 | D | D | N | N | 85365080 | 1 |  | 16.5 | KG | 3897.6 | 3897.6 | LP21 | LP21 | Switch disconnector with fuses 4x 630A WI | - | 0 | 0
3KL7151-4AE04 |  | 3KL7151-4AE04 | 1 | UN | 1 | 30 | D | D | N | N | 85365080 | 1 |  | 16.5 | KG | 3897.6 | 3897.6 | LP21 | LP21 | Switch disconnector with fuses 4x 630A WI | - | 0 | 0
3KL7152-3AA00 |  | 3KL7152-3AA00 | 1 | UN | 1 | 13 | C | D | N | N | 85365080 | 1 |  | 1 | KG | 1764 | 1764 | LP21 | LP21 | SECTION FUS-NH 3x 800 A SANS COMM | - | 0 | 0
3KL7152-3AE00 |  | 3KL7152-3AE00 | 1 | UN | 1 | 30 | D | D | N | N | 85365080 | 1 |  | 15 | KG | 3956.4 | 3956.4 | LP21 | LP21 | Switch disconnector with fuses 3x 800A WI | - | 0 | 0
3KL7152-3AE01 |  | 3KL7152-3AE01 | 1 | UN | 1 | 30 | D | D | N | N | 85365080 | 1 |  | 1 | KG | 3956.4 | 3956.4 | LP21 | LP21 | Switch disconnector with fuses 3 x 800 A | - | 0 | 0
3KL7152-3AE02 |  | 3KL7152-3AE02 | 1 | UN | 1 | 30 | D | D | N | N | 85365080 | 1 |  | 15 | KG | 3956.4 | 3956.4 | LP21 | LP21 | Switch disconnector with fuses 3x 800A WI | - | 0 | 0
3KL7152-3AE03 |  | 3KL7152-3AE03 | 1 | UN | 1 | 30 | D | D | N | N | 85365080 | 1 |  | 15 | KG | 3956.4 | 3956.4 | LP21 | LP21 | Switch disconnector with fuses 3x 800A WI | - | 0 | 0
3KL7152-3AE04 |  | 3KL7152-3AE04 | 1 | UN | 1 | 30 | D | D | N | N | 85365080 | 1 |  | 15 | KG | 3956.4 | 3956.4 | LP21 | LP21 | Switch disconnector with fuses 3x 800A WI | - | 0 | 0
3KL7152-3CA00 |  | 3KL7152-3CA00 | 1 | UN | 1 | 13 | C | D | N | N | 85365080 | 1 |  | 12.8 | KG | 1764 | 1764 | LP21 | LP21 | SECT FUS-BS88 3x 800 A SANS COMM | - | 0 | 7
3KL7152-3CD00 |  | 3KL7152-3CD00 | 1 | UN | 1 | 30 | D | D | N | N | 85365080 | 1 |  | 1 | KG | 6862.8 | 6862.8 | LP21 | LP21 | SECT FUS-BS88 3x 800 A COMM MOT | - | 0 | 0
3KL7152-4AA00 |  | 3KL7152-4AA00 | 1 | UN | 1 | 13 | C | D | N | N | 85365080 | 1 |  | 1 | KG | 2032.8 | 2032.8 | LP21 | LP21 | SECTION FUS-NH 4x 800 A SANS COMM | - | 0 | 0
3KL7152-4AE00 |  | 3KL7152-4AE00 | 1 | UN | 1 | 30 | D | D | N | N | 85365080 | 1 |  | 16.5 | KG | 4208.4 | 4208.4 | LP21 | LP21 | Switch disconnector with fuses 4x 800A WI | - | 0 | 0
3KL7152-4AE01 |  | 3KL7152-4AE01 | 1 | UN | 1 | 30 | D | D | N | N | 85365080 | 1 |  | 16.5 | KG | 4208.4 | 4208.4 | LP21 | LP21 | Switch disconnector with fuses 4x 800A WI | - | 0 | 0
3KL7152-4AE02 |  | 3KL7152-4AE02 | 1 | UN | 1 | 30 | D | D | N | N | 85365080 | 1 |  | 16.5 | KG | 4208.4 | 4208.4 | LP21 | LP21 | Switch disconnector with fuses 4x 800A WI | - | 0 | 0
3KL7152-4AE03 |  | 3KL7152-4AE03 | 1 | UN | 1 | 30 | D | D | N | N | 85365080 | 1 |  | 16.5 | KG | 4208.4 | 4208.4 | LP21 | LP21 | Switch disconnector with fuses 4x 800A WI | - | 0 | 0
3KL7152-4AE04 |  | 3KL7152-4AE04 | 1 | UN | 1 | 30 | D | D | N | N | 85365080 | 1 |  | 1 | KG | 4208.4 | 4208.4 | LP21 | LP21 | Int. E CORTE EM CARGA P/FUSIVEI S 4 x 800 A | - | 0 | 0
3KL7152-4CA00 |  | 3KL7152-4CA00 | 1 | UN | 1 | 13 | C | D | N | N | 85365080 | 1 |  | 14.3 | KG | 2032.8 | 2032.8 | LP21 | LP21 | SECT FUS-BS88 4x 800 A SANS COMM | - | 0 | 7
3KL7152-4CD00 |  | 3KL7152-4CD00 | 1 | UN | 1 | 30 | D | D | N | N | 85365080 | 1 |  | 1 | KG | 7350 | 7350 | LP21 | LP21 | SECT FUS-BS88 4x 800 A COMM MOT | - | 0 | 0
3KM5030-1AB01 |  | 3KM5030-1AB01 | 1 | UN | 1 | 15 | C | D | N | N | 85362010 | 1 | 4011209448513 | 1.507 | KG | 429.46 | 429.46 | LP21 | LP21 | Switch disconnector with fuse in new design Iu=63 A, Ue = 690 V, 3-pole for LV HRC fuse Sz. 00 basic version without 8UC6 handle and shaft with isolating contact strip for MCC | - | 0 | 0
3KM5030-1AB01-Z | A01 | 3KM5030-1AB01-ZA01 | 1 | UN | 1 | 20 | D | D | N | N | 85362010 | 1 | 4011209592902 | 1.52 | KG | 503.58 | 503.58 | LP21 | LP21 | Switch disconnector with fuse in new design Iu=63 A, Ue = 690 V, 3-pole for LV HRC fuse Sz. 00 basic version without 8UC6 handle and shaft with isolating contact strip for MCC with tin-coated contacts | - | 0 | 0
3KM5030-1AG01 |  | 3KM5030-1AG01 | 1 | UN | 1 | 15 | C | D | N | N | 85362010 | 1 | 4011209470552 | 1.405 | KG | 470.88 | 470.88 | LP21 | LP21 | Switch disconnector with fuse in new design Iu=63 A, Ue = 690 V, 3-pole for BS88 fuse form A2/A3 basic version without 8UC6 handle and shaft with isolating contact strip for MCC | - | 0 | 0
3KM5030-1GB01 |  | 3KM5030-1GB01 | 1 | UN | 1 | 15 | C | D | N | N | 85362010 | 1 | 4011209739451 | 1.855 | KG | 504.67 | 504.67 | LP21 | LP21 | Switch disconnector with fuse in new design Iu=63 A, Ue = 690 V, 3-pole for LV HRC fuse Sz. 00 with isolating contact strip for MCC with door operating mechanism 8UC7 Handle dark blue/blue-green Basic masking frame light gray | - | 0 | 0
3KM5230-1AB01 |  | 3KM5230-1AB01 | 1 | UN | 1 | 15 | C | D | N | N | 85362090 | 1 | 4011209448490 | 2.415 | KG | 642.01 | 642.01 | LP21 | LP21 | Switch disconnector with fuse in new design Iu=125 A, Ue = 690 V, 3-pole for LV HRC fuse Sz. 00 basic version without 8UC6 handle and shaft with isolating contact strip for MCC | - | 0 | 0
3KM5230-1AG01 |  | 3KM5230-1AG01 | 1 | UN | 1 | 15 | C | D | N | N | 85362090 | 1 | 4011209470569 | 2.34 | KG | 704.14 | 704.14 | LP21 | LP21 | Switch disconnector with fuse in new design Iu=125 A, Ue = 690 V, 3-pole for BS88 fuse form A2/A3 basic version without 8UC6 handle and shaft with isolating contact strip for MCC | - | 0 | 0
3KM5230-1AJ01 |  | 3KM5230-1AJ01 | 1 | UN | 1 | 15 | C | D | N | N | 85362090 | 1 | 4011209467309 | 2.4 | KG | 770.63 | 770.63 | LP21 | LP21 | Switch disconnector with fuse in new design Iu=125 A, Ue = 690 V, 3-pole for BS88 fuse form A4 basic version without 8UC6 handle and shaft with isolating contact strip for MCC | - | 0 | 0
3KM5230-1GB01 |  | 3KM5230-1GB01 | 1 | UN | 1 | 15 | C | D | N | N | 85362090 | 1 | 4011209739413 | 2.796 | KG | 770.63 | 770.63 | LP21 | LP21 | Switch disconnector with fuse in new design Iu=125 A, Ue = 690 V, 3-pole for LV HRC fuse Sz. 00 with isolating contact strip for MCC with door operating mechanism 8UC7 Handle dark blue/blue-green Basic masking frame light gray | - | 0 | 0
3KM5230-1GG01 |  | 3KM5230-1GG01 | 1 | UN | 1 | 15 | C | D | N | N | 85362090 | 1 | 4011209739475 | 2.747 | KG | 830.58 | 830.58 | LP21 | LP21 | Switch disconnector with fuse in new design Iu=125 A, Ue = 690 V, 3-pole for BS88 fuse form A2/A3 with isolating contact strip for MCC with door operating mechanism 8UC7 Handle dark blue/blue-green Basic masking frame light gray | - | 0 | 0
3KM5230-1GJ01 |  | 3KM5230-1GJ01 | 1 | UN | 1 | 15 | C | D | N | N | 85362090 | 1 | 4011209739420 | 2.821 | KG | 897.07 | 897.07 | LP21 | LP21 | Switch disconnector with fuse in new design Iu=125 A, Ue = 690 V, 3-pole for BS88 fuse form A4 with isolating contact strip for MCC with door operating mechanism 8UC7 Handle dark blue/blue-green Basic masking frame light gray | - | 0 | 0
3KM5330-1AB01 |  | 3KM5330-1AB01 | 1 | UN | 1 | 15 | C | D | N | N | 85362090 | 1 | 4011209465589 | 2.46 | KG | 777.17 | 777.17 | LP21 | LP21 | Switch disconnector with fuse in new design Iu=160 A, Ue = 690 V, 3-pole for LV HRC fuse Sz. 00 basic version without 8UC6 handle and shaft with isolating contact strip for MCC | - | 0 | 0
3KM5330-1AB01-Z | A01 | 3KM5330-1AB01-ZA01 | 1 | UN | 1 | 15 | C | D | N | N | 85362090 | 1 |  | 2.52 | KG | 850.2 | 850.2 | LP21 | LP21 | Switch disconnector with fuse in new design Iu=160 A, Ue = 690 V, 3-pole for LV HRC fuse Sz. 00 basic version without 8UC6 handle and shaft with isolating contact strip for MCC with tin-coated contacts | - | 0 | 0
3KM5330-1AJ01 |  | 3KM5330-1AJ01 | 1 | UN | 1 | 15 | C | D | N | N | 85362090 | 1 | 4011209470576 | 2.52 | KG | 854.56 | 854.56 | LP21 | LP21 | Switch disconnector with fuse in new design Iu=160 A, Ue = 690 V, 3-pole for BS88 fuse form A4 basic version without 8UC6 handle and shaft with isolating contact strip for MCC | - | 0 | 0
3KM5330-1GB01 |  | 3KM5330-1GB01 | 1 | UN | 1 | 15 | C | D | N | N | 85362090 | 1 | 4011209739505 | 2.857 | KG | 904.7 | 904.7 | LP21 | LP21 | Switch disconnector with fuse in new design Iu=160 A, Ue = 690 V, 3-pole for LV HRC fuse Sz. 00 with isolating contact strip for MCC with door operating mechanism 8UC7 Handle dark blue/blue-green Basic masking frame light gray | - | 0 | 0
3KM5330-1GJ01 |  | 3KM5330-1GJ01 | 1 | UN | 1 | 15 | C | D | N | N | 85362090 | 1 | 4011209739437 | 2.933 | KG | 981 | 981 | LP21 | LP21 | Switch disconnector with fuse in new design Iu=160 A, Ue = 690 V, 3-pole for BS88 fuse form A4 with isolating contact strip for MCC with door operating mechanism 8UC7 Handle dark blue/blue-green Basic masking frame light gray | - | 0 | 0
3KM5530-1AB01 |  | 3KM5530-1AB01 | 1 | UN | 1 | 15 | C | D | N | N | 85362090 | 1 | 4011209448476 | 5.598 | KG | 1199 | 1199 | LP21 | LP21 | Switch disconnector with fuse in new design Iu=250 A, Ue = 690 V, 3-pole for LV HRC fuse Sz. 1 and 2 basic version without 8UC6 handle and shaft with isolating contact strip for MCC | - | 0 | 0
3KM5530-1AG01 |  | 3KM5530-1AG01 | 1 | UN | 1 | 15 | C | D | N | N | 85362090 | 1 | 4011209470590 | 5.689 | KG | 1318.9 | 1318.9 | LP21 | LP21 | Switch disconnector with fuse in new design Iu=250 A, Ue = 690 V, 3-pole for BS88 fuse form B1/B3 basic version without 8UC6 handle and shaft with isolating contact strip for MCC | - | 0 | 0
3KM5530-1GB01 |  | 3KM5530-1GB01 | 1 | UN | 1 | 15 | C | D | N | N | 85362090 | 1 | 4011209739444 | 6.528 | KG | 1395.2 | 1395.2 | LP21 | LP21 | Switch disconnector with fuse in new design Iu=250 A, Ue = 690 V, 3-pole for LV HRC fuse Sz. 1 and 2 with isolating contact strip for MCC with door operating mechanism 8UC7 Handle dark blue/blue-green Basic masking frame light gray | - | 0 | 0
3KM5530-1GG01 |  | 3KM5530-1GG01 | 1 | UN | 1 | 15 | C | D | N | N | 85362090 | 1 | 4011209739482 | 6.571 | KG | 1526 | 1526 | LP21 | LP21 | Switch disconnector with fuse in new design Iu=250 A, Ue = 690 V, 3-pole for BS88 fuse form B1/B3 with isolating contact strip for MCC with door operating mechanism 8UC7 Handle dark blue/blue-green Basic masking frame light gray | - | 0 | 0
3KM5730-1AB01 |  | 3KM5730-1AB01 | 1 | UN | 1 | 15 | C | D | N | N | 85362090 | 1 | 4011209448452 | 5.894 | KG | 1722.2 | 1722.2 | LP21 | LP21 | Switch disconnector with fuse in new design Iu=400 A, Ue = 690 V, 3-pole for LV HRC fuse Sz. 1 and 2 basic version without 8UC6 handle and shaft with isolating contact strip for MCC | - | 0 | 0
3KM5730-1AG01 |  | 3KM5730-1AG01 | 1 | UN | 1 | 15 | C | D | N | N | 85362090 | 1 | 4011209469327 | 6.25 | KG | 1874.8 | 1874.8 | LP21 | LP21 | Switch disconnector with fuse in new design Iu=400 A, Ue = 690 V, 3-pole for BS88 fuse form B1/B3 basic version without 8UC6 handle and shaft with isolating contact strip for MCC | - | 0 | 0
3KM5730-1GB01 |  | 3KM5730-1GB01 | 1 | UN | 1 | 15 | C | D | N | N | 85362090 | 1 | 4011209739499 | 5.921 | KG | 1918.4 | 1918.4 | LP21 | LP21 | Switch disconnector with fuse in new design Iu=400 A, Ue = 690 V, 3-pole for LV HRC fuse Sz. 1 and 2 with isolating contact strip for MCC with door operating mechanism 8UC7 Handle dark blue/blue-green Basic masking frame light gray | - | 0 | 0
3KM5730-1GG01 |  | 3KM5730-1GG01 | 1 | UN | 1 | 15 | C | D | N | N | 85362090 | 1 | 4011209739468 | 7.11 | KG | 2103.7 | 2103.7 | LP21 | LP21 | Switch disconnector with fuse in new design Iu=400 A, Ue = 690 V, 3-pole for BS88 fuse form B1/B3 with isolating contact strip for MCC with door operating mechanism 8UC7 Handle dark blue/blue-green Basic masking frame light gray | - | 0 | 0
3KX2210-0D |  | 3KX2210-0D | 1 | UN | 1 | 15 | C | D | N | N | 85389099 | 1 | 4011209001077 | 2.45 | KG | 325.91 | 325.91 | LP21 | LP21 | Accessory for switch 3KE4 for rated current 250-1000 A Changeover operating mechanism for change-over with interruption | - | 0 | 0
3KX2210-0E |  | 3KX2210-0E | 1 | UN | 1 | 15 | C | D | EAR99 | N | 85389099 | 1 | 4011209001084 | 2.451 | KG | 325.91 | 325.91 | LP21 | LP21 | Accessory for switch 3KE4 for rated current 250-1000 A Changeover operating mechanism for change-over without interruption | - | 0 | 0
3KX2210-0H |  | 3KX2210-0H | 1 | UN | 1 | 15 | C | D | N | N | 85389099 | 1 | 4011209001091 | 0.23 | KG | 27.58 | 27.58 | LP21 | LP21 | Accessory for switch 3KE4 for rated current 250-1000 A Coupling socket | - | 0 | 0
3KX2231-1A |  | 3KX2231-1A | 1 | UN | 1 | 3 | B | D | N | N | 85365080 | 1 | 4011209001107 | 0.055 | KG | 38.37 | 38.37 | LP21 | LP21 | Accessory for switch 3KE42-45 auxiliary switch mounting kit 1 NO+1 NC | - | 0 | 0
3KX2231-2A |  | 3KX2231-2A | 1 | UN | 1 | 15 | C | D | N | N | 85365080 | 1 | 4047621056470 | 0.052 | KG | 38.37 | 38.37 | LP21 | LP21 | Accessory for switch disconnector 3KE42-45 auxiliary switch mounting kit 1 NO + 1 NC | - | 0 | 0
3KX2250-1A |  | 3KX2250-1A | 1 | UN | 1 | 15 | C | D | N | N | 85389099 | 1 | 4011209001114 | 0.79 | KG | 235.44 | 235.44 | LP21 | LP21 | Accessory for switch 3KE42-45 Switch coupling | - | 0 | 0
3KX2252-0C |  | 3KX2252-0C | 1 | UN | 1 | 15 | C | D | N | N | 85389099 | 1 | 4011209001121 | 0.418 | KG | 74.12 | 74.12 | LP21 | LP21 | Accessory for switch 3KE44/45 Terminal cover with lateral protection for top and bottom connections USSK with mounting parts Kit for 1 switch | - | 0 | 0
3KX2252-1A |  | 3KX2252-1A | 1 | UN | 1 | 15 | C | D | N | N | 85389099 | 1 | 4011209001138 | 49.166 | G | 7.41 | 7.41 | LP21 | LP21 | Accessory for switch 3KE42-45 Grounding bracket | - | 0 | 0
3KX3176-1E |  | 3KX3176-1E | 1 | UN | 1 | 15 | C | D | N | N | 85389099 | 1 | 4011209001145 | 0.29 | KG | 89.6 | 89.6 | LP21 | LP21 | Accessories for switch 3KA55-58, 3KL55-57, 3KM55-57 Handle 140 mm long, black with shaft 10 x 10 mm, 250 mm long | - | 0 | 0
3KX3505-0AA |  | 3KX3505-0AA | 1 | UN | 1 | 15 | C | D | N | N | 85369095 | 1 | 4011209001152 | 0.017 | KG | 10.03 | 10.03 | LP21 | LP21 | Accessory for switch 3KL5., 3KM5. Fuse monitoring connection s consists of 6 connections | - | 0 | 0
3KX3507-0AA01 |  | 3KX3507-0AA01 | 1 | UN | 1 | 15 | C | D | N | N | 85389099 | 1 | 4011209449930 | 0.048 | KG | 31.28 | 31.28 | LP21 | LP21 | Fuse partition for switch disconnector 3KL/M 50 in new design consists of 5 fuse partitions | - | 0 | 0
3KX3507-0BA01 |  | 3KX3507-0BA01 | 1 | UN | 1 | 15 | C | D | N | N | 85389099 | 1 | 4011209449923 | 0.032 | KG | 16.9 | 16.9 | LP21 | LP21 | Lyra cover for switch disconnector 3KL/M 50 in new design consists of 6 parts | - | 0 | 0
3KX3507-0CA02 |  | 3KX3507-0CA02 | 1 | UN | 1 | 15 | C | D | N | N | 85389099 | 1 | 4011209774056 | 504 | G | 210.37 | 210.37 | LP21 | LP21 | Accessory for 3KL50 protective barrier | - | 0 | 0
3KX3513-0DA |  | 3KX3513-0DA | 1 | UN | 1 | 15 | C | D | N | N | 85389099 | 1 | 4011209174955 | 0.02 | KG | 6.86 | 6.86 | LP21 | LP21 | Accessories for switch 3KA50, 3KA51, 3KL50 Kit for terminal mounting 8WA1 up to size 35 | - | 0 | 0
3KX3516-1AA |  | 3KX3516-1AA | 1 | UN | 1 | 15 | C | D | N | N | 85389099 | 1 | 4011209001206 | 0.09 | KG | 53.52 | 53.52 | LP21 | LP21 | Accessories for switch 3KA50, 3KA51, 3KL50, 3KM50, 3KL70 Handle, black, 36 mm long with shaft 6 x 6 mm, 250 mm long | - | 0 | 0
3KX3516-2AA |  | 3KX3516-2AA | 1 | UN | 1 | 15 | C | D | N | N | 85389099 | 1 | 4011209114463 | 1.61 | KG | 176.58 | 176.58 | LP21 | LP21 | Accessories for switch 3KA50, 3KA51 assembly kit Rear-side manual operating mechanism can be locked black | - | 0 | 0
3KX3516-2BA |  | 3KX3516-2BA | 1 | UN | 1 | 15 | C | D | N | N | 85389099 | 1 | 4011209209718 | 0.587 | KG | 176.58 | 176.58 | LP21 | LP21 | Accessories for switch 3KA50, 3KA51 assembly kit rear-side manual operating mechanism can be locked red/yellow | - | 0 | 0
3KX3516-3AA |  | 3KX3516-3AA | 1 | UN | 1 | 15 | C | D | N | N | 85389099 | 1 | 4011209265189 | 0.62 | KG | 201.65 | 201.65 | LP21 | LP21 | Accessory for switch 3KL50 Assembly kit Rear-side manual operating mechanism can be locked black, including cover | - | 0 | 0
3KX3516-3BA |  | 3KX3516-3BA | 1 | UN | 1 | 15 | C | D | N | N | 85389099 | 1 | 4011209274150 | 0.62 | KG | 201.65 | 201.65 | LP21 | LP21 | Accessory for switch 3KL50 Assembly kit Rear-side manual operating mechanism can be locked Red / yellow, including cover | - | 0 | 0
3KX3517-3AA |  | 3KX3517-3AA | 1 | UN | 1 | 15 | C | D | N | N | 85389099 | 1 | 4011209001220 | 0.04 | KG | 40.55 | 40.55 | LP21 | LP21 | Accessories for switch 3KL50, 3KM50 cover with interlocking component | - | 0 | 0
3KX3521-0AA |  | 3KX3521-0AA | 1 | UN | 1 | 15 | C | D | N | N | 85369095 | 1 | 4011209193086 | 0.09 | KG | 68.13 | 68.13 | LP21 | LP21 | Accessory for switch 3KL/3KM for rated rated current up to 63 A Kit for BS fuses | - | 0 | 7
3KX3521-0BA |  | 3KX3521-0BA | 1 | UN | 1 | 15 | C | D | N | N | 85369095 | 1 | 4011209383395 | 0.172 | KG | 113.36 | 113.36 | LP21 | LP21 | Accessory for switch 3KL/3KM for rated current 125 A Kit for CSA fuses | - | 0 | 7
3KX3521-0CA10 |  | 3KX3521-0CA10 | 1 | UN | 1 | 15 | C | D | N | N | 85369095 | 1 | 4011209500549 | 0.159 | KG | 47.31 | 47.31 | LP21 | LP21 | Accessories for switch 3KL/3KM50/52/53 for rated current 125 A Mounting kit for DIN Sz. 00 fuse with lyra contacts | - | 0 | 7
3KX3523-0AA01 |  | 3KX3523-0AA01 | 1 | UN | 1 | 15 | C | D | N | N | 85369095 | 1 | 4011209468979 | 0.235 | KG | 165.68 | 165.68 | LP21 | LP21 | Switchable 4-pole for switch disconnector 3kA/L/M 52/53 in new design | - | 0 | 0
3KX3526-3AA |  | 3KX3526-3AA | 1 | UN | 1 | 15 | C | D | N | N | 85389099 | 1 | 4011209081178 | 0.84 | KG | 285.58 | 285.58 | LP21 | LP21 | Accessory for switch 3KL52 Assembly kit Rear-side manual operating mechanism can be locked black, including cover | - | 0 | 0
3KX3526-3BA |  | 3KX3526-3BA | 1 | UN | 1 | 15 | C | D | N | N | 85389099 | 1 | 4011209148550 | 0.8 | KG | 285.58 | 285.58 | LP21 | LP21 | Accessory for switch 3KL52 Assembly kit Rear-side manual operating mechanism can be locked Red / yellow, including cover | - | 0 | 0
3KX3527-0CA02 |  | 3KX3527-0CA02 | 1 | UN | 1 | 15 | C | D | N | N | 85389099 | 1 | 4011209774063 | 0.725 | KG | 256.15 | 256.15 | LP21 | LP21 | Accessory for 3KL52 protective barrier | - | 0 | 0
3KX3527-1AA |  | 3KX3527-1AA | 1 | UN | 1 | 15 | C | D | N | N | 85389099 | 1 | 4011209001244 | 0.053 | KG | 60.93 | 60.93 | LP21 | LP21 | Accessories for switch 3KM52..-5....(125 A) Cover, 660 V (SWF special version) | - | 0 | 7
3KX3527-3AA |  | 3KX3527-3AA | 1 | UN | 1 | 15 | C | D | N | N | 85389099 | 1 | 4011209001251 | 0.07 | KG | 60.17 | 60.17 | LP21 | LP21 | Accessories for switch 3KL52, 3KL53, 3KM52, 3KM53 cover with interlocking component | - | 0 | 0
3KX3536-1AA |  | 3KX3536-1AA | 1 | UN | 1 | 15 | C | D | N | N | 85389099 | 1 | 4011209001268 | 0.156 | KG | 63.55 | 63.55 | LP21 | LP21 | Accessories for switch 3KA5040, 3KA5140, 3KA52, 3KA53 3KL5040, 3KL52, 3KL53 3KM52, 3KM53 Handle, black, 62 mm long with shaft 8 x 6 mm | - | 0 | 0
3KX3536-2AA |  | 3KX3536-2AA | 1 | UN | 1 | 15 | C | D | N | N | 85389099 | 1 | 4011209104945 | 0.848 | KG | 243.07 | 243.07 | LP21 | LP21 | Accessory for switch 3KA53 Assembly kit Rear-side manual operating mechanism can be locked black | - | 0 | 0
3KX3536-2BA |  | 3KX3536-2BA | 1 | UN | 1 | 15 | C | D | N | N | 85389099 | 1 | 4011209135000 | 0.84 | KG | 243.07 | 243.07 | LP21 | LP21 | Accessory for switch 3KA53 Assembly kit Rear-side manual operating mechanism can be locked red/yellow | - | 0 | 0
3KX3536-3AA |  | 3KX3536-3AA | 1 | UN | 1 | 15 | C | D | N | N | 85389099 | 1 | 4011209208544 | 0.88 | KG | 292.12 | 292.12 | LP21 | LP21 | Accessory for switch 3KL53 Assembly kit Rear-side manual operating mechanism can be locked black, including cover | - | 0 | 0
3KX3536-3BA |  | 3KX3536-3BA | 1 | UN | 1 | 15 | C | D | N | N | 85389099 | 1 | 4011209187399 | 0.87 | KG | 292.12 | 292.12 | LP21 | LP21 | Accessory for switch 3KL53 Assembly kit Rear-side manual operating mechanism can be locked Red / yellow, including cover | - | 0 | 0
3KX3537-0CA02 |  | 3KX3537-0CA02 | 1 | UN | 1 | 15 | C | D | N | N | 85389099 | 1 | 4011209774070 | 698 | G | 256.15 | 256.15 | LP21 | LP21 | Accessory for 3KL53 protective barrier | - | 0 | 0
3KX3551-0AA |  | 3KX3551-0AA | 1 | UN | 1 | 15 | C | D | N | N | 85369095 | 1 | 4011209552425 | 0.697 | KG | 104.86 | 104.86 | LP21 | LP21 | Accessories for switch 3KL55/3KM55 Kit for BS+XSA fuses consists of 6 kits | - | 0 | 7
3KX3551-0CA10 |  | 3KX3551-0CA10 | 1 | UN | 1 | 15 | C | D | N | N | 85369095 | 1 | 4011209500594 | 0.695 | KG | 214.73 | 214.73 | LP21 | LP21 | Accessories for switch for 3KL55/3KM55/3KL57/3KM57 LV HRC conversion kit | - | 0 | 7
3KX3552-3AA01 |  | 3KX3552-3AA01 | 1 | UN | 1 | 15 | C | D | N | N | 85365080 | 1 | 4047621055725 | 0.018 | KG | 17.44 | 17.44 | LP21 | LP21 | Accessories for switch disconnector 3KA, 3KL, 3KM Auxiliary switch 1 NO + 1 NC | - | 0 | 0
3KX3552-3AB01 |  | 3KX3552-3AB01 | 1 | UN | 1 | 15 | C | D | N | N | 85365080 | 1 | 4047621055732 | 0.019 | KG | 36.41 | 36.41 | LP21 | LP21 | Accessories for switch disconnector 3KA, 3KL, 3KM Auxiliary switch 2 NO | - | 0 | 0
3KX3552-3AC01 |  | 3KX3552-3AC01 | 1 | UN | 1 | 15 | C | D | N | N | 85365080 | 1 | 4047621055749 | 0.019 | KG | 36.41 | 36.41 | LP21 | LP21 | Accessories for switch disconnector 3KA, 3KL, 3KM Auxiliary switch 2 NC | - | 0 | 0
3KX3552-3DA01 |  | 3KX3552-3DA01 | 1 | UN | 1 | 15 | C | D | N | N | 85389099 | 1 | 4011209450202 | 0.08 | KG | 54.72 | 54.72 | LP21 | LP21 | Terminal cover for M6 thread for 3K*50/51/52 consists of 6 terminal covers | - | 0 | 0
3KX3552-3DB01 |  | 3KX3552-3DB01 | 1 | UN | 1 | 15 | C | D | N | N | 85389099 | 1 | 4011209478176 | 0.1 | KG | 73.25 | 73.25 | LP21 | LP21 | Terminal cover for 4-pole switch 3KA504, 3KA514, 3KA524, 3KL504, 3KL524 for M6 thread consists of 8 terminal covers | - | 0 | 0
3KX3552-3EA01 |  | 3KX3552-3EA01 | 1 | UN | 1 | 15 | C | D | N | N | 85365080 | 1 | 4011209467651 | 0.022 | KG | 24.09 | 24.09 | LP21 | LP21 | Leading auxiliary switch for switch disconnector 3 kA, 3KL 1 NO+1 NC | - | 0 | 0
3KX3553-0AA01 |  | 3KX3553-0AA01 | 1 | UN | 1 | 15 | C | D | N | N | 85389099 | 1 | 4011209474642 | 0.6 | KG | 196.2 | 196.2 | LP21 | LP21 | Switchable 4-pole for switch disconnector 3 kA/L/M 5 in new design | - | 0 | 0
3KX3553-3DA01 |  | 3KX3553-3DA01 | 1 | UN | 1 | 15 | C | D | N | N | 85389099 | 1 | 4011209450196 | 0.15 | KG | 77.61 | 77.61 | LP21 | LP21 | Terminal cover for M8 thread for 3K*53 consists of 6 covers | - | 0 | 0
3KX3553-3DB01 |  | 3KX3553-3DB01 | 1 | UN | 1 | 15 | C | D | N | N | 85389099 | 1 | 4011209478169 | 0.18 | KG | 103.77 | 103.77 | LP21 | LP21 | Terminal cover for 4-pole switch 3KA534 and 3KL534 for M8 thread consists of 8 terminal covers | - | 0 | 0
3KX3556-2AA |  | 3KX3556-2AA | 1 | UN | 1 | 15 | C | D | N | N | 85389099 | 1 | 4011209124622 | 1.62 | KG | 353.16 | 353.16 | LP21 | LP21 | Accessories for switch 3KA55, 3KA57, 3KA58 assembly kit Rear-side manual operating mechanism can be locked black | - | 0 | 0
3KX3556-2BA |  | 3KX3556-2BA | 1 | UN | 1 | 15 | C | D | N | N | 85389099 | 1 | 4011209126398 | 1.571 | KG | 353.16 | 353.16 | LP21 | LP21 | Accessories for switch 3KA55, 3KA57, 3KA58 assembly kit Rear-side manual operating mechanism can be locked red/yellow | - | 0 | 0
3KX3556-3AA |  | 3KX3556-3AA | 1 | UN | 1 | 15 | C | D | N | N | 85389099 | 1 | 4011209164857 | 1.714 | KG | 429.46 | 429.46 | LP21 | LP21 | Accessories for switch 3KL55, 3KL57 assembly kit Rear-side manual operating mechanism can be locked black, including cover | - | 0 | 0
3KX3556-3BA |  | 3KX3556-3BA | 1 | UN | 1 | 15 | C | D | N | N | 85389099 | 1 | 4011209332263 | 1.69 | KG | 429.46 | 429.46 | LP21 | LP21 | Accessories for switch 3KL55, 3KL57 assembly kit Rear-side manual operating mechanism can be locked Red / yellow, including cover | - | 0 | 0
3KX3557-0AA01 |  | 3KX3557-0AA01 | 1 | UN | 1 | 15 | C | D | N | N | 85389099 | 1 | 4011209449671 | 0.2 | KG | 53.52 | 53.52 | LP21 | LP21 | Fuse partition for switch disconnector 3KL/M 55 in new design consists of 5 fuse partitions | - | 0 | 0
3KX3557-0CA |  | 3KX3557-0CA | 1 | UN | 1 | 15 | C | D | N | N | 85389099 | 1 | 4011209001299 | 0.228 | KG | 83.6 | 83.6 | LP21 | LP21 | Accessories for switch 3KL55, 3KL57, 3KM55, 3KM57 cover | - | 0 | 0
3KX3557-0CA02 |  | 3KX3557-0CA02 | 1 | UN | 1 | 15 | C | D | N | N | 85389099 | 1 | 4011209774087 | 1.478 | KG | 300.84 | 300.84 | LP21 | LP21 | Accessory for 3KL55, 3KL57 protective barrier | - | 0 | 0
3KX3557-3AA |  | 3KX3557-3AA | 1 | UN | 1 | 15 | C | D | N | N | 85389099 | 1 | 4011209001305 | 0.227 | KG | 103.77 | 103.77 | LP21 | LP21 | Accessories for switch 3KL55, 3KL57, 3KM55, 3KM57 cover with interlocking component | - | 0 | 0
3KX3557-3AB |  | 3KX3557-3AB | 1 | UN | 1 | 20 | D | D | N | N | 85389099 | 5 | 4011209947092 | 0.343 | KG | 171.13 | 171.13 | LP21 | LP21 | Accessories for switch 3KL55, 3KL57, 3KM55, 3KM57 Mounting kit for 5 units Covers 3KX3557-3AA | - | 0 | 0
3KX3557-3DA01 |  | 3KX3557-3DA01 | 1 | UN | 1 | 15 | C | D | N | N | 85389099 | 1 | 4011209450189 | 0.293 | KG | 107.8 | 107.8 | LP21 | LP21 | Terminal cover for M10 thread for 3K*55/57/58 and 3KE42/43 consists of 6 terminal covers | - | 0 | 0
3KX3557-3DB01 |  | 3KX3557-3DB01 | 1 | UN | 1 | 15 | C | D | N | N | 85389099 | 1 | 4011209478152 | 0.39 | KG | 143.88 | 143.88 | LP21 | LP21 | Terminal cover for 4-pole switch 3KA554, 3KA574, 3KA584, 3KL554, 3KL574 for M10 thread consists of 8 terminal covers | - | 0 | 0
3KX3558-0BA |  | 3KX3558-0BA | 1 | UN | 1 | 15 | C | D | N | N | 85389099 | 1 | 4011209112377 | 0.029 | KG | 17.11 | 17.11 | LP21 | LP21 | Accessories for switch 3KM50/52/55/57 for rated current 125 A Shutter lift | - | 0 | 7
3KX3561-3DA01 |  | 3KX3561-3DA01 | 1 | UN | 1 | 15 | C | D | N | N | 85389099 | 1 | 4011209450172 | 0.29 | KG | 117.72 | 117.72 | LP21 | LP21 | Terminal cover for M12 thread for 3KL61 consists of 6 covers | - | 0 | 0
3KX3561-3DB01 |  | 3KX3561-3DB01 | 1 | UN | 1 | 15 | C | D | N | N | 85389099 | 1 | 4011209478145 | 0.38 | KG | 158.05 | 158.05 | LP21 | LP21 | Terminal cover for 4-pole switch 3KL61 for M12 thread consists of 8 terminal covers | - | 0 | 0
3KX3571-0AA |  | 3KX3571-0AA | 1 | UN | 1 | 15 | C | D | N | N | 85369095 | 1 | 4011209552432 | 0.97 | KG | 103.33 | 103.33 | LP21 | LP21 | Accessories for switch 3KL57/3KM57 Kit for BS+XSA fuses consists of 6 kits | - | 0 | 7
3KX3616-1A |  | 3KX3616-1A | 1 | UN | 1 | 15 | C | D | N | N | 85389099 | 1 | 4011209080904 | 0.264 | KG | 152.6 | 152.6 | LP21 | LP21 | Accessory for switch 3KL61 Twin handle 280 mm long, black with shaft 12 x 12 mm, 110 mm long | - | 0 | 0
3KX7110-1AA00 |  | 3KX7110-1AA00 | 1 | UN | 1 | 13 | C | D | N | N | 85365080 | 1 |  | 0.25 | KG | 60.56 | 60.56 | LP21 | LP21 | C: S PORTE ZW 70 mm Sz. 1: 2 | - | 0 | 0
3KX7110-1AB00 |  | 3KX7110-1AB00 | 1 | UN | 1 | 13 | C | D | N | N | 85365080 | 1 |  | 0.25 | KG | 60.56 | 60.56 | LP21 | LP21 | C: S PORTE ZW 70 mm Sz. 1: 2 | - | 0 | 0
3KX7110-2AA00 |  | 3KX7110-2AA00 | 1 | UN | 1 | 13 | C | D | N | N | 85365080 | 1 |  | 0.25 | KG | 68.29 | 68.29 | LP21 | LP21 | C: S PORTE ZW 70 mm Sz. 1: 2 | - | 0 | 0
3KX7110-2AB00 |  | 3KX7110-2AB00 | 1 | UN | 1 | 13 | C | D | N | N | 85365080 | 1 |  | 0.25 | KG | 68.29 | 68.29 | LP21 | LP21 | C: S PORTE ZW 70 mm Sz. 1: 2 | - | 0 | 0
3KX7110-3AA00 |  | 3KX7110-3AA00 | 1 | UN | 1 | 13 | C | D | N | N | 85365080 | 1 |  | 0.7 | KG | 90.72 | 90.72 | LP21 | LP21 | C: S PORTE ZW 70 mm Sz. 1: 2 | - | 0 | 0
3KX7110-3AB00 |  | 3KX7110-3AB00 | 1 | UN | 1 | 13 | C | D | N | N | 85365080 | 1 |  | 0.7 | KG | 90.72 | 90.72 | LP21 | LP21 | C: S PORTE ZW 70 mm Sz. 1: 2 | - | 0 | 0
3KX7110-4AA00 |  | 3KX7110-4AA00 | 1 | UN | 1 | 13 | C | D | N | N | 85365080 | 1 |  | 0.7 | KG | 101.64 | 101.64 | LP21 | LP21 | C: S PORTE ZW 70 mm Sz. 1: 2 | - | 0 | 0
3KX7110-4AB00 |  | 3KX7110-4AB00 | 1 | UN | 1 | 13 | C | D | N | N | 85365080 | 1 |  | 0.7 | KG | 101.64 | 101.64 | LP21 | LP21 | C: S PORTE ZW 70 mm Sz. 1: 2 | - | 0 | 0
3KX7110-5AA00 |  | 3KX7110-5AA00 | 1 | UN | 1 | 13 | C | D | N | N | 85365080 | 1 |  | 0.8 | KG | 165.48 | 165.48 | LP21 | LP21 | Kit DE INSTALACION PARA 3KA71, TAM 5 | - | 0 | 0
3KX7110-5AB00 |  | 3KX7110-5AB00 | 1 | UN | 1 | 13 | C | D | N | N | 85365080 | 1 |  | 0.8 | KG | 165.48 | 165.48 | LP21 | LP21 | C: S PORTE ZW 70 mm Sz. 1: 2 | - | 0 | 0
3KX7111-4AA00 |  | 3KX7111-4AA00 | 1 | UN | 1 | 13 | C | D | N | N | 85365080 | 1 |  | 0.452 | KG | 84.84 | 84.84 | LP21 | LP21 | C: S PORTE ZW 120 mm Sz. 1: 2: 3: 4 | - | 0 | 0
3KX7111-5AA00 |  | 3KX7111-5AA00 | 1 | UN | 1 | 13 | C | D | N | N | 85365080 | 1 |  | 0.504 | KG | 87.36 | 87.36 | LP21 | LP21 | C:S PORTE ZW GR5 TOT 1250A | - | 0 | 0
3KX7111-5BA00 |  | 3KX7111-5BA00 | 1 | UN | 1 | 13 | C | D | N | N | 85365080 | 1 |  | 0.53 | KG | 101.64 | 101.64 | LP21 | LP21 | C:S PORTE ZW 3KA71 TOT 1250A | - | 0 | 0
3KX7112-2AA00 |  | 3KX7112-2AA00 | 1 | UN | 1 | 13 | C | D | N | N | 85365080 | 1 |  | 0.24 | KG | 20.16 | 20.16 | LP21 | LP21 | C: S PORTE ZW 70 mm Sz. 1: 2 | - | 0 | 0
3KX7112-2AB00 |  | 3KX7112-2AB00 | 1 | UN | 1 | 13 | C | D | N | N | 85365080 | 1 |  | 0.24 | KG | 19.07 | 19.07 | LP21 | LP21 | C: S PORTE GE 70 mm Sz. 1: 2 | - | 0 | 0
3KX7112-4AA00 |  | 3KX7112-4AA00 | 1 | UN | 1 | 13 | C | D | N | N | 85365080 | 1 |  | 0.464 | KG | 31.58 | 31.58 | LP21 | LP21 | C: S PORTE ZW 120 mm Sz. 3: 4 | - | 0 | 0
3KX7112-4AB00 |  | 3KX7112-4AB00 | 1 | UN | 1 | 13 | C | D | N | N | 85365080 | 1 |  | 0.464 | KG | 29.06 | 29.06 | LP21 | LP21 | C: S PORTE GE 120 mm Sz. 3: 4 | - | 0 | 0
3KX7112-5AA00 |  | 3KX7112-5AA00 | 1 | UN | 1 | 13 | C | D | N | N | 85365080 | 1 |  | 0.486 | KG | 42.92 | 42.92 | LP21 | LP21 | C: S PORTE ZW 160 mm Sz. 5 1250 A | - | 0 | 0
3KX7112-5AB00 |  | 3KX7112-5AB00 | 1 | UN | 1 | 13 | C | D | N | N | 85365080 | 1 |  | 0.486 | KG | 39.23 | 39.23 | LP21 | LP21 | C: S PORTE GE 160 mm Sz. 5 1250 A | - | 0 | 0
3KX7112-5BA00 |  | 3KX7112-5BA00 | 1 | UN | 1 | 13 | C | D | N | N | 85365080 | 1 |  | 0.534 | KG | 53 | 53 | LP21 | LP21 | C: S PORTE ZW 260 mm Sz. 5 1250 A | - | 0 | 0
3KX7112-5CA00 |  | 3KX7112-5CA00 | 1 | UN | 1 | 13 | C | D | N | N | 85365080 | 1 |  | 1.254 | KG | 132.72 | 132.72 | LP21 | LP21 | C: S PORTE ZW 460 mm Sz. 5 3150 A | - | 0 | 0
3KX7112-5CB00 |  | 3KX7112-5CB00 | 1 | UN | 1 | 13 | C | D | N | N | 85365080 | 1 |  | 1.254 | KG | 132.72 | 132.72 | LP21 | LP21 | C: S PORTE GE 460 mm Sz. 5 3150 A | - | 0 | 0
3KX7112-5EA00 |  | 3KX7112-5EA00 | 1 | UN | 1 | 30 | D | D | N | N | 85365080 | 1 |  | 1 | KG | 322.56 | 322.56 | LP21 | LP21 | ACCESSORIES for 3KA71 and 3KL71 | - | 0 | 0
3KX7112-8AA01 |  | 3KX7112-8AA01 | 1 | UN | 1 | 30 | D | D | N | N | 85365080 | 1 |  | 3 | KG | 294 | 294 | LP21 | LP21 | COM.BL. PORTAx3KA71/3KL71 | - | 0 | 7
3KX7112-8AB01 |  | 3KX7112-8AB01 | 1 | UN | 1 | 30 | D | D | N | N | 85365080 | 1 |  | 3 | KG | 294 | 294 | LP21 | LP21 | MAN. DOPPIA B.P.NERA per 3K-718 | - | 0 | 7
3KX7112-8BA00 |  | 3KX7112-8BA00 | 1 | UN | 1 | 30 | D | D | N | N | 85365080 | 1 |  | 3 | KG | 416.64 | 416.64 | LP21 | LP21 | MAN. DOPPIA B.P. EMERGENZA per | - | 0 | 7
3KX7112-8BB00 |  | 3KX7112-8BB00 | 1 | UN | 1 | 30 | D | D | N | N | 85365080 | 1 |  | 3 | KG | 416.64 | 416.64 | LP21 | LP21 | MAN. DOPPIA B.P. EMERGENZA per | - | 0 | 7
3KX7113-2AA00 |  | 3KX7113-2AA00 | 1 | UN | 1 | 13 | C | D | N | N | 85365080 | 1 |  | 0.248 | KG | 102.48 | 102.48 | LP21 | LP21 | C: S PORTE VER ZW 70 mm Sz. 1: 2 | - | 0 | 0
3KX7113-2AB00 |  | 3KX7113-2AB00 | 1 | UN | 1 | 13 | C | D | N | N | 85365080 | 1 |  | 0.248 | KG | 102.48 | 102.48 | LP21 | LP21 | C: S PORTE VER GE 70 mm Sz. 1: 2 | - | 0 | 0
3KX7113-4AA00 |  | 3KX7113-4AA00 | 1 | UN | 1 | 13 | C | D | N | N | 85365080 | 1 |  | 0.47 | KG | 102.48 | 102.48 | LP21 | LP21 | C: S PORTE VER ZW 120 mm Sz. 3: 4 | - | 0 | 0
3KX7113-4AB00 |  | 3KX7113-4AB00 | 1 | UN | 1 | 13 | C | D | N | N | 85365080 | 1 |  | 0.47 | KG | 102.48 | 102.48 | LP21 | LP21 | C: S PORTE VER GE 120 mm Sz. 3: 4 | - | 0 | 0
3KX7113-5AA00 |  | 3KX7113-5AA00 | 1 | UN | 1 | 13 | C | D | N | N | 85365080 | 1 |  | 0.492 | KG | 111.72 | 111.72 | LP21 | LP21 | C: S PORTE VER ZW 160 mm Sz. 5 1250 | - | 0 | 0
3KX7113-5AB00 |  | 3KX7113-5AB00 | 1 | UN | 1 | 13 | C | D | N | N | 85365080 | 1 |  | 0.492 | KG | 111.72 | 111.72 | LP21 | LP21 | C: S PORTE VER GE 160 mm Sz. 5 1250 | - | 0 | 0
3KX7113-5BA00 |  | 3KX7113-5BA00 | 1 | UN | 1 | 13 | C | D | N | N | 85365080 | 1 |  | 0.536 | KG | 120.12 | 120.12 | LP21 | LP21 | C: S PORTE VER ZW 260 mm Sz. 5 1250 | - | 0 | 0
3KX7113-5BB00 |  | 3KX7113-5BB00 | 1 | UN | 1 | 13 | C | D | N | N | 85365080 | 1 |  | 0.536 | KG | 120.12 | 120.12 | LP21 | LP21 | C: S PORTE VER GE 260 mm Sz. 5 1250 | - | 0 | 0
3KX7113-5CA00 |  | 3KX7113-5CA00 | 1 | UN | 1 | 13 | C | D | N | N | 85365080 | 1 |  | 1.26 | KG | 175.56 | 175.56 | LP21 | LP21 | C: S PORTE VER ZW 460 mm 3KA71 gR | - | 0 | 0
3KX7113-5CB00 |  | 3KX7113-5CB00 | 1 | UN | 1 | 13 | C | D | N | N | 85365080 | 1 |  | 1.26 | KG | 175.56 | 175.56 | LP21 | LP21 | C: S PORTE VER GE 460 mm 3KA71 gR | - | 0 | 0
3KX7114-1AA00 |  | 3KX7114-1AA00 | 1 | UN | 1 | 13 | C | D | N | N | 85365080 | 1 |  | 0.196 | KG | 45.53 | 45.53 | LP21 | LP21 | COMM+Cache FUS ZW 70mm GR1 | - | 0 | 0
3KX7114-2BA00 |  | 3KX7114-2BA00 | 1 | UN | 1 | 13 | C | D | N | N | 85365080 | 1 |  | 0.226 | KG | 55.61 | 55.61 | LP21 | LP21 | COMM+Cache FUS ZW 70MMGR2 NH00 | - | 0 | 0
3KX7114-3AA00 |  | 3KX7114-3AA00 | 1 | UN | 1 | 13 | C | D | N | N | 85365080 | 1 |  | 0.538 | KG | 76.94 | 76.94 | LP21 | LP21 | COMM+Cache FUS ZW 120 mm Sz. 3 | - | 0 | 0
3KX7114-4AA00 |  | 3KX7114-4AA00 | 1 | UN | 1 | 13 | C | D | N | N | 85365080 | 1 |  | 0.602 | KG | 89.88 | 89.88 | LP21 | LP21 | CO MM+Cache FUS ZW 120 mm Sz. 4 | - | 0 | 0
3KX7114-5AA00 |  | 3KX7114-5AA00 | 1 | UN | 1 | 13 | C | D | N | N | 85365080 | 1 |  | 0.828 | KG | 106.68 | 106.68 | LP21 | LP21 | COMM+Cache FUS ZW 160mm GR5 | - | 0 | 0
3KX7114-8AA01 |  | 3KX7114-8AA01 | 1 | UN | 1 | 30 | D | D | N | N | 85365080 | 1 |  | 0.682 | KG | 154.56 | 154.56 | LP21 | LP21 | COMANDO DIRETTO per 3KL71 Sz. 5 | - | 0 | 7
3KX7114-8BA01 |  | 3KX7114-8BA01 | 1 | UN | 1 | 30 | D | D | N | N | 85365080 | 1 |  | 0.682 | KG | 276.36 | 276.36 | LP21 | LP21 | MAN. DOPPIA DIRETTA per 3K-718 | - | 0 | 7
3KX7115-1AA00 |  | 3KX7115-1AA00 | 1 | UN | 1 | 13 | C | D | N | N | 85365080 | 1 |  | 0.122 | KG | 21.42 | 21.42 | LP21 | LP21 | COMM+Cache BORNE ZW 70mm GR1 | - | 0 | 0
3KX7115-2AA00 |  | 3KX7115-2AA00 | 1 | UN | 1 | 13 | C | D | N | N | 85365080 | 1 |  | 0.132 | KG | 24.02 | 24.02 | LP21 | LP21 | CO MM+Cache BORNE ZW 70 mm Sz. 2 | - | 0 | 0
3KX7115-3AA00 |  | 3KX7115-3AA00 | 1 | UN | 1 | 13 | C | D | N | N | 85365080 | 1 |  | 0.41 | KG | 34.02 | 34.02 | LP21 | LP21 | CO MM+Cache BORNE ZW 120 mm Sz. 3 | - | 0 | 0
3KX7115-4AA00 |  | 3KX7115-4AA00 | 1 | UN | 1 | 13 | C | D | N | N | 85365080 | 1 |  | 0.476 | KG | 36.54 | 36.54 | LP21 | LP21 | CO MM+Cache BORNE ZW 120 mm Sz. 4 | - | 0 | 0
3KX7115-5AA00 |  | 3KX7115-5AA00 | 1 | UN | 1 | 13 | C | D | N | N | 85365080 | 1 |  | 0.556 | KG | 49.22 | 49.22 | LP21 | LP21 | COMM+Cache BORNE ZW 160mm GR5 | - | 0 | 0
3KX7115-5BA00 |  | 3KX7115-5BA00 | 1 | UN | 1 | 13 | C | D | N | N | 85365080 | 1 |  | 0.608 | KG | 69.55 | 69.55 | LP21 | LP21 | COMM+Cache BORNE ZW 260mm GR5 | - | 0 | 0
3KX7115-5CA00 |  | 3KX7115-5CA00 | 1 | UN | 1 | 13 | C | D | N | N | 85365080 | 1 |  | 1.342 | KG | 130.2 | 130.2 | LP21 | LP21 | COMM+Cache BORNE ZW 460mm GR5 | - | 0 | 0
3KX7115-5EA00 |  | 3KX7115-5EA00 | 1 | UN | 1 | 30 | D | D | N | N | 85365080 | 1 |  | 1 | KG | 268.8 | 268.8 | LP21 | LP21 | Dir. operation 150 mm VOOR 3 kA/3 KL71 | - | 0 | 0
3KX7116-2AD00 |  | 3KX7116-2AD00 | 1 | UN | 1 | 13 | C | D | N | N | 85365080 | 1 |  | 1 | KG | 16.3 | 16.3 | LP21 | LP21 | Ext. AXE standard 400 mm Sz. 1: 2 | - | 0 | 0
3KX7116-2BB00 |  | 3KX7116-2BB00 | 1 | UN | 1 | 13 | C | D | N | N | 85365080 | 1 |  | 0.138 | KG | 29.06 | 29.06 | LP21 | LP21 | Ext. AXE INV 200 mm Sz. 1: 2 | - | 0 | 0
3KX7116-5AD00 |  | 3KX7116-5AD00 | 1 | UN | 1 | 13 | C | D | N | N | 85365080 | 1 |  | 1 | KG | 22.85 | 22.85 | LP21 | LP21 | Ext. AXE standard 400 mm Sz. 4: 5 | - | 0 | 0
3KX7116-5BB00 |  | 3KX7116-5BB00 | 1 | UN | 1 | 13 | C | D | N | N | 85365080 | 1 |  | 0.314 | KG | 32.76 | 32.76 | LP21 | LP21 | Ext. AXE INV 200 mm Sz. 4: 5 | - | 0 | 0
3KX7116-8AD01 |  | 3KX7116-8AD01 | 1 | UN | 1 | 30 | D | D | N | N | 85365080 | 1 |  | 0.5 | KG | 32.76 | 32.76 | LP21 | LP21 | PROL. 200 mm per COMMUTATORI | - | 0 | 7
3KX7121-1AA00 |  | 3KX7121-1AA00 | 1 | UN | 1 | 13 | C | D | N | N | 85365080 | 1 |  | 0.854 | KG | 193.2 | 193.2 | LP21 | LP21 | INVERSEUR horizontal Sz. 1 | - | 0 | 0
3KX7121-1AB00 |  | 3KX7121-1AB00 | 1 | UN | 1 | 13 | C | D | N | N | 85365080 | 1 |  | 0.836 | KG | 196.56 | 196.56 | LP21 | LP21 | INVERSEUR vertical Sz. 1 | - | 0 | 0
3KX7121-2AA00 |  | 3KX7121-2AA00 | 1 | UN | 1 | 13 | C | D | N | N | 85365080 | 1 |  | 0.5 | KG | 226.8 | 226.8 | LP21 | LP21 | INVERSEUR horizontal Sz. 2 | - | 0 | 0
3KX7121-2AB00 |  | 3KX7121-2AB00 | 1 | UN | 1 | 13 | C | D | N | N | 85365080 | 1 |  | 0.836 | KG | 229.32 | 229.32 | LP21 | LP21 | INVERSEUR vertical Sz. 2 | - | 0 | 0
3KX7121-3AA00 |  | 3KX7121-3AA00 | 1 | UN | 1 | 13 | C | D | N | N | 85365080 | 1 |  | 1.528 | KG | 272.16 | 272.16 | LP21 | LP21 | INVERSEUR horizontal Sz. 3 | - | 0 | 0
3KX7121-3AB00 |  | 3KX7121-3AB00 | 1 | UN | 1 | 13 | C | D | N | N | 85365080 | 1 |  | 1.61 | KG | 275.52 | 275.52 | LP21 | LP21 | INVERSEUR vertical Sz. 3 | - | 0 | 0
3KX7121-4AA00 |  | 3KX7121-4AA00 | 1 | UN | 1 | 13 | C | D | N | N | 85365080 | 1 |  | 2.038 | KG | 304.08 | 304.08 | LP21 | LP21 | ASSEMBLING Kit for horizontal | - | 0 | 0
3KX7121-4AB00 |  | 3KX7121-4AB00 | 1 | UN | 1 | 13 | C | D | N | N | 85365080 | 1 |  | 2.026 | KG | 307.44 | 307.44 | LP21 | LP21 | INVERSEUR vertical Sz. 4 | - | 0 | 0
3KX7121-5AA00 |  | 3KX7121-5AA00 | 1 | UN | 1 | 13 | C | D | N | N | 85365080 | 1 |  | 2.4 | KG | 388.08 | 388.08 | LP21 | LP21 | ASSEMBLING Kit for horizontal M ANUAL | - | 0 | 0
3KX7121-5AB00 |  | 3KX7121-5AB00 | 1 | UN | 1 | 13 | C | D | N | N | 85365080 | 1 |  | 2.43 | KG | 392.28 | 392.28 | LP21 | LP21 | INVERSEUR vertical Sz. 5 1250 A | - | 0 | 0
3KX7121-5CA00 |  | 3KX7121-5CA00 | 1 | UN | 1 | 13 | C | D | N | N | 85365080 | 1 |  | 3.132 | KG | 529.2 | 529.2 | LP21 | LP21 | ASSEMBLING Kit for horizontal M ANUAL CHA | - | 0 | 0
3KX7122-1AA00 |  | 3KX7122-1AA00 | 1 | UN | 1 | 13 | C | D | N | N | 85365080 | 1 |  | 0.854 | KG | 188.16 | 188.16 | LP21 | LP21 | INTERRUPTEUR PAR horizontal Sz. 1 | - | 0 | 0
3KX7122-1AB00 |  | 3KX7122-1AB00 | 1 | UN | 1 | 13 | C | D | N | N | 85365080 | 1 |  | 0.836 | KG | 240.24 | 240.24 | LP21 | LP21 | INTERRUPTEUR PAR vertical Sz. 1 | - | 0 | 0
3KX7122-2AA00 |  | 3KX7122-2AA00 | 1 | UN | 1 | 13 | C | D | N | N | 85365080 | 1 |  | 0.854 | KG | 218.4 | 218.4 | LP21 | LP21 | INTERRUPTEUR PAR horizontal Sz. 2 | - | 0 | 0
3KX7122-2AB00 |  | 3KX7122-2AB00 | 1 | UN | 1 | 13 | C | D | N | N | 85365080 | 1 |  | 0.836 | KG | 220.92 | 220.92 | LP21 | LP21 | INTERRUPTEUR PAR vertical Sz. 2 | - | 0 | 0
3KX7122-3AA00 |  | 3KX7122-3AA00 | 1 | UN | 1 | 13 | C | D | N | N | 85365080 | 1 |  | 1.528 | KG | 265.44 | 265.44 | LP21 | LP21 | INTERRUPTEUR PAR horizontal Sz. 3 | - | 0 | 0
3KX7122-3AB00 |  | 3KX7122-3AB00 | 1 | UN | 1 | 13 | C | D | N | N | 85365080 | 1 |  | 1.61 | KG | 269.64 | 269.64 | LP21 | LP21 | INTERRUPTEUR PAR vertical Sz. 3 | - | 0 | 0
3KX7122-4AA00 |  | 3KX7122-4AA00 | 1 | UN | 1 | 13 | C | D | N | N | 85365080 | 1 |  | 2.038 | KG | 303.24 | 303.24 | LP21 | LP21 | INTERRUPTEUR PAR horizontal Sz. 4 | - | 0 | 0
3KX7122-4AB00 |  | 3KX7122-4AB00 | 1 | UN | 1 | 13 | C | D | N | N | 85365080 | 1 |  | 2.026 | KG | 307.44 | 307.44 | LP21 | LP21 | INTERRUPTEUR PAR vertical Sz. 4 | - | 0 | 0
3KX7122-5AA00 |  | 3KX7122-5AA00 | 1 | UN | 1 | 13 | C | D | N | N | 85365080 | 1 |  | 2.4 | KG | 385.56 | 385.56 | LP21 | LP21 | INTERRUPTEUR PAR horizontal Sz. 5 1250 A | - | 0 | 0
3KX7122-5AB00 |  | 3KX7122-5AB00 | 1 | UN | 1 | 13 | C | D | N | N | 85365080 | 1 |  | 2.43 | KG | 393.12 | 393.12 | LP21 | LP21 | INTERRUPTEUR PAR vertical Sz. 5 1250 A | - | 0 | 0
3KX7123-1AB00 |  | 3KX7123-1AB00 | 1 | UN | 1 | 13 | C | D | N | N | 85365080 | 1 |  | 1.086 | KG | 322.56 | 322.56 | LP21 | LP21 | INTERR BY-PASS vertical Sz. 1 | - | 0 | 0
3KX7123-2AB00 |  | 3KX7123-2AB00 | 1 | UN | 1 | 13 | C | D | N | N | 85365080 | 1 |  | 1.48 | KG | 385.56 | 385.56 | LP21 | LP21 | INTERRUPTEUR BY-PASS vertical Sz. 2 | - | 0 | 0
3KX7123-3AB00 |  | 3KX7123-3AB00 | 1 | UN | 1 | 13 | C | D | N | N | 85365080 | 1 |  | 2.386 | KG | 461.16 | 461.16 | LP21 | LP21 | INTERRUPTEUR BY-PASS vertical Sz. 3 | - | 0 | 0
3KX7123-4AB00 |  | 3KX7123-4AB00 | 1 | UN | 1 | 13 | C | D | N | N | 85365080 | 1 |  | 2.878 | KG | 518.28 | 518.28 | LP21 | LP21 | INTERRUPTEUR BY-PASS vertical Sz. 4 | - | 0 | 0
3KX7123-5AB00 |  | 3KX7123-5AB00 | 1 | UN | 1 | 13 | C | D | N | N | 85365080 | 1 |  | 4.284 | KG | 661.92 | 661.92 | LP21 | LP21 | INTERR BY-PASS vertical Sz. 5 1250 A | - | 0 | 0
3KX7131-1AA00 |  | 3KX7131-1AA00 | 1 | UN | 1 | 13 | C | D | N | N | 85365080 | 1 |  | 0.034 | KG | 12.6 | 12.6 | LP21 | LP21 | Cache BORNE AU DESSUS GR1 | - | 0 | 0
3KX7131-1AB00 |  | 3KX7131-1AB00 | 1 | UN | 1 | 13 | C | D | N | N | 85365080 | 1 |  | 0.034 | KG | 12.6 | 12.6 | LP21 | LP21 | Cache BORNE EN DESSOUS GR1 | - | 0 | 0
3KX7131-2AA00 |  | 3KX7131-2AA00 | 1 | UN | 1 | 13 | C | D | N | N | 85389099 | 1 | 4011209550445 | 54 | G | 15.29 | 15.29 | LP21 | LP21 | Terminal cover 250 A for 3KA7123-3AC00 | - | 0 | 0
3KX7131-2AB00 |  | 3KX7131-2AB00 | 1 | UN | 1 | 13 | C | D | N | N | 85365080 | 1 |  | 0.046 | KG | 15.29 | 15.29 | LP21 | LP21 | Cache BORNE EN DESSOUS Sz. 2 | - | 0 | 0
3KX7131-3AA00 |  | 3KX7131-3AA00 | 1 | UN | 1 | 13 | C | D | N | N | 85389099 | 1 | 4011209550452 | 117 | G | 20.16 | 20.16 | LP21 | LP21 | Terminal cover 315 A/400 A for 3KA713.-3AC00 | - | 0 | 0
3KX7131-3AB00 |  | 3KX7131-3AB00 | 1 | UN | 1 | 13 | C | D | N | N | 85365080 | 1 |  | 0.106 | KG | 20.16 | 20.16 | LP21 | LP21 | Cache BORNE EN DESSOUS Sz. 3 | - | 0 | 0
3KX7131-4AA00 |  | 3KX7131-4AA00 | 1 | UN | 1 | 13 | C | D | N | N | 85389099 | 1 | 4011209550469 | 0.15 | KG | 22.85 | 22.85 | LP21 | LP21 | Terminal cover 630 A for 3KA7141-3AC00 | - | 0 | 0
3KX7131-4AB00 |  | 3KX7131-4AB00 | 1 | UN | 1 | 13 | C | D | N | N | 85365080 | 1 |  | 0.144 | KG | 22.85 | 22.85 | LP21 | LP21 | Cache BORNE EN DESSOUS Sz. 4 | - | 0 | 0
3KX7131-5AA00 |  | 3KX7131-5AA00 | 1 | UN | 1 | 13 | C | D | N | N | 85365080 | 1 |  | 0.262 | KG | 42.92 | 42.92 | LP21 | LP21 | Cache BORNE AU DESSUS GR5 1250A | - | 0 | 0
3KX7131-5AB00 |  | 3KX7131-5AB00 | 1 | UN | 1 | 13 | C | D | N | N | 85365080 | 1 |  | 0.262 | KG | 42.92 | 42.92 | LP21 | LP21 | Cache BORNE EN DESSOUS GR5 1250 | - | 0 | 0
3KX7131-5CA00 |  | 3KX7131-5CA00 | 1 | UN | 1 | 13 | C | D | N | N | 85365080 | 1 |  | 0.276 | KG | 60.56 | 60.56 | LP21 | LP21 | Cache B AU of the GR5 1600-2000A | - | 0 | 0
3KX7131-5CB00 |  | 3KX7131-5CB00 | 1 | UN | 1 | 13 | C | D | N | N | 85365080 | 1 |  | 0.276 | KG | 60.56 | 60.56 | LP21 | LP21 | Cache B EN of the GR5 1600-2000A | - | 0 | 0
3KX7131-8AA01 |  | 3KX7131-8AA01 | 1 | UN | 1 | 30 | D | D | N | N | 85365080 | 1 |  | 0.5 | KG | 98.28 | 98.28 | LP21 | LP21 | CALOTTA INF. 3KA71 Sz. 5 | - | 0 | 7
3KX7131-8AF01 |  | 3KX7131-8AF01 | 1 | UN | 1 | 0 | A | D | N | N | 85365080 | 1 |  | 0.5 | KG | 204.96 | 204.96 | LP21 | LP21 | TERMINAL COVERS 3 POLES FOR | - | 0 | 7
3KX7131-8BA01 |  | 3KX7131-8BA01 | 1 | UN | 1 | 30 | D | D | N | N | 85365080 | 1 |  | 0.5 | KG | 120.96 | 120.96 | LP21 | LP21 | CALOTTExTERMINALI 3 POLI per | - | 0 | 7
3KX7132-1AA00 |  | 3KX7132-1AA00 | 1 | UN | 1 | 13 | C | D | N | N | 85365080 | 1 |  | 0.094 | KG | 47.88 | 47.88 | LP21 | LP21 | Cache FUS NH 3KL71 GR1 | - | 0 | 0
3KX7132-2AA00 |  | 3KX7132-2AA00 | 1 | UN | 1 | 13 | C | D | N | N | 85365080 | 1 |  | 0.124 | KG | 50.4 | 50.4 | LP21 | LP21 | Cache FUS NH 3KL71 Sz. 2 | - | 0 | 0
3KX7132-3AA00 |  | 3KX7132-3AA00 | 1 | UN | 1 | 13 | C | D | N | N | 85365080 | 1 |  | 0.208 | KG | 58.04 | 58.04 | LP21 | LP21 | Cache FUS NH 3KL71 Sz. 3 | - | 0 | 0
3KX7132-4AA00 |  | 3KX7132-4AA00 | 1 | UN | 1 | 13 | C | D | N | N | 85365080 | 1 |  | 0.25 | KG | 74.42 | 74.42 | LP21 | LP21 | Cache FUS NH 3KL71 Sz. 4 | - | 0 | 0
3KX7132-5AA00 |  | 3KX7132-5AA00 | 1 | UN | 1 | 13 | C | D | N | N | 85365080 | 1 |  | 0.456 | KG | 100.8 | 100.8 | LP21 | LP21 | Cache FUS NH 3KL71 GR5 | - | 0 | 0
3KX7132-8AA01 |  | 3KX7132-8AA01 | 1 | UN | 1 | 30 | D | D | N | N | 85365080 | 1 |  | 0.5 | KG | 120.96 | 120.96 | LP21 | LP21 | SCHERMO Prot. FUSIBILI 3KL715 | - | 0 | 7
3KX7133-1AA00 |  | 3KX7133-1AA00 | 1 | UN | 1 | 13 | C | D | N | N | 85365080 | 1 |  | 0.02 | KG | 13.94 | 13.94 | LP21 | LP21 | Cache BORNE 3KA71 GR1 | - | 0 | 0
3KX7133-2AA00 |  | 3KX7133-2AA00 | 1 | UN | 1 | 13 | C | D | N | N | 85365080 | 1 |  | 0.032 | KG | 16.3 | 16.3 | LP21 | LP21 | Cache BORNE 3KA71 Sz. 2 | - | 0 | 0
3KX7133-3AA00 |  | 3KX7133-3AA00 | 1 | UN | 1 | 13 | C | D | N | N | 85365080 | 1 |  | 0.082 | KG | 20.16 | 20.16 | LP21 | LP21 | Cache BORNE 3KA71 Sz. 3 | - | 0 | 0
3KX7133-4AA00 |  | 3KX7133-4AA00 | 1 | UN | 1 | 13 | C | D | N | N | 85365080 | 1 |  | 0.13 | KG | 24.02 | 24.02 | LP21 | LP21 | Cache BORNE 3KA71 Sz. 4 | - | 0 | 0
3KX7133-5AA00 |  | 3KX7133-5AA00 | 1 | UN | 1 | 13 | C | D | N | N | 85365080 | 1 |  | 0.186 | KG | 35.45 | 35.45 | LP21 | LP21 | Cache BORNE 3KA71 GR5 | - | 0 | 0
3KX7134-8AA01 |  | 3KX7134-8AA01 | 1 | UN | 1 | 30 | D | D | N | N | 85365080 | 1 |  | 0.1 | KG | 11.34 | 11.34 | LP21 | LP21 | SCHERMO Prot. CONTATTI 3KA715 | - | 0 | 7
3KX7141-2AB00 |  | 3KX7141-2AB00 | 1 | UN | 1 | 13 | C | D | N | N | 85365080 | 1 |  | 0.02 | KG | 15.29 | 15.29 | LP21 | LP21 | CONT AUX 1NO+1NF Sz. 1: 2 | - | 0 | 0
3KX7141-4AA00 |  | 3KX7141-4AA00 | 1 | UN | 1 | 13 | C | D | N | N | 85365080 | 1 |  | 1 | KG | 17.64 | 17.64 | LP21 | LP21 | CONT. AUX 1NO+1NF Sz. 4 | - | 0 | 0
3KX7141-6AA00 |  | 3KX7141-6AA00 | 1 | UN | 1 | 13 | C | D | N | N | 85365080 | 1 |  | 0.026 | KG | 17.64 | 17.64 | LP21 | LP21 | CONT AUX 1NO+1NF gR 5 | - | 0 | 0
3KX7141-8AA01 |  | 3KX7141-8AA01 | 1 | UN | 1 | 30 | D | D | N | N | 85365080 | 1 |  | 0.1 | KG | 44.18 | 44.18 | LP21 | LP21 | CONT. AUX 1NO+1NCx3K-71 | - | 0 | 7
3KX7141-8AB00 |  | 3KX7141-8AB00 | 1 | UN | 1 | 30 | D | D | N | N | 85365080 | 1 |  | 0.1 | KG | 15.29 | 15.29 | LP21 | LP21 | CONTATTI AUSILIARI 1NA+1NC per | - | 0 | 7
3KX7142-2AB00 |  | 3KX7142-2AB00 | 1 | UN | 1 | 13 | C | D | N | N | 85365080 | 1 |  | 0.032 | KG | 26.63 | 26.63 | LP21 | LP21 | CONT AUX 2NO+2NF Sz. 1: 2 | - | 0 | 0
3KX7142-4AA00 |  | 3KX7142-4AA00 | 1 | UN | 1 | 13 | C | D | N | N | 85365080 | 1 |  | 1 | KG | 29.06 | 29.06 | LP21 | LP21 | CONT. AUX 2NO+2NCx3kA/3KL71 G R. 4 | - | 0 | 0
3KX7142-6AA00 |  | 3KX7142-6AA00 | 1 | UN | 1 | 13 | C | D | N | N | 85365080 | 1 |  | 0.04 | KG | 29.06 | 29.06 | LP21 | LP21 | CONT AUX 2NO+2NF gR 5 | - | 0 | 0
3KX7142-8AA01 |  | 3KX7142-8AA01 | 1 | UN | 1 | 30 | D | D | N | N | 85365080 | 1 |  | 0.1 | KG | 56.78 | 56.78 | LP21 | LP21 | CONT. AUX 2NO+2NCx3kA/3KL71 | - | 0 | 7
3KX7142-8AB00 |  | 3KX7142-8AB00 | 1 | UN | 1 | 30 | D | D | N | N | 85365080 | 1 |  | 0.1 | KG | 30.32 | 30.32 | LP21 | LP21 | CONTATTI AUSILIARI 2NA+2NC per | - | 0 | 7
3KX7143-5AA00 |  | 3KX7143-5AA00 | 1 | UN | 1 | 13 | C | D | N | N | 85365080 | 1 |  | 0.02 | KG | 17.64 | 17.64 | LP21 | LP21 | CONT AUX 1NO+1NF OMSCH | - | 0 | 0
3KX7143-8AA01 |  | 3KX7143-8AA01 | 1 | UN | 1 | 30 | D | D | N | N | 85365080 | 1 |  | 0.1 | KG | 69.55 | 69.55 | LP21 | LP21 | 1+1 AUX per COMMUTATORI | - | 0 | 7
3KX7144-5AA00 |  | 3KX7144-5AA00 | 1 | UN | 1 | 13 | C | D | N | N | 85365080 | 1 |  | 0.04 | KG | 29.06 | 29.06 | LP21 | LP21 | CONT AUX 2NO+2NF OMSCH | - | 0 | 0
3KX7144-8AA01 |  | 3KX7144-8AA01 | 1 | UN | 1 | 30 | D | D | N | N | 85365080 | 1 |  | 0.1 | KG | 79.55 | 79.55 | LP21 | LP21 | 2+2 AUX per COMMUTATORI/6-8 POLE | - | 0 | 7
3KX7161-1AA00 |  | 3KX7161-1AA00 | 1 | UN | 1 | 13 | C | D | N | N | 85365080 | 1 |  | 0.004 | KG | 15.29 | 15.29 | LP21 | LP21 | Spacer ring Sz. 1 | - | 0 | 0
3KX7161-2AA00 |  | 3KX7161-2AA00 | 1 | UN | 1 | 13 | C | D | N | N | 85365080 | 1 |  | 0.006 | KG | 16.3 | 16.3 | LP21 | LP21 | Spacer ring Sz. 2 | - | 0 | 0
3KX7161-3AA00 |  | 3KX7161-3AA00 | 1 | UN | 1 | 13 | C | D | N | N | 85365080 | 1 |  | 0.012 | KG | 17.64 | 17.64 | LP21 | LP21 | Spacer ring Sz. 3 | - | 0 | 0
3KX7161-5AA00 |  | 3KX7161-5AA00 | 1 | UN | 1 | 13 | C | D | N | N | 85365080 | 1 |  | 0.028 | KG | 19.07 | 19.07 | LP21 | LP21 | Spacer ring Sz. 4: 5 | - | 0 | 0
3KX7163-1AA00 |  | 3KX7163-1AA00 | 1 | UN | 1 | 13 | C | D | N | N | 85365080 | 1 |  | 0.274 | KG | 45.53 | 45.53 | LP21 | LP21 | BARRES 6-8P INV GR1 | - | 0 | 0
3KX7163-2AA00 |  | 3KX7163-2AA00 | 1 | UN | 1 | 13 | C | D | N | N | 85365080 | 1 |  | 0.334 | KG | 49.22 | 49.22 | LP21 | LP21 | BARRES 6-8P INV Sz. 2 | - | 0 | 0
3KX7163-3AA00 |  | 3KX7163-3AA00 | 1 | UN | 1 | 13 | C | D | N | N | 85365080 | 1 |  | 0.56 | KG | 50.4 | 50.4 | LP21 | LP21 | BARRES 6-8P INV Sz. 3 | - | 0 | 0
3KX7163-4AA00 |  | 3KX7163-4AA00 | 1 | UN | 1 | 13 | C | D | N | N | 85365080 | 1 |  | 1.012 | KG | 51.74 | 51.74 | LP21 | LP21 | BARRES 6-8P INV Sz. 4 | - | 0 | 0
3KX7163-5AA00 |  | 3KX7163-5AA00 | 1 | UN | 1 | 13 | C | D | N | N | 85365080 | 1 |  | 1.34 | KG | 58.04 | 58.04 | LP21 | LP21 | BARRES 6-8P INV GR5 | - | 0 | 0
3KX7164-1AA00 |  | 3KX7164-1AA00 | 1 | UN | 1 | 13 | C | D | N | N | 85365080 | 1 |  | 0.396 | KG | 51.74 | 51.74 | LP21 | LP21 | BARRES BY-PASS GR1 | - | 0 | 0
3KX7164-2AA00 |  | 3KX7164-2AA00 | 1 | UN | 1 | 13 | C | D | N | N | 85365080 | 1 |  | 0.492 | KG | 54.35 | 54.35 | LP21 | LP21 | BARRES BY-PASS Sz. 2 | - | 0 | 0
3KX7164-3AA00 |  | 3KX7164-3AA00 | 1 | UN | 1 | 13 | C | D | N | N | 85365080 | 1 |  | 0.954 | KG | 55.61 | 55.61 | LP21 | LP21 | BARRES BY-PASS Sz. 3 | - | 0 | 0
3KX7164-4AA00 |  | 3KX7164-4AA00 | 1 | UN | 1 | 13 | C | D | N | N | 85365080 | 1 |  | 1.296 | KG | 58.04 | 58.04 | LP21 | LP21 | BARRES BY-PASS Sz. 4 | - | 0 | 0
3KX7164-5AA00 |  | 3KX7164-5AA00 | 1 | UN | 1 | 13 | C | D | N | N | 85365080 | 1 |  | 2.003 | KG | 64.34 | 64.34 | LP21 | LP21 | BARRES BY-PASS GR5 | - | 0 | 0
3KY2202-0B |  | 3KY2202-0B | 1 | UN | 1 | 15 | C | D | N | N | 85389099 | 1 | 4011209094017 | 0.64 | KG | 124.26 | 124.26 | LP21 | LP21 | Spare part for switch 3KE42/43 Arc chute with 3 arc chute inserts | - | 0 | 0
3KY2204-0A |  | 3KY2204-0A | 1 | UN | 1 | 15 | C | D | N | N | 85369095 | 1 | 4011209116597 | 0.216 | KG | 46.87 | 46.87 | LP21 | LP21 | Spare part for switch 3KE42/43 Arcing contacts consists of 3 fixing+3 moving | - | 0 | 0
3KY2232-0A |  | 3KY2232-0A | 1 | UN | 1 | 15 | C | D | N | N | 85389099 | 1 | 4011209132160 | 1.031 | KG | 130.8 | 130.8 | LP21 | LP21 | Spare part for switch 3KE44/45 Arc chute with 3 arc chute inserts | - | 0 | 0
3KY2234-0A |  | 3KY2234-0A | 1 | UN | 1 | 15 | C | D | N | N | 85369095 | 1 | 4011209226135 | 0.11 | KG | 34.55 | 34.55 | LP21 | LP21 | Spare part for switch 3KE44/45 Arcing contacts consists of 3 fixed+3 moving: | - | 0 | 0
3LD2003-0TK51 |  | 3LD2003-0TK51 | 1 | UN | 1 | 2 | A | D | N | N | 85365080 | 1 | 4011209519121 | 207 | G | 27.1 | 25.8 | LP21 | LP21 | SENTRON, Switch disconnector 3LD, main switch, 3-pole, Iu: 16 A, Operating power / at AC-23 A at 400 V: 7.5 kW, front-mounted, rotary operating mechanism, black, 4-hole mounting of the handle | Lista Papel 2020 SI | 0 | 0
3LD2003-0TK53 |  | 3LD2003-0TK53 | 1 | UN | 1 | 2 | A | D | N | N | 85365080 | 1 | 4011209519213 | 207 | G | 27.1 | 25.8 | LP21 | LP21 | SENTRON, Switch disconnector 3LD, emergency switching-off switch, 3- pole, Iu: 16 A, operating power / at AC-23 A 400 V: 7.5 kW, front-mounted, rotary operating mechanism, Red / yellow, 4-hole mounting of the handle | Lista Papel 2020 SI | 0 | 0
3LD2003-1TL51 |  | 3LD2003-1TL51 | 1 | UN | 1 | 2 | A | D | N | N | 85365080 | 1 | 4011209519299 | 218 | G | 34.3 | 32.6 | LP21 | LP21 | SENTRON, Switch disconnector 3LD, main switch, 4-pole, Iu: 16 A, Operating power / at AC-23 A at 400 V: 7.5 kW, front-mounted, rotary operating mechanism, black, 4-hole mounting of the handle | Lista Papel 2020 SI | 0 | 0
3LD2003-1TL53 |  | 3LD2003-1TL53 | 1 | UN | 1 | 2 | A | D | N | N | 85365080 | 1 | 4011209519138 | 216 | G | 34.3 | 32.6 | LP21 | LP21 | SENTRON, Switch disconnector 3LD, emergency switching-off switch, 4- pole, Iu: 16 A, operating power / at AC-23 A 400 V: 7.5 kW, front-mounted, rotary operating mechanism, Red / yellow, 4-hole mounting of the handle | Lista Papel 2020 SI | 0 | 0
3LD2003-1TP51 |  | 3LD2003-1TP51 | 1 | UN | 1 | 2 | A | D | N | N | 85365080 | 1 | 4011209519145 | 227 | G | 34.7 | 33 | LP21 | LP21 | SENTRON, Switch disconnector 3LD, main switch, 3-pole, Iu: 16 A, Operating power / at AC-23 A at 400 V: 7.5 kW, front-mounted, 1 NC, 1 NO, rotary operating mechanism, black, 4-hole mounting of the handle | Lista Papel 2020 SI | 0 | 0
3LD2003-1TP53 |  | 3LD2003-1TP53 | 1 | UN | 1 | 2 | A | D | N | N | 85365080 | 1 | 4011209519152 | 226 | G | 34.7 | 33 | LP21 | LP21 | SENTRON, Switch disconnector 3LD, emergency switching-off switch, 3- pole, Iu: 16 A, operating power / at AC-23 A 400 V: 7.5 kW, front-mounted, 1 NC, 1 NO, rotary operating mechanism, Red / yellow, 4-hole mounting of the handle | Lista Papel 2020 SI | 0 | 0
3LD2003-2EP51 |  | 3LD2003-2EP51 | 1 | UN | 1 | 2 | A | D | N | N | 85365080 | 1 | 4011209519169 | 237 | G | 42.1 | 39.9 | LP21 | LP21 | SENTRON, Switch disconnector 3LD, main switch, 4-pole, Iu: 16 A, Operating power / at AC-23 A at 400 V: 7.5 kW, front-mounted, 1 NC, 1 NO, rotary operating mechanism, black, 4-hole mounting of the handle | Lista Papel 2020 SI | 0 | 0
3LD2003-2EP53 |  | 3LD2003-2EP53 | 1 | UN | 1 | 2 | A | D | N | N | 85365080 | 1 | 4011209519176 | 237 | G | 42.1 | 39.9 | LP21 | LP21 | SENTRON, Switch disconnector 3LD, emergency switching-off switch, 4- pole, Iu: 16 A, operating power / at AC-23 A 400 V: 7.5 kW, front-mounted, 1 NC, 1 NO, rotary operating mechanism, Red / yellow, 4-hole mounting of the handle | Lista Papel 2020 SI | 0 | 0
3LD2013-0TK51 |  | 3LD2013-0TK51 | 1 | UN | 1 | 2 | A | D | N | N | 85365080 | 1 | 4011209519183 | 409 | G | 43.7 | 41.5 | LP21 | LP21 | SENTRON, Switch disconnector 3LD, main switch, 3-pole, Iu: 16 A, Operating power / at AC-23 A at 400 V: 7.5 kW, floor mounting with door coupling, rotary operating mechanism, black, 4-hole mounting of the handle | Lista Papel 2020 SI | 0 | 0
3LD2013-0TK53 |  | 3LD2013-0TK53 | 1 | UN | 1 | 2 | A | D | N | N | 85365080 | 1 | 4011209519190 | 409 | G | 43.7 | 41.5 | LP21 | LP21 | SENTRON, Switch disconnector 3LD, emergency switching-off switch, 3- pole, Iu: 16 A, operating power / at AC-23 A 400 V: 7.5 kW, floor mounting with door coupling, rotary operating mechanism, Red / yellow, 4-hole mounting of the handle | Lista Papel 2020 SI | 0 | 0
3LD2013-1TL51 |  | 3LD2013-1TL51 | 1 | UN | 1 | 2 | A | D | N | N | 85365080 | 1 | 4011209519282 | 420 | G | 49.7 | 47.2 | LP21 | LP21 | SENTRON, Switch disconnector 3LD, main switch, 4-pole, Iu: 16 A, Operating power / at AC-23 A at 400 V: 7.5 kW, floor mounting with door coupling, rotary operating mechanism, black, 4-hole mounting of the handle | Lista Papel 2020 SI | 0 | 0
3LD2013-1TL53 |  | 3LD2013-1TL53 | 1 | UN | 1 | 2 | A | D | N | N | 85365080 | 1 | 4011209511934 | 420 | G | 49.7 | 47.2 | LP21 | LP21 | SENTRON, Switch disconnector 3LD, emergency switching-off switch, 4- pole, Iu: 16 A, operating power / at AC-23 A 400 V: 7.5 kW, floor mounting with door coupling, rotary operating mechanism, Red / yellow, 4-hole mounting of the handle | Lista Papel 2020 SI | 0 | 0
3LD2015-0TK51 |  | 3LD2015-0TK51 | 1 | UN | 1 | 15 | C | D | N | N | 85365080 | 1 | 4011209574946 | 384 | G | 46.9 | 46.9 | LP21 | LP21 | SENTRON, Switch disconnector 3LD, main switch, 3-pole, Iu: 16 A, Operating power / at AC-23 A at 400 V: 7.5 kW, floor mounting with door coupling, rotary operating mechanism, black, 4-hole mounting of the handle, without tolerance compensation | - | 0 | 0
3LD2015-0TK53 |  | 3LD2015-0TK53 | 1 | UN | 1 | 15 | C | D | N | N | 85365080 | 1 | 4011209538481 | 377 | G | 46.9 | 46.9 | LP21 | LP21 | SENTRON, Switch disconnector 3LD, emergency switching-off switch, 3- pole, Iu: 16 A, operating power / at AC-23 A 400 V: 7.5 kW, floor mounting with door coupling, rotary operating mechanism, Red / yellow, 4-hole mounting of the handle, without tolerance compensation | - | 0 | 0
3LD2015-0TK53-0AA6 |  | 3LD2015-0TK53-0AA6 | 1 | UN | 1 | 15 | C | D | N | N | 85365080 | 1 | 4011209544758 | 0.275 | KG | 46.9 | 46.9 | LP21 | LP21 | SENTRON, Switch disconnector 3LD, emergency switching-off switch, 3- pole, Iu: 16 A, operating power / at AC-23 A 400 V: 7.5 kW, floor mounting with door coupling, rotary operating mechanism, Red / yellow, 4-hole mounting of the handle, without tolerance compensation, Installation dimension 100 mm | - | 0 | 7
3LD2015-0TK53-0AA7 |  | 3LD2015-0TK53-0AA7 | 1 | UN | 1 | 15 | C | D | N | N | 85365080 | 1 | 4011209544772 | 295 | G | 49.28 | 49.28 | LP21 | LP21 | SENTRON, Switch disconnector 3LD, emergency switching-off switch, 3- pole, Iu: 16 A, operating power / at AC-23 A 400 V: 7.5 kW, floor mounting with door coupling, rotary operating mechanism, Red / yellow, 4-hole mounting of the handle, without tolerance compensation, Installation dimension 135mm | - | 0 | 7
3LD2015-1TL53-0AA6 |  | 3LD2015-1TL53-0AA6 | 1 | UN | 1 | 15 | C | D | N | N | 85365080 | 1 | 4011209552241 | 0.285 | KG | 50.86 | 50.86 | LP21 | LP21 | SENTRON, Switch disconnector 3LD, emergency switching-off switch, 4- pole, Iu: 16 A, operating power / at AC-23 A 400 V: 7.5 kW, floor mounting with door coupling, rotary operating mechanism, Red / yellow, 4-hole mounting of the handle, without tolerance compensation, Installation dimension 100 mm | - | 0 | 7
3LD2015-1TL53-0AC6 |  | 3LD2015-1TL53-0AC6 | 1 | UN | 1 | 2 | A | D | N | N | 85365080 | 20 | 4011209572225 | 290 | G | 49.9 | 49.9 | LP21 | LP21 | SENTRON, Switch disconnector 3LD, emergency switching-off switch, 4- pole, Iu: 16 A, operating power / at AC-23 A 400 V: 7.5 kW, floor mounting with door coupling, rotary operating mechanism, Red / yellow, 4-hole mounting of the handle, without tolerance compensation, Installation dimension 107 mm | - | 0 | 7
3LD2017-0TK11 |  | 3LD2017-0TK11 | 1 | UN | 1 | 5 | B | D | N | N | 85365080 | 1 | 4011209718555 | 419 | G | 52.8 | 52.8 | LP21 | LP21 | SENTRON, switch disconnector 3LD, main switch, 3-pole, Iu: 16 A, operating power / at AC-23 A at 400 V: 7.5 kW, floor mounting with door coupling, defeatable knob-operated mechanism, black, 4-hole mounting of the handle | - | 0 | 0
3LD2017-0TK13 |  | 3LD2017-0TK13 | 1 | UN | 1 | 5 | B | D | N | N | 85365080 | 1 | 4011209718562 | 420 | G | 52.8 | 52.8 | LP21 | LP21 | SENTRON, switch disconnector 3LD, EMERGENCY OFF switch, 3-pole, Iu: 16 A, Operating power / at AC-23 A at 400 V: 7.5 kW, floor mounting with door coupling, defeatable knob-operated mechanism, red/yellow, 4-hole mounting of the handle | - | 0 | 0
3LD2017-1TL11 |  | 3LD2017-1TL11 | 1 | UN | 1 | 5 | B | D | N | N | 85365080 | 1 | 4011209718593 | 428 | G | 58.87 | 58.87 | LP21 | LP21 | SENTRON, switch disconnector 3LD, main switch, 4-pole, Iu: 16 A, operating power / at AC-23 A at 400 V: 7.5 kW, floor mounting with door coupling, defeatable knob-operated mechanism, black, 4-hole mounting of the handle | - | 0 | 0
3LD2017-1TL13 |  | 3LD2017-1TL13 | 1 | UN | 1 | 5 | B | D | N | N | 85365080 | 1 | 4011209718609 | 428 | G | 58.87 | 58.87 | LP21 | LP21 | SENTRON, switch disconnector 3LD, EMERGENCY OFF switch, 4-pole, Iu: 16 A, Operating power / at AC-23 A at 400 V: 7.5 kW, floor mounting with door coupling, defeatable knob-operated mechanism, red/yellow, 4-hole mounting of the handle | - | 0 | 0
3LD2022-0TK11 |  | 3LD2022-0TK11 | 1 | UN | 1 | 2 | A | D | N | N | 85365080 | 1 | 4011209511903 | 182 | G | 24.3 | 23.1 | LP21 | LP21 | SENTRON, Switch disconnector 3LD, main switch, 3-pole, Iu: 16 A, Operating power / at AC-23 A at 400 V: 7.5 kW, front-mounted, knob-operated mechanism, black, 4-hole mounting of the handle | Lista Papel 2020 SI | 0 | 0
3LD2022-0TK13 |  | 3LD2022-0TK13 | 1 | UN | 1 | 2 | A | D | N | N | 85365080 | 1 | 4011209511941 | 182 | G | 24.3 | 23.1 | LP21 | LP21 | SENTRON, Switch disconnector 3LD, emergency switching-off switch, 3- pole, Iu: 16 A, operating power / at AC-23 A 400 V: 7.5 kW, front-mounted, knob-operated mechanism, red/yellow, 4-hole mounting of the handle | Lista Papel 2020 SI | 0 | 0
3LD2022-1TL11 |  | 3LD2022-1TL11 | 1 | UN | 1 | 2 | A | D | N | N | 85365080 | 1 | 4011209519220 | 191 | G | 31.94 | 31.94 | LP21 | LP21 | SENTRON, Switch disconnector 3LD, main switch, 4-pole, Iu: 16 A, Operating power / at AC-23 A at 400 V: 7.5 kW, front-mounted, knob-operated mechanism, black, 4-hole mounting of the handle | - | 0 | 0
3LD2022-1TL13 |  | 3LD2022-1TL13 | 1 | UN | 1 | 2 | A | D | N | N | 85365080 | 1 | 4011209519237 | 191 | G | 31.94 | 31.94 | LP21 | LP21 | SENTRON, Switch disconnector 3LD, emergency switching-off switch, 4- pole, Iu: 16 A, operating power / at AC-23 A 400 V: 7.5 kW, front-mounted, knob-operated mechanism, red/yellow, 4-hole mounting of the handle | - | 0 | 0
3LD2030-0TK11 |  | 3LD2030-0TK11 | 1 | UN | 1 | 2 | A | D | N | N | 85365080 | 1 | 4011209511958 | 168 | G | 23.8 | 22.6 | LP21 | LP21 | SENTRON, Switch disconnector 3LD, main switch, 3-pole, Iu: 16 A, Operating power / at AC-23 A at 400 V: 7.5 kW, installation in distribution boards, knob-operated mechanism, black, handle direct at the switch | Lista Papel 2020 SI | 0 | 0
3LD2030-0TK13 |  | 3LD2030-0TK13 | 1 | UN | 1 | 2 | A | D | N | N | 85365080 | 1 | 4011209511965 | 169 | G | 23.8 | 22.6 | LP21 | LP21 | SENTRON, Switch disconnector 3LD, emergency switching-off switch, 3- pole, Iu: 16 A, operating power / at AC-23 A 400 V: 7.5 kW, installation in distribution boards, knob-operated mechanism, Red / yellow, handle direct at the switch | Lista Papel 2020 SI | 0 | 0
3LD2030-1TL11 |  | 3LD2030-1TL11 | 1 | UN | 1 | 2 | A | D | N | N | 85365080 | 1 | 4011209519244 | 178 | G | 30.89 | 30.89 | LP21 | LP21 | SENTRON, Switch disconnector 3LD, main switch, 4-pole, Iu: 16 A, Operating power / at AC-23 A at 400 V: 7.5 kW, installation in distribution boards, knob-operated mechanism, black, handle direct at the switch | - | 0 | 0
3LD2030-1TL13 |  | 3LD2030-1TL13 | 1 | UN | 1 | 15 | C | D | N | N | 85365080 | 1 | 4011209519251 | 180 | G | 30.89 | 30.89 | LP21 | LP21 | SENTRON, Switch disconnector 3LD, emergency switching-off switch, 4- pole, Iu: 16 A, operating power / at AC-23 A 400 V: 7.5 kW, installation in distribution boards, knob-operated mechanism, Red / yellow, handle direct at the switch | - | 0 | 0
3LD2044-0TK51 |  | 3LD2044-0TK51 | 1 | UN | 1 | 2 | A | D | N | N | 85365080 | 1 | 4011209511972 | 429 | G | 45.6 | 43.3 | LP21 | LP21 | SENTRON, Switch disconnector 3LD, main switch, 3-pole, Iu: 16 A, Operating power / at AC-23 A at 400 V: 7.5 kW, floor mounting with door coupling, rotary operating mechanism, black, central mounting 22.5 mm of the handle | Lista Papel 2020 SI | 0 | 0
3LD2044-0TK53 |  | 3LD2044-0TK53 | 1 | UN | 1 | 2 | A | D | N | N | 85365080 | 1 | 4011209511989 | 425 | G | 45.6 | 43.3 | LP21 | LP21 | SENTRON, Switch disconnector 3LD, emergency switching-off switch, 3- pole, Iu: 16 A, operating power / at AC-23 A 400 V: 7.5 kW, floor mounting with door coupling, rotary operating mechanism, Red / yellow, central mounting 22.5 mm of the handle | Lista Papel 2020 SI | 0 | 0
3LD2044-1TL51 |  | 3LD2044-1TL51 | 1 | UN | 1 | 2 | A | D | N | N | 85365080 | 1 | 4011209511996 | 441 | G | 45.6 | 43.3 | LP21 | LP21 | SENTRON, Switch disconnector 3LD, main switch, 4-pole, Iu: 16 A, Operating power / at AC-23 A at 400 V: 7.5 kW, floor mounting with door coupling, rotary operating mechanism, black, central mounting 22.5 mm of the handle | Lista Papel 2020 SI | 0 | 0
3LD2044-1TL53 |  | 3LD2044-1TL53 | 1 | UN | 1 | 2 | A | D | N | N | 85365080 | 1 | 4011209512009 | 439 | G | 45.6 | 43.3 | LP21 | LP21 | SENTRON, Switch disconnector 3LD, emergency switching-off switch, 4- pole, Iu: 16 A, operating power / at AC-23 A 400 V: 7.5 kW, floor mounting with door coupling, rotary operating mechanism, Red / yellow, central mounting 22.5 mm of the handle | Lista Papel 2020 SI | 0 | 0
3LD2050-0TK11 |  | 3LD2050-0TK11 | 1 | UN | 1 | 2 | A | D | N | N | 85365080 | 1 | 4011209512016 | 193 | G | 26.7 | 25.3 | LP21 | LP21 | SENTRON, Switch disconnector 3LD, main switch, 3-pole, Iu: 16 A, Operating power / at AC-23 A at 400 V: 7.5 kW, front-mounted, knob-operated mechanism, black, central mounting 22.5 mm of the handle | Lista Papel 2020 SI | 0 | 0
3LD2050-0TK13 |  | 3LD2050-0TK13 | 1 | UN | 1 | 2 | A | D | N | N | 85365080 | 1 | 4011209512023 | 189 | G | 26.7 | 25.3 | LP21 | LP21 | SENTRON, Switch disconnector 3LD, emergency switching-off switch, 3- pole, Iu: 16 A, operating power / at AC-23 A 400 V: 7.5 kW, front-mounted, knob-operated mechanism, Red / yellow, central mounting 22.5 mm of the handle | Lista Papel 2020 SI | 0 | 0
3LD2050-1TL11 |  | 3LD2050-1TL11 | 1 | UN | 1 | 2 | A | D | N | N | 85365080 | 1 | 4011209519268 | 198 | G | 34.85 | 34.85 | LP21 | LP21 | SENTRON, Switch disconnector 3LD, main switch, 4-pole, Iu: 16 A, Operating power / at AC-23 A at 400 V: 7.5 kW, front-mounted, knob-operated mechanism, black, central mounting 22.5 mm of the handle | - | 0 | 0
3LD2050-1TL13 |  | 3LD2050-1TL13 | 1 | UN | 1 | 2 | A | D | N | N | 85365080 | 1 | 4011209519275 | 200 | G | 34.85 | 34.85 | LP21 | LP21 | SENTRON, Switch disconnector 3LD, emergency switching-off switch, 4- pole, Iu: 16 A, operating power / at AC-23 A 400 V: 7.5 kW, front-mounted, knob-operated mechanism, Red / yellow, central mounting 22.5 mm of the handle | - | 0 | 0
3LD2054-0TK51 |  | 3LD2054-0TK51 | 1 | UN | 1 | 2 | A | D | N | N | 85365080 | 1 | 4011209512030 | 209 | G | 27.1 | 25.8 | LP21 | LP21 | SENTRON, Switch disconnector 3LD, main switch, 3-pole, Iu: 16 A, Operating power / at AC-23 A at 400 V: 7.5 kW, front-mounted, rotary operating mechanism, black, central mounting 22.5 mm of the handle | Lista Papel 2020 SI | 0 | 0
3LD2054-0TK53 |  | 3LD2054-0TK53 | 1 | UN | 1 | 2 | A | D | N | N | 85365080 | 1 | 4011209512047 | 209 | G | 27.1 | 25.8 | LP21 | LP21 | SENTRON, Switch disconnector 3LD, emergency switching-off switch, 3- pole, Iu: 16 A, operating power / at AC-23 A 400 V: 7.5 kW, front-mounted, rotary operating mechanism, Red / yellow, central mounting 22.5 mm of the handle | Lista Papel 2020 SI | 0 | 0
3LD2054-1TL51 |  | 3LD2054-1TL51 | 1 | UN | 1 | 2 | A | D | N | N | 85365080 | 1 | 4011209512054 | 219 | G | 35 | 33.3 | LP21 | LP21 | SENTRON, Switch disconnector 3LD, main switch, 4-pole, Iu: 16 A, Operating power / at AC-23 A at 400 V: 7.5 kW, front-mounted, rotary operating mechanism, black, central mounting 22.5 mm of the handle | Lista Papel 2020 SI | 0 | 0
3LD2054-1TL53 |  | 3LD2054-1TL53 | 1 | UN | 1 | 2 | A | D | N | N | 85365080 | 1 | 4011209512061 | 220 | G | 35 | 33.3 | LP21 | LP21 | SENTRON, Switch disconnector 3LD, emergency switching-off switch, 4- pole, Iu: 16 A, operating power / at AC-23 A 400 V: 7.5 kW, front-mounted, rotary operating mechanism, Red / yellow, central mounting 22.5 mm of the handle | Lista Papel 2020 SI | 0 | 0
3LD2054-1TP51 |  | 3LD2054-1TP51 | 1 | UN | 1 | 2 | A | D | N | N | 85365080 | 1 | 4011209512078 | 237 | G | 34.7 | 33 | LP21 | LP21 | SENTRON, Switch disconnector 3LD, main switch, 3-pole, Iu: 16 A, Operating power / at AC-23 A at 400 V: 7.5 kW, front-mounted, 1 NC, 1 NO, rotary operating mechanism, black, Central mounting 22.5 mm of the handle | Lista Papel 2020 SI | 0 | 0
3LD2054-1TP53 |  | 3LD2054-1TP53 | 1 | UN | 1 | 2 | A | D | N | N | 85365080 | 1 | 4011209512085 | 233 | G | 34.7 | 33 | LP21 | LP21 | SENTRON, Switch disconnector 3LD, emergency switching-off switch, 3- pole, Iu: 16 A, operating power / at AC-23 A 400 V: 7.5 kW, front-mounted, 1 NC, 1 NO, rotary operating mechanism, Red / yellow, Central mounting 22.5 mm of the handle | Lista Papel 2020 SI | 0 | 0
3LD2054-2EP51 |  | 3LD2054-2EP51 | 1 | UN | 1 | 2 | A | D | N | N | 85365080 | 1 | 4011209512092 | 0.241 | KG | 42.1 | 39.9 | LP21 | LP21 | SENTRON, Switch disconnector 3LD, main switch, 4-pole, Iu: 16 A, Operating power / at AC-23 A at 400 V: 7.5 kW, front-mounted, 1 NC, 1 NO, rotary operating mechanism, black, Central mounting 22.5 mm of the handle | Lista Papel 2020 SI | 0 | 0
3LD2054-2EP53 |  | 3LD2054-2EP53 | 1 | UN | 1 | 2 | A | D | N | N | 85365080 | 1 | 4011209512108 | 241 | G | 42.1 | 39.9 | LP21 | LP21 | SENTRON, Switch disconnector 3LD, emergency switching-off switch, 4- pole, Iu: 16 A, operating power / at AC-23 A 400 V: 7.5 kW, front-mounted, 1 NC, 1 NO, rotary operating mechanism, Red / yellow, Central mounting 22.5 mm of the handle | Lista Papel 2020 SI | 0 | 0
3LD2064-0TB51 |  | 3LD2064-0TB51 | 1 | UN | 1 | 2 | A | D | N | N | 85365080 | 1 | 4011209512115 | 483 | G | 39.6 | 37.6 | LP21 | LP21 | SENTRON, Switch disconnector 3LD, main switch, 3-pole, Iu: 16 A, Operating power / at AC-23 A at 400 V: 7.5 kW, molded-plastic encapsulation for metric cable gland, rotary operating mechanism, black | Lista Papel 2020 SI | 0 | 0
3LD2064-0TB53 |  | 3LD2064-0TB53 | 1 | UN | 1 | 2 | A | D | N | N | 85365080 | 1 | 4011209512122 | 503 | G | 39.6 | 37.6 | LP21 | LP21 | SENTRON, Switch disconnector 3LD, emergency switching-off switch, 3- pole, Iu: 16 A, operating power / at AC-23 A 400 V: 7.5 kW, Molded plastic encapsulation for metric cable gland, rotary operating mechanism, red/yellow | Lista Papel 2020 SI | 0 | 0
3LD2064-1GP51 |  | 3LD2064-1GP51 | 1 | UN | 1 | 2 | A | D | N | N | 85365080 | 1 | 4011209512146 | 487 | G | 49.6 | 47.2 | LP21 | LP21 | SENTRON, Switch disconnector 3LD, main switch, 3-pole, Iu: 16 A, Operating power / at AC-23 A at 400 V: 7.5 kW, molded-plastic encapsulation for metric screw connection, 1 NC, 1 NO, rotary operating mechanism, black | Lista Papel 2020 SI | 0 | 0
3LD2064-1GP53 |  | 3LD2064-1GP53 | 1 | UN | 1 | 2 | A | D | N | N | 85365080 | 1 | 4011209511910 | 494 | G | 49.6 | 47.2 | LP21 | LP21 | SENTRON, Switch disconnector 3LD, emergency switching-off switch, 3- pole, Iu: 16 A, operating power / at AC-23 A 400 V: 7.5 kW, Molded plastic encapsulation for metric cable gland, 1 NC, 1 NO, rotary operating mechanism, red/yellow | Lista Papel 2020 SI | 0 | 0
3LD2064-1TC51 |  | 3LD2064-1TC51 | 1 | UN | 1 | 2 | A | D | N | N | 85365080 | 1 | 4011209512139 | 497 | G | 57.7 | 54.8 | LP21 | LP21 | SENTRON, Switch disconnector 3LD, main switch, 4-pole, 16 A, Operating power at AC- 23 A at 400 V: 7.5 kW, molded-plastic encapsulation for metric cable gland, rotary operating mechanism, black | Lista Papel 2020 SI | 0 | 0
3LD2064-1TC53 |  | 3LD2064-1TC53 | 1 | UN | 1 | 2 | A | D | N | N | 85365080 | 1 | 4011209511927 | 486 | G | 57.7 | 54.8 | LP21 | LP21 | SENTRON, Switch disconnector 3LD, emergency switching-off switch, 4- pole, 16 A, operating power at AC-23 A at 400 V: 7.5 kW, molded-plastic encapsulation for metric cable gland, rotary operating mechanism, red/yellow | Lista Papel 2020 SI | 0 | 0
3LD2103-0TK51 |  | 3LD2103-0TK51 | 1 | UN | 1 | 2 | A | D | N | N | 85365080 | 1 | 4011209402881 | 202 | G | 29.9 | 28.4 | LP21 | LP21 | SENTRON, Switch disconnector 3LD, main switch, 3-pole, Iu: 25 A, Operating power / at AC-23 A at 400 V: 9.5 kW, front-mounted, rotary operating mechanism, black, 4-hole mounting of the handle | Lista Papel 2020 SI | 0 | 0
3LD2103-0TK53 |  | 3LD2103-0TK53 | 1 | UN | 1 | 2 | A | D | N | N | 85365080 | 1 | 4011209402898 | 203 | G | 29.9 | 28.4 | LP21 | LP21 | SENTRON, Switch disconnector 3LD, emergency switching-off switch, 3- pole, Iu: 25 A, operating power / at AC-23 A 400 V: 9.5 kW, front-mounted, rotary operating mechanism, Red / yellow, 4-hole mounting of the handle | Lista Papel 2020 SI | 0 | 0
3LD2103-1TL51 |  | 3LD2103-1TL51 | 1 | UN | 1 | 2 | A | D | N | N | 85365080 | 1 | 4011209402928 | 0.235 | KG | 37.5 | 35.7 | LP21 | LP21 | SENTRON, Switch disconnector 3LD, main switch, 4-pole, Iu: 25 A, Operating power / at AC-23 A at 400 V: 9.5 kW, front-mounted, rotary operating mechanism, black, 4-hole mounting of the handle | Lista Papel 2020 SI | 0 | 0
3LD2103-1TL53 |  | 3LD2103-1TL53 | 1 | UN | 1 | 2 | A | D | N | N | 85365080 | 1 | 4011209402935 | 234 | G | 37.5 | 35.7 | LP21 | LP21 | SENTRON, Switch disconnector 3LD, emergency switching-off switch, 4- pole, Iu: 25 A, operating power / at AC-23 A 400 V: 9.5 kW, front-mounted, rotary operating mechanism, Red / yellow, 4-hole mounting of the handle | Lista Papel 2020 SI | 0 | 0
3LD2103-1TP51 |  | 3LD2103-1TP51 | 1 | UN | 1 | 2 | A | D | N | N | 85365080 | 1 | 4011209402966 | 224 | G | 38.8 | 36.8 | LP21 | LP21 | SENTRON, Switch disconnector 3LD, main switch, 3-pole, Iu: 25 A, Operating power / at AC-23 A at 400 V: 9.5 kW, front-mounted, 1 NC, 1 NO, rotary operating mechanism, black, 4-hole mounting of the handle | Lista Papel 2020 SI | 0 | 0
3LD2103-1TP53 |  | 3LD2103-1TP53 | 1 | UN | 1 | 2 | A | D | N | N | 85365080 | 1 | 4011209402973 | 221 | G | 38.8 | 36.8 | LP21 | LP21 | SENTRON, Switch disconnector 3LD, emergency switching-off switch, 3- pole, Iu: 25 A, operating power / at AC-23 A 400 V: 9.5 kW, front-mounted, 1 NC, 1 NO, rotary operating mechanism, Red / yellow, 4-hole mounting of the handle | Lista Papel 2020 SI | 0 | 0
3LD2103-2EP51 |  | 3LD2103-2EP51 | 1 | UN | 1 | 2 | A | D | N | N | 85365080 | 1 | 4011209402980 | 253 | G | 45.6 | 43.3 | LP21 | LP21 | SENTRON, Switch disconnector 3LD, main switch, 4-pole, Iu: 25 A, Operating power / at AC-23 A at 400 V: 9.5 kW, front-mounted, 1 NC, 1 NO, rotary operating mechanism, black, 4-hole mounting of the handle | Lista Papel 2020 SI | 0 | 0
3LD2103-2EP53 |  | 3LD2103-2EP53 | 1 | UN | 1 | 2 | A | D | N | N | 85365080 | 1 | 4011209402997 | 255 | G | 45.6 | 43.3 | LP21 | LP21 | SENTRON, Switch disconnector 3LD, emergency switching-off switch, 4- pole, Iu: 25 A, operating power / at AC-23 A 400 V: 9.5 kW, front-mounted, 1 NC, 1 NO, rotary operating mechanism, Red / yellow, 4-hole mounting of the handle | Lista Papel 2020 SI | 0 | 0
3LD2103-2TB53 |  | 3LD2103-2TB53 | 1 | UN | 1 | 15 | C | D | N | N | 85365080 | 1 | 4011209612242 | 260 | G | 47.52 | 47.52 | LP21 | LP21 | SENTRON, Switch disconnector 3LD, emergency switching-off switch, 3- pole, Iu: 25 A, operating power / at AC-23 A 400 V: 9.5 kW, front-mounted, rotary operating mechanism, Red / yellow, 4-hole mounting of the handle | - | 0 | 7
3LD2103-3VK51 |  | 3LD2103-3VK51 | 1 | UN | 1 | 2 | A | D | N | N | 85365080 | 1 | 4011209491182 | 377 | G | 53.8 | 51 | LP21 | LP21 | SENTRON, Switch disconnector 3LD, main switch, 6-pole, Iu: 25 A, Operating power / at AC-23 A at 400 V: 9.5 kW, front-mounted, rotary operating mechanism, black, 4-hole mounting of the handle | Lista Papel 2020 SI | 0 | 0
3LD2103-3VK53 |  | 3LD2103-3VK53 | 1 | UN | 1 | 2 | A | D | N | N | 85365080 | 1 | 4011209491199 | 0.378 | KG | 53.8 | 51 | LP21 | LP21 | SENTRON, Switch disconnector 3LD, emergency switching-off switch, 6- pole, Iu: 25 A, operating power / at AC-23 A 400 V: 9.5 kW, front-mounted, rotary operating mechanism, Red / yellow, 4-hole mounting of the handle | Lista Papel 2020 SI | 0 | 0
3LD2103-4VP51 |  | 3LD2103-4VP51 | 1 | UN | 1 | 2 | A | D | N | N | 85365080 | 1 | 4011209491205 | 403 | G | 61.6 | 58.5 | LP21 | LP21 | SENTRON, Switch disconnector 3LD, main switch, 6-pole, Iu: 25 A, Operating power / at AC-23 A at 400 V: 9.5 kW, front-mounted, 1 NC, 1 NO, rotary operating mechanism, black, 4-hole mounting of the handle | Lista Papel 2020 SI | 0 | 0
3LD2103-4VP53 |  | 3LD2103-4VP53 | 1 | UN | 1 | 2 | A | D | N | N | 85365080 | 1 | 4011209491212 | 398 | G | 61.6 | 58.5 | LP21 | LP21 | SENTRON, Switch disconnector 3LD, emergency switching-off switch, 6- pole, Iu: 25 A, operating power / at AC-23 A 400 V: 9.5 kW, front-mounted, 1 NC, 1 NO, rotary operating mechanism, Red / yellow, 4-hole mounting of the handle | Lista Papel 2020 SI | 0 | 0
3LD2110-0TK05 |  | 3LD2110-0TK05 | 1 | UN | 1 | 15 | C | D | N | N | 85365080 | 1 | 4011209559509 | 0.15 | KG | 29.48 | 29.48 | LP21 | LP21 | SENTRON, Switch disconnector 3LD, breaker, 3-pole, Iu: 25 A, Operating power / at AC- 23 A at 400 V: 9.5 kW, floor mounting with door coupling, without | - | 0 | 7
3LD2110-2TB53-0AE3 |  | 3LD2110-2TB53-0AE3 | 1 | UN | 1 | 15 | C | D | N | N | 85365080 | 1 | 4011209653498 | 0.262 | KG | 37.75 | 37.75 | LP21 | LP21 | SENTRON, Switch disconnector 3LD, emergency switching-off switch, 3- pole, Iu: 25 A, operating power / at AC-23 A 400 V: 9.5 kW, floor mounting with door coupling, rotary operating mechanism, red/yellow | - | 0 | 7
3LD2113-0TK51 |  | 3LD2113-0TK51 | 1 | UN | 1 | 2 | A | D | N | N | 85365080 | 1 | 4011209403000 | 404 | G | 48.5 | 46 | LP21 | LP21 | SENTRON, Switch disconnector 3LD, main switch, 3-pole, Iu: 25 A, Operating power / at AC-23 A at 400 V: 9.5 kW, floor mounting with door coupling, rotary operating mechanism, black, 4-hole mounting of the handle | Lista Papel 2020 SI | 0 | 0
3LD2113-0TK53 |  | 3LD2113-0TK53 | 1 | UN | 1 | 2 | A | D | N | N | 85365080 | 1 | 4011209403017 | 403 | G | 48.5 | 46 | LP21 | LP21 | SENTRON, Switch disconnector 3LD, emergency switching-off switch, 3- pole, Iu: 25 A, operating power / at AC-23 A 400 V: 9.5 kW, floor mounting with door coupling, rotary operating mechanism, Red / yellow, 4-hole mounting of the handle | Lista Papel 2020 SI | 0 | 0
3LD2113-1TL51 |  | 3LD2113-1TL51 | 1 | UN | 1 | 2 | A | D | N | N | 85365080 | 1 | 4011209403048 | 436 | G | 55.3 | 52.5 | LP21 | LP21 | SENTRON, Switch disconnector 3LD, main switch, 4-pole, Iu: 25 A, Operating power / at AC-23 A at 400 V: 9.5 kW, floor mounting with door coupling, rotary operating mechanism, black, 4-hole mounting of the handle | Lista Papel 2020 SI | 0 | 0
3LD2113-1TL53 |  | 3LD2113-1TL53 | 1 | UN | 1 | 2 | A | D | N | N | 85365080 | 1 | 4011209403055 | 436 | G | 55.3 | 52.5 | LP21 | LP21 | SENTRON, Switch disconnector 3LD, emergency switching-off switch, 4- pole, Iu: 25 A, operating power / at AC-23 A 400 V: 9.5 kW, floor mounting with door coupling, rotary operating mechanism, Red / yellow, 4-hole mounting of the handle | Lista Papel 2020 SI | 0 | 0
3LD2113-3VK51 |  | 3LD2113-3VK51 | 1 | UN | 1 | 15 | C | D | N | N | 85365080 | 1 | 4011209491229 | 581 | G | 72.86 | 72.86 | LP21 | LP21 | SENTRON, Switch disconnector 3LD, main switch, 6-pole, Iu: 25 A, Operating power / at AC-23 A at 400 V: 9.5 kW, floor mounting with door coupling, rotary operating mechanism, black, 4-hole mounting of the handle | - | 0 | 0
3LD2113-3VK53 |  | 3LD2113-3VK53 | 1 | UN | 1 | 2 | A | D | N | N | 85365080 | 1 | 4011209491236 | 583 | G | 72.86 | 72.86 | LP21 | LP21 | SENTRON, Switch disconnector 3LD, emergency switching-off switch, 6- pole, Iu: 25 A, operating power / at AC-23 A 400 V: 9.5 kW, floor mounting with door coupling, rotary operating mechanism, Red / yellow, 4-hole mounting of the handle | - | 0 | 0
3LD2113-4VP51 |  | 3LD2113-4VP51 | 1 | UN | 1 | 15 | C | D | N | N | 85365080 | 1 | 4011209491243 | 608 | G | 80.34 | 80.34 | LP21 | LP21 | SENTRON, Switch disconnector 3LD, main switch, 6-pole, Iu: 25 A, Operating power / at AC-23 A at 400 V: 9.5 kW, floor mounting with door coupling, 1 NC, 1 NO, rotary operating mechanism, black, 4-hole mounting of the handle | - | 0 | 0
3LD2113-4VP53 |  | 3LD2113-4VP53 | 1 | UN | 1 | 15 | C | D | N | N | 85365080 | 1 | 4011209491250 | 610 | G | 80.34 | 80.34 | LP21 | LP21 | SENTRON, Switch disconnector 3LD, emergency switching-off switch, 6- pole, Iu: 25 A, operating power / at AC-23 A 400 V: 9.5 kW, floor mounting with door coupling, 1 NC, 1 NO, rotary operating mechanism, Red / yellow, 4-hole mounting of the handle | - | 0 | 0
3LD2115-0TK51 |  | 3LD2115-0TK51 | 1 | UN | 1 | 15 | C | D | N | N | 85365080 | 1 | 4011209550230 | 384 | G | 52.1 | 52.1 | LP21 | LP21 | SENTRON, Switch disconnector 3LD, main switch, 3-pole, Iu: 25 A, Operating power / at AC-23 A at 400 V: 9.5 kW, floor mounting with door coupling, rotary operating mechanism, black, 4-hole mounting of the handle, without tolerance compensation | - | 0 | 7
3LD2115-0TK53 |  | 3LD2115-0TK53 | 1 | UN | 1 | 5 | B | D | N | N | 85365080 | 1 | 4011209538498 | 378 | G | 52.1 | 52.1 | LP21 | LP21 | SENTRON, Switch disconnector 3LD, emergency switching-off switch, 3- pole, Iu: 25 A, operating power / at AC-23 A 400 V: 9.5 kW, floor mounting with door coupling, rotary operating mechanism, Red / yellow, 4-hole mounting of the handle, without tolerance compensation | - | 0 | 7
3LD2115-0TK53-0AA6 |  | 3LD2115-0TK53-0AA6 | 1 | UN | 1 | 15 | C | D | N | N | 85365080 | 1 | 4011209580862 | 0.272 | KG | 53.77 | 53.77 | LP21 | LP21 | SENTRON, Switch disconnector 3LD, emergency switching-off switch, 3- pole, Iu: 25 A, operating power / at AC-23 A 400 V: 9.5 kW, floor mounting with door coupling, rotary operating mechanism, Red / yellow, 4-hole mounting of the handle, without tolerance compensation, Installation dimension 346mm | - | 0 | 7
3LD2115-0TK53-0AA7 |  | 3LD2115-0TK53-0AA7 | 1 | UN | 1 | 15 | C | D | N | N | 85365080 | 1 | 4011209544789 | 0.297 | KG | 53.77 | 53.77 | LP21 | LP21 | SENTRON, Switch disconnector 3LD, emergency switching-off switch, 3- pole, Iu: 25 A, operating power / at AC-23 A 400 V: 9.5 kW, floor mounting with door coupling, rotary operating mechanism, Red / yellow, 4-hole mounting of the handle, without tolerance compensation, Installation dimension 135mm | - | 0 | 7
3LD2115-0TK53-0AB0 |  | 3LD2115-0TK53-0AB0 | 1 | UN | 1 | 15 | C | D | N | N | 85365080 | 1 | 4011209544796 | 0.28 | KG | 53.77 | 53.77 | LP21 | LP21 | SENTRON, Switch disconnector 3LD, emergency switching-off switch, 3- pole, Iu: 25 A, operating power / at AC-23 A 400 V: 9.5 kW, floor mounting with door coupling, rotary operating mechanism, Red / yellow, 4-hole mounting of the handle, without tolerance compensation, Installation dimension 190mm | - | 0 | 7
3LD2122-0TK11 |  | 3LD2122-0TK11 | 1 | UN | 1 | 2 | A | D | N | N | 85365080 | 1 | 4011209403079 | 177 | G | 26.7 | 25.3 | LP21 | LP21 | SENTRON, Switch disconnector 3LD, main switch, 3-pole, Iu: 25 A, Operating power / at AC-23 A at 400 V: 9.5 kW, floor mounting with door coupling, knob-operated mechanism, black, 4-hole mounting of the handle | Lista Papel 2020 SI | 0 | 0
3LD2122-0TK11-0AE1 |  | 3LD2122-0TK11-0AE1 | 1 | UN | 1 | 2 | A | D | N | N | 85365080 | 8 | 4011209673557 | 172 | G | 34.14 | 34.14 | LP21 | LP21 | SENTRON, Switch disconnector 3LD, main switch, 3-pole, Iu: 25 A, Operating power / at AC-23 A at 400 V: 9.5 kW, floor mounting with door coupling, knob-operated mechanism, black, 4-hole mounting of the handle, non can be locked | - | 0 | 7
3LD2122-0TK13 |  | 3LD2122-0TK13 | 1 | UN | 1 | 2 | A | D | N | N | 85365080 | 1 | 4011209403086 | 176 | G | 26.7 | 25.3 | LP21 | LP21 | SENTRON, Switch disconnector 3LD, emergency switching-off switch, 3- pole, Iu: 25 A, operating power / at AC-23 A 400 V: 9.5 kW, floor mounting with door coupling, knob-operated mechanism, red/yellow, 4-hole mounting of the handle | Lista Papel 2020 SI | 0 | 0
3LD2122-1TL11 |  | 3LD2122-1TL11 | 1 | UN | 1 | 2 | A | D | N | N | 85365080 | 1 | 4011209638211 | 214 | G | 38.63 | 38.63 | LP21 | LP21 | SENTRON, Switch disconnector 3LD, main switch, 4-pole, Iu: 25 A, Operating power / at AC-23 A at 400 V: 9.5 kW, floor mounting with door coupling, knob-operated mechanism, black, 4-hole mounting of the handle | - | 0 | 0
3LD2122-1TL13 |  | 3LD2122-1TL13 | 1 | UN | 1 | 2 | A | D | N | N | 85365080 | 1 | 4011209638228 | 210 | G | 38.63 | 38.63 | LP21 | LP21 | SENTRON, Switch disconnector 3LD, emergency switching-off switch, 4- pole, Iu: 25 A, operating power / at AC-23 A 400 V: 9.5 kW, floor mounting with door coupling, knob-operated mechanism, red/yellow, 4-hole mounting of the handle | - | 0 | 0
3LD2122-3VK11 |  | 3LD2122-3VK11 | 1 | UN | 1 | 15 | C | D | N | N | 85365080 | 1 | 4011209491267 | 365 | G | 66.44 | 66.44 | LP21 | LP21 | SENTRON, Switch disconnector 3LD, main switch, 6-pole, Iu: 25 A, Operating power / at AC-23 A at 400 V: 9.5 kW, floor mounting with door coupling, knob-operated mechanism, black, 4-hole mounting of the handle | - | 0 | 0
3LD2122-3VK13 |  | 3LD2122-3VK13 | 1 | UN | 1 | 15 | C | D | N | N | 85365080 | 1 | 4011209491274 | 366 | G | 66.44 | 66.44 | LP21 | LP21 | SENTRON, Switch disconnector 3LD, emergency switching-off switch, 6- pole, Iu: 25 A, operating power / at AC-23 A 400 V: 9.5 kW, floor mounting with door coupling, knob-operated mechanism, red/yellow, 4-hole mounting of the handle, in neutral position can be locked | - | 0 | 0
3LD2123-7UK01 |  | 3LD2123-7UK01 | 1 | UN | 1 | 2 | A | D | N | N | 85365080 | 1 | 4011209492196 | 370 | G | 59.6 | 56.6 | LP21 | LP21 | SENTRON, Switch disconnector 3LD, change-over switch, 3-pole, Iu: 25 A, Operating power / at AC-23 A at 400 V: 9.5 kW, Front mounting, knob-operated mechanism, black, 4-hole mounting of the handle | Lista Papel 2020 SI | 0 | 0
3LD2130-0TK11 |  | 3LD2130-0TK11 | 1 | UN | 1 | 2 | A | D | N | N | 85365080 | 1 | 4011209403116 | 162 | G | 25.9 | 24.6 | LP21 | LP21 | SENTRON, Switch disconnector 3LD, main switch, 3-pole, Iu: 25 A, Operating power / at AC-23 A at 400 V: 9.5 kW, installation in distribution boards, knob-operated mechanism, black, handle direct at the switch | Lista Papel 2020 SI | 0 | 0
3LD2130-0TK11-0AF5 |  | 3LD2130-0TK11-0AF5 | 1 | UN | 1 | 2 | A | D | N | N | 85365080 | 100 | 4011209773295 | 163 | G | 26.49 | 26.49 | LP21 | LP21 | SENTRON, Switch disconnector 3LD, main switch, 3-pole, Iu: 25 A, Operating power / at AC-23 A at 400 V: 9.5 kW, installation in distribution boards, knob-operated mechanism, black, handle direct at the switch | - | 0 | 0
3LD2130-0TK13 |  | 3LD2130-0TK13 | 1 | UN | 1 | 2 | A | D | N | N | 85365080 | 1 | 4011209403123 | 162 | G | 25.9 | 24.6 | LP21 | LP21 | SENTRON, Switch disconnector 3LD, emergency switching-off switch, 3- pole, Iu: 25 A, operating power / at AC-23 A 400 V: 9.5 kW, installation in distribution boards, knob-operated mechanism, Red / yellow, handle direct at the switch | Lista Papel 2020 SI | 0 | 0
3LD2130-2EQ13-0AC1 |  | 3LD2130-2EQ13-0AC1 | 1 | UN | 1 | 10 | C | D | N | N | 85365080 | 50 | 4011209626737 | 206 | G | 50.78 | 50.78 | LP21 | LP21 | SENTRON, Switch disconnector 3LD, emergency switching-off switch, 4- pole, Iu: 25 A, operating power / at AC-23 A 400 V: 9.5 kW, installation in distribution boards, 1 NC, 1 NO, knob-operated mechanism, Red / yellow, handle direct at the switch | - | 0 | 7
3LD2130-2TY13-0AC1 |  | 3LD2130-2TY13-0AC1 | 1 | UN | 1 | 15 | C | D | N | N | 85365080 | 1 | 4011209628434 | 214 | G | 54.38 | 54.38 | LP21 | LP21 | SENTRON, Switch disconnector 3LD, emergency switching-off switch, 3- pole, Iu: 25 A, operating power / at AC-23 A 400 V: 9.5 kW, installation in distribution boards, 3 NO, knob-operated mechanism, Red / yellow, handle direct at the switch | - | 0 | 7
3LD2144-0TK51 |  | 3LD2144-0TK51 | 1 | UN | 1 | 2 | A | D | N | N | 85365080 | 1 | 4011209403253 | 424 | G | 50.7 | 48.2 | LP21 | LP21 | SENTRON, Switch disconnector 3LD, main switch, 3-pole, Iu: 25 A, Operating power / at AC-23 A at 400 V: 9.5 kW, floor mounting with door coupling, rotary operating mechanism, black, central mounting 22.5 mm of the handle | Lista Papel 2020 SI | 0 | 0
3LD2144-0TK53 |  | 3LD2144-0TK53 | 1 | UN | 1 | 2 | A | D | N | N | 85365080 | 1 | 4011209403260 | 424 | G | 50.7 | 48.2 | LP21 | LP21 | SENTRON, Switch disconnector 3LD, emergency switching-off switch, 3- pole, Iu: 25 A, operating power / at AC-23 A 400 V: 9.5 kW, floor mounting with door coupling, rotary operating mechanism, Red / yellow, central mounting 22.5 mm of the handle | Lista Papel 2020 SI | 0 | 0
3LD2144-1TL51 |  | 3LD2144-1TL51 | 1 | UN | 1 | 2 | A | D | N | N | 85365080 | 1 | 4011209403291 | 457 | G | 56.9 | 54 | LP21 | LP21 | SENTRON, Switch disconnector 3LD, main switch, 4-pole, Iu: 25 A, Operating power / at AC-23 A at 400 V: 9.5 kW, floor mounting with door coupling, rotary operating mechanism, black, central mounting 22.5 mm of the handle | Lista Papel 2020 SI | 0 | 0
3LD2144-1TL53 |  | 3LD2144-1TL53 | 1 | UN | 1 | 2 | A | D | N | N | 85365080 | 1 | 4011209403307 | 455 | G | 56.9 | 54 | LP21 | LP21 | SENTRON, Switch disconnector 3LD, emergency switching-off switch, 4- pole, Iu: 25 A, operating power / at AC-23 A 400 V: 9.5 kW, floor mounting with door coupling, rotary operating mechanism, Red / yellow, central mounting 22.5 mm of the handle | Lista Papel 2020 SI | 0 | 0
3LD2148-0TK53 |  | 3LD2148-0TK53 | 1 | UN | 1 | 15 | C | D | N | N | 85365080 | 1 | 4011209559066 | 402 | G | 52.1 | 52.1 | LP21 | LP21 | SENTRON, Switch disconnector 3LD, emergency switching-off switch, 3- pole, Iu: 25 A, operating power / at AC-23 A 400 V: 9.5 kW, floor mounting with door coupling, rotary operating mechanism, Red / yellow, central mounting 22.5 mm of the handle, without tolerance compensation | - | 0 | 7
3LD2150-0TK11 |  | 3LD2150-0TK11 | 1 | UN | 1 | 2 | A | D | N | N | 85365080 | 1 | 4011209403925 | 184 | G | 29.6 | 28.1 | LP21 | LP21 | SENTRON, Switch disconnector 3LD, main switch, 3-pole, Iu: 25 A, Operating power / at AC-23 A at 400 V: 9.5 kW, front-mounted, knob-operated mechanism, black, central mounting 22.5 mm of the handle | Lista Papel 2020 SI | 0 | 0
3LD2150-0TK13 |  | 3LD2150-0TK13 | 1 | UN | 1 | 2 | A | D | N | N | 85365080 | 1 | 4011209403932 | 185 | G | 29.6 | 28.1 | LP21 | LP21 | SENTRON, Switch disconnector 3LD, emergency switching-off switch, 3- pole, Iu: 25 A, operating power / at AC-23 A 400 V: 9.5 kW, front-mounted, knob-operated mechanism, Red / yellow, central mounting 22.5 mm of the handle | Lista Papel 2020 SI | 0 | 0
3LD2154-0TK51 |  | 3LD2154-0TK51 | 1 | UN | 1 | 2 | A | D | N | N | 85365080 | 1 | 4011209403383 | 203 | G | 29.9 | 28.4 | LP21 | LP21 | SENTRON, Switch disconnector 3LD, main switch, 3-pole, Iu: 25 A, Operating power / at AC-23 A at 400 V: 9.5 kW, front-mounted, rotary operating mechanism, black, central mounting 22.5 mm of the handle | Lista Papel 2020 SI | 0 | 0
3LD2154-0TK53 |  | 3LD2154-0TK53 | 1 | UN | 1 | 2 | A | D | N | N | 85365080 | 1 | 4011209403390 | 205 | G | 29.9 | 28.4 | LP21 | LP21 | SENTRON, Switch disconnector 3LD, emergency switching-off switch, 3- pole, Iu: 25 A, operating power / at AC-23 A 400 V: 9.5 kW, front-mounted, rotary operating mechanism, Red / yellow, central mounting 22.5 mm of the handle | Lista Papel 2020 SI | 0 | 0
3LD2154-1TL51 |  | 3LD2154-1TL51 | 1 | UN | 1 | 2 | A | D | N | N | 85365080 | 1 | 4011209403840 | 245 | G | 37.5 | 35.7 | LP21 | LP21 | SENTRON, Switch disconnector 3LD, main switch, 4-pole, Iu: 25 A, Operating power / at AC-23 A at 400 V: 9.5 kW, front-mounted, rotary operating mechanism, black, central mounting 22.5 mm of the handle | Lista Papel 2020 SI | 0 | 0
3LD2154-1TL53 |  | 3LD2154-1TL53 | 1 | UN | 1 | 2 | A | D | N | N | 85365080 | 1 | 4011209403857 | 239 | G | 37.5 | 35.7 | LP21 | LP21 | SENTRON, Switch disconnector 3LD, emergency switching-off switch, 4- pole, Iu: 25 A, operating power / at AC-23 A 400 V: 9.5 kW, front-mounted, rotary operating mechanism, Red / yellow, central mounting 22.5 mm of the handle | Lista Papel 2020 SI | 0 | 0
3LD2154-1TP51 |  | 3LD2154-1TP51 | 1 | UN | 1 | 2 | A | D | N | N | 85365080 | 1 | 4011209403888 | 231 | G | 38.8 | 36.8 | LP21 | LP21 | SENTRON, Switch disconnector 3LD, main switch, 3-pole, Iu: 25 A, Operating power / at AC-23 A at 400 V: 9.5 kW, front-mounted, 1 NC, 1 NO, rotary operating mechanism, black, Central mounting 22.5 mm of the handle | Lista Papel 2020 SI | 0 | 0
3LD2154-1TP53 |  | 3LD2154-1TP53 | 1 | UN | 1 | 2 | A | D | N | N | 85365080 | 1 | 4011209403895 | 0.229 | KG | 38.8 | 36.8 | LP21 | LP21 | SENTRON, Switch disconnector 3LD, emergency switching-off switch, 3- pole, Iu: 25 A, operating power / at AC-23 A 400 V: 9.5 kW, front-mounted, 1 NC, 1 NO, rotary operating mechanism, Red / yellow, Central mounting 22.5 mm of the handle | Lista Papel 2020 SI | 0 | 0
3LD2154-2EP51 |  | 3LD2154-2EP51 | 1 | UN | 1 | 15 | C | D | N | N | 85365080 | 1 | 4011209403901 | 0.262 | KG | 45.6 | 43.3 | LP21 | LP21 | SENTRON, Switch disconnector 3LD, main switch, 4-pole, Iu: 25 A, Operating power / at AC-23 A at 400 V: 9.5 kW, front-mounted, 1 NC, 1 NO, rotary operating mechanism, black, Central mounting 22.5 mm of the handle | Lista Papel 2020 SI | 0 | 0
3LD2154-2EP53 |  | 3LD2154-2EP53 | 1 | UN | 1 | 2 | A | D | N | N | 85365080 | 1 | 4011209403918 | 260 | G | 45.6 | 43.3 | LP21 | LP21 | SENTRON, Switch disconnector 3LD, emergency switching-off switch, 4- pole, Iu: 25 A, operating power / at AC-23 A 400 V: 9.5 kW, front-mounted, 1 NC, 1 NO, rotary operating mechanism, Red / yellow, Central mounting 22.5 mm of the handle | Lista Papel 2020 SI | 0 | 0
3LD2164-0TB51 |  | 3LD2164-0TB51 | 1 | UN | 1 | 2 | A | D | N | N | 85365080 | 1 | 4011209521742 | 477 | G | 44 | 44 | LP21 | LP21 | SENTRON, Switch disconnector 3LD, main switch, 3-pole, Iu: 25 A, Operating power / at AC-23 A at 400 V: 9.5 kW, molded-plastic encapsulation for metric cable gland, rotary operating mechanism, black | - | 0 | 0
3LD2164-0TB53 |  | 3LD2164-0TB53 | 1 | UN | 1 | 2 | A | D | N | N | 85365080 | 1 | 4011209524200 | 470 | G | 44 | 44 | LP21 | LP21 | SENTRON, Switch disconnector 3LD, emergency switching-off switch, 3- pole, Iu: 25 A, operating power / at AC-23 A 400 V: 9.5 kW, Molded plastic encapsulation for metric cable gland, rotary operating mechanism, red/yellow | - | 0 | 0
3LD2164-1GP51 |  | 3LD2164-1GP51 | 1 | UN | 1 | 2 | A | D | N | N | 85365080 | 1 | 4011209524217 | 480 | G | 55 | 52.3 | LP21 | LP21 | SENTRON, Switch disconnector 3LD, main switch, 3-pole, Iu: 25 A, Operating power / at AC-23 A at 400 V: 9.5 kW, molded-plastic encapsulation for metric screw connection, 1 NC, 1 NO, rotary operating mechanism, black | Lista Papel 2020 SI | 0 | 0
3LD2164-1GP53 |  | 3LD2164-1GP53 | 1 | UN | 1 | 2 | A | D | N | N | 85365080 | 1 | 4011209524224 | 489 | G | 55 | 52.3 | LP21 | LP21 | SENTRON, Switch disconnector 3LD, emergency switching-off switch, 3- pole, Iu: 25 A, operating power / at AC-23 A 400 V: 9.5 kW, Molded plastic encapsulation for metric cable gland, 1 NC, 1 NO, rotary operating mechanism, red/yellow | Lista Papel 2020 SI | 0 | 0
3LD2164-1GS51 |  | 3LD2164-1GS51 | 1 | UN | 1 | 15 | C | D | N | N | 85365080 | 1 | 4011209569539 | 508 | G | 58.78 | 58.78 | LP21 | LP21 | SENTRON, Switch disconnector 3LD, main switch, 3-pole, Iu: 25 A, Operating power / at AC-23 A at 400 V: 9.5 kW, molded-plastic encapsulation for metric cable gland, 2 NO, rotary operating mechanism, black | - | 0 | 0
3LD2164-1GS51-0AC3 |  | 3LD2164-1GS51-0AC3 | 1 | UN | 1 | 15 | C | D | N | N | 85365080 | 1 | 4011209569522 | 534 | G | 72.07 | 72.07 | LP21 | LP21 | SENTRON, Switch disconnector 3LD, main switch, 3-pole, Iu: 25 A, Operating power / at AC-23 A at 400 V: 9.5 kW, molded-plastic encapsulation for metric cable gland, 4 NO, rotary operating mechanism, black, N terminal enclosed | - | 0 | 7
3LD2164-1TC51 |  | 3LD2164-1TC51 | 1 | UN | 1 | 2 | A | D | N | N | 85365080 | 1 | 4011209524231 | 490 | G | 65.21 | 65.21 | LP21 | LP21 | SENTRON, Switch disconnector 3LD, main switch, 4-pole, 25 A, Operating power at AC- 23 A at 400 V: 9.5 kW, molded-plastic encapsulation for metric cable gland, rotary operating mechanism, black | - | 0 | 0
3LD2164-1TC53 |  | 3LD2164-1TC53 | 1 | UN | 1 | 2 | A | D | N | N | 85365080 | 1 | 4011209524248 | 491 | G | 65.21 | 65.21 | LP21 | LP21 | SENTRON, Switch disconnector 3LD, emergency switching-off switch, 4- pole, 25 A, operating power at AC-23 A at 400 V: 9.5 kW, molded-plastic encapsulation for metric cable gland, rotary operating mechanism, red/yellow | - | 0 | 0
3LD2164-2TC53-0AC4 |  | 3LD2164-2TC53-0AC4 | 1 | UN | 1 | 15 | C | D | N | N | 85365080 | 1 | 4011209566521 | 520 | G | 65.91 | 65.91 | LP21 | LP21 | SENTRON, Switch disconnector 3LD, emergency switching-off switch, 4- pole, 25 A, operating power at AC-23 A at 400 V: 9.5 kW, molded-plastic encapsulation for metric cable gland, rotary operating mechanism, red/yellow | - | 0 | 7
3LD2164-2TD51-0AE2 |  | 3LD2164-2TD51-0AE2 | 1 | UN | 1 | 2 | A | D | N | N | 85365080 | 1 | 4011209718654 | 487 | G | 60.28 | 60.28 | LP21 | LP21 | SENTRON, Switch disconnector 3LD, main switch, 3-pole, Iu: 25 A, Operating power / at AC-23 A at 400 V: 9.5 kW, molded-plastic encapsulation for metric screw connection, 1 NC, 1 NO, rotary operating mechanism, black | - | 0 | 7
3LD2164-2TD53-0AE2 |  | 3LD2164-2TD53-0AE2 | 1 | UN | 1 | 15 | C | D | N | N | 85365080 | 1 | 4011209665477 | 0.486 | KG | 87.74 | 87.74 | LP21 | LP21 | SENTRON, Switch disconnector 3LD, emergency switching-off switch, 3- pole, Iu: 25 A, operating power / at AC-23 A 400 V: 9.5 kW, Molded plastic encapsulation for metric cable gland, 1 NC, 1 NO, rotary operating mechanism, red/yellow | - | 0 | 7
3LD2165-3VB51 |  | 3LD2165-3VB51 | 1 | UN | 1 | 2 | A | D | N | N | 85365080 | 1 | 4011209492851 | 856 | G | 75.4 | 71.6 | LP21 | LP21 | SENTRON, Switch disconnector 3LD, main switch, 6-pole, Iu: 25 A, Operating power / at AC-23 A at 400 V: 9.5 kW, molded-plastic encapsulation for metric cable gland, rotary operating mechanism, black | Lista Papel 2020 SI | 0 | 0
3LD2165-3VB53 |  | 3LD2165-3VB53 | 1 | UN | 1 | 2 | A | D | N | N | 85365080 | 1 | 4011209492868 | 857 | G | 75.4 | 71.6 | LP21 | LP21 | SENTRON, Switch disconnector 3LD, emergency switching-off switch, 6- pole, Iu: 25 A, operating power / at AC-23 A 400 V: 9.5 kW, Molded plastic encapsulation for metric cable gland, rotary operating mechanism, red/yellow | Lista Papel 2020 SI | 0 | 0
3LD2165-4VD51 |  | 3LD2165-4VD51 | 1 | UN | 1 | 2 | A | D | N | N | 85365080 | 1 | 4011209493186 | 869 | G | 86.77 | 86.77 | LP21 | LP21 | SENTRON, Switch disconnector 3LD, main switch, 6-pole, Iu: 25 A, Operating power / at AC-23 A at 400 V: 9.5 kW, molded-plastic encapsulation for metric screw connection, 1 NC, 1 NO, rotary operating mechanism, black | - | 0 | 0
3LD2165-4VD53 |  | 3LD2165-4VD53 | 1 | UN | 1 | 2 | A | D | N | N | 85365080 | 1 | 4011209493193 | 867 | G | 86.77 | 86.77 | LP21 | LP21 | SENTRON, Switch disconnector 3LD, emergency switching-off switch, 6- pole, Iu: 25 A, operating power / at AC-23 A 400 V: 9.5 kW, Molded plastic encapsulation for metric cable gland, 1 NC, 1 NO, rotary operating mechanism, red/yellow | - | 0 | 0
3LD2165-5VD51-0AE2 |  | 3LD2165-5VD51-0AE2 | 1 | UN | 1 | 2 | A | D | N | N | 85365080 | 1 | 4011209650510 | 879 | G | 98.56 | 98.56 | LP21 | LP21 | SENTRON, Switch disconnector 3LD, main switch, 6-pole, Iu: 25 A, Operating power / at AC-23 A at 400 V: 9.5 kW, molded-plastic encapsulation for metric screw connection, 1 NC, 1 NO, rotary operating mechanism, black | - | 0 | 7
3LD2165-7UB01 |  | 3LD2165-7UB01 | 1 | UN | 1 | 2 | A | D | N | N | 85365080 | 1 | 4011209492899 | 882 | G | 88.6 | 84.4 | LP21 | LP21 | SENTRON, Switch disconnector 3LD, change-over switch, 3-pole, Iu: 25 A, Operating power / at AC-23 A at 400 V: 9.5 kW, molded-plastic encapsulation for metric cable screw connection, knob-operated mechanism, black | Lista Papel 2020 SI | 0 | 0
3LD2203-0TK51 |  | 3LD2203-0TK51 | 1 | UN | 1 | 2 | A | D | N | N | 85365080 | 1 | 4011209402904 | 202 | G | 33.5 | 31.8 | LP21 | LP21 | SENTRON, Switch disconnector 3LD, main switch, 3-pole, Iu: 32 A, Operating power / at AC-23 A at 400 V: 11.5 kW, front-mounted, rotary operating mechanism, black, 4-hole mounting of the handle | Lista Papel 2020 SI | 0 | 0
3LD2203-0TK53 |  | 3LD2203-0TK53 | 1 | UN | 1 | 2 | A | D | N | N | 85365080 | 1 | 4011209402911 | 201 | G | 33.5 | 31.8 | LP21 | LP21 | SENTRON, Switch disconnector 3LD, emergency switching-off switch, 3- pole, Iu: 32 A, operating power / at AC-23 A 400 V: 11.5 kW, front-mounted, rotary operating mechanism, Red / yellow, 4-hole mounting of the handle | Lista Papel 2020 SI | 0 | 0
3LD2203-1TL51 |  | 3LD2203-1TL51 | 1 | UN | 1 | 2 | A | D | N | N | 85365080 | 1 | 4011209402942 | 236 | G | 45.4 | 43.2 | LP21 | LP21 | SENTRON, Switch disconnector 3LD, main switch, 4-pole, Iu: 32 A, Operating power / at AC-23 A at 400 V: 11.5 kW, front-mounted, rotary operating mechanism, black, 4-hole mounting of the handle | Lista Papel 2020 SI | 0 | 0
3LD2203-1TL53 |  | 3LD2203-1TL53 | 1 | UN | 1 | 2 | A | D | N | N | 85365080 | 1 | 4011209402959 | 233 | G | 45.4 | 43.2 | LP21 | LP21 | SENTRON, Switch disconnector 3LD, emergency switching-off switch, 4- pole, Iu: 32 A, operating power / at AC-23 A 400 V: 11.5 kW, front-mounted, rotary operating mechanism, Red / yellow, 4-hole mounting of the handle | Lista Papel 2020 SI | 0 | 0
3LD2203-1TP51 |  | 3LD2203-1TP51 | 1 | UN | 1 | 2 | A | D | N | N | 85365080 | 1 | 4011209639027 | 223 | G | 46.1 | 43.8 | LP21 | LP21 | SENTRON, Switch disconnector 3LD, main switch, 3-pole, Iu: 32 A, Operating power / at AC-23 A at 400 V: 11.5 kW, front-mounted, 1 NC, 1 NO, rotary operating mechanism, black, 4-hole mounting of the handle | Lista Papel 2020 SI | 0 | 0
3LD2203-1TP53 |  | 3LD2203-1TP53 | 1 | UN | 1 | 2 | A | D | N | N | 85365080 | 1 | 4011209639034 | 0.22 | KG | 46.1 | 43.8 | LP21 | LP21 | SENTRON, Switch disconnector 3LD, emergency switching-off switch, 3- pole, Iu: 32 A, operating power / at AC-23 A 400 V: 11.5 kW, front-mounted, 1 NC, 1 NO, rotary operating mechanism, Red / yellow, 4-hole mounting of the handle | Lista Papel 2020 SI | 0 | 0
3LD2203-3VK51 |  | 3LD2203-3VK51 | 1 | UN | 1 | 2 | A | D | N | N | 85365080 | 1 | 4011209491342 | 377 | G | 60.3 | 57.2 | LP21 | LP21 | SENTRON, Switch disconnector 3LD, main switch, 6-pole, Iu: 32 A, Operating power / at AC-23 A at 400 V: 11.5 kW, front-mounted, rotary operating mechanism, black, 4-hole mounting of the handle | Lista Papel 2020 SI | 0 | 0
3LD2203-3VK53 |  | 3LD2203-3VK53 | 1 | UN | 1 | 2 | A | D | N | N | 85365080 | 1 | 4011209491359 | 375 | G | 60.3 | 57.2 | LP21 | LP21 | SENTRON, Switch disconnector 3LD, emergency switching-off switch, 6- pole, Iu: 32 A, operating power / at AC-23 A 400 V: 11.5 kW, front-mounted, rotary operating mechanism, Red / yellow, 4-hole mounting of the handle | Lista Papel 2020 SI | 0 | 0
3LD2210-0TK00-0AB6 |  | 3LD2210-0TK00-0AB6 | 1 | UN | 1 | 2 | A | D | N | N | 85389099 | 1 | 4011209547896 | 0.203 | KG | 42.59 | 42.59 | LP21 | LP21 | SENTRON, Switch disconnector 3LD, breaker, 3-pole, Iu: 32 A, Operating power / at AC- 23 A at 400 V: 11.5 kW, floor mounting with door coupling, without | - | 0 | 7
3LD2213-0TK51 |  | 3LD2213-0TK51 | 1 | UN | 1 | 2 | A | D | N | N | 85365080 | 1 | 4011209403024 | 401 | G | 53.3 | 50.7 | LP21 | LP21 | SENTRON, Switch disconnector 3LD, main switch, 3-pole, Iu: 32 A, Operating power / at AC-23 A at 400 V: 11.5 kW, floor mounting with door coupling, rotary operating mechanism, black, 4-hole mounting of the handle | Lista Papel 2020 SI | 0 | 0
3LD2213-0TK53 |  | 3LD2213-0TK53 | 1 | UN | 1 | 2 | A | D | N | N | 85365080 | 1 | 4011209403031 | 404 | G | 53.3 | 50.7 | LP21 | LP21 | SENTRON, Switch disconnector 3LD, emergency switching-off switch, 3- pole, Iu: 32 A, operating power / at AC-23 A 400 V: 11.5 kW, floor mounting with door coupling, rotary operating mechanism, Red / yellow, 4-hole mounting of the handle | Lista Papel 2020 SI | 0 | 0
3LD2213-1TL51 |  | 3LD2213-1TL51 | 1 | UN | 1 | 2 | A | D | N | N | 85365080 | 1 | 4011209639041 | 443 | G | 60.7 | 57.7 | LP21 | LP21 | SENTRON, Switch disconnector 3LD, main switch, 4-pole, Iu: 32 A, Operating power / at AC-23 A at 400 V: 11.5 kW, floor mounting with door coupling, rotary operating mechanism, black, 4-hole mounting of the handle | Lista Papel 2020 SI | 0 | 0
3LD2213-1TL53 |  | 3LD2213-1TL53 | 1 | UN | 1 | 2 | A | D | N | N | 85365080 | 1 | 4011209403062 | 436 | G | 60.7 | 57.7 | LP21 | LP21 | SENTRON, Switch disconnector 3LD, emergency switching-off switch, 4- pole, Iu: 32 A, operating power / at AC-23 A 400 V: 11.5 kW, floor mounting with door coupling, rotary operating mechanism, Red / yellow, 4-hole mounting of the handle | Lista Papel 2020 SI | 0 | 0
3LD2215-0TK51 |  | 3LD2215-0TK51 | 1 | UN | 1 | 15 | C | D | N | N | 85365080 | 1 | 4011209558199 | 379 | G | 57.64 | 57.64 | LP21 | LP21 | SENTRON, Switch disconnector 3LD, main switch, 3-pole, Iu: 32 A, Operating power / at AC-23 A at 400 V: 11.5 kW, floor mounting with door coupling, rotary operating mechanism, black, 4-hole mounting of the handle, without tolerance compensation | - | 0 | 0
3LD2215-0TK53 |  | 3LD2215-0TK53 | 1 | UN | 1 | 15 | C | D | N | N | 85365080 | 1 | 4011209544680 | 384 | G | 57.64 | 57.64 | LP21 | LP21 | SENTRON, Switch disconnector 3LD, emergency switching-off switch, 3- pole, Iu: 32 A, operating power / at AC-23 A 400 V: 11.5 kW, floor mounting with door coupling, rotary operating mechanism, Red / yellow, 4-hole mounting of the handle, without tolerance compensation | - | 0 | 7
3LD2217-0TK11 |  | 3LD2217-0TK11 | 1 | UN | 1 | 5 | B | D | N | N | 85365080 | 1 | 4011209718579 | 414 | G | 60.46 | 60.46 | LP21 | LP21 | SENTRON, switch disconnector 3LD, main switch, 3-pole, Iu: 32 A, operating power / at AC-23 A at 400 V: 11.5 kW, floor mounting with door coupling, defeatable knob-operated mechanism, black, 4-hole mounting of the handle | - | 0 | 0
3LD2217-0TK13 |  | 3LD2217-0TK13 | 1 | UN | 1 | 5 | B | D | N | N | 85365080 | 1 | 4011209718586 | 414 | G | 60.46 | 60.46 | LP21 | LP21 | SENTRON, switch disconnector 3LD, EMERGENCY OFF switch, 3-pole, Iu: 32 A, Operating power / at AC-23 A at 400 V: 11.5 kW, floor mounting with door coupling, defeatable knob-operated mechanism, red/yellow, 4-hole mounting of the handle | - | 0 | 0
3LD2217-1TL11 |  | 3LD2217-1TL11 | 1 | UN | 1 | 5 | B | D | N | N | 85365080 | 1 | 4011209718630 | 447 | G | 71.63 | 71.63 | LP21 | LP21 | SENTRON, switch disconnector 3LD, main switch, 4-pole, Iu: 32 A, operating power / at AC-23 A at 400 V: 11.5 kW, floor mounting with door coupling, defeatable knob-operated mechanism, black, 4-hole mounting of the handle | - | 0 | 0
3LD2217-1TL13 |  | 3LD2217-1TL13 | 1 | UN | 1 | 5 | B | D | N | N | 85365080 | 1 | 4011209718647 | 446 | G | 71.63 | 71.63 | LP21 | LP21 | SENTRON, switch disconnector 3LD, EMERGENCY OFF switch, 4-pole, Iu: 32 A, Operating power / at AC-23 A at 400 V: 11.5 kW, floor mounting with door coupling, defeatable knob-operated mechanism, red/yellow, 4-hole mounting of the handle | - | 0 | 0
3LD2222-0TK11 |  | 3LD2222-0TK11 | 1 | UN | 1 | 2 | A | D | N | N | 85365080 | 1 | 4011209403093 | 0.176 | KG | 32.3 | 30.6 | LP21 | LP21 | SENTRON, Switch disconnector 3LD, main switch, 3-pole, Iu: 32 A, Operating power / at AC-23 A at 400 V: 11.5 kW, front-mounted, knob-operated mechanism, black, 4-hole mounting of the handle | Lista Papel 2020 SI | 0 | 0
3LD2222-0TK13 |  | 3LD2222-0TK13 | 1 | UN | 1 | 2 | A | D | N | N | 85365080 | 1 | 4011209403109 | 177 | G | 32.3 | 30.6 | LP21 | LP21 | SENTRON, Switch disconnector 3LD, emergency switching-off switch, 3- pole, Iu: 32 A, operating power / at AC-23 A 400 V: 11.5 kW, front-mounted, knob-operated mechanism, red/yellow, 4-hole mounting of the handle | Lista Papel 2020 SI | 0 | 0
3LD2223-7UK01 |  | 3LD2223-7UK01 | 1 | UN | 1 | 2 | A | D | N | N | 85365080 | 1 | 4011209492202 | 373 | G | 65.4 | 62.1 | LP21 | LP21 | SENTRON, Switch disconnector 3LD, change-over switch, 3-pole, Iu: 32 A, Operating power / at AC-23 A at 400 V: 11.5 kW, front-mounted, knob-operated mechanism, black, 4-hole mounting of the handle | Lista Papel 2020 SI | 0 | 0
3LD2223-7UL01-0AD8 |  | 3LD2223-7UL01-0AD8 | 1 | UN | 1 | 15 | C | D | N | N | 85365080 | 1 | 4011209648418 | 702 | G | 164.56 | 164.56 | LP21 | LP21 | SENTRON, Switch disconnector 3LD, change-over switch, 4-pole, Iu: 32 A, Operating power / at AC-23 A at 400 V: 11.5 kW, front-mounted, knob-operated mechanism, black, 4-hole mounting of the handle, in neutral position can be locked | - | 0 | 7
3LD2230-0TK11 |  | 3LD2230-0TK11 | 1 | UN | 1 | 2 | A | D | N | N | 85365080 | 1 | 4011209403130 | 161 | G | 31.5 | 29.9 | LP21 | LP21 | SENTRON, Switch disconnector 3LD, main switch, 3-pole, Iu: 32 A, Operating power / at AC-23 A at 400 V: 11.5 kW, installation in distribution boards, knob-operated mechanism, black, handle direct at the switch | Lista Papel 2020 SI | 0 | 0
3LD2230-0TK11-0AD7 |  | 3LD2230-0TK11-0AD7 | 1 | UN | 1 | 10 | C | D | N | N | 85365080 | 50 | 4011209648913 | 162 | G | 37.4 | 37.4 | LP21 | LP21 | SENTRON, Switch disconnector 3LD, main switch, 3-pole, Iu: 32 A, Operating power / at AC-23 A at 400 V: 11.5 kW, installation in distribution boards, knob-operated mechanism, black, handle direct at the switch | - | 0 | 9
3LD2230-0TK13 |  | 3LD2230-0TK13 | 1 | UN | 1 | 2 | A | D | N | N | 85365080 | 1 | 4011209403147 | 161 | G | 31.5 | 29.9 | LP21 | LP21 | SENTRON, Switch disconnector 3LD, emergency switching-off switch, 3- pole, Iu: 32 A, operating power / at AC-23 A 400 V: 11.5 kW, installation in distribution boards, knob-operated mechanism, Red / yellow, handle direct at the switch | Lista Papel 2020 SI | 0 | 0
3LD2230-2EQ13-0AC1 |  | 3LD2230-2EQ13-0AC1 | 1 | UN | 1 | 10 | C | D | N | N | 85365080 | 20 | 4011209672918 | 0.213 | KG | 57.29 | 57.29 | LP21 | LP21 | SENTRON, Switch disconnector 3LD, emergency switching-off switch, 4- pole, Iu: 32 A, operating power / at AC-23 A 400 V: 11.5 kW, installation in distribution boards, 1 NC, 1 NO, knob-operated mechanism, Red / yellow, handle direct at the switch | - | 0 | 7
3LD2230-8VQ11-0AF6 |  | 3LD2230-8VQ11-0AF6 | 1 | UN | 1 | 2 | A | D | N | N | 85365080 | 1 | 4011209791565 | 417 | G | 110.9 | 105.3 | LP21 | LP21 | SENTRON, Switch disconnector 3LD, DC switch, 2-pole, Iu: 32 A, operating current / at DC- 21 A at 800 V: 32 A, installation in distribution boards, knob-operated mechanism, black, handle direct at the switch | Lista Papel 2020 SI | 0 | 0
3LD2244-0TK51 |  | 3LD2244-0TK51 | 1 | UN | 1 | 2 | A | D | N | N | 85365080 | 1 | 4011209403277 | 423 | G | 57.1 | 54.2 | LP21 | LP21 | SENTRON, Switch disconnector 3LD, main switch, 3-pole, Iu: 32 A, Operating power / at AC-23 A at 400 V: 11.5 kW, floor mounting with door coupling, rotary operating mechanism, black, central mounting 22.5 mm of the handle | Lista Papel 2020 SI | 0 | 0
3LD2244-0TK53 |  | 3LD2244-0TK53 | 1 | UN | 1 | 2 | A | D | N | N | 85365080 | 1 | 4011209403284 | 428 | G | 57.1 | 54.2 | LP21 | LP21 | SENTRON, Switch disconnector 3LD, emergency switching-off switch, 3- pole, Iu: 32 A, operating power / at AC-23 A 400 V: 11.5 kW, floor mounting with door coupling, rotary operating mechanism, Red / yellow, central mounting 22.5 mm of the handle | Lista Papel 2020 SI | 0 | 0
3LD2244-1TL51 |  | 3LD2244-1TL51 | 1 | UN | 1 | 2 | A | D | N | N | 85365080 | 1 | 4011209677531 | 455 | G | 65.2 | 61.9 | LP21 | LP21 | SENTRON, Switch disconnector 3LD, main switch, 4-pole, Iu: 32 A, Operating power / at AC-23 A at 400 V: 11.5 kW, floor mounting with door coupling, rotary operating mechanism, black, central mounting 22.5 mm of the handle | Lista Papel 2020 SI | 0 | 0
3LD2244-1TL53 |  | 3LD2244-1TL53 | 1 | UN | 1 | 15 | C | D | N | N | 85365080 | 1 | 4011209403314 | 457 | G | 65.2 | 61.9 | LP21 | LP21 | SENTRON, Switch disconnector 3LD, emergency switching-off switch, 4- pole, Iu: 32 A, operating power / at AC-23 A 400 V: 11.5 kW, floor mounting with door coupling, rotary operating mechanism, Red / yellow, central mounting 22.5 mm of the handle | Lista Papel 2020 SI | 0 | 0
3LD2248-0TK51 |  | 3LD2248-0TK51 | 1 | UN | 1 | 15 | C | D | N | N | 85365080 | 1 | 4011209559110 | 0.407 | KG | 58.96 | 58.96 | LP21 | LP21 | SENTRON, Switch disconnector 3LD, main switch, 3-pole, Iu: 32 A, Operating power / at AC-23 A at 400 V: 11.5 kW, floor mounting with door coupling, rotary operating mechanism, black, central mounting 22.5 mm of the handle, without tolerance compensation | - | 0 | 7
3LD2248-0TK53 |  | 3LD2248-0TK53 | 1 | UN | 1 | 15 | C | D | N | N | 85365080 | 1 | 4011209559127 | 401 | G | 58.96 | 58.96 | LP21 | LP21 | SENTRON, Switch disconnector 3LD, emergency switching-off switch, 3- pole, Iu: 32 A, operating power / at AC-23 A 400 V: 11.5 kW, floor mounting with door coupling, rotary operating mechanism, Red / yellow, central mounting 22.5 mm of the handle, without tolerance compensation | - | 0 | 7
3LD2248-0TK53-0AD7 |  | 3LD2248-0TK53-0AD7 | 1 | UN | 1 | 2 | A | D | N | N | 85365080 | 200 | 4011209648883 | 252 | G | 38.37 | 38.37 | LP21 | LP21 | SENTRON, Switch disconnector 3LD, emergency switching-off switch, 3- pole, Iu: 32 A, operating power / at AC-23 A 400 V: 11.5 kW, floor mounting with door coupling, rotary operating mechanism, Red / yellow, central mounting 22.5 mm of the handle, without tolerance compensation | - | 0 | 9
3LD2250-0TK11 |  | 3LD2250-0TK11 | 1 | UN | 1 | 2 | A | D | N | N | 85365080 | 1 | 4011209403949 | 182 | G | 34.1 | 32.5 | LP21 | LP21 | SENTRON, Switch disconnector 3LD, main switch, 3-pole, Iu: 32 A, Operating power / at AC-23 A at 400 V: 11.5 kW, front-mounted, knob-operated mechanism, black, central mounting 22.5 mm of the handle | Lista Papel 2020 SI | 0 | 0
3LD2250-0TK13 |  | 3LD2250-0TK13 | 1 | UN | 1 | 2 | A | D | N | N | 85365080 | 1 | 4011209403956 | 183 | G | 34.1 | 32.5 | LP21 | LP21 | SENTRON, Switch disconnector 3LD, emergency switching-off switch, 3- pole, Iu: 32 A, operating power / at AC-23 A 400 V: 11.5 kW, front-mounted, knob-operated mechanism, Red / yellow, central mounting 22.5 mm of the handle | Lista Papel 2020 SI | 0 | 0
3LD2254-0TK51 |  | 3LD2254-0TK51 | 1 | UN | 1 | 2 | A | D | N | N | 85365080 | 1 | 4011209403239 | 205 | G | 35.3 | 33.5 | LP21 | LP21 | SENTRON, Switch disconnector 3LD, main switch, 3-pole, Iu: 32 A, Operating power / at AC-23 A at 400 V: 11.5 kW, front-mounted, rotary operating mechanism, black, central mounting 22.5 mm of the handle | Lista Papel 2020 SI | 0 | 0
3LD2254-0TK53 |  | 3LD2254-0TK53 | 1 | UN | 1 | 2 | A | D | N | N | 85365080 | 1 | 4011209403246 | 205 | G | 35.3 | 33.5 | LP21 | LP21 | SENTRON, Switch disconnector 3LD, emergency switching-off switch, 3- pole, Iu: 32 A, operating power / at AC-23 A 400 V: 11.5 kW, front-mounted, rotary operating mechanism, Red / yellow, central mounting 22.5 mm of the handle | Lista Papel 2020 SI | 0 | 0
3LD2254-0TK53-0AD7 |  | 3LD2254-0TK53-0AD7 | 1 | UN | 1 | 10 | C | D | N | N | 85365080 | 50 | 4011209648890 | 209 | G | 46.64 | 46.64 | LP21 | LP21 | SENTRON, Switch disconnector 3LD, emergency switching-off switch, 3- pole, Iu: 32 A, operating power / at AC-23 A 400 V: 11.5 kW, front-mounted, rotary operating mechanism, Red / yellow, central mounting 22.5 mm of the handle | - | 0 | 9
3LD2254-1TL51 |  | 3LD2254-1TL51 | 1 | UN | 1 | 2 | A | D | N | N | 85365080 | 1 | 4011209403864 | 242 | G | 43.5 | 41.3 | LP21 | LP21 | SENTRON, Switch disconnector 3LD, main switch, 4-pole, Iu: 32 A, Operating power / at AC-23 A at 400 V: 11.5 kW, front-mounted, rotary operating mechanism, black, central mounting 22.5 mm of the handle | Lista Papel 2020 SI | 0 | 0
3LD2254-1TL53 |  | 3LD2254-1TL53 | 1 | UN | 1 | 2 | A | D | N | N | 85365080 | 1 | 4011209403871 | 242 | G | 43.5 | 41.3 | LP21 | LP21 | SENTRON, Switch disconnector 3LD, emergency switching-off switch, 4- pole, Iu: 32 A, operating power / at AC-23 A 400 V: 11.5 kW, front-mounted, rotary operating mechanism, Red / yellow, central mounting 22.5 mm of the handle | Lista Papel 2020 SI | 0 | 0
3LD2264-0TB51 |  | 3LD2264-0TB51 | 1 | UN | 1 | 2 | A | D | N | N | 85365080 | 1 | 4011209524293 | 487 | G | 52.1 | 52.1 | LP21 | LP21 | SENTRON, Switch disconnector 3LD, main switch, 3-pole, Iu: 32 A, Operating power / at AC-23 A at 400 V: 11.5 kW, molded-plastic encapsulation for metric cable gland, rotary operating mechanism, black | - | 0 | 0
3LD2264-0TB53 |  | 3LD2264-0TB53 | 1 | UN | 1 | 2 | A | D | N | N | 85365080 | 1 | 4011209524309 | 470 | G | 52.1 | 52.1 | LP21 | LP21 | SENTRON, Switch disconnector 3LD, emergency switching-off switch, 3- pole, Iu: 32 A, operating power / at AC-23 A 400 V: 11.5 kW, molded-plastic encapsulation for metric cable gland, rotary operating mechanism, red/yellow | - | 0 | 0
3LD2264-1GP51 |  | 3LD2264-1GP51 | 1 | UN | 1 | 2 | A | D | N | N | 85365080 | 1 | 4011209524279 | 480 | G | 61.6 | 58.5 | LP21 | LP21 | SENTRON, Switch disconnector 3LD, main switch, 3-pole, Iu: 32 A, Operating power / at AC-23 A at 400 V: 11.5 kW, molded-plastic encapsulation for metric screw connection, 1 NC, 1 NO, rotary operating mechanism, black | Lista Papel 2020 SI | 0 | 0
3LD2264-1GP53 |  | 3LD2264-1GP53 | 1 | UN | 1 | 2 | A | D | N | N | 85365080 | 1 | 4011209524262 | 483 | G | 61.6 | 58.5 | LP21 | LP21 | SENTRON, Switch disconnector 3LD, emergency switching-off switch, 3- pole, Iu: 32 A, operating power / at AC-23 A 400 V: 11.5 kW, molded-plastic encapsulation for metric screw connection, 1 NC, 1 NO, rotary operating mechanism, red/yellow | Lista Papel 2020 SI | 0 | 0
3LD2264-1TC51 |  | 3LD2264-1TC51 | 1 | UN | 1 | 15 | C | D | N | N | 85365080 | 1 | 4011209608443 | 493 | G | 73.57 | 73.57 | LP21 | LP21 | SENTRON, Switch disconnector 3LD, main switch, 4-pole, 32 A, Operating power at AC- 23 A at 400 V: 11.5 kW, molded-plastic encapsulation for metric cable gland, rotary operating mechanism, black | - | 0 | 0
3LD2264-1TC53 |  | 3LD2264-1TC53 | 1 | UN | 1 | 2 | A | D | N | N | 85365080 | 1 | 4011209524286 | 511 | G | 73.57 | 73.57 | LP21 | LP21 | SENTRON, Switch disconnector 3LD, emergency switching-off switch, 4- pole, 32 A, operating power at AC-23 A at 400 V: 11.5 kW, molded-plastic encapsulation for metric cable gland, rotary operating mechanism, red/yellow | - | 0 | 0
3LD2264-2ES51-0AD6 |  | 3LD2264-2ES51-0AD6 | 1 | UN | 1 | 15 | C | D | N | N | 85365080 | 1 | 4011209612846 | 521 | G | 101.2 | 101.2 | LP21 | LP21 | SENTRON, Switch disconnector 3LD, main switch, 4-pole, Iu: 32 A, Operating power / at AC-23 A at 400 V: 11.5 kW, molded-plastic encapsulation for metric cable gland, 2 NO, rotary operating mechanism, black, PE terminal (green/yellow) enclosed | - | 0 | 7
3LD2264-2TD51-0AE2 |  | 3LD2264-2TD51-0AE2 | 1 | UN | 1 | 15 | C | D | N | N | 85365080 | 1 | 4011209665460 | 489 | G | 72.07 | 72.07 | LP21 | LP21 | SENTRON, Switch disconnector 3LD, main switch, 3-pole, Iu: 32 A, Operating power / at AC-23 A at 400 V: 11.5 kW, molded-plastic encapsulation for metric screw connection, 1 NC, 1 NO, rotary operating mechanism, black | - | 0 | 7
3LD2264-2TV51 |  | 3LD2264-2TV51 | 1 | UN | 1 | 10 | C | D | N | N | 85365080 | 21 | 4011209548145 | 0.42 | KG | 66.97 | 66.97 | LP21 | LP21 | SENTRON, Switch disconnector 3LD, main switch, 4-pole, Iu: 32 A, Operating power / at AC-23 A at 400 V: 11.5 kW, molded-plastic encapsulation for metric cable gland, rotary operating mechanism, black | - | 0 | 7
3LD2265-3VB51 |  | 3LD2265-3VB51 | 1 | UN | 1 | 2 | A | D | N | N | 85365080 | 1 | 4011209492905 | 855 | G | 86.9 | 82.9 | LP21 | LP21 | SENTRON, Switch disconnector 3LD, main switch, 6-pole, Iu: 32 A, Operating power / at AC-23 A at 400 V: 11.5 kW, molded-plastic encapsulation for metric cable gland, rotary operating mechanism, black | Lista Papel 2020 SI | 0 | 0
3LD2265-3VB53 |  | 3LD2265-3VB53 | 1 | UN | 1 | 2 | A | D | N | N | 85365080 | 1 | 4011209492912 | 855 | G | 86.9 | 82.9 | LP21 | LP21 | SENTRON, Switch disconnector 3LD, emergency switching-off switch, 6- pole, Iu: 32 A, operating power / at AC-23 A 400 V: 11.5 kW, molded-plastic encapsulation for metric cable gland, rotary operating mechanism, red/yellow | Lista Papel 2020 SI | 0 | 0
3LD2265-4VD51 |  | 3LD2265-4VD51 | 1 | UN | 1 | 2 | A | D | N | N | 85365080 | 1 | 4011209492943 | 866 | G | 101.2 | 101.2 | LP21 | LP21 | SENTRON, Switch disconnector 3LD, main switch, 6-pole, Iu: 32 A, Operating power / at AC-23 A at 400 V: 11.5 kW, molded-plastic encapsulation for metric screw connection, 1 NC, 1 NO, rotary operating mechanism, black | - | 0 | 0
3LD2265-4VD53 |  | 3LD2265-4VD53 | 1 | UN | 1 | 2 | A | D | N | N | 85365080 | 1 | 4011209492950 | 884 | G | 101.2 | 101.2 | LP21 | LP21 | SENTRON, Switch disconnector 3LD, emergency switching-off switch, 6- pole, Iu: 32 A, operating power / at AC-23 A 400 V: 11.5 kW, molded-plastic encapsulation for metric screw connection, 1 NC, 1 NO, rotary operating mechanism, red/yellow | - | 0 | 0
3LD2265-5VD51-0AE2 |  | 3LD2265-5VD51-0AE2 | 1 | UN | 1 | 10 | C | D | N | N | 85365080 | 10 | 4011209667495 | 0.878 | KG | 118.8 | 118.8 | LP21 | LP21 | SENTRON, Switch disconnector 3LD, main switch, 6-pole, Iu: 32 A, Operating power / at AC-23 A at 400 V: 11.5 kW, molded-plastic encapsulation for metric screw connection, 1 NC, 1 NO, rotary operating mechanism, black | - | 0 | 7
3LD2265-7UB01 |  | 3LD2265-7UB01 | 1 | UN | 1 | 2 | A | D | N | N | 85365080 | 1 | 4011209492967 | 0.892 | KG | 100.6 | 95.7 | LP21 | LP21 | SENTRON, Switch disconnector 3LD, change-over switch, 3-pole, Iu: 32 A, Operating power / at AC-23 A at 400 V: 11.5 kW, molded-plastic encapsulation for metric cable screw connection, knob-operated mechanism, black | Lista Papel 2020 SI | 0 | 0
3LD2265-7UL01-0AD8 |  | 3LD2265-7UL01-0AD8 | 1 | UN | 1 | 2 | A | D | N | N | 85365080 | 1 | 4011209675315 | 1.017 | KG | 243.76 | 243.76 | LP21 | LP21 | SENTRON, Switch disconnector 3LD, change-over switch, 4-pole, Iu: 32 A, Operating power / at AC-23 A at 400 V: 11.5 kW, molded-plastic encapsulation for metric cable screw connection, knob-operated mechanism, black | - | 0 | 7
3LD2265-7UL01-0AE5 |  | 3LD2265-7UL01-0AE5 | 1 | UN | 1 | 2 | A | D | N | N | 85365080 | 1 | 4011209675322 | 1.011 | KG | 234.96 | 234.96 | LP21 | LP21 | SENTRON, Switch disconnector 3LD, change-over switch, 4-pole, Iu: 32 A, Operating power / at AC-23 A at 400 V: 11.5 kW, molded-plastic encapsulation for metric cable screw connection, knob-operated mechanism, black | - | 0 | 7
3LD2265-8VQ51-0AF6 |  | 3LD2265-8VQ51-0AF6 | 1 | UN | 1 | 2 | A | D | N | N | 85365080 | 1 | 4011209791541 | 948 | G | 156.5 | 148.8 | LP21 | LP21 | SENTRON, Switch disconnector 3LD, DC switch, 2-pole, Iu: 32 A, operating current / at DC- 21 A at 800 V: 32 A, molded-plastic encapsulation for metric cable gland, rotary operating mechanism, black | Lista Papel 2020 SI | 0 | 0
3LD2265-8VQ53-0AF6 |  | 3LD2265-8VQ53-0AF6 | 1 | UN | 1 | 2 | A | D | N | N | 85365080 | 1 | 4011209791558 | 915 | G | 156.5 | 148.8 | LP21 | LP21 | SENTRON, Switch disconnector 3LD, DC switch, 2-pole, Iu: 32 A, operating current / at DC- 21 A at 800 V: 32 A, molded-plastic encapsulation for metric cable gland, rotary operating mechanism, red/yellow | Lista Papel 2020 SI | 0 | 0
3LD2305-0TK11 |  | 3LD2305-0TK11 | 1 | UN | 1 | 2 | A | D | N | N | 85365080 | 1 | 4011209768536 | 2.089 | KG | 285.5 | 271.4 | LP21 | LP21 | SENTRON, Switch disconnector 3LD, main switch, 3-pole, Iu: 160 A, Operating power / at AC-23 A at 400 V: 75 kW, front-mounted, knob-operated mechanism, black, 4-hole mounting of the handle | Lista Papel 2020 SI | 0 | 0
3LD2305-0TK13 |  | 3LD2305-0TK13 | 1 | UN | 1 | 2 | A | D | N | N | 85365080 | 1 | 4011209768543 | 2.105 | KG | 285.5 | 271.4 | LP21 | LP21 | SENTRON, Switch disconnector 3LD, emergency switching-off switch, 3- pole, Iu: 160 A, operating power / at AC-23 A 400 V: 75 kW, front-mounted, knob-operated mechanism, red/yellow, 4-hole mounting of the handle | Lista Papel 2020 SI | 0 | 0
3LD2305-1TL11 |  | 3LD2305-1TL11 | 1 | UN | 1 | 2 | A | D | N | N | 85365080 | 1 | 4011209768550 | 2.609 | KG | 348.3 | 331.5 | LP21 | LP21 | SENTRON, Switch disconnector 3LD, main switch, 4-pole, Iu: 160 A, Operating power / at AC-23 A at 400 V: 75 kW, front-mounted, knob-operated mechanism, black, 4-hole mounting of the handle | Lista Papel 2020 SI | 0 | 0
3LD2305-1TL13 |  | 3LD2305-1TL13 | 1 | UN | 1 | 2 | A | D | N | N | 85365080 | 1 | 4011209786950 | 2.603 | KG | 348.3 | 331.5 | LP21 | LP21 | SENTRON, Switch disconnector 3LD, emergency switching-off switch, 4- pole, Iu: 160 A, operating power / at AC-23 A 400 V: 75 kW, front-mounted, knob-operated mechanism, red/yellow, 4-hole mounting of the handle | Lista Papel 2020 SI | 0 | 0
3LD2305-3VK11 |  | 3LD2305-3VK11 | 1 | UN | 1 | 2 | A | D | N | N | 85365080 | 1 | 4011209768574 | 3.972 | KG | 649.44 | 649.44 | LP21 | LP21 | SENTRON, Switch disconnector 3LD, main switch, 6-pole, Iu: 160 A, Operating power / at AC-23 A at 400 V: 75 kW, front-mounted, knob-operated mechanism, black, 4-hole mounting of the handle | - | 0 | 0
3LD2305-3VK13 |  | 3LD2305-3VK13 | 1 | UN | 1 | 2 | A | D | N | N | 85365080 | 1 | 4011209768581 | 3.974 | KG | 649.44 | 649.44 | LP21 | LP21 | SENTRON, Switch disconnector 3LD, emergency switching-off switch, 6- pole, Iu: 160 A, operating power / at AC-23 A 400 V: 75 kW, front-mounted, knob-operated mechanism, red/yellow, 4-hole mounting of the handle | - | 0 | 0
3LD2305-7UK01 |  | 3LD2305-7UK01 | 1 | UN | 1 | 2 | A | D | N | N | 85365080 | 1 | 4011209768598 | 4.507 | KG | 851.84 | 851.84 | LP21 | LP21 | SENTRON, Switch disconnector 3LD, change-over switch, 3-pole, Iu: 160 A, Operating power / at AC-23 A at 400 V: 75 kW, front-mounted, knob-operated mechanism, black, 4-hole mounting of the handle | - | 0 | 0
3LD2305-7UL01 |  | 3LD2305-7UL01 | 1 | UN | 1 | 2 | A | D | N | N | 85365080 | 1 | 4011209768604 | 5.786 | KG | 985.6 | 985.6 | LP21 | LP21 | SENTRON, Switch disconnector 3LD, change-over switch, 4-pole, Iu: 160 A, Operating power / at AC-23 A at 400 V: 75 kW, front-mounted, knob-operated mechanism, black, 4-hole mounting of the handle | - | 0 | 0
3LD2318-0TK11 |  | 3LD2318-0TK11 | 1 | UN | 1 | 2 | A | D | N | N | 85365080 | 1 | 4011209768611 | 2.67 | KG | 314.8 | 299.3 | LP21 | LP21 | SENTRON, Switch disconnector 3LD, main switch, 3-pole, Iu: 160 A, Operating power / at AC-23 A at 400 V: 75 kW, floor mounting with door coupling, knob-operated mechanism, black, 4-hole mounting of the handle | Lista Papel 2020 SI | 0 | 0
3LD2318-0TK13 |  | 3LD2318-0TK13 | 1 | UN | 1 | 2 | A | D | N | N | 85365080 | 1 | 4011209768628 | 2.746 | KG | 314.8 | 299.3 | LP21 | LP21 | SENTRON, Switch disconnector 3LD, emergency switching-off switch, 3- pole, Iu: 160 A, operating power / at AC-23 A 400 V: 75 kW, floor mounting with door coupling, knob-operated mechanism, red/yellow, 4-hole mounting of the handle | Lista Papel 2020 SI | 0 | 0
3LD2318-1TL11 |  | 3LD2318-1TL11 | 1 | UN | 1 | 2 | A | D | N | N | 85365080 | 1 | 4011209768635 | 3.239 | KG | 390.4 | 370.6 | LP21 | LP21 | SENTRON, Switch disconnector 3LD, main switch, 4-pole, Iu: 160 A, Operating power / at AC-23 A at 400 V: 75 kW, floor mounting with door coupling, knob-operated mechanism, black, 4-hole mounting of the handle | Lista Papel 2020 SI | 0 | 0
3LD2318-1TL13 |  | 3LD2318-1TL13 | 1 | UN | 1 | 2 | A | D | N | N | 85365080 | 1 | 4011209768642 | 3.265 | KG | 390.4 | 370.6 | LP21 | LP21 | SENTRON, Switch disconnector 3LD, emergency switching-off switch, 4- pole, Iu: 160 A, operating power / at AC-23 A 400 V: 75 kW, floor mounting with door coupling, knob-operated mechanism, red/yellow, 4-hole mounting of the handle | Lista Papel 2020 SI | 0 | 0
3LD2318-3VK11 |  | 3LD2318-3VK11 | 1 | UN | 1 | 2 | A | D | N | N | 85365080 | 1 | 4011209768659 | 4.568 | KG | 687.28 | 687.28 | LP21 | LP21 | SENTRON, Switch disconnector 3LD, main switch, 6-pole, Iu: 160 A, Operating power / at AC-23 A at 400 V: 75 kW, floor mounting with door coupling, knob-operated mechanism, black, 4-hole mounting of the handle | - | 0 | 0
3LD2318-3VK13 |  | 3LD2318-3VK13 | 1 | UN | 1 | 2 | A | D | N | N | 85365080 | 1 | 4011209768666 | 4.664 | KG | 687.28 | 687.28 | LP21 | LP21 | SENTRON, Switch disconnector 3LD, emergency switching-off switch, 6- pole, Iu: 160 A, operating power / at AC-23 A 400 V: 75 kW, floor mounting with door coupling, knob-operated mechanism, red/yellow, 4-hole mounting of the handle | - | 0 | 0
3LD2318-7UK01 |  | 3LD2318-7UK01 | 1 | UN | 1 | 2 | A | D | N | N | 85365080 | 1 | 4011209768673 | 5.156 | KG | 888.8 | 888.8 | LP21 | LP21 | SENTRON, Switch disconnector 3LD, change-over switch, 3-pole, Iu: 160 A, Operating power / at AC-23 A at 400 V: 75 kW, floor mounting with door coupling, knob-operated mechanism, black, 4-hole mounting of the handle | - | 0 | 0
3LD2318-7UL01 |  | 3LD2318-7UL01 | 1 | UN | 1 | 2 | A | D | N | N | 85365080 | 1 | 4011209768680 | 6.543 | KG | 1003.2 | 1003.2 | LP21 | LP21 | SENTRON, switch disconnector 3LD, change-over switch, 4-pole, Iu: 160 A, operating performance / at AC-23 A at 400 V: 75 kW, floor mounting with door coupling, knob-operated mechanism, black, 4-hole mounting of the handle | - | 0 | 0
3LD2330-0TK11 |  | 3LD2330-0TK11 | 1 | UN | 1 | 2 | A | D | N | N | 85365080 | 1 | 4011209786967 | 2.055 | KG | 286.88 | 286.88 | LP21 | LP21 | SENTRON, switch disconnector 3LD, main switch, 3-pole, Iu: 160 A, operating performance / at AC-23 A at 400 V: 75 kW, installation in distribution boards, knob-operated mechanism, black, handle direct at the switch | - | 0 | 0
3LD2330-0TK13 |  | 3LD2330-0TK13 | 1 | UN | 1 | 2 | A | D | N | N | 85365080 | 1 | 4011209786974 | 2.048 | KG | 286.88 | 286.88 | LP21 | LP21 | SENTRON, switch disconnector 3LD, emergency switching-off switch, 3- pole, Iu: 160 A, operating performance / at AC-23 A at 400 V: 75 kW, installation in distribution boards, knob-operated mechanism, red/yellow, handle direct at the switch | - | 0 | 0
3LD2405-0TK11 |  | 3LD2405-0TK11 | 1 | UN | 1 | 2 | A | D | N | N | 85365080 | 1 | 4011209768697 | 2.097 | KG | 345.7 | 328.9 | LP21 | LP21 | SENTRON, Switch disconnector 3LD, main switch, 3-pole, Iu=250 A, Operating power / at AC-23 A at 400 V: 132 kW, front-mounted, knob-operated mechanism, black, 4-hole mounting of the handle | Lista Papel 2020 SI | 0 | 0
3LD2405-0TK13 |  | 3LD2405-0TK13 | 1 | UN | 1 | 2 | A | D | N | N | 85365080 | 1 | 4011209768703 | 2.093 | KG | 345.7 | 328.9 | LP21 | LP21 | SENTRON, Switch disconnector 3LD, emergency switching-off switch, 3- pole, Iu=250 A, operating power / at AC-23 A 400 V: 132 kW, front-mounted, knob-operated mechanism, red/yellow, 4-hole mounting of the handle | Lista Papel 2020 SI | 0 | 0
3LD2405-1TL11 |  | 3LD2405-1TL11 | 1 | UN | 1 | 2 | A | D | N | N | 85365080 | 1 | 4011209768710 | 2.611 | KG | 416.2 | 395 | LP21 | LP21 | SENTRON, Switch disconnector 3LD, main switch, 4-pole, Iu=250 A, Operating power / at AC-23 A at 400 V: 132 kW, front-mounted, knob-operated mechanism, black, 4-hole mounting of the handle | Lista Papel 2020 SI | 0 | 0
3LD2405-1TL13 |  | 3LD2405-1TL13 | 1 | UN | 1 | 2 | A | D | N | N | 85365080 | 1 | 4011209768727 | 2.605 | KG | 416.2 | 395 | LP21 | LP21 | SENTRON, Switch disconnector 3LD, emergency switching-off switch, 4- pole, Iu=250 A, operating power / at AC-23 A 400 V: 132 kW, front-mounted, knob-operated mechanism, red/yellow, 4-hole mounting of the handle | Lista Papel 2020 SI | 0 | 0
3LD2405-3VK11 |  | 3LD2405-3VK11 | 1 | UN | 1 | 2 | A | D | N | N | 85365080 | 1 | 4011209768734 | 3.925 | KG | 778.8 | 778.8 | LP21 | LP21 | SENTRON, Switch disconnector 3LD, main switch, 6-pole, Iu=250 A, Operating power / at AC-23 A at 400 V: 132 kW, front-mounted, knob-operated mechanism, black, 4-hole mounting of the handle | - | 0 | 0
3LD2405-3VK13 |  | 3LD2405-3VK13 | 1 | UN | 1 | 2 | A | D | N | N | 85365080 | 1 | 4011209768741 | 3.966 | KG | 778.8 | 778.8 | LP21 | LP21 | SENTRON, Switch disconnector 3LD, emergency switching-off switch, 6- pole, Iu=250 A, operating power / at AC-23 A 400 V: 132 kW, front-mounted, knob-operated mechanism, red/yellow, 4-hole mounting of the handle | - | 0 | 0
3LD2405-7UK01 |  | 3LD2405-7UK01 | 1 | UN | 1 | 2 | A | D | N | N | 85365080 | 1 | 4011209768758 | 4.512 | KG | 1020.8 | 1020.8 | LP21 | LP21 | SENTRON, Switch disconnector 3LD, change-over switch, 3-pole, Iu = 250 A, Operating power / at AC-23 A at 400 V: 132 kW, front-mounted, knob-operated mechanism, black, 4-hole mounting of the handle | - | 0 | 0
3LD2405-7UL01 |  | 3LD2405-7UL01 | 1 | UN | 1 | 2 | A | D | N | N | 85365080 | 1 | 4011209768765 | 5.865 | KG | 1152.8 | 1152.8 | LP21 | LP21 | SENTRON, Switch disconnector 3LD, change-over switch, 4-pole, Iu = 250 A, Operating power / at AC-23 A at 400 V: 132 kW, front-mounted, knob-operated mechanism, black, 4-hole mounting of the handle | - | 0 | 0
3LD2418-0TK11 |  | 3LD2418-0TK11 | 1 | UN | 1 | 2 | A | D | N | N | 85365080 | 1 | 4011209768772 | 2.7 | KG | 381 | 361.9 | LP21 | LP21 | SENTRON, Switch disconnector 3LD, main switch, 3-pole, Iu=250 A, Operating power / at AC-23 A at 400 V: 132 kW, floor mounting with door coupling, knob-operated mechanism, black, 4-hole mounting of the handle | Lista Papel 2020 SI | 0 | 0
3LD2418-0TK13 |  | 3LD2418-0TK13 | 1 | UN | 1 | 2 | A | D | N | N | 85365080 | 1 | 4011209768789 | 2.769 | KG | 381 | 361.9 | LP21 | LP21 | SENTRON, Switch disconnector 3LD, emergency switching-off switch, 3- pole, Iu=250 A, operating power / at AC-23 A 400 V: 132 kW, floor mounting with door coupling, knob-operated mechanism, red/yellow, 4-hole mounting of the handle | Lista Papel 2020 SI | 0 | 0
3LD2418-1TL11 |  | 3LD2418-1TL11 | 1 | UN | 1 | 2 | A | D | N | N | 85365080 | 1 | 4011209768796 | 3.264 | KG | 463.5 | 440.2 | LP21 | LP21 | SENTRON, Switch disconnector 3LD, main switch, 4-pole, Iu=250 A, Operating power / at AC-23 A at 400 V: 132 kW, floor mounting with door coupling, knob-operated mechanism, black, 4-hole mounting of the handle | Lista Papel 2020 SI | 0 | 0
3LD2418-1TL13 |  | 3LD2418-1TL13 | 1 | UN | 1 | 2 | A | D | N | N | 85365080 | 1 | 4011209768802 | 3.351 | KG | 463.5 | 440.2 | LP21 | LP21 | SENTRON, Switch disconnector 3LD, emergency switching-off switch, 4- pole, Iu=250 A, operating power / at AC-23 A 400 V: 132 kW, floor mounting with door coupling, knob-operated mechanism, red/yellow, 4-hole mounting of the handle | Lista Papel 2020 SI | 0 | 0
3LD2418-3VK11 |  | 3LD2418-3VK11 | 1 | UN | 1 | 2 | A | D | N | N | 85365080 | 1 | 4011209768819 | 4.53 | KG | 822.8 | 822.8 | LP21 | LP21 | SENTRON, Switch disconnector 3LD, main switch, 6-pole, Iu=250 A, Operating power / at AC-23 A at 400 V: 132 kW, floor mounting with door coupling, knob-operated mechanism, black, 4-hole mounting of the handle | - | 0 | 0
3LD2418-3VK13 |  | 3LD2418-3VK13 | 1 | UN | 1 | 2 | A | D | N | N | 85365080 | 1 | 4011209768826 | 4.557 | KG | 822.8 | 822.8 | LP21 | LP21 | SENTRON, Switch disconnector 3LD, emergency switching-off switch, 6- pole, Iu=250 A, operating power / at AC-23 A 400 V: 132 kW, floor mounting with door coupling, knob-operated mechanism, red/yellow, 4-hole mounting of the handle | - | 0 | 0
3LD2418-7UK01 |  | 3LD2418-7UK01 | 1 | UN | 1 | 2 | A | D | N | N | 85365080 | 1 | 4011209768833 | 5.191 | KG | 1064.8 | 1064.8 | LP21 | LP21 | SENTRON, Switch disconnector 3LD, change-over switch, 3-pole, Iu = 250 A, Operating power / at AC-23 A at 400 V: 132 kW, floor mounting with door coupling, knob-operated mechanism, black, 4-hole mounting of the handle | - | 0 | 0
3LD2418-7UL01 |  | 3LD2418-7UL01 | 1 | UN | 1 | 2 | A | D | N | N | 85365080 | 1 | 4011209768840 | 6.533 | KG | 1161.6 | 1161.6 | LP21 | LP21 | SENTRON, Switch disconnector 3LD, change-over switch, 4-pole, Iu = 250 A, Operating power / at AC-23 A at 400 V: 132 kW, floor mounting with door coupling, knob-operated mechanism, black, 4-hole mounting of the handle | - | 0 | 0
3LD2430-0TK11 |  | 3LD2430-0TK11 | 1 | UN | 1 | 2 | A | D | N | N | 85365080 | 1 | 4011209786981 | 2.03 | KG | 351.12 | 351.12 | LP21 | LP21 | SENTRON, Switch disconnector 3LD, main switch, 3-pole, Iu=250 A, Operating power / at AC-23 A at 400 V: 132 kW, installation in distribution boards, knob-operated mechanism, black, handle direct at the switch | - | 0 | 0
3LD2430-0TK13 |  | 3LD2430-0TK13 | 1 | UN | 1 | 2 | A | D | N | N | 85365080 | 1 | 4011209786998 | 2.047 | KG | 351.12 | 351.12 | LP21 | LP21 | SENTRON, Switch disconnector 3LD, emergency switching-off switch, 3- pole, Iu=250 A, operating power / at AC-23 A 400 V: 132 kW, installation in distribution boards, knob-operated mechanism, Red / yellow, handle direct at the switch | - | 0 | 0
3LD2504-0TK51 |  | 3LD2504-0TK51 | 1 | UN | 1 | 2 | A | D | N | N | 85365080 | 1 | 4011209403321 | 412 | G | 57.5 | 54.6 | LP21 | LP21 | SENTRON, Switch disconnector 3LD, main switch, 3-pole, Iu: 63 A, Operating power / at AC-23 A at 400 V: 22 kW, front-mounted, rotary operating mechanism, black, 4-hole mounting of the handle | Lista Papel 2020 SI | 0 | 0
3LD2504-0TK53 |  | 3LD2504-0TK53 | 1 | UN | 1 | 2 | A | D | N | N | 85365080 | 1 | 4011209403338 | 415 | G | 57.5 | 54.6 | LP21 | LP21 | SENTRON, Switch disconnector 3LD, emergency switching-off switch, 3- pole, Iu: 63 A, operating power / at AC-23 A 400 V: 22 kW, front-mounted, rotary operating mechanism, Red / yellow, 4-hole mounting of the handle | Lista Papel 2020 SI | 0 | 0
3LD2504-0TK53-0AD7 |  | 3LD2504-0TK53-0AD7 | 1 | UN | 1 | 10 | C | D | N | N | 85365080 | 50 | 4011209648906 | 421 | G | 74.71 | 74.71 | LP21 | LP21 | SENTRON, Switch disconnector 3LD, emergency switching-off switch, 3- pole, Iu: 63 A, operating power / at AC-23 A 400 V: 22 kW, front-mounted, rotary operating mechanism, Red / yellow, 4-hole mounting of the handle | - | 0 | 9
3LD2504-1TD51 |  | 3LD2504-1TD51 | 1 | UN | 1 | 5 | B | D | N | N | 85365080 | 1 | 4001869521596 | 565 | G | 99.44 | 99.44 | LP21 | LP21 | SENTRON, Switch disconnector 3LD, main switch, 4-pole, Iu: 63 A, Operating power / at AC-23 A at 400 V: 22 kW, front-mounted, 1 NC, 1 NO, rotary operating mechanism, black, 4-hole mounting of the handle | - | 0 | 0
3LD2504-1TL51 |  | 3LD2504-1TL51 | 1 | UN | 1 | 2 | A | D | N | N | 85365080 | 1 | 4011209639065 | 485 | G | 75.4 | 71.6 | LP21 | LP21 | SENTRON, Switch disconnector 3LD, main switch, 4-pole, Iu: 63 A, Operating power / at AC-23 A at 400 V: 22 kW, front-mounted, rotary operating mechanism, black, 4-hole mounting of the handle | Lista Papel 2020 SI | 0 | 0
3LD2504-1TL53 |  | 3LD2504-1TL53 | 1 | UN | 1 | 2 | A | D | N | N | 85365080 | 1 | 4011209639072 | 483 | G | 75.4 | 71.6 | LP21 | LP21 | SENTRON, Switch disconnector 3LD, emergency switching-off switch, 4- pole, Iu: 63 A, operating power / at AC-23 A 400 V: 22 kW, front-mounted, rotary operating mechanism, Red / yellow, 4-hole mounting of the handle | Lista Papel 2020 SI | 0 | 0
3LD2504-1TP51 |  | 3LD2504-1TP51 | 1 | UN | 1 | 2 | A | D | N | N | 85365080 | 1 | 4011209639096 | 431 | G | 70.2 | 66.6 | LP21 | LP21 | SENTRON, Switch disconnector 3LD, main switch, 3-pole, Iu: 63 A, Operating power / at AC-23 A at 400 V: 22 kW, front-mounted, 1 NC, 1 NO, rotary operating mechanism, black, 4-hole mounting of the handle | Lista Papel 2020 SI | 0 | 0
3LD2504-1TP53 |  | 3LD2504-1TP53 | 1 | UN | 1 | 2 | A | D | N | N | 85365080 | 1 | 4011209639089 | 430 | G | 70.2 | 66.6 | LP21 | LP21 | SENTRON, Switch disconnector 3LD, emergency switching-off switch, 3- pole, Iu: 63 A, operating power / at AC-23 A 400 V: 22 kW, front-mounted, 1 NC, 1 NO, rotary operating mechanism, Red / yellow, 4-hole mounting of the handle | Lista Papel 2020 SI | 0 | 0
3LD2504-3VK51 |  | 3LD2504-3VK51 | 1 | UN | 1 | 2 | A | D | N | N | 85365080 | 1 | 4011209491427 | 744 | G | 89.4 | 84.8 | LP21 | LP21 | SENTRON, Switch disconnector 3LD, main switch, 6-pole, Iu: 63 A, Operating power / at AC-23 A at 400 V: 22 kW, front-mounted, rotary operating mechanism, black, 4-hole mounting of the handle | Lista Papel 2020 SI | 0 | 0
3LD2504-3VK53 |  | 3LD2504-3VK53 | 1 | UN | 1 | 2 | A | D | N | N | 85365080 | 1 | 4011209491434 | 740 | G | 89.4 | 84.8 | LP21 | LP21 | SENTRON, Switch disconnector 3LD, emergency switching-off switch, 6- pole, Iu: 63 A, operating power / at AC-23 A 400 V: 22 kW, front-mounted, rotary operating mechanism, Red / yellow, 4-hole mounting of the handle | Lista Papel 2020 SI | 0 | 0
3LD2513-0TK53 |  | 3LD2513-0TK53 | 1 | UN | 1 | 2 | A | D | N | N | 85365080 | 1 | 4011209521520 | 574 | G | 65.47 | 65.47 | LP21 | LP21 | SENTRON, Switch disconnector 3LD, emergency switching-off switch, 3- pole, Iu: 63 A, operating power / at AC-23 A 400 V: 22 kW, floor mounting with door coupling, rotary operating mechanism, Red / yellow, 4-hole mounting of the handle | - | 0 | 0
3LD2514-0TK51 |  | 3LD2514-0TK51 | 1 | UN | 1 | 2 | A | D | N | N | 85365080 | 1 | 4011209403369 | 637 | G | 64 | 60.8 | LP21 | LP21 | SENTRON, Switch disconnector 3LD, main switch, 3-pole, Iu: 63 A, Operating power / at AC-23 A at 400 V: 22 kW, floor mounting with door coupling, rotary operating mechanism, black, 4-hole mounting of the handle | Lista Papel 2020 SI | 0 | 0
3LD2514-0TK53 |  | 3LD2514-0TK53 | 1 | UN | 1 | 2 | A | D | N | N | 85365080 | 1 | 4011209403376 | 638 | G | 64 | 60.8 | LP21 | LP21 | SENTRON, Switch disconnector 3LD, emergency switching-off switch, 3- pole, Iu: 63 A, operating power / at AC-23 A 400 V: 22 kW, floor mounting with door coupling, rotary operating mechanism, Red / yellow, 4-hole mounting of the handle | Lista Papel 2020 SI | 0 | 0
3LD2514-1TL51 |  | 3LD2514-1TL51 | 1 | UN | 1 | 2 | A | D | N | N | 85365080 | 1 | 4011209639416 | 712 | G | 77.1 | 73.3 | LP21 | LP21 | SENTRON, Switch disconnector 3LD, main switch, 4-pole, Iu: 63 A, Operating power / at AC-23 A at 400 V: 22 kW, floor mounting with door coupling, rotary operating mechanism, black, 4-hole mounting of the handle | Lista Papel 2020 SI | 0 | 0
3LD2514-1TL53 |  | 3LD2514-1TL53 | 1 | UN | 1 | 2 | A | D | N | N | 85365080 | 1 | 4011209403406 | 707 | G | 77.1 | 73.3 | LP21 | LP21 | SENTRON, Switch disconnector 3LD, emergency switching-off switch, 4- pole, Iu: 63 A, operating power / at AC-23 A 400 V: 22 kW, floor mounting with door coupling, rotary operating mechanism, Red / yellow, 4-hole mounting of the handle | Lista Papel 2020 SI | 0 | 0
3LD2515-0TK51 |  | 3LD2515-0TK51 | 1 | UN | 1 | 15 | C | D | N | N | 85365080 | 1 | 4011209628205 | 514 | G | 66.79 | 66.79 | LP21 | LP21 | SENTRON, Switch disconnector 3LD, main switch, 3-pole, Iu: 63 A, Operating power / at AC-23 A at 400 V: 22 kW, floor mounting with door coupling, rotary operating mechanism, black, 4-hole mounting of the handle, without tolerance compensation | - | 0 | 7
3LD2515-0TK53 |  | 3LD2515-0TK53 | 1 | UN | 1 | 15 | C | D | N | N | 85365080 | 1 | 4011209544314 | 546 | G | 65.82 | 65.82 | LP21 | LP21 | SENTRON, Switch disconnector 3LD, emergency switching-off switch, 3- pole, Iu: 63 A, operating power / at AC-23 A 400 V: 22 kW, floor mounting with door coupling, rotary operating mechanism, Red / yellow, 4-hole mounting of the handle, without tolerance compensation | - | 0 | 7
3LD2517-0TK11 |  | 3LD2517-0TK11 | 1 | UN | 1 | 5 | B | D | N | N | 85365080 | 1 | 4011209718616 | 571 | G | 87.3 | 87.3 | LP21 | LP21 | SENTRON, switch disconnector 3LD, main switch, 3-pole, Iu: 63 A, operating power / at AC-23 A at 400 V: 22 kW, floor mounting with door coupling, defeatable knob-operated mechanism, black, 4-hole mounting of the handle | - | 0 | 0
3LD2517-0TK13 |  | 3LD2517-0TK13 | 1 | UN | 1 | 5 | B | D | N | N | 85365080 | 1 | 4011209718623 | 572 | G | 87.3 | 87.3 | LP21 | LP21 | SENTRON, switch disconnector 3LD, EMERGENCY OFF switch, 3-pole, Iu: 63 A, Operating power / at AC-23 A at 400 V: 22 kW, floor mounting with door coupling, defeatable knob-operated mechanism, red/yellow, 4-hole mounting of the handle | - | 0 | 0
3LD2517-1TL11 |  | 3LD2517-1TL11 | 1 | UN | 1 | 15 | C | D | N | N | 85365080 | 1 | 4011209718777 | 644 | G | 104.72 | 104.72 | LP21 | LP21 | SENTRON, switch disconnector 3LD, main switch, 4-pole, Iu: 63 A, operating power / at AC-23 A at 400 V: 22 kW, floor mounting with door coupling, defeatable knob-operated mechanism, black, 4-hole mounting of the handle | - | 0 | 0
3LD2517-1TL13 |  | 3LD2517-1TL13 | 1 | UN | 1 | 5 | B | D | N | N | 85365080 | 1 | 4011209718678 | 639 | G | 104.72 | 104.72 | LP21 | LP21 | SENTRON, switch disconnector 3LD, EMERGENCY OFF switch, 4-pole, Iu: 63 A, Operating power / at AC-23 A at 400 V: 22 kW, floor mounting with door coupling, defeatable knob-operated mechanism, red/yellow, 4-hole mounting of the handle | - | 0 | 0
3LD2524-7UK01 |  | 3LD2524-7UK01 | 1 | UN | 1 | 2 | A | D | N | N | 85365080 | 1 | 4011209492219 | 729 | G | 108.4 | 102.7 | LP21 | LP21 | SENTRON, Switch disconnector 3LD, change-over switch, 3-pole, Iu: 63 A, Operating power / at AC-23 A at 400 V: 22 kW, front-mounted, knob-operated mechanism, black, 4-hole mounting of the handle | Lista Papel 2020 SI | 0 | 0
3LD2524-7UL01-0AD8 |  | 3LD2524-7UL01-0AD8 | 1 | UN | 1 | 15 | C | D | N | N | 85365080 | 1 | 4011209718500 | 1.083 | KG | 242 | 242 | LP21 | LP21 | SENTRON, Switch disconnector 3LD, change-over switch, 4-pole, Iu: 63 A, Operating power / at AC-23 A at 400 V: 22 kW, front-mounted, knob-operated mechanism, black, 4-hole mounting of the handle | - | 0 | 7
3LD2530-0TK11 |  | 3LD2530-0TK11 | 1 | UN | 1 | 2 | A | D | N | N | 85365080 | 1 | 4011209403444 | 299 | G | 48.6 | 46.1 | LP21 | LP21 | SENTRON, Switch disconnector 3LD, main switch, 3-pole, Iu: 63 A, Operating power / at AC-23 A at 400 V: 22 kW, installation in distribution boards, knob-operated mechanism, black, handle direct at the switch | Lista Papel 2020 SI | 0 | 0
3LD2530-0TK13 |  | 3LD2530-0TK13 | 1 | UN | 1 | 2 | A | D | N | N | 85365080 | 1 | 4011209403451 | 298 | G | 48.6 | 46.1 | LP21 | LP21 | SENTRON, Switch disconnector 3LD, emergency switching-off switch, 3- pole, Iu: 63 A, operating power / at AC-23 A 400 V: 22 kW, installation in distribution boards, knob-operated mechanism, Red / yellow, handle direct at the switch | Lista Papel 2020 SI | 0 | 0
3LD2545-0TK51 |  | 3LD2545-0TK51 | 1 | UN | 1 | 2 | A | D | N | N | 85365080 | 1 | 4011209403413 | 678 | G | 76.5 | 72.7 | LP21 | LP21 | SENTRON, Switch disconnector 3LD, main switch, 3-pole, Iu: 63 A, Operating power / at AC-23 A at 400 V: 22 kW, floor mounting with door coupling, rotary operating mechanism, black, central mounting 22.5 mm of the handle | Lista Papel 2020 SI | 0 | 0
3LD2545-0TK53 |  | 3LD2545-0TK53 | 1 | UN | 1 | 2 | A | D | N | N | 85365080 | 1 | 4011209403420 | 679 | G | 76.5 | 72.7 | LP21 | LP21 | SENTRON, Switch disconnector 3LD, emergency switching-off switch, 3- pole, Iu: 63 A, operating power / at AC-23 A 400 V: 22 kW, floor mounting with door coupling, rotary operating mechanism, Red / yellow, central mounting 22.5 mm of the handle | Lista Papel 2020 SI | 0 | 0
3LD2545-1TL53 |  | 3LD2545-1TL53 | 1 | UN | 1 | 2 | A | D | N | N | 85365080 | 1 | 4011209403437 | 769 | G | 90.64 | 90.64 | LP21 | LP21 | SENTRON, Switch disconnector 3LD, emergency switching-off switch, 4- pole, Iu: 63 A, operating power / at AC-23 A 400 V: 22 kW, floor mounting with door coupling, rotary operating mechanism, Red / yellow, central mounting 22.5 mm of the handle | - | 0 | 0
3LD2548-0TK53 |  | 3LD2548-0TK53 | 1 | UN | 1 | 15 | C | D | N | N | 85365080 | 1 | 4011209557246 | 0.561 | KG | 80.34 | 80.34 | LP21 | LP21 | SENTRON, Switch disconnector 3LD, emergency switching-off switch, 3- pole, Iu: 63 A, operating power / at AC-23 A 400 V: 22 kW, floor mounting with door coupling, rotary operating mechanism, Red / yellow, central mounting 22.5 mm of the handle, without tolerance compensation | - | 0 | 7
3LD2548-0TK53-0AB3 |  | 3LD2548-0TK53-0AB3 | 1 | UN | 1 | 2 | A | D | N | N | 85365080 | 1 | 4011209545380 | 428 | G | 80.34 | 80.34 | LP21 | LP21 | SENTRON, Switch disconnector 3LD, emergency switching-off switch, 3- pole, Iu: 63 A, operating power / at AC-23 A 400 V: 22 kW, floor mounting with door coupling, rotary operating mechanism, Red / yellow, central mounting 22.5 mm of the handle, without tolerance compensation | - | 0 | 7
3LD2555-0TK51 |  | 3LD2555-0TK51 | 1 | UN | 1 | 2 | A | D | N | N | 85365080 | 1 | 4011209403345 | 422 | G | 57.5 | 54.6 | LP21 | LP21 | SENTRON, Switch disconnector 3LD, main switch, 3-pole, Iu: 63 A, Operating power / at AC-23 A at 400 V: 22 kW, front-mounted, rotary operating mechanism, black, central mounting 22.5 mm of the handle | Lista Papel 2020 SI | 0 | 0
3LD2555-0TK53 |  | 3LD2555-0TK53 | 1 | UN | 1 | 2 | A | D | N | N | 85365080 | 1 | 4011209403352 | 422 | G | 57.5 | 54.6 | LP21 | LP21 | SENTRON, Switch disconnector 3LD, emergency switching-off switch, 3- pole, Iu: 63 A, operating power / at AC-23 A 400 V: 22 kW, front-mounted, rotary operating mechanism, Red / yellow, central mounting 22.5 mm of the handle | Lista Papel 2020 SI | 0 | 0
3LD2555-1TP00-0AE8 |  | 3LD2555-1TP00-0AE8 | 1 | UN | 1 | 10 | C | D | N | N | 85365080 | 10 | 4011209684515 | 300 | G | 71.54 | 71.54 | LP21 | LP21 | SENTRON, Switch disconnector 3LD, breaker, 3-pole, Iu: 63 A, Operating power / at AC- 23 A at 400 V: 22 kW, front-mounted, 1 NC, 1 NO, without, Central mounting 22.5 mm of the handle | - | 0 | 0
3LD2565-0TB51 |  | 3LD2565-0TB51 | 1 | UN | 1 | 2 | A | D | N | N | 85365080 | 1 | 4011209524316 | 894 | G | 86.59 | 86.59 | LP21 | LP21 | SENTRON, Switch disconnector 3LD, main switch, 3-pole, Iu: 63 A, Operating power / at AC-23 A at 400 V: 22 kW, molded-plastic encapsulation for metric cable gland, rotary operating mechanism, black | - | 0 | 0
3LD2565-0TB53 |  | 3LD2565-0TB53 | 1 | UN | 1 | 2 | A | D | N | N | 85365080 | 1 | 4011209524323 | 895 | G | 86.59 | 86.59 | LP21 | LP21 | SENTRON, Switch disconnector 3LD, emergency switching-off switch, 3- pole, Iu: 63 A, operating power / at AC-23 A 400 V: 22 kW, Molded plastic encapsulation for metric cable gland, rotary operating mechanism, red/yellow | - | 0 | 0
3LD2565-1GP51 |  | 3LD2565-1GP51 | 1 | UN | 1 | 2 | A | D | N | N | 85365080 | 1 | 4011209524330 | 899 | G | 96.3 | 91.4 | LP21 | LP21 | SENTRON, Switch disconnector 3LD, main switch, 3-pole, Iu: 63 A, Operating power / at AC-23 A at 400 V: 22 kW, molded-plastic encapsulation for metric screw connection, 1 NC, 1 NO, rotary operating mechanism, black | Lista Papel 2020 SI | 0 | 0
3LD2565-1GP53 |  | 3LD2565-1GP53 | 1 | UN | 1 | 2 | A | D | N | N | 85365080 | 1 | 4011209524347 | 902 | G | 96.3 | 91.4 | LP21 | LP21 | SENTRON, Switch disconnector 3LD, emergency switching-off switch, 3- pole, Iu: 63 A, operating power / at AC-23 A 400 V: 22 kW, Molded plastic encapsulation for metric cable gland, 1 NC, 1 NO, rotary operating mechanism, red/yellow | Lista Papel 2020 SI | 0 | 0
3LD2565-1TC51 |  | 3LD2565-1TC51 | 1 | UN | 1 | 5 | B | D | N | N | 85365080 | 1 | 4011209608450 | 949 | G | 101.2 | 101.2 | LP21 | LP21 | SENTRON, Switch disconnector 3LD, main switch, 4-pole, 63 A, Operating power at AC- 23 A at 400 V: 22 kW, molded-plastic encapsulation for metric cable gland, rotary operating mechanism, black | - | 0 | 0
3LD2565-1TC53 |  | 3LD2565-1TC53 | 1 | UN | 1 | 2 | A | D | N | N | 85365080 | 1 | 4011209524354 | 948 | G | 101.2 | 101.2 | LP21 | LP21 | SENTRON, Switch disconnector 3LD, emergency switching-off switch, 4- pole, 63 A, operating power at AC-23 A at 400 V: 22 kW, molded-plastic encapsulation for metric cable gland, rotary operating mechanism, red/yellow | - | 0 | 0
3LD2565-2TB53-0AB1 |  | 3LD2565-2TB53-0AB1 | 1 | UN | 1 | 2 | A | D | N | N | 85365080 | 1 | 4011209544802 | 1.02 | KG | 115.28 | 115.28 | LP21 | LP21 | SENTRON, Switch disconnector 3LD, emergency switching-off switch, 3- pole, Iu: 63 A, operating power / at AC-23 A 400 V: 22 kW, Molded plastic encapsulation for metric cable gland, rotary operating mechanism, red/yellow | - | 0 | 7
3LD2565-2TC53-0AC4 |  | 3LD2565-2TC53-0AC4 | 1 | UN | 1 | 15 | C | D | N | N | 85365080 | 1 | 4011209566514 | 1007 | G | 126.72 | 126.72 | LP21 | LP21 | SENTRON, Switch disconnector 3LD, emergency switching-off switch, 4- pole, 63 A, operating power at AC-23 A at 400 V: 22 kW, molded-plastic encapsulation for metric cable gland, rotary operating mechanism, red/yellow | - | 0 | 0
3LD2565-2TD51-0AE2 |  | 3LD2565-2TD51-0AE2 | 1 | UN | 1 | 10 | C | D | N | N | 85365080 | 10 | 4011209667518 | 910 | G | 157.52 | 157.52 | LP21 | LP21 | SENTRON, Switch disconnector 3LD, main switch, 3-pole, Iu: 63 A, Operating power / at AC-23 A at 400 V: 22 kW, molded-plastic encapsulation for metric screw connection, 1 NC, 1 NO, rotary operating mechanism, black | - | 0 | 7
3LD2565-2TD53-0AE2 |  | 3LD2565-2TD53-0AE2 | 1 | UN | 1 | 10 | C | D | N | N | 85365080 | 10 | 4011209667501 | 918 | G | 157.52 | 157.52 | LP21 | LP21 | SENTRON, Switch disconnector 3LD, emergency switching-off switch, 3- pole, Iu: 63 A, operating power / at AC-23 A 400 V: 22 kW, Molded plastic encapsulation for metric cable gland, 1 NC, 1 NO, rotary operating mechanism, red/yellow | - | 0 | 7
3LD2566-3VB51 |  | 3LD2566-3VB51 | 1 | UN | 1 | 2 | A | D | N | N | 85365080 | 1 | 4011209492974 | 2.136 | KG | 181.5 | 172.3 | LP21 | LP21 | SENTRON, Switch disconnector 3LD, main switch, 6-pole, Iu: 63 A, Operating power / at AC-23 A at 400 V: 22 kW, molded-plastic encapsulation for metric cable gland, rotary operating mechanism, black | Lista Papel 2020 SI | 0 | 0
3LD2566-3VB53 |  | 3LD2566-3VB53 | 1 | UN | 1 | 2 | A | D | N | N | 85365080 | 1 | 4011209492981 | 2.128 | KG | 181.5 | 172.3 | LP21 | LP21 | SENTRON, Switch disconnector 3LD, emergency switching-off switch, 6- pole, Iu: 63 A, operating power / at AC-23 A 400 V: 22 kW, Molded plastic encapsulation for metric cable gland, rotary operating mechanism, red/yellow | Lista Papel 2020 SI | 0 | 0
3LD2566-4VD51 |  | 3LD2566-4VD51 | 1 | UN | 1 | 2 | A | D | N | N | 85365080 | 1 | 4011209492998 | 2.164 | KG | 185.68 | 185.68 | LP21 | LP21 | SENTRON, Switch disconnector 3LD, main switch, 6-pole, Iu: 63 A, Operating power / at AC-23 A at 400 V: 22 kW, molded-plastic encapsulation for metric screw connection, 1 NC, 1 NO, rotary operating mechanism, black | - | 0 | 0
3LD2566-4VD53 |  | 3LD2566-4VD53 | 1 | UN | 1 | 2 | A | D | N | N | 85365080 | 1 | 4011209493001 | 2.138 | KG | 185.68 | 185.68 | LP21 | LP21 | SENTRON, Switch disconnector 3LD, emergency switching-off switch, 6- pole, Iu: 63 A, operating power / at AC-23 A 400 V: 22 kW, Molded plastic encapsulation for metric cable gland, 1 NC, 1 NO, rotary operating mechanism, red/yellow | - | 0 | 0
3LD2566-5VD51-0AE2 |  | 3LD2566-5VD51-0AE2 | 1 | UN | 1 | 10 | C | D | N | N | 85365080 | 10 | 4011209667549 | 2.215 | KG | 332.64 | 332.64 | LP21 | LP21 | SENTRON, Switch disconnector 3LD, main switch, 6-pole, Iu: 63 A, Operating power / at AC-23 A at 400 V: 22 kW, molded-plastic encapsulation for metric screw connection, 1 NC, 1 NO, rotary operating mechanism, black | - | 0 | 7
3LD2566-7UB01 |  | 3LD2566-7UB01 | 1 | UN | 1 | 2 | A | D | N | N | 85365080 | 1 | 4011209493018 | 2.164 | KG | 218.4 | 207.9 | LP21 | LP21 | SENTRON, Switch disconnector 3LD, change-over switch, 3-pole, Iu: 63 A, Operating power / at AC-23 A at 400 V: 22 kW, molded-plastic encapsulation for metric cable screw connection, knob-operated mechanism, black | Lista Papel 2020 SI | 0 | 0
3LD2704-0TK51 |  | 3LD2704-0TK51 | 1 | UN | 1 | 2 | A | D | N | N | 85365080 | 1 | 4011209403604 | 490 | G | 87.7 | 83 | LP21 | LP21 | SENTRON, Switch disconnector 3LD, main switch, 3-pole, Iu: 100 A, Operating power / at AC-23 A at 400 V: 37 kW, front-mounted, rotary operating mechanism, black, 4-hole mounting of the handle | Lista Papel 2020 SI | 0 | 0
3LD2704-0TK53 |  | 3LD2704-0TK53 | 1 | UN | 1 | 2 | A | D | N | N | 85365080 | 1 | 4011209403611 | 492 | G | 87.7 | 83 | LP21 | LP21 | SENTRON, Switch disconnector 3LD, emergency switching-off switch, 3- pole, Iu: 100 A, operating power / at AC-23 A 400 V: 37 kW, front-mounted, rotary operating mechanism, Red / yellow, 4-hole mounting of the handle | Lista Papel 2020 SI | 0 | 0
3LD2704-1TP51 |  | 3LD2704-1TP51 | 1 | UN | 1 | 2 | A | D | N | N | 85365080 | 1 | 4011209639423 | 508 | G | 100.6 | 95.7 | LP21 | LP21 | SENTRON, Switch disconnector 3LD, main switch, 3-pole, Iu: 100 A, Operating power / at AC-23 A at 400 V: 37 kW, front-mounted, 1 NC, 1 NO, rotary operating mechanism, black, 4-hole mounting of the handle | Lista Papel 2020 SI | 0 | 0
3LD2704-1TP53 |  | 3LD2704-1TP53 | 1 | UN | 1 | 2 | A | D | N | N | 85365080 | 1 | 4011209639430 | 513 | G | 100.6 | 95.7 | LP21 | LP21 | SENTRON, Switch disconnector 3LD, emergency switching-off switch, 3- pole, Iu: 100 A, operating power / at AC-23 A 400 V: 37 kW, front-mounted, 1 NC, 1 NO, rotary operating mechanism, Red / yellow, 4-hole mounting of the handle | Lista Papel 2020 SI | 0 | 0
3LD2704-2TC53 |  | 3LD2704-2TC53 | 1 | UN | 1 | 15 | C | D | N | N | 85365080 | 1 | 4011209680555 | 673 | G | 130.24 | 130.24 | LP21 | LP21 | SENTRON, Switch disconnector 3LD, emergency switching-off switch, 4- pole, 100 A, operating power at AC-23 A at 400 V: 37 kW, front-mounted, rotary operating mechanism, Red / yellow, 4-hole mounting of the handle | - | 0 | 0
3LD2714-0TK51 |  | 3LD2714-0TK51 | 1 | UN | 1 | 2 | A | D | N | N | 85365080 | 1 | 4011209403642 | 757 | G | 104.9 | 100.1 | LP21 | LP21 | SENTRON, Switch disconnector 3LD, main switch, 3-pole, Iu: 100 A, Operating power / at AC-23 A at 400 V: 37 kW, floor mounting with door coupling, rotary operating mechanism, black, 4-hole mounting of the handle | Lista Papel 2020 SI | 0 | 0
3LD2714-0TK53 |  | 3LD2714-0TK53 | 1 | UN | 1 | 2 | A | D | N | N | 85365080 | 1 | 4011209403659 | 753 | G | 104.9 | 100.1 | LP21 | LP21 | SENTRON, Switch disconnector 3LD, emergency switching-off switch, 3- pole, Iu: 100 A, operating power / at AC-23 A 400 V: 37 kW, floor mounting with door coupling, rotary operating mechanism, Red / yellow, 4-hole mounting of the handle | Lista Papel 2020 SI | 0 | 0
3LD2716-0TK51 |  | 3LD2716-0TK51 | 1 | UN | 1 | 15 | C | D | N | N | 85365080 | 1 | 4011209637665 | 691 | G | 107.36 | 107.36 | LP21 | LP21 | SENTRON, Switch disconnector 3LD, main switch, 3-pole, Iu: 100 A, Operating power / at AC-23 A at 400 V: 37 kW, floor mounting with door coupling, rotary operating mechanism, black, 4-hole mounting of the handle, without tolerance compensation | - | 0 | 7
3LD2716-0TK53 |  | 3LD2716-0TK53 | 1 | UN | 1 | 15 | C | D | N | N | 85365080 | 1 | 4011209544307 | 0.733 | KG | 107.36 | 107.36 | LP21 | LP21 | SENTRON, Switch disconnector 3LD, emergency switching-off switch, 3- pole, Iu: 100 A, operating power / at AC-23 A 400 V: 37 kW, floor mounting with door coupling, rotary operating mechanism, Red / yellow, 4-hole mounting of the handle, without tolerance compensation | - | 0 | 7
3LD2724-7UK01 |  | 3LD2724-7UK01 | 1 | UN | 1 | 2 | A | D | N | N | 85365080 | 1 | 4011209492226 | 956 | G | 202.1 | 191.4 | LP21 | LP21 | SENTRON, Switch disconnector 3LD, change-over switch, 3-pole, Iu: 100 A, Operating power / at AC-23 A at 400 V: 37 kW, front-mounted, knob-operated mechanism, black, 4-hole mounting of the handle | Lista Papel 2020 SI | 0 | 0
3LD2730-0TK11 |  | 3LD2730-0TK11 | 1 | UN | 1 | 2 | A | D | N | N | 85365080 | 1 | 4011209403680 | 374 | G | 83.2 | 79.1 | LP21 | LP21 | SENTRON, Switch disconnector 3LD, main switch, 3-pole, Iu: 100 A, Operating power / at AC-23 A at 400 V: 37 kW, installation in distribution boards, knob-operated mechanism, black, handle direct at the switch | Lista Papel 2020 SI | 0 | 0
3LD2730-0TK13 |  | 3LD2730-0TK13 | 1 | UN | 1 | 2 | A | D | N | N | 85365080 | 1 | 4011209403697 | 375 | G | 83.2 | 79.1 | LP21 | LP21 | SENTRON, Switch disconnector 3LD, emergency switching-off switch, 3- pole, Iu: 100 A, operating power / at AC-23 A 400 V: 37 kW, installation in distribution boards, knob-operated mechanism, Red / yellow, handle direct at the switch | Lista Papel 2020 SI | 0 | 0
3LD2748-0TK53 |  | 3LD2748-0TK53 | 1 | UN | 1 | 15 | C | D | N | N | 85365080 | 1 | 4011209559196 | 675 | G | 110.88 | 110.88 | LP21 | LP21 | SENTRON, Switch disconnector 3LD, emergency switching-off switch, 3- pole, Iu: 100 A, operating power / at AC-23 A 400 V: 37 kW, floor mounting with door coupling, rotary operating mechanism, Red / yellow, central mounting 22.5 mm of the handle, without tolerance compensation | - | 0 | 7
3LD2765-2TB53-0AB1 |  | 3LD2765-2TB53-0AB1 | 1 | UN | 1 | 15 | C | D | N | N | 85365080 | 1 | 4011209544819 | 1.135 | KG | 196.24 | 196.24 | LP21 | LP21 | SENTRON, Switch disconnector 3LD, emergency switching-off switch, 3- pole, Iu: 100 A, operating power / at AC-23 A 400 V: 37 kW, Molded plastic encapsulation for metric cable gland, rotary operating mechanism, red/yellow | - | 0 | 7
3LD2766-0TB51 |  | 3LD2766-0TB51 | 1 | UN | 1 | 2 | A | D | N | N | 85365080 | 1 | 4011209524361 | 2 | KG | 196.24 | 196.24 | LP21 | LP21 | SENTRON, Switch disconnector 3LD, main switch, 3-pole, Iu: 100 A, Operating power / at AC-23 A at 400 V: 37 kW, molded-plastic encapsulation for metric cable gland, rotary operating mechanism, black | - | 0 | 0
3LD2766-0TB53 |  | 3LD2766-0TB53 | 1 | UN | 1 | 2 | A | D | N | N | 85365080 | 1 | 4011209524378 | 1.894 | KG | 196.24 | 196.24 | LP21 | LP21 | SENTRON, Switch disconnector 3LD, emergency switching-off switch, 3- pole, Iu: 100 A, operating power / at AC-23 A 400 V: 37 kW, Molded plastic encapsulation for metric cable gland, rotary operating mechanism, red/yellow | - | 0 | 0
3LD2766-1GP51 |  | 3LD2766-1GP51 | 1 | UN | 1 | 2 | A | D | N | N | 85365080 | 1 | 4011209524385 | 1.815 | KG | 197.8 | 187.9 | LP21 | LP21 | SENTRON, Switch disconnector 3LD, main switch, 3-pole, Iu: 100 A, Operating power / at AC-23 A at 400 V: 37 kW, molded-plastic encapsulation for metric screw connection, 1 NC, 1 NO, rotary operating mechanism, black | Lista Papel 2020 SI | 0 | 0
3LD2766-1GP53 |  | 3LD2766-1GP53 | 1 | UN | 1 | 2 | A | D | N | N | 85365080 | 1 | 4011209524392 | 1.856 | KG | 197.8 | 187.9 | LP21 | LP21 | SENTRON, Switch disconnector 3LD, emergency switching-off switch, 3- pole, Iu: 100 A, operating power / at AC-23 A 400 V: 37 kW, Molded plastic encapsulation for metric cable gland, 1 NC, 1 NO, rotary operating mechanism, red/yellow | Lista Papel 2020 SI | 0 | 0
3LD2766-2TD51-0AE2 |  | 3LD2766-2TD51-0AE2 | 1 | UN | 1 | 10 | C | D | N | N | 85365080 | 10 | 4011209667532 | 1.89 | KG | 364.32 | 364.32 | LP21 | LP21 | SENTRON, Switch disconnector 3LD, main switch, 3-pole, Iu: 100 A, Operating power / at AC-23 A at 400 V: 37 kW, molded-plastic encapsulation for metric screw connection, 1 NC, 1 NO, rotary operating mechanism, black | - | 0 | 7
3LD2766-5VD51-0AE2 |  | 3LD2766-5VD51-0AE2 | 1 | UN | 1 | 2 | A | D | N | N | 85365080 | 1 | 4011209673632 | 2.299 | KG | 696.96 | 696.96 | LP21 | LP21 | SENTRON, Switch disconnector 3LD, main switch, 6-pole, Iu: 100 A, Operating power / at AC-23 A at 400 V: 37 kW, molded-plastic encapsulation for metric screw connection, 1 NC, 1 NO, rotary operating mechanism, black | - | 0 | 7
3LD2766-7UB01 |  | 3LD2766-7UB01 | 1 | UN | 1 | 2 | A | D | N | N | 85365080 | 1 | 4011209493025 | 2.309 | KG | 359.5 | 341 | LP21 | LP21 | SENTRON, Switch disconnector 3LD, change-over switch, 3-pole, Iu: 100 A, Operating power / at AC-23 A at 400 V: 37 kW, molded-plastic encapsulation for metric cable screw connection, knob-operated mechanism, black | Lista Papel 2020 SI | 0 | 0
3LD2804-0TK51 |  | 3LD2804-0TK51 | 1 | UN | 1 | 2 | A | D | N | N | 85365080 | 1 | 4011209403628 | 492 | G | 110.9 | 105.3 | LP21 | LP21 | SENTRON, Switch disconnector 3LD, main switch, 3-pole, Iu: 125 A, Operating power / at AC-23 A at 400 V: 45 kW, front-mounted, rotary operating mechanism, black, 4-hole mounting of the handle | Lista Papel 2020 SI | 0 | 0
3LD2804-0TK53 |  | 3LD2804-0TK53 | 1 | UN | 1 | 2 | A | D | N | N | 85365080 | 1 | 4011209403635 | 493 | G | 110.9 | 105.3 | LP21 | LP21 | SENTRON, Switch disconnector 3LD, emergency switching-off switch, 3- pole, Iu: 125 A, operating power / at AC-23 A 400 V: 45 kW, front-mounted, rotary operating mechanism, Red / yellow, 4-hole mounting of the handle | Lista Papel 2020 SI | 0 | 0
3LD2804-1TD51 |  | 3LD2804-1TD51 | 1 | UN | 1 | 5 | B | D | N | N | 85365080 | 1 | 4001869521602 | 678 | G | 161.04 | 161.04 | LP21 | LP21 | SENTRON, Switch disconnector 3LD, main switch, 3-pole, Iu: 125 A, Operating power / at AC-23 A at 400 V: 45 kW, front-mounted, 1 NC, 1 NO, rotary operating mechanism, black, 4-hole mounting of the handle | - | 0 | 0
3LD2804-1TP51 |  | 3LD2804-1TP51 | 1 | UN | 1 | 2 | A | D | N | N | 85365080 | 1 | 4011209639447 | 516 | G | 123.8 | 117.5 | LP21 | LP21 | SENTRON, Switch disconnector 3LD, main switch, 3-pole, Iu: 125 A, Operating power / at AC-23 A at 400 V: 45 kW, front-mounted, 1 NC, 1 NO, rotary operating mechanism, black, 4-hole mounting of the handle | Lista Papel 2020 SI | 0 | 0
3LD2804-1TP53 |  | 3LD2804-1TP53 | 1 | UN | 1 | 2 | A | D | N | N | 85365080 | 1 | 4011209639454 | 514 | G | 123.8 | 117.5 | LP21 | LP21 | SENTRON, Switch disconnector 3LD, emergency switching-off switch, 3- pole, Iu: 125 A, operating power / at AC-23 A 400 V: 45 kW, front-mounted, 1 NC, 1 NO, rotary operating mechanism, Red / yellow, 4-hole mounting of the handle | Lista Papel 2020 SI | 0 | 0
3LD2814-0TK51 |  | 3LD2814-0TK51 | 1 | UN | 1 | 2 | A | D | N | N | 85365080 | 1 | 4011209403666 | 748 | G | 130.7 | 124.4 | LP21 | LP21 | SENTRON, Switch disconnector 3LD, main switch, 3-pole, Iu: 125 A, Operating power / at AC-23 A at 400 V: 45 kW, floor mounting with door coupling, rotary operating mechanism, black, 4-hole mounting of the handle | Lista Papel 2020 SI | 0 | 0
3LD2814-0TK53 |  | 3LD2814-0TK53 | 1 | UN | 1 | 2 | A | D | N | N | 85365080 | 1 | 4011209403673 | 751 | G | 130.7 | 124.4 | LP21 | LP21 | SENTRON, Switch disconnector 3LD, emergency switching-off switch, 3- pole, Iu: 125 A, operating power / at AC-23 A 400 V: 45 kW, floor mounting with door coupling, rotary operating mechanism, Red / yellow, 4-hole mounting of the handle | Lista Papel 2020 SI | 0 | 0
3LD2816-0TK53 |  | 3LD2816-0TK53 | 1 | UN | 1 | 2 | A | D | N | N | 85365080 | 1 | 4011209544291 | 729 | G | 133.76 | 133.76 | LP21 | LP21 | SENTRON, Switch disconnector 3LD, emergency switching-off switch, 3- pole, Iu: 125 A, operating power / at AC-23 A 400 V: 45 kW, floor mounting with door coupling, rotary operating mechanism, Red / yellow, 4-hole mounting of the handle, without tolerance compensation | - | 0 | 7
3LD2830-0TK11 |  | 3LD2830-0TK11 | 1 | UN | 1 | 2 | A | D | N | N | 85365080 | 1 | 4011209403703 | 374 | G | 107.5 | 101.8 | LP21 | LP21 | SENTRON, Switch disconnector 3LD, main switch, 3-pole, Iu: 125 A, Operating power / at AC-23 A at 400 V: 45 kW, installation in distribution boards, knob-operated mechanism, black, handle direct at the switch | Lista Papel 2020 SI | 0 | 0
3LD2830-0TK13 |  | 3LD2830-0TK13 | 1 | UN | 1 | 2 | A | D | N | N | 85365080 | 1 | 4011209403710 | 375 | G | 107.5 | 101.8 | LP21 | LP21 | SENTRON, Switch disconnector 3LD, emergency switching-off switch, 3- pole, Iu: 125 A, operating power / at AC-23 A 400 V: 45 kW, installation in distribution boards, knob-operated mechanism, Red / yellow, handle direct at the switch | Lista Papel 2020 SI | 0 | 0
3LD2848-0TK53 |  | 3LD2848-0TK53 | 1 | UN | 1 | 15 | C | D | N | N | 85365080 | 1 | 4011209559202 | 691 | G | 136.4 | 136.4 | LP21 | LP21 | SENTRON, Switch disconnector 3LD, emergency switching-off switch, 3- pole, Iu: 125 A, operating power / at AC-23 A 400 V: 45 kW, floor mounting with door coupling, rotary operating mechanism, Red / yellow, central mounting 22.5 mm of the handle, without tolerance compensation | - | 0 | 7
3LD2866-0TB51 |  | 3LD2866-0TB51 | 1 | UN | 1 | 2 | A | D | N | N | 85365080 | 1 | 4011209524415 | 1.895 | KG | 356.4 | 356.4 | LP21 | LP21 | SENTRON, Switch disconnector 3LD, main switch, 3-pole, Iu: 125 A, Operating power / at AC-23 A at 400 V: 45 kW, molded-plastic encapsulation for metric cable gland, rotary operating mechanism, black | - | 0 | 0
3LD2866-0TB53 |  | 3LD2866-0TB53 | 1 | UN | 1 | 2 | A | D | N | N | 85365080 | 1 | 4011209524408 | 1.883 | KG | 356.4 | 356.4 | LP21 | LP21 | SENTRON, Switch disconnector 3LD, emergency switching-off switch, 3- pole, Iu: 125 A, operating power / at AC-23 A 400 V: 45 kW, Molded plastic encapsulation for metric cable gland, rotary operating mechanism, red/yellow | - | 0 | 0
3LD2866-1GP51 |  | 3LD2866-1GP51 | 1 | UN | 1 | 2 | A | D | N | N | 85365080 | 1 | 4011209524422 | 1.841 | KG | 359.5 | 341 | LP21 | LP21 | SENTRON, Switch disconnector 3LD, main switch, 3-pole, Iu: 125 A, Operating power / at AC-23 A at 400 V: 45 kW, molded-plastic encapsulation for metric screw connection, 1 NC, 1 NO, rotary operating mechanism, black | Lista Papel 2020 SI | 0 | 0
3LD2866-1GP53 |  | 3LD2866-1GP53 | 1 | UN | 1 | 2 | A | D | N | N | 85365080 | 1 | 4011209524439 | 1.818 | KG | 359.5 | 341 | LP21 | LP21 | SENTRON, Switch disconnector 3LD, emergency switching-off switch, 3- pole, Iu: 125 A, operating power / at AC-23 A 400 V: 45 kW, Molded plastic encapsulation for metric cable gland, 1 NC, 1 NO, rotary operating mechanism, red/yellow | Lista Papel 2020 SI | 0 | 0
3LD3010-0TK05 |  | 3LD3010-0TK05 | 1 | UN | 1 | 5 | B | D | N | N | 85365080 | 1 | 4001869549934 | 148 | G | 20.94 | 20.94 | LP21 | LP21 | Load disconnector 3LD3, Iu 16 A Main switch 3-pole Rated operating capacity at AC-23 A at 400V 7.5kW Installation in distribution boards, Basic switch without Knob-operated mechanism | - | 0 | 0
3LD3010-0TL05 |  | 3LD3010-0TL05 | 1 | UN | 1 | 5 | B | D | N | N | 85365080 | 1 | 4001869549941 | 184 | G | 26.22 | 26.22 | LP21 | LP21 | Load disconnector 3LD3, Iu 16 A Main switch 3-pole + N Rated operating capacity at AC-23 A at 400V 7.5kW Installation in distribution boards, Basic switch without Knob-operated mechanism | - | 0 | 0
3LD3010-1TK05 |  | 3LD3010-1TK05 | 1 | UN | 1 | 5 | B | D | N | N | 85365080 | 1 | 4001869549958 | 168 | G | 31.77 | 31.77 | LP21 | LP21 | Load disconnector 3LD3, Iu 16 A Main switch 3-pole Rated operating capacity at AC-23 A at 400V 7.5kW Installation in distribution boards, Basic switch without Knob-operated mechanism with auxiliary switch 1OE + 1S | - | 0 | 0
3LD3010-1TL05 |  | 3LD3010-1TL05 | 1 | UN | 1 | 5 | B | D | N | N | 85365080 | 1 | 4001869549965 | 202 | G | 37.4 | 37.4 | LP21 | LP21 | Load disconnector 3LD3, Iu 16 A Main switch 3-pole + N Rated operating capacity at AC-23 A at 400V 7.5kW Installation in distribution boards, Basic switch without Knob-operated mechanism with auxiliary switch 1OE + 1S | - | 0 | 0
3LD3030-0TK11 |  | 3LD3030-0TK11 | 1 | UN | 1 | 5 | B | D | N | N | 85365080 | 1 | 4001869549972 | 152 | G | 19.62 | 19.62 | LP21 | LP21 | Load disconnector 3LD3, Iu 16 A Main switch 3-pole Rated operating capacity at AC-23 A at 400V 7.5kW Installation in distribution boards, Basic switch with selector knob black | - | 0 | 0
3LD3030-0TK13 |  | 3LD3030-0TK13 | 1 | UN | 1 | 5 | B | D | N | N | 85365080 | 1 | 4001869549989 | 153 | G | 20.15 | 20.15 | LP21 | LP21 | Load disconnector 3LD3, Iu 16 A Main switch 3-pole Rated operating capacity at AC-23 A at 400V 7.5kW Installation in distribution boards, Basic switch with selector knob red / yellow | - | 0 | 0
3LD3030-0TL11 |  | 3LD3030-0TL11 | 1 | UN | 1 | 5 | B | D | N | N | 85365080 | 1 | 4001869549996 | 188 | G | 25.52 | 25.52 | LP21 | LP21 | Load disconnector 3LD3, Iu 16 A Main switch 3-pole + N Rated operating capacity at AC-23 A at 400V 7.5kW Installation in distribution boards, Basic switch with selector knob black | - | 0 | 0
3LD3030-0TL13 |  | 3LD3030-0TL13 | 1 | UN | 1 | 5 | B | D | N | N | 85365080 | 1 | 4001869550008 | 187 | G | 25.52 | 25.52 | LP21 | LP21 | Load disconnector 3LD3, Iu 16 A Main switch 3-pole + N Rated operating capacity at AC-23 A at 400V 7.5kW Installation in distribution boards, Basic switch with selector knob red / yellow | - | 0 | 0
3LD3030-1TK11 |  | 3LD3030-1TK11 | 1 | UN | 1 | 5 | B | D | N | N | 85365080 | 1 | 4001869550015 | 172 | G | 30.89 | 30.89 | LP21 | LP21 | Load disconnector 3LD3, Iu 16 A Main switch 3-pole Rated operating capacity at AC-23 A at 400V 7.5kW Installation in distribution boards, Basic switch with selector knob black with auxiliary switch 1OE + 1S | - | 0 | 0
3LD3030-1TK13 |  | 3LD3030-1TK13 | 1 | UN | 1 | 5 | B | D | N | N | 85365080 | 1 | 4001869550022 | 171 | G | 30.89 | 30.89 | LP21 | LP21 | Load disconnector 3LD3, Iu 16 A Main switch 3-pole Rated operating capacity at AC-23 A at 400V 7.5kW Installation in distribution boards, Basic switch with selector knob red / yellow with auxiliary switch 1OE + 1S | - | 0 | 0
3LD3030-1TL11 |  | 3LD3030-1TL11 | 1 | UN | 1 | 5 | B | D | N | N | 85365080 | 1 | 4001869550039 | 207 | G | 36.34 | 36.34 | LP21 | LP21 | Load disconnector 3LD3, Iu 16 A Main switch 3-pole + N Rated operating capacity at AC-23 A at 400V 7.5kW Installation in distribution boards, Basic switch with selector knob black with auxiliary switch 1OE + 1S | - | 0 | 0
3LD3030-1TL13 |  | 3LD3030-1TL13 | 1 | UN | 1 | 5 | B | D | N | N | 85365080 | 1 | 4001869550046 | 206 | G | 36.34 | 36.34 | LP21 | LP21 | Load disconnector 3LD3, Iu 16 A Main switch 3-pole + N Rated operating capacity at AC-23 A at 400V 7.5kW Installation in distribution boards, Basic switch with selector knob red / yellow with auxiliary switch 1OE + 1S | - | 0 | 0
3LD3040-0TK11 |  | 3LD3040-0TK11 | 1 | UN | 1 | 5 | B | D | N | N | 85365080 | 1 | 4001869550053 | 329 | G | 27.63 | 27.63 | LP21 | LP21 | Load disconnector 3LD3, Iu 16 A Main switch 3-pole Rated operating capacity at AC-23 A at 400V 7.5kW floor mounting Basic switch with door coupling Central hole mounting 22.5mm Toggle drive black 48x48 mm | - | 0 | 0
3LD3040-0TK13 |  | 3LD3040-0TK13 | 1 | UN | 1 | 5 | B | D | N | N | 85365080 | 1 | 4001869550060 | 329 | G | 27.63 | 27.63 | LP21 | LP21 | Load disconnector 3LD3, Iu 16 A Main switch 3-pole Rated operating capacity at AC-23 A at 400V 7.5kW floor mounting Basic switch with door coupling Central hole mounting 22.5mm Toggle drive red / yellow 48x48 mm | - | 0 | 0
3LD3040-0TL11 |  | 3LD3040-0TL11 | 1 | UN | 1 | 5 | B | D | N | N | 85365080 | 1 | 4001869550077 | 366 | G | 33.18 | 33.18 | LP21 | LP21 | Load disconnector 3LD3, Iu 16 A Main switch 3-pole + N Rated operating capacity at AC-23 A at 400V 7.5kW floor mounting Basic switch with door coupling Central hole mounting 22.5mm Toggle drive black 48x48 mm | - | 0 | 0
3LD3040-0TL13 |  | 3LD3040-0TL13 | 1 | UN | 1 | 5 | B | D | N | N | 85365080 | 1 | 4001869550084 | 365 | G | 33.18 | 33.18 | LP21 | LP21 | Load disconnector 3LD3, Iu 16 A Main switch 3-pole + N Rated operating capacity at AC-23 A at 400V 7.5kW floor mounting Basic switch with door coupling Central hole mounting 22.5mm Toggle drive red / yellow 48x48 mm | - | 0 | 0
3LD3040-1TK11 |  | 3LD3040-1TK11 | 1 | UN | 1 | 5 | B | D | N | N | 85365080 | 1 | 4001869550091 | 348 | G | 39.95 | 39.95 | LP21 | LP21 | Load disconnector 3LD3, Iu 16 A Main switch 3-pole Rated operating capacity at AC-23 A at 400V 7.5kW floor mounting Basic switch with door coupling Central hole mounting 22.5mm Toggle drive black 48x48 mm with auxiliary switch 1OE + 1S | - | 0 | 0
3LD3040-1TK13 |  | 3LD3040-1TK13 | 1 | UN | 1 | 5 | B | D | N | N | 85365080 | 1 | 4001869550107 | 347 | G | 39.95 | 39.95 | LP21 | LP21 | Load disconnector 3LD3, Iu 16 A Main switch 3-pole Rated operating capacity at AC-23 A at 400V 7.5kW floor mounting Basic switch with door coupling Central hole mounting 22.5mm Toggle drive red / yellow 48x48 mm with auxiliary switch 1OE + 1S | - | 0 | 0
3LD3040-1TL11 |  | 3LD3040-1TL11 | 1 | UN | 1 | 5 | B | D | N | N | 85365080 | 1 | 4001869550114 | 383 | G | 45.32 | 45.32 | LP21 | LP21 | Load disconnector 3LD3, Iu 16 A Main switch 3-pole + N Rated operating capacity at AC-23 A at 400V 7.5kW floor mounting Basic switch with door coupling Central hole mounting 22.5mm Toggle drive black 48x48 mm with auxiliary switch 1OE + 1S | - | 0 | 0
3LD3040-1TL13 |  | 3LD3040-1TL13 | 1 | UN | 1 | 5 | B | D | N | N | 85365080 | 1 | 4001869550121 | 382 | G | 45.32 | 45.32 | LP21 | LP21 | Load disconnector 3LD3, Iu 16 A Main switch 3-pole + N Rated operating capacity at AC-23 A at 400V 7.5kW floor mounting Basic switch with door coupling Central hole mounting 22.5mm Toggle drive red / yellow 48x48 mm with auxiliary switch 1OE + 1S | - | 0 | 0
3LD3048-0TK51 |  | 3LD3048-0TK51 | 1 | UN | 1 | 5 | B | D | N | N | 85365080 | 1 | 4001869550138 | 349 | G | 37.58 | 37.58 | LP21 | LP21 | Load disconnector 3LD3, Iu 16 A Main switch 3-pole Rated operating capacity at AC-23 A at 400V 7.5kW floor mounting Basic switch with door coupling Central hole mounting 22.5mm Rotating drive black 66 x 66 mm | - | 0 | 0
3LD3048-0TK53 |  | 3LD3048-0TK53 | 1 | UN | 1 | 5 | B | D | N | N | 85365080 | 1 | 4001869550145 | 347 | G | 38.46 | 38.46 | LP21 | LP21 | Load disconnector 3LD3, Iu 16 A Main switch 3-pole Rated operating capacity at AC-23 A at 400V 7.5kW floor mounting Basic switch with door coupling Central hole mounting 22.5mm Rotary actuator red / yellow 66 x 66 mm | - | 0 | 0
3LD3048-0TL51 |  | 3LD3048-0TL51 | 1 | UN | 1 | 5 | B | D | N | N | 85365080 | 1 | 4001869550152 | 385 | G | 38.46 | 38.46 | LP21 | LP21 | Load disconnector 3LD3, Iu 16 A Main switch 3-pole + N Rated operating capacity at AC-23 A at 400V 7.5kW floor mounting Basic switch with door coupling Central hole mounting 22.5mm Rotating drive black 66 x 66 mm | - | 0 | 0
3LD3048-0TL53 |  | 3LD3048-0TL53 | 1 | UN | 1 | 5 | B | D | N | N | 85365080 | 1 | 4001869550169 | 385 | G | 38.46 | 38.46 | LP21 | LP21 | Load disconnector 3LD3, Iu 16 A Main switch 3-pole + N Rated operating capacity at AC-23 A at 400V 7.5kW floor mounting Basic switch with door coupling Central hole mounting 22.5mm Rotary actuator red / yellow 66 x 66 mm | - | 0 | 0
3LD3048-1TK51 |  | 3LD3048-1TK51 | 1 | UN | 1 | 5 | B | D | N | N | 85365080 | 1 | 4001869550176 | 366 | G | 49.28 | 49.28 | LP21 | LP21 | Load disconnector 3LD3, Iu 16 A Main switch 3-pole Rated operating capacity at AC-23 A at 400V 7.5kW floor mounting Basic switch with door coupling Central hole mounting 22.5mm Rotating drive black 66 x 66 mm with auxiliary switch 1OE + 1S | - | 0 | 0
3LD3048-1TK53 |  | 3LD3048-1TK53 | 1 | UN | 1 | 5 | B | D | N | N | 85365080 | 1 | 4001869550183 | 367 | G | 49.28 | 49.28 | LP21 | LP21 | Load disconnector 3LD3, Iu 16 A Main switch 3-pole Rated operating capacity at AC-23 A at 400V 7.5kW floor mounting Basic switch with door coupling Central hole mounting 22.5mm Rotary actuator red / yellow 66 x 66 mm with auxiliary switch 1OE + 1S | - | 0 | 0
3LD3048-1TL51 |  | 3LD3048-1TL51 | 1 | UN | 1 | 5 | B | D | N | N | 85365080 | 1 | 4001869550190 | 403 | G | 49.28 | 49.28 | LP21 | LP21 | Load disconnector 3LD3, Iu 16 A Main switch 3-pole + N Rated operating capacity at AC-23 A at 400V 7.5kW floor mounting Basic switch with door coupling Central hole mounting 22.5mm Rotating drive black 66 x 66 mm with auxiliary switch 1OE + 1S | - | 0 | 0
3LD3048-1TL53 |  | 3LD3048-1TL53 | 1 | UN | 1 | 5 | B | D | N | N | 85365080 | 1 | 4001869550206 | 404 | G | 49.28 | 49.28 | LP21 | LP21 | Load disconnector 3LD3, Iu 16 A Main switch 3-pole + N Rated operating capacity at AC-23 A at 400V 7.5kW floor mounting Basic switch with door coupling Central hole mounting 22.5mm Rotary actuator red / yellow 66 x 66 mm with auxiliary switch 1OE + 1S | - | 0 | 0
3LD3050-0TK11 |  | 3LD3050-0TK11 | 1 | UN | 1 | 5 | B | D | N | N | 85365080 | 1 | 4001869550213 | 201 | G | 22 | 22 | LP21 | LP21 | Load disconnector 3LD3, Iu 16 A Main switch 3-pole Rated operating capacity at AC-23 A at 400V 7.5kW Front plate mounting Basic switch with Central hole mounting 22.5mm Toggle drive black 48x48 mm | - | 0 | 0
3LD3050-0TK13 |  | 3LD3050-0TK13 | 1 | UN | 1 | 5 | B | D | N | N | 85365080 | 1 | 4001869550220 | 200 | G | 22.44 | 22.44 | LP21 | LP21 | Load disconnector 3LD3, Iu 16 A Main switch 3-pole Rated operating capacity at AC-23 A at 400V 7.5kW Front plate mounting Basic switch with Central hole mounting 22.5mm Toggle drive red / yellow 48x48 mm | - | 0 | 0
3LD3050-0TL11 |  | 3LD3050-0TL11 | 1 | UN | 1 | 5 | B | D | N | N | 85365080 | 1 | 4001869550237 | 237 | G | 28.78 | 28.78 | LP21 | LP21 | Load disconnector 3LD3, Iu 16 A Main switch 3-pole + N Rated operating capacity at AC-23 A at 400V 7.5kW Front plate mounting Basic switch with Central hole mounting 22.5mm Toggle drive black 48x48 mm | - | 0 | 0
3LD3050-0TL13 |  | 3LD3050-0TL13 | 1 | UN | 1 | 5 | B | D | N | N | 85365080 | 1 | 4001869550244 | 241 | G | 28.78 | 28.78 | LP21 | LP21 | Load disconnector 3LD3, Iu 16 A Main switch 3-pole + N Rated operating capacity at AC-23 A at 400V 7.5kW Front plate mounting Basic switch with Central hole mounting 22.5mm Toggle drive red / yellow 48x48 mm | - | 0 | 0
3LD3050-1TK11 |  | 3LD3050-1TK11 | 1 | UN | 1 | 5 | B | D | N | N | 85365080 | 1 | 4001869550251 | 217 | G | 33.18 | 33.18 | LP21 | LP21 | Load disconnector 3LD3, Iu 16 A Main switch 3-pole Rated operating capacity at AC-23 A at 400V 7.5kW Front plate mounting Basic switch with Central hole mounting 22.5mm Toggle drive black 48x48 mm with auxiliary switch 1OE + 1S | - | 0 | 0
3LD3050-1TK13 |  | 3LD3050-1TK13 | 1 | UN | 1 | 5 | B | D | N | N | 85365080 | 1 | 4001869550268 | 219 | G | 33.26 | 33.26 | LP21 | LP21 | Load disconnector 3LD3, Iu 16 A Main switch 3-pole Rated operating capacity at AC-23 A at 400V 7.5kW Front plate mounting Basic switch with Central hole mounting 22.5mm Toggle drive red / yellow 48x48 mm with auxiliary switch 1OE + 1S | - | 0 | 0
3LD3050-1TL11 |  | 3LD3050-1TL11 | 1 | UN | 1 | 5 | B | D | N | N | 85365080 | 1 | 4001869550275 | 217 | G | 39.6 | 39.6 | LP21 | LP21 | Load disconnector 3LD3, Iu 16 A Main switch 3-pole + N Rated operating capacity at AC-23 A at 400V 7.5kW Front plate mounting Basic switch with Central hole mounting 22.5mm Toggle drive black 48x48 mm with auxiliary switch 1OE + 1S | - | 0 | 0
3LD3050-1TL13 |  | 3LD3050-1TL13 | 1 | UN | 1 | 5 | B | D | N | N | 85365080 | 1 | 4001869550282 | 261 | G | 39.6 | 39.6 | LP21 | LP21 | Load disconnector 3LD3, Iu 16 A Main switch 3-pole + N Rated operating capacity at AC-23 A at 400V 7.5kW Front plate mounting Basic switch with Central hole mounting 22.5mm Toggle drive red / yellow 48x48 mm with auxiliary switch 1OE + 1S | - | 0 | 0
3LD3054-0TK51 |  | 3LD3054-0TK51 | 1 | UN | 1 | 5 | B | D | N | N | 85365080 | 1 | 4001869550299 | 238 | G | 22.97 | 22.97 | LP21 | LP21 | Load disconnector 3LD3, Iu 16 A Main switch 3-pole Rated operating capacity at AC-23 A at 400V 7.5kW Front plate mounting Basic switch with Central hole mounting 22.5mm Rotating drive black 66 x 66 mm | - | 0 | 0
3LD3054-0TK53 |  | 3LD3054-0TK53 | 1 | UN | 1 | 5 | B | D | N | N | 85365080 | 1 | 4001869550305 | 234 | G | 22.97 | 22.97 | LP21 | LP21 | Load disconnector 3LD3, Iu 16 A Main switch 3-pole Rated operating capacity at AC-23 A at 400V 7.5kW Front plate mounting Basic switch with Central hole mounting 22.5mm Rotary actuator red / yellow 66 x 66 mm | - | 0 | 0
3LD3054-0TL51 |  | 3LD3054-0TL51 | 1 | UN | 1 | 5 | B | D | N | N | 85365080 | 1 | 4001869550312 | 272 | G | 29.57 | 29.57 | LP21 | LP21 | Load disconnector 3LD3, Iu 16 A Main switch 3-pole + N Rated operating capacity at AC-23 A at 400V 7.5kW Front plate mounting Basic switch with Central hole mounting 22.5mm Rotating drive black 66 x 66 mm | - | 0 | 0
3LD3054-0TL53 |  | 3LD3054-0TL53 | 1 | UN | 1 | 5 | B | D | N | N | 85365080 | 1 | 4001869550329 | 271 | G | 29.57 | 29.57 | LP21 | LP21 | Load disconnector 3LD3, Iu 16 A Main switch 3-pole + N Rated operating capacity at AC-23 A at 400V 7.5kW Front plate mounting Basic switch with Central hole mounting 22.5mm Rotary actuator red / yellow 66 x 66 mm | - | 0 | 0
3LD3054-1TK51 |  | 3LD3054-1TK51 | 1 | UN | 1 | 5 | B | D | N | N | 85365080 | 1 | 4001869550336 | 259 | G | 31.86 | 31.86 | LP21 | LP21 | Load disconnector 3LD3, Iu 16 A Main switch 3-pole Rated operating capacity at AC-23 A at 400V 7.5kW Front plate mounting Basic switch with Central hole mounting 22.5mm Rotating drive black 66 x 66 mm with auxiliary switch 1OE + 1S | - | 0 | 0
3LD3054-1TK53 |  | 3LD3054-1TK53 | 1 | UN | 1 | 5 | B | D | N | N | 85365080 | 1 | 4001869550343 | 253 | G | 31.86 | 31.86 | LP21 | LP21 | Load disconnector 3LD3, Iu 16 A Main switch 3-pole Rated operating capacity at AC-23 A at 400V 7.5kW Front plate mounting Basic switch with Central hole mounting 22.5mm Rotary actuator red / yellow 66 x 66 mm with auxiliary switch 1OE + 1S | - | 0 | 0
3LD3054-1TL51 |  | 3LD3054-1TL51 | 1 | UN | 1 | 5 | B | D | N | N | 85365080 | 1 | 4001869550350 | 291 | G | 38.98 | 38.98 | LP21 | LP21 | Load disconnector 3LD3, Iu 16 A Main switch 3-pole + N Rated operating capacity at AC-23 A at 400V 7.5kW Front plate mounting Basic switch with Central hole mounting 22.5mm Rotating drive black 66 x 66 mm with auxiliary switch 1OE + 1S | - | 0 | 0
3LD3054-1TL53 |  | 3LD3054-1TL53 | 1 | UN | 1 | 5 | B | D | N | N | 85365080 | 1 | 4001869550367 | 291 | G | 38.98 | 38.98 | LP21 | LP21 | Load disconnector 3LD3, Iu 16 A Main switch 3-pole + N Rated operating capacity at AC-23 A at 400V 7.5kW Front plate mounting Basic switch with Central hole mounting 22.5mm Rotary actuator red / yellow 66 x 66 mm with auxiliary switch 1OE + 1S | - | 0 | 0
3LD3110-0TK05 |  | 3LD3110-0TK05 | 1 | UN | 1 | 5 | B | D | N | N | 85365080 | 1 | 4001869550374 | 149 | G | 28.42 | 28.42 | LP21 | LP21 | Load disconnector 3LD3, Iu 25 A Main switch 3-pole Rated operating capacity at AC-23 A at 400V 9.0kW Installation in distribution boards, Basic switch without Knob-operated mechanism | - | 0 | 0
3LD3110-0TL05 |  | 3LD3110-0TL05 | 1 | UN | 1 | 5 | B | D | N | N | 85365080 | 1 | 4001869550381 | 184 | G | 34.32 | 34.32 | LP21 | LP21 | Load disconnector 3LD3, Iu 25 A Main switch 3-pole + N Rated operating capacity at AC-23 A at 400V 9.0kW Installation in distribution boards, Basic switch without Knob-operated mechanism | - | 0 | 0
3LD3110-1TK05 |  | 3LD3110-1TK05 | 1 | UN | 1 | 5 | B | D | N | N | 85365080 | 1 | 4001869550398 | 168 | G | 41.71 | 41.71 | LP21 | LP21 | Load disconnector 3LD3, Iu 25 A Main switch 3-pole Rated operating capacity at AC-23 A at 400V 9.0kW Installation in distribution boards, Basic switch without Knob-operated mechanism with auxiliary switch 1OE + 1S | - | 0 | 0
3LD3110-1TL05 |  | 3LD3110-1TL05 | 1 | UN | 1 | 5 | B | D | N | N | 85365080 | 1 | 4001869550404 | 202 | G | 47.7 | 47.7 | LP21 | LP21 | Load disconnector 3LD3, Iu 25 A Main switch 3-pole + N Rated operating capacity at AC-23 A at 400V 9.0kW Installation in distribution boards, Basic switch without Knob-operated mechanism with auxiliary switch 1OE + 1S | - | 0 | 0
3LD3130-0TK11 |  | 3LD3130-0TK11 | 1 | UN | 1 | 5 | B | D | N | N | 85365080 | 1 | 4001869550411 | 152 | G | 21.47 | 21.47 | LP21 | LP21 | Load disconnector 3LD3, Iu 25 A Main switch 3-pole Rated operating capacity at AC-23 A at 400V 9.0kW Installation in distribution boards, Basic switch with selector knob black | - | 0 | 0
3LD3130-0TK13 |  | 3LD3130-0TK13 | 1 | UN | 1 | 5 | B | D | N | N | 85365080 | 1 | 4001869550428 | 152 | G | 21.91 | 21.91 | LP21 | LP21 | Load disconnector 3LD3, Iu 25 A Main switch 3-pole Rated operating capacity at AC-23 A at 400V 9.0kW Installation in distribution boards, Basic switch with selector knob red / yellow | - | 0 | 0
3LD3130-0TL11 |  | 3LD3130-0TL11 | 1 | UN | 1 | 5 | B | D | N | N | 85365080 | 1 | 4001869550435 | 188 | G | 31.33 | 31.33 | LP21 | LP21 | Load disconnector 3LD3, Iu 25 A Main switch 3-pole + N Rated operating capacity at AC-23 A at 400V 9.0kW Installation in distribution boards, Basic switch with selector knob black | - | 0 | 0
3LD3130-0TL13 |  | 3LD3130-0TL13 | 1 | UN | 1 | 5 | B | D | N | N | 85365080 | 1 | 4001869550442 | 187 | G | 31.33 | 31.33 | LP21 | LP21 | Load disconnector 3LD3, Iu 25 A Main switch 3-pole + N Rated operating capacity at AC-23 A at 400V 9.0kW Installation in distribution boards, Basic switch with selector knob red / yellow | - | 0 | 0
3LD3130-1TK11 |  | 3LD3130-1TK11 | 1 | UN | 1 | 5 | B | D | N | N | 85365080 | 1 | 4001869550459 | 172 | G | 32.56 | 32.56 | LP21 | LP21 | Load disconnector 3LD3, Iu 25 A Main switch 3-pole Rated operating capacity at AC-23 A at 400V 9.0kW Installation in distribution boards, Basic switch with selector knob black with auxiliary switch 1OE + 1S | - | 0 | 0
3LD3130-1TK13 |  | 3LD3130-1TK13 | 1 | UN | 1 | 5 | B | D | N | N | 85365080 | 1 | 4001869550466 | 171 | G | 32.56 | 32.56 | LP21 | LP21 | Load disconnector 3LD3, Iu 25 A Main switch 3-pole Rated operating capacity at AC-23 A at 400V 9.0kW Installation in distribution boards, Basic switch with selector knob red / yellow with auxiliary switch 1OE + 1S | - | 0 | 0
3LD3130-1TL11 |  | 3LD3130-1TL11 | 1 | UN | 1 | 5 | B | D | N | N | 85365080 | 1 | 4001869550473 | 207 | G | 42.06 | 42.06 | LP21 | LP21 | Load disconnector 3LD3, Iu 25 A Main switch 3-pole + N Rated operating capacity at AC-23 A at 400V 9.0kW Installation in distribution boards, Basic switch with selector knob black with auxiliary switch 1OE + 1S | - | 0 | 0
3LD3130-1TL13 |  | 3LD3130-1TL13 | 1 | UN | 1 | 5 | B | D | N | N | 85365080 | 1 | 4001869550480 | 206 | G | 42.06 | 42.06 | LP21 | LP21 | Load disconnector 3LD3, Iu 25 A Main switch 3-pole + N Rated operating capacity at AC-23 A at 400V 9.0kW Installation in distribution boards, Basic switch with selector knob red / yellow with auxiliary switch 1OE + 1S | - | 0 | 0
3LD3140-0TK11 |  | 3LD3140-0TK11 | 1 | UN | 1 | 5 | B | D | N | N | 85365080 | 1 | 4001869550497 | 330 | G | 30.01 | 30.01 | LP21 | LP21 | Load disconnector 3LD3, Iu 25 A Main switch 3-pole Rated operating capacity at AC-23 A at 400V 9.0kW floor mounting Basic switch with door coupling Central hole mounting 22.5mm Toggle drive black 48x48 mm | - | 0 | 0
3LD3140-0TK13 |  | 3LD3140-0TK13 | 1 | UN | 1 | 5 | B | D | N | N | 85365080 | 1 | 4001869550503 | 329 | G | 30.01 | 30.01 | LP21 | LP21 | Load disconnector 3LD3, Iu 25 A Main switch 3-pole Rated operating capacity at AC-23 A at 400V 9.0kW floor mounting Basic switch with door coupling Central hole mounting 22.5mm Toggle drive red / yellow 48x48 mm | - | 0 | 0
3LD3140-0TL11 |  | 3LD3140-0TL11 | 1 | UN | 1 | 5 | B | D | N | N | 85365080 | 1 | 4001869550510 | 366 | G | 35.38 | 35.38 | LP21 | LP21 | Load disconnector 3LD3, Iu 25 A Main switch 3-pole + N Rated operating capacity at AC-23 A at 400V 9.0kW floor mounting Basic switch with door coupling Central hole mounting 22.5mm Toggle drive black 48x48 mm | - | 0 | 0
3LD3140-0TL13 |  | 3LD3140-0TL13 | 1 | UN | 1 | 5 | B | D | N | N | 85365080 | 1 | 4001869550527 | 366 | G | 35.38 | 35.38 | LP21 | LP21 | Load disconnector 3LD3, Iu 25 A Main switch 3-pole + N Rated operating capacity at AC-23 A at 400V 9.0kW floor mounting Basic switch with door coupling Central hole mounting 22.5mm Toggle drive red / yellow 48x48 mm | - | 0 | 0
3LD3140-1TK11 |  | 3LD3140-1TK11 | 1 | UN | 1 | 5 | B | D | N | N | 85365080 | 1 | 4001869550534 | 347 | G | 42.24 | 42.24 | LP21 | LP21 | Load disconnector 3LD3, Iu 25 A Main switch 3-pole Rated operating capacity at AC-23 A at 400V 9.0kW floor mounting Basic switch with door coupling Central hole mounting 22.5mm Toggle drive black 48x48 mm with auxiliary switch 1OE + 1S | - | 0 | 0
3LD3140-1TK13 |  | 3LD3140-1TK13 | 1 | UN | 1 | 5 | B | D | N | N | 85365080 | 1 | 4001869550541 | 347 | G | 42.24 | 42.24 | LP21 | LP21 | Load disconnector 3LD3, Iu 25 A Main switch 3-pole Rated operating capacity at AC-23 A at 400V 9.0kW floor mounting Basic switch with door coupling Central hole mounting 22.5mm Toggle drive red / yellow 48x48 mm with auxiliary switch 1OE + 1S | - | 0 | 0
3LD3140-1TL11 |  | 3LD3140-1TL11 | 1 | UN | 1 | 5 | B | D | N | N | 85365080 | 1 | 4001869550558 | 383 | G | 47.52 | 47.52 | LP21 | LP21 | Load disconnector 3LD3, Iu 25 A Main switch 3-pole + N Rated operating capacity at AC-23 A at 400V 9.0kW floor mounting Basic switch with door coupling Central hole mounting 22.5mm Toggle drive black 48x48 mm with auxiliary switch 1OE + 1S | - | 0 | 0
3LD3140-1TL13 |  | 3LD3140-1TL13 | 1 | UN | 1 | 5 | B | D | N | N | 85365080 | 1 | 4001869550565 | 384 | G | 47.52 | 47.52 | LP21 | LP21 | Load disconnector 3LD3, Iu 25 A Main switch 3-pole + N Rated operating capacity at AC-23 A at 400V 9.0kW floor mounting Basic switch with door coupling Central hole mounting 22.5mm Toggle drive red / yellow 48x48 mm with auxiliary switch 1OE + 1S | - | 0 | 0
3LD3148-0TK51 |  | 3LD3148-0TK51 | 1 | UN | 1 | 5 | B | D | N | N | 85365080 | 1 | 4001869550572 | 348 | G | 41.8 | 41.8 | LP21 | LP21 | Load disconnector 3LD3, Iu 25 A Main switch 3-pole Rated operating capacity at AC-23 A at 400V 9.0kW floor mounting Basic switch with door coupling Central hole mounting 22.5mm Rotating drive black 66 x 66 mm | - | 0 | 0
3LD3148-0TK53 |  | 3LD3148-0TK53 | 1 | UN | 1 | 5 | B | D | N | N | 85365080 | 1 | 4001869550589 | 349 | G | 42.86 | 42.86 | LP21 | LP21 | Load disconnector 3LD3, Iu 25 A Main switch 3-pole Rated operating capacity at AC-23 A at 400V 9.0kW floor mounting Basic switch with door coupling Central hole mounting 22.5mm Rotary actuator red / yellow 66 x 66 mm | - | 0 | 0
3LD3148-0TL51 |  | 3LD3148-0TL51 | 1 | UN | 1 | 5 | B | D | N | N | 85365080 | 1 | 4001869550596 | 384 | G | 47.96 | 47.96 | LP21 | LP21 | Load disconnector 3LD3, Iu 25 A Main switch 3-pole + N Rated operating capacity at AC-23 A at 400V 9.0kW floor mounting Basic switch with door coupling Central hole mounting 22.5mm Rotating drive black 66 x 66 mm | - | 0 | 0
3LD3148-0TL53 |  | 3LD3148-0TL53 | 1 | UN | 1 | 5 | B | D | N | N | 85365080 | 1 | 4001869550602 | 385 | G | 47.96 | 47.96 | LP21 | LP21 | Load disconnector 3LD3, Iu 25 A Main switch 3-pole + N Rated operating capacity at AC-23 A at 400V 9.0kW floor mounting Basic switch with door coupling Central hole mounting 22.5mm Rotary actuator red / yellow 66 x 66 mm | - | 0 | 0
3LD3148-1TK51 |  | 3LD3148-1TK51 | 1 | UN | 1 | 5 | B | D | N | N | 85365080 | 1 | 4001869550619 | 366 | G | 53.59 | 53.59 | LP21 | LP21 | Load disconnector 3LD3, Iu 25 A Main switch 3-pole Rated operating capacity at AC-23 A at 400V 9.0kW floor mounting Basic switch with door coupling Central hole mounting 22.5mm Rotating drive black 66 x 66 mm with auxiliary switch 1OE + 1S | - | 0 | 0
3LD3148-1TK53 |  | 3LD3148-1TK53 | 1 | UN | 1 | 5 | B | D | N | N | 85365080 | 1 | 4001869550626 | 367 | G | 53.59 | 53.59 | LP21 | LP21 | Load disconnector 3LD3, Iu 25 A Main switch 3-pole Rated operating capacity at AC-23 A at 400V 9.0kW floor mounting Basic switch with door coupling Central hole mounting 22.5mm Rotary actuator red / yellow 66 x 66 mm with auxiliary switch 1OE + 1S | - | 0 | 0
3LD3148-1TL51 |  | 3LD3148-1TL51 | 1 | UN | 1 | 5 | B | D | N | N | 85365080 | 1 | 4001869550633 | 403 | G | 58.78 | 58.78 | LP21 | LP21 | Load disconnector 3LD3, Iu 25 A Main switch 3-pole + N Rated operating capacity at AC-23 A at 400V 9.0kW floor mounting Basic switch with door coupling Central hole mounting 22.5mm Rotating drive black 66 x 66 mm with auxiliary switch 1OE + 1S | - | 0 | 0
3LD3148-1TL53 |  | 3LD3148-1TL53 | 1 | UN | 1 | 5 | B | D | N | N | 85365080 | 1 | 4001869550640 | 404 | G | 58.78 | 58.78 | LP21 | LP21 | Load disconnector 3LD3, Iu 25 A Main switch 3-pole + N Rated operating capacity at AC-23 A at 400V 9.0kW floor mounting Basic switch with door coupling Central hole mounting 22.5mm Rotary actuator red / yellow 66 x 66 mm with auxiliary switch 1OE + 1S | - | 0 | 0
3LD3150-0TK11 |  | 3LD3150-0TK11 | 1 | UN | 1 | 5 | B | D | N | N | 85365080 | 1 | 4001869550657 | 202 | G | 24.99 | 24.99 | LP21 | LP21 | Load disconnector 3LD3, Iu 25 A Main switch 3-pole Rated operating capacity at AC-23 A at 400V 9.0kW Front plate mounting Basic switch with Central hole mounting 22.5mm Toggle drive black 48x48 mm | - | 0 | 0
3LD3150-0TK13 |  | 3LD3150-0TK13 | 1 | UN | 1 | 5 | B | D | N | N | 85365080 | 1 | 4001869550664 | 198 | G | 24.99 | 24.99 | LP21 | LP21 | Load disconnector 3LD3, Iu 25 A Main switch 3-pole Rated operating capacity at AC-23 A at 400V 9.0kW Front plate mounting Basic switch with Central hole mounting 22.5mm Toggle drive red / yellow 48x48 mm | - | 0 | 0
3LD3150-0TL11 |  | 3LD3150-0TL11 | 1 | UN | 1 | 5 | B | D | N | N | 85365080 | 1 | 4001869550671 | 237 | G | 35.73 | 35.73 | LP21 | LP21 | Load disconnector 3LD3, Iu 25 A Main switch 3-pole + N Rated operating capacity at AC-23 A at 400V 9.0kW Front plate mounting Basic switch with Central hole mounting 22.5mm Toggle drive black 48x48 mm | - | 0 | 0
3LD3150-0TL13 |  | 3LD3150-0TL13 | 1 | UN | 1 | 5 | B | D | N | N | 85365080 | 1 | 4001869550688 | 237 | G | 35.73 | 35.73 | LP21 | LP21 | Load disconnector 3LD3, Iu 25 A Main switch 3-pole + N Rated operating capacity at AC-23 A at 400V 9.0kW Front plate mounting Basic switch with Central hole mounting 22.5mm Toggle drive red / yellow 48x48 mm | - | 0 | 0
3LD3150-1TK11 |  | 3LD3150-1TK11 | 1 | UN | 1 | 5 | B | D | N | N | 85365080 | 1 | 4001869550695 | 219 | G | 35.73 | 35.73 | LP21 | LP21 | Load disconnector 3LD3, Iu 25 A Main switch 3-pole Rated operating capacity at AC-23 A at 400V 9.0kW Front plate mounting Basic switch with Central hole mounting 22.5mm Toggle drive black 48x48 mm with auxiliary switch 1OE + 1S | - | 0 | 0
3LD3150-1TK13 |  | 3LD3150-1TK13 | 1 | UN | 1 | 5 | B | D | N | N | 85365080 | 1 | 4001869550701 | 219 | G | 35.73 | 35.73 | LP21 | LP21 | Load disconnector 3LD3, Iu 25 A Main switch 3-pole Rated operating capacity at AC-23 A at 400V 9.0kW Front plate mounting Basic switch with Central hole mounting 22.5mm Toggle drive red / yellow 48x48 mm with auxiliary switch 1OE + 1S | - | 0 | 0
3LD3150-1TL11 |  | 3LD3150-1TL11 | 1 | UN | 1 | 5 | B | D | N | N | 85365080 | 1 | 4001869550718 | 260 | G | 45.14 | 45.14 | LP21 | LP21 | Load disconnector 3LD3, Iu 25 A Main switch 3-pole + N Rated operating capacity at AC-23 A at 400V 9.0kW Front plate mounting Basic switch with Central hole mounting 22.5mm Toggle drive black 48x48 mm with auxiliary switch 1OE + 1S | - | 0 | 0
3LD3150-1TL13 |  | 3LD3150-1TL13 | 1 | UN | 1 | 5 | B | D | N | N | 85365080 | 1 | 4001869550725 | 260 | G | 45.14 | 45.14 | LP21 | LP21 | Load disconnector 3LD3, Iu 25 A Main switch 3-pole + N Rated operating capacity at AC-23 A at 400V 9.0kW Front plate mounting Basic switch with Central hole mounting 22.5mm Toggle drive red / yellow 48x48 mm with auxiliary switch 1OE + 1S | - | 0 | 0
3LD3154-0TK51 |  | 3LD3154-0TK51 | 1 | UN | 1 | 5 | B | D | N | N | 85365080 | 1 | 4001869550732 | 235 | G | 25.34 | 25.34 | LP21 | LP21 | Load disconnector 3LD3, Iu 25 A Main switch 3-pole Rated operating capacity at AC-23 A at 400V 9.0kW Front plate mounting Basic switch with Central hole mounting 22.5mm Toggle drive black 66x66 mm | - | 0 | 0
3LD3154-0TK53 |  | 3LD3154-0TK53 | 1 | UN | 1 | 5 | B | D | N | N | 85365080 | 1 | 4001869550749 | 235 | G | 25.34 | 25.34 | LP21 | LP21 | Load disconnector 3LD3, Iu 25 A Main switch 3-pole Rated operating capacity at AC-23 A at 400V 9.0kW Front plate mounting Basic switch with Central hole mounting 22.5mm Toggle drive red / yellow 66x66 mm | - | 0 | 0
3LD3154-0TL51 |  | 3LD3154-0TL51 | 1 | UN | 1 | 5 | B | D | N | N | 85365080 | 1 | 4001869550756 | 272 | G | 31.77 | 31.77 | LP21 | LP21 | Load disconnector 3LD3, Iu 25 A Main switch 3-pole + N Rated operating capacity at AC-23 A at 400V 9.0kW Front plate mounting Basic switch with Central hole mounting 22.5mm Toggle drive black 66x66 mm | - | 0 | 0
3LD3154-0TL53 |  | 3LD3154-0TL53 | 1 | UN | 1 | 5 | B | D | N | N | 85365080 | 1 | 4001869550763 | 271 | G | 31.77 | 31.77 | LP21 | LP21 | Load disconnector 3LD3, Iu 25 A Main switch 3-pole + N Rated operating capacity at AC-23 A at 400V 9.0kW Front plate mounting Basic switch with Central hole mounting 22.5mm Toggle drive red / yellow 66x66 mm | - | 0 | 0
3LD3154-1TK51 |  | 3LD3154-1TK51 | 1 | UN | 1 | 5 | B | D | N | N | 85365080 | 1 | 4001869550770 | 253 | G | 32.74 | 32.74 | LP21 | LP21 | Load disconnector 3LD3, Iu 25 A Main switch 3-pole Rated operating capacity at AC-23 A at 400V 9.0kW Front plate mounting Basic switch with Central hole mounting 22.5mm Toggle drive black 66x66 mm with auxiliary switch 1OE + 1S | - | 0 | 0
3LD3154-1TK53 |  | 3LD3154-1TK53 | 1 | UN | 1 | 5 | B | D | N | N | 85365080 | 1 | 4001869550787 | 258 | G | 32.74 | 32.74 | LP21 | LP21 | Load disconnector 3LD3, Iu 25 A Main switch 3-pole Rated operating capacity at AC-23 A at 400V 9.0kW Front plate mounting Basic switch with Central hole mounting 22.5mm Toggle drive red / yellow 66x66 mm with auxiliary switch 1OE + 1S | - | 0 | 0
3LD3154-1TL51 |  | 3LD3154-1TL51 | 1 | UN | 1 | 5 | B | D | N | N | 85365080 | 1 | 4001869550794 | 291 | G | 38.46 | 38.46 | LP21 | LP21 | Load disconnector 3LD3, Iu 25 A Main switch 3-pole + N Rated operating capacity at AC-23 A at 400V 9.0kW Front plate mounting Basic switch with Central hole mounting 22.5mm Toggle drive black 66x66 mm with auxiliary switch 1OE + 1S | - | 0 | 0
3LD3154-1TL53 |  | 3LD3154-1TL53 | 1 | UN | 1 | 5 | B | D | N | N | 85365080 | 1 | 4001869550800 | 290 | G | 38.46 | 38.46 | LP21 | LP21 | Load disconnector 3LD3, Iu 25 A Main switch 3-pole + N Rated operating capacity at AC-23 A at 400V 9.0kW Front plate mounting Basic switch with Central hole mounting 22.5mm Toggle drive red / yellow 66x66 mm with auxiliary switch 1OE + 1S | - | 0 | 0
3LD3210-0TK05 |  | 3LD3210-0TK05 | 1 | UN | 1 | 5 | B | D | N | N | 85365080 | 1 | 4001869550817 | 158 | G | 28.86 | 28.86 | LP21 | LP21 | Load disconnector 3LD3, Iu 32 A Main switch 3-pole Rated operating capacity for AC-23 A at 400V 11.5kW Installation in distribution boards, Basic switch without Knob-operated mechanism | - | 0 | 0
3LD3210-0TL05 |  | 3LD3210-0TL05 | 1 | UN | 1 | 5 | B | D | N | N | 85365080 | 1 | 4001869550824 | 184 | G | 34.32 | 34.32 | LP21 | LP21 | Load disconnector 3LD3, Iu 32 A Main switch 3-pole + N Rated operating capacity for AC-23 A at 400V 11.5kW Installation in distribution boards, Basic switch without Knob-operated mechanism | - | 0 | 0
3LD3210-1TK05 |  | 3LD3210-1TK05 | 1 | UN | 1 | 5 | B | D | N | N | 85365080 | 1 | 4001869550831 | 167 | G | 41.18 | 41.18 | LP21 | LP21 | Load disconnector 3LD3, Iu 32 A Main switch 3-pole Rated operating capacity for AC-23 A at 400V 11.5kW Installation in distribution boards, Basic switch without Knob-operated mechanism with auxiliary switch 1OE + 1S | - | 0 | 0
3LD3210-1TL05 |  | 3LD3210-1TL05 | 1 | UN | 1 | 5 | B | D | N | N | 85365080 | 1 | 4001869550848 | 202 | G | 46.9 | 46.9 | LP21 | LP21 | Load disconnector 3LD3, Iu 32 A Main switch 3-pole + N Rated operating capacity for AC-23 A at 400V 11.5kW Installation in distribution boards, Basic switch without Knob-operated mechanism with auxiliary switch 1OE + 1S | - | 0 | 0
3LD3230-0TK11 |  | 3LD3230-0TK11 | 1 | UN | 1 | 5 | B | D | N | N | 85365080 | 1 | 4001869550855 | 158 | G | 26.66 | 26.66 | LP21 | LP21 | Load disconnector 3LD3, Iu 32 A Main switch 3-pole Rated operating capacity for AC-23 A at 400V 11.5kW Installation in distribution boards, Basic switch with selector knob black | - | 0 | 0
3LD3230-0TK13 |  | 3LD3230-0TK13 | 1 | UN | 1 | 5 | B | D | N | N | 85365080 | 1 | 4001869550862 | 153 | G | 26.66 | 26.66 | LP21 | LP21 | Load disconnector 3LD3, Iu 32 A Main switch 3-pole Rated operating capacity for AC-23 A at 400V 11.5kW Installation in distribution boards, Basic switch with selector knob red / yellow | - | 0 | 0
3LD3230-0TL11 |  | 3LD3230-0TL11 | 1 | UN | 1 | 5 | B | D | N | N | 85365080 | 1 | 4001869550879 | 188 | G | 35.2 | 35.2 | LP21 | LP21 | Load disconnector 3LD3, Iu 32 A Main switch 3-pole + N Rated operating capacity for AC-23 A at 400V 11.5kW Installation in distribution boards, Basic switch with selector knob black | - | 0 | 0
3LD3230-0TL13 |  | 3LD3230-0TL13 | 1 | UN | 1 | 5 | B | D | N | N | 85365080 | 1 | 4001869550886 | 187 | G | 35.2 | 35.2 | LP21 | LP21 | Load disconnector 3LD3, Iu 32 A Main switch 3-pole + N Rated operating capacity for AC-23 A at 400V 11.5kW Installation in distribution boards, Basic switch with selector knob red / yellow | - | 0 | 0
3LD3230-1TK11 |  | 3LD3230-1TK11 | 1 | UN | 1 | 5 | B | D | N | N | 85365080 | 1 | 4001869550893 | 172 | G | 37.4 | 37.4 | LP21 | LP21 | Load disconnector 3LD3, Iu 32 A Main switch 3-pole Rated operating capacity for AC-23 A at 400V 11.5kW Installation in distribution boards, Basic switch with selector knob black with auxiliary switch 1OE + 1S | - | 0 | 0
3LD3230-1TK13 |  | 3LD3230-1TK13 | 1 | UN | 1 | 5 | B | D | N | N | 85365080 | 1 | 4001869550909 | 172 | G | 37.4 | 37.4 | LP21 | LP21 | Load disconnector 3LD3, Iu 32 A Main switch 3-pole Rated operating capacity for AC-23 A at 400V 11.5kW Installation in distribution boards, Basic switch with selector knob red / yellow with auxiliary switch 1OE + 1S | - | 0 | 0
3LD3230-1TL11 |  | 3LD3230-1TL11 | 1 | UN | 1 | 5 | B | D | N | N | 85365080 | 1 | 4001869550916 | 206 | G | 46.73 | 46.73 | LP21 | LP21 | Load disconnector 3LD3, Iu 32 A Main switch 3-pole + N Rated operating capacity for AC-23 A at 400V 11.5kW Installation in distribution boards, Basic switch with selector knob black with auxiliary switch 1OE + 1S | - | 0 | 0
3LD3230-1TL13 |  | 3LD3230-1TL13 | 1 | UN | 1 | 5 | B | D | N | N | 85365080 | 1 | 4001869550923 | 206 | G | 46.73 | 46.73 | LP21 | LP21 | Load disconnector 3LD3, Iu 32 A Main switch 3-pole + N Rated operating capacity for AC-23 A at 400V 11.5kW Installation in distribution boards, Basic switch with selector knob red / yellow with auxiliary switch 1OE + 1S | - | 0 | 0
3LD3240-0TK11 |  | 3LD3240-0TK11 | 1 | UN | 1 | 5 | B | D | N | N | 85365080 | 1 | 4001869550930 | 330 | G | 32.21 | 32.21 | LP21 | LP21 | Load disconnector 3LD3, Iu 32 A Main switch 3-pole Rated operating capacity for AC-23 A at 400V 11.5kW floor mounting Basic switch with door coupling Central hole mounting 22.5mm Toggle drive black 48x48 mm | - | 0 | 0
3LD3240-0TK13 |  | 3LD3240-0TK13 | 1 | UN | 1 | 5 | B | D | N | N | 85365080 | 1 | 4001869550947 | 328 | G | 32.21 | 32.21 | LP21 | LP21 | Load disconnector 3LD3, Iu 32 A Main switch 3-pole Rated operating capacity for AC-23 A at 400V 11.5kW floor mounting Basic switch with door coupling Central hole mounting 22.5mm Toggle drive red / yellow 48x48 mm | - | 0 | 0
3LD3240-0TL11 |  | 3LD3240-0TL11 | 1 | UN | 1 | 5 | B | D | N | N | 85365080 | 1 | 4001869550954 | 366 | G | 37.66 | 37.66 | LP21 | LP21 | Load disconnector 3LD3, Iu 32 A Main switch 3-pole + N Rated operating capacity for AC-23 A at 400V 11.5kW floor mounting Basic switch with door coupling Central hole mounting 22.5mm Toggle drive black 48x48 mm | - | 0 | 0
3LD3240-0TL13 |  | 3LD3240-0TL13 | 1 | UN | 1 | 5 | B | D | N | N | 85365080 | 1 | 4001869550961 | 365 | G | 37.66 | 37.66 | LP21 | LP21 | Load disconnector 3LD3, Iu 32 A Main switch 3-pole + N Rated operating capacity for AC-23 A at 400V 11.5kW floor mounting Basic switch with door coupling Central hole mounting 22.5mm Toggle drive red / yellow 48x48 mm | - | 0 | 0
3LD3240-1TK11 |  | 3LD3240-1TK11 | 1 | UN | 1 | 5 | B | D | N | N | 85365080 | 1 | 4001869550978 | 349 | G | 44.44 | 44.44 | LP21 | LP21 | Load disconnector 3LD3, Iu 32 A Main switch 3-pole Rated operating capacity for AC-23 A at 400V 11.5kW floor mounting Basic switch with door coupling Central hole mounting 22.5mm Toggle drive black 48x48 mm with auxiliary switch 1OE + 1S | - | 0 | 0
3LD3240-1TK13 |  | 3LD3240-1TK13 | 1 | UN | 1 | 5 | B | D | N | N | 85365080 | 1 | 4001869550985 | 346 | G | 44.44 | 44.44 | LP21 | LP21 | Load disconnector 3LD3, Iu 32 A Main switch 3-pole Rated operating capacity for AC-23 A at 400V 11.5kW floor mounting Basic switch with door coupling Central hole mounting 22.5mm Toggle drive red / yellow 48x48 mm with auxiliary switch 1OE + 1S | - | 0 | 0
3LD3240-1TL11 |  | 3LD3240-1TL11 | 1 | UN | 1 | 5 | B | D | N | N | 85365080 | 1 | 4001869550992 | 386 | G | 49.9 | 49.9 | LP21 | LP21 | Load disconnector 3LD3, Iu 32 A Main switch 3-pole + N Rated operating capacity for AC-23 A at 400V 11.5kW floor mounting Basic switch with door coupling Central hole mounting 22.5mm Toggle drive black 48x48 mm with auxiliary switch 1OE + 1S | - | 0 | 0
3LD3240-1TL13 |  | 3LD3240-1TL13 | 1 | UN | 1 | 5 | B | D | N | N | 85365080 | 1 | 4001869551005 | 383 | G | 49.9 | 49.9 | LP21 | LP21 | Load disconnector 3LD3, Iu 32 A Main switch 3-pole + N Rated operating capacity for AC-23 A at 400V 11.5kW floor mounting Basic switch with door coupling Central hole mounting 22.5mm Toggle drive red / yellow 48x48 mm with auxiliary switch 1OE + 1S | - | 0 | 0
3LD3248-0TK51 |  | 3LD3248-0TK51 | 1 | UN | 1 | 5 | B | D | N | N | 85365080 | 1 | 4001869551012 | 346 | G | 47.78 | 47.78 | LP21 | LP21 | Load disconnector 3LD3, Iu 32 A Main switch 3-pole Rated operating capacity for AC-23 A at 400V 11.5kW floor mounting Basic switch with door coupling Central hole mounting 22.5mm Rotating drive black 66 x 66 mm | - | 0 | 0
3LD3248-0TK53 |  | 3LD3248-0TK53 | 1 | UN | 1 | 5 | B | D | N | N | 85365080 | 1 | 4001869551029 | 349 | G | 38.46 | 38.46 | LP21 | LP21 | Load disconnector 3LD3, Iu 32 A Main switch 3-pole Rated operating capacity for AC-23 A at 400V 11.5kW floor mounting Basic switch with door coupling Central hole mounting 22.5mm Rotary actuator red / yellow 66 x 66 mm | - | 0 | 0
3LD3248-0TL51 |  | 3LD3248-0TL51 | 1 | UN | 1 | 5 | B | D | N | N | 85365080 | 1 | 4001869551036 | 385 | G | 38.46 | 38.46 | LP21 | LP21 | Load disconnector 3LD3, Iu 32 A Main switch 3-pole + N Rated operating capacity for AC-23 A at 400V 11.5kW floor mounting Basic switch with door coupling Central hole mounting 22.5mm Rotating drive black 66 x 66 mm | - | 0 | 0
3LD3248-0TL53 |  | 3LD3248-0TL53 | 1 | UN | 1 | 5 | B | D | N | N | 85365080 | 1 | 4001869551043 | 386 | G | 38.46 | 38.46 | LP21 | LP21 | Load disconnector 3LD3, Iu 32 A Main switch 3-pole + N Rated operating capacity for AC-23 A at 400V 11.5kW floor mounting Basic switch with door coupling Central hole mounting 22.5mm Rotary actuator red / yellow 66 x 66 mm | - | 0 | 0
3LD3248-1TK51 |  | 3LD3248-1TK51 | 1 | UN | 1 | 5 | B | D | N | N | 85365080 | 1 | 4001869551050 | 366 | G | 49.28 | 49.28 | LP21 | LP21 | Load disconnector 3LD3, Iu 32 A Main switch 3-pole Rated operating capacity for AC-23 A at 400V 11.5kW floor mounting Basic switch with door coupling Central hole mounting 22.5mm Rotating drive black 66 x 66 mm with auxiliary switch 1OE + 1S | - | 0 | 0
3LD3248-1TK53 |  | 3LD3248-1TK53 | 1 | UN | 1 | 5 | B | D | N | N | 85365080 | 1 | 4001869551067 | 367 | G | 49.28 | 49.28 | LP21 | LP21 | Load disconnector 3LD3, Iu 32 A Main switch 3-pole Rated operating capacity for AC-23 A at 400V 11.5kW floor mounting Basic switch with door coupling Central hole mounting 22.5mm Rotary actuator red / yellow 66 x 66 mm with auxiliary switch 1OE + 1S | - | 0 | 0
3LD3248-1TL51 |  | 3LD3248-1TL51 | 1 | UN | 1 | 5 | B | D | N | N | 85365080 | 1 | 4001869551074 | 403 | G | 65.82 | 65.82 | LP21 | LP21 | Load disconnector 3LD3, Iu 32 A Main switch 3-pole + N Rated operating capacity for AC-23 A at 400V 11.5kW floor mounting Basic switch with door coupling Central hole mounting 22.5mm Rotating drive black 66 x 66 mm with auxiliary switch 1OE + 1S | - | 0 | 0
3LD3248-1TL53 |  | 3LD3248-1TL53 | 1 | UN | 1 | 5 | B | D | N | N | 85365080 | 1 | 4001869551081 | 404 | G | 65.82 | 65.82 | LP21 | LP21 | Load disconnector 3LD3, Iu 32 A Main switch 3-pole + N Rated operating capacity for AC-23 A at 400V 11.5kW floor mounting Basic switch with door coupling Central hole mounting 22.5mm Rotary actuator red / yellow 66 x 66 mm with auxiliary switch 1OE + 1S | - | 0 | 0
3LD3250-0TK11 |  | 3LD3250-0TK11 | 1 | UN | 1 | 5 | B | D | N | N | 85365080 | 1 | 4001869551098 | 201 | G | 28.16 | 28.16 | LP21 | LP21 | Load disconnector 3LD3, Iu 32 A Main switch 3-pole Rated operating capacity for AC-23 A at 400V 11.5kW Front plate mounting Basic switch with Central hole mounting 22.5mm Toggle drive black 48x48 mm | - | 0 | 0
3LD3250-0TK13 |  | 3LD3250-0TK13 | 1 | UN | 1 | 5 | B | D | N | N | 85365080 | 1 | 4001869551104 | 200 | G | 28.78 | 28.78 | LP21 | LP21 | Load disconnector 3LD3, Iu 32 A Main switch 3-pole Rated operating capacity for AC-23 A at 400V 11.5kW Front plate mounting Basic switch with Central hole mounting 22.5mm Toggle drive red / yellow 48x48 mm | - | 0 | 0
3LD3250-0TL11 |  | 3LD3250-0TL11 | 1 | UN | 1 | 5 | B | D | N | N | 85365080 | 1 | 4001869551111 | 245 | G | 39.6 | 39.6 | LP21 | LP21 | Load disconnector 3LD3, Iu 32 A Main switch 3-pole + N Rated operating capacity for AC-23 A at 400V 11.5kW Front plate mounting Basic switch with Central hole mounting 22.5mm Toggle drive black 48x48 mm | - | 0 | 0
3LD3250-0TL13 |  | 3LD3250-0TL13 | 1 | UN | 1 | 5 | B | D | N | N | 85365080 | 1 | 4001869551128 | 237 | G | 39.6 | 39.6 | LP21 | LP21 | Load disconnector 3LD3, Iu 32 A Main switch 3-pole + N Rated operating capacity for AC-23 A at 400V 11.5kW Front plate mounting Basic switch with Central hole mounting 22.5mm Toggle drive red / yellow 48x48 mm | - | 0 | 0
3LD3250-1TK11 |  | 3LD3250-1TK11 | 1 | UN | 1 | 5 | B | D | N | N | 85365080 | 1 | 4001869551135 | 226 | G | 39.6 | 39.6 | LP21 | LP21 | Load disconnector 3LD3, Iu 32 A Main switch 3-pole Rated operating capacity for AC-23 A at 400V 11.5kW Front plate mounting Basic switch with Central hole mounting 22.5mm Toggle drive black 48x48 mm with auxiliary switch 1OE + 1S | - | 0 | 0
3LD3250-1TK13 |  | 3LD3250-1TK13 | 1 | UN | 1 | 5 | B | D | N | N | 85365080 | 1 | 4001869551142 | 219 | G | 39.6 | 39.6 | LP21 | LP21 | Load disconnector 3LD3, Iu 32 A Main switch 3-pole Rated operating capacity for AC-23 A at 400V 11.5kW Front plate mounting Basic switch with Central hole mounting 22.5mm Toggle drive red / yellow 48x48 mm with auxiliary switch 1OE + 1S | - | 0 | 0
3LD3250-1TL11 |  | 3LD3250-1TL11 | 1 | UN | 1 | 5 | B | D | N | N | 85365080 | 1 | 4001869551159 | 261 | G | 49.02 | 49.02 | LP21 | LP21 | Load disconnector 3LD3, Iu 32 A Main switch 3-pole + N Rated operating capacity for AC-23 A at 400V 11.5kW Front plate mounting Basic switch with Central hole mounting 22.5mm Toggle drive black 48x48 mm with auxiliary switch 1OE + 1S | - | 0 | 0
3LD3250-1TL13 |  | 3LD3250-1TL13 | 1 | UN | 1 | 5 | B | D | N | N | 85365080 | 1 | 4001869551166 | 260 | G | 49.02 | 49.02 | LP21 | LP21 | Load disconnector 3LD3, Iu 32 A Main switch 3-pole + N Rated operating capacity for AC-23 A at 400V 11.5kW Front plate mounting Basic switch with Central hole mounting 22.5mm Toggle drive red / yellow 48x48 mm with auxiliary switch 1OE + 1S | - | 0 | 0
3LD3254-0TK51 |  | 3LD3254-0TK51 | 1 | UN | 1 | 5 | B | D | N | N | 85365080 | 1 | 4001869551173 | 235 | G | 29.83 | 29.83 | LP21 | LP21 | Load disconnector 3LD3, Iu 32 A Main switch 3-pole Rated operating capacity for AC-23 A at 400V 11.5kW Front plate mounting Basic switch with Central hole mounting 22.5mm Rotating drive black 66 x 66 mm | - | 0 | 0
3LD3254-0TK53 |  | 3LD3254-0TK53 | 1 | UN | 1 | 5 | B | D | N | N | 85365080 | 1 | 4001869551180 | 236 | G | 29.83 | 29.83 | LP21 | LP21 | Load disconnector 3LD3, Iu 32 A Main switch 3-pole Rated operating capacity for AC-23 A at 400V 11.5kW Front plate mounting Basic switch with Central hole mounting 22.5mm Rotary actuator red / yellow 66 x 66 mm | - | 0 | 0
3LD3254-0TL51 |  | 3LD3254-0TL51 | 1 | UN | 1 | 5 | B | D | N | N | 85365080 | 1 | 4001869551197 | 272 | G | 36.87 | 36.87 | LP21 | LP21 | Load disconnector 3LD3, Iu 32 A Main switch 3-pole + N Rated operating capacity for AC-23 A at 400V 11.5kW Front plate mounting Basic switch with Central hole mounting 22.5mm Rotating drive black 66 x 66 mm | - | 0 | 0
3LD3254-0TL53 |  | 3LD3254-0TL53 | 1 | UN | 1 | 5 | B | D | N | N | 85365080 | 1 | 4001869551203 | 272 | G | 36.87 | 36.87 | LP21 | LP21 | Load disconnector 3LD3, Iu 32 A Main switch 3-pole + N Rated operating capacity for AC-23 A at 400V 11.5kW Front plate mounting Basic switch with Central hole mounting 22.5mm Rotary actuator red / yellow 66 x 66 mm | - | 0 | 0
3LD3254-1TK51 |  | 3LD3254-1TK51 | 1 | UN | 1 | 5 | B | D | N | N | 85365080 | 1 | 4001869551210 | 256 | G | 40.57 | 40.57 | LP21 | LP21 | Load disconnector 3LD3, Iu 32 A Main switch 3-pole Rated operating capacity for AC-23 A at 400V 11.5kW Front plate mounting Basic switch with Central hole mounting 22.5mm Rotating drive black 66 x 66 mm with auxiliary switch 1OE + 1S | - | 0 | 0
3LD3254-1TK53 |  | 3LD3254-1TK53 | 1 | UN | 1 | 5 | B | D | N | N | 85365080 | 1 | 4001869551227 | 257 | G | 40.57 | 40.57 | LP21 | LP21 | Load disconnector 3LD3, Iu 32 A Main switch 3-pole Rated operating capacity for AC-23 A at 400V 11.5kW Front plate mounting Basic switch with Central hole mounting 22.5mm Rotary actuator red / yellow 66 x 66 mm with auxiliary switch 1OE + 1S | - | 0 | 0
3LD3254-1TL51 |  | 3LD3254-1TL51 | 1 | UN | 1 | 5 | B | D | N | N | 85365080 | 1 | 4001869551234 | 291 | G | 47.52 | 47.52 | LP21 | LP21 | Load disconnector 3LD3, Iu 32 A Main switch 3-pole + N Rated operating capacity for AC-23 A at 400V 11.5kW Front plate mounting Basic switch with Central hole mounting 22.5mm Rotating drive black 66 x 66 mm with auxiliary switch 1OE + 1S | - | 0 | 0
3LD3254-1TL53 |  | 3LD3254-1TL53 | 1 | UN | 1 | 5 | B | D | N | N | 85365080 | 1 | 4001869551241 | 290 | G | 47.52 | 47.52 | LP21 | LP21 | Load disconnector 3LD3, Iu 32 A Main switch 3-pole + N Rated operating capacity for AC-23 A at 400V 11.5kW Front plate mounting Basic switch with Central hole mounting 22.5mm Rotary actuator red / yellow 66 x 66 mm with auxiliary switch 1OE + 1S | - | 0 | 0
3LD3310-0TK05 |  | 3LD3310-0TK05 | 1 | UN | 1 | 5 | B | D | N | N | 85365080 | 1 | 4001869551258 | 149 | G | 48.84 | 48.84 | LP21 | LP21 | Load disconnector 3LD3, Iu 40 A Main switch 3-pole Rated operating capacity at AC-23 A at 400 V 18.5 kW Installation in distribution boards, Basic switch without Knob-operated mechanism | - | 0 | 0
3LD3310-0TL05 |  | 3LD3310-0TL05 | 1 | UN | 1 | 5 | B | D | N | N | 85365080 | 1 | 4001869551265 | 184 | G | 64.68 | 64.68 | LP21 | LP21 | Load disconnector 3LD3, Iu 40 A Main switch 3-pole + N Rated operating capacity at AC-23 A at 400 V 18.5 kW Installation in distribution boards, Basic switch without Knob-operated mechanism | - | 0 | 0
3LD3310-1TK05 |  | 3LD3310-1TK05 | 1 | UN | 1 | 5 | B | D | N | N | 85365080 | 1 | 4001869551272 | 177 | G | 61.42 | 61.42 | LP21 | LP21 | Load disconnector 3LD3, Iu 40 A Main switch 3-pole Rated operating capacity at AC-23 A at 400 V 18.5 kW Installation in distribution boards, Basic switch without Knob-operated mechanism with auxiliary switch 1OE + 1S | - | 0 | 0
3LD3310-1TL05 |  | 3LD3310-1TL05 | 1 | UN | 1 | 5 | B | D | N | N | 85365080 | 1 | 4001869551289 | 202 | G | 78.23 | 78.23 | LP21 | LP21 | Load disconnector 3LD3, Iu 40 A Main switch 3-pole + N Rated operating capacity at AC-23 A at 400 V 18.5 kW Installation in distribution boards, Basic switch without Knob-operated mechanism with auxiliary switch 1OE + 1S | - | 0 | 0
3LD3330-0TK11 |  | 3LD3330-0TK11 | 1 | UN | 1 | 5 | B | D | N | N | 85365080 | 1 | 4001869552422 | 153 | G | 33.35 | 33.35 | LP21 | LP21 | Load disconnector 3LD3, Iu 40 A Main switch 3-pole Rated operating capacity at AC-23 A at 400 V 18.5 kW Installation in distribution boards, Basic switch with selector knob black | - | 0 | 0
3LD3330-0TK13 |  | 3LD3330-0TK13 | 1 | UN | 1 | 5 | B | D | N | N | 85365080 | 1 | 4001869551296 | 153 | G | 33.35 | 33.35 | LP21 | LP21 | Load disconnector 3LD3, Iu 40 A Main switch 3-pole Rated operating capacity at AC-23 A at 400 V 18.5 kW Installation in distribution boards, Basic switch with selector knob red / yellow | - | 0 | 0
3LD3330-0TL11 |  | 3LD3330-0TL11 | 1 | UN | 1 | 5 | B | D | N | N | 85365080 | 1 | 4001869551302 | 187 | G | 38.63 | 38.63 | LP21 | LP21 | Load disconnector 3LD3, Iu 40 A Main switch 3-pole + N Rated operating capacity at AC-23 A at 400 V 18.5 kW Installation in distribution boards, Basic switch with selector knob black | - | 0 | 0
3LD3330-0TL13 |  | 3LD3330-0TL13 | 1 | UN | 1 | 5 | B | D | N | N | 85365080 | 1 | 4001869551319 | 187 | G | 38.63 | 38.63 | LP21 | LP21 | Load disconnector 3LD3, Iu 40 A Main switch 3-pole + N Rated operating capacity at AC-23 A at 400 V 18.5 kW Installation in distribution boards, Basic switch with selector knob red / yellow | - | 0 | 0
3LD3330-1TK11 |  | 3LD3330-1TK11 | 1 | UN | 1 | 5 | B | D | N | N | 85365080 | 1 | 4001869551326 | 172 | G | 45.5 | 45.5 | LP21 | LP21 | Load disconnector 3LD3, Iu 40 A Main switch 3-pole Rated operating capacity at AC-23 A at 400 V 18.5 kW Installation in distribution boards, Basic switch with selector knob black with auxiliary switch 1OE + 1S | - | 0 | 0
3LD3330-1TK13 |  | 3LD3330-1TK13 | 1 | UN | 1 | 5 | B | D | N | N | 85365080 | 1 | 4001869551333 | 171 | G | 45.5 | 45.5 | LP21 | LP21 | Load disconnector 3LD3, Iu 40 A Main switch 3-pole Rated operating capacity at AC-23 A at 400 V 18.5 kW Installation in distribution boards, Basic switch with selector knob red / yellow with auxiliary switch 1OE + 1S | - | 0 | 0
3LD3330-1TL11 |  | 3LD3330-1TL11 | 1 | UN | 1 | 5 | B | D | N | N | 85365080 | 1 | 4001869551340 | 206 | G | 50.95 | 50.95 | LP21 | LP21 | Load disconnector 3LD3, Iu 40 A Main switch 3-pole + N Rated operating capacity at AC-23 A at 400 V 18.5 kW Installation in distribution boards, Basic switch with selector knob black with auxiliary switch 1OE + 1S | - | 0 | 0
3LD3330-1TL13 |  | 3LD3330-1TL13 | 1 | UN | 1 | 5 | B | D | N | N | 85365080 | 1 | 4001869551357 | 206 | G | 50.95 | 50.95 | LP21 | LP21 | Load disconnector 3LD3, Iu 40 A Main switch 3-pole + N Rated operating capacity at AC-23 A at 400 V 18.5 kW Installation in distribution boards, Basic switch with selector knob red / yellow with auxiliary switch 1OE + 1S | - | 0 | 0
3LD3340-0TK11 |  | 3LD3340-0TK11 | 1 | UN | 1 | 5 | B | D | N | N | 85365080 | 1 | 4001869551364 | 330 | G | 55.79 | 55.79 | LP21 | LP21 | Load disconnector 3LD3, Iu 40 A Main switch 3-pole Rated operating capacity at AC-23 A at 400 V 18.5 kW floor mounting Basic switch with door coupling Central hole mounting 22.5mm Toggle drive black 48x48 mm | - | 0 | 0
3LD3340-0TK13 |  | 3LD3340-0TK13 | 1 | UN | 1 | 5 | B | D | N | N | 85365080 | 1 | 4001869551371 | 329 | G | 55.79 | 55.79 | LP21 | LP21 | Load disconnector 3LD3, Iu 40 A Main switch 3-pole Rated operating capacity at AC-23 A at 400 V 18.5 kW floor mounting Basic switch with door coupling Central hole mounting 22.5mm Toggle drive red / yellow 48x48 mm | - | 0 | 0
3LD3340-0TL11 |  | 3LD3340-0TL11 | 1 | UN | 1 | 5 | B | D | N | N | 85365080 | 1 | 4001869551388 | 367 | G | 67.5 | 67.5 | LP21 | LP21 | Load disconnector 3LD3, Iu 40 A Main switch 3-pole + N Rated operating capacity at AC-23 A at 400 V 18.5 kW floor mounting Basic switch with door coupling Central hole mounting 22.5mm Toggle drive black 48x48 mm | - | 0 | 0
3LD3340-0TL13 |  | 3LD3340-0TL13 | 1 | UN | 1 | 5 | B | D | N | N | 85365080 | 1 | 4001869551395 | 365 | G | 67.5 | 67.5 | LP21 | LP21 | Load disconnector 3LD3, Iu 40 A Main switch 3-pole + N Rated operating capacity at AC-23 A at 400 V 18.5 kW floor mounting Basic switch with door coupling Central hole mounting 22.5mm Toggle drive red / yellow 48x48 mm | - | 0 | 0
3LD3340-1TK11 |  | 3LD3340-1TK11 | 1 | UN | 1 | 5 | B | D | N | N | 85365080 | 1 | 4001869551401 | 348 | G | 67.85 | 67.85 | LP21 | LP21 | Load disconnector 3LD3, Iu 40 A Main switch 3-pole Rated operating capacity at AC-23 A at 400 V 18.5 kW floor mounting Basic switch with door coupling Central hole mounting 22.5mm Toggle drive black 48x48 mm with auxiliary switch 1OE + 1S | - | 0 | 0
3LD3340-1TK13 |  | 3LD3340-1TK13 | 1 | UN | 1 | 5 | B | D | N | N | 85365080 | 1 | 4001869551418 | 345 | G | 67.85 | 67.85 | LP21 | LP21 | Load disconnector 3LD3, Iu 40 A Main switch 3-pole Rated operating capacity at AC-23 A at 400 V 18,5 kW floor mounting Basic switch with door coupling Central hole mounting 22.5mm Toggle drive red / yellow 48x48 mm with auxiliary switch 1OE + 1S | - | 0 | 0
3LD3340-1TL11 |  | 3LD3340-1TL11 | 1 | UN | 1 | 5 | B | D | N | N | 85365080 | 1 | 4001869551425 | 385 | G | 79.55 | 79.55 | LP21 | LP21 | Load disconnector 3LD3, Iu 40 A Main switch 3-pole + N Rated operating capacity at AC-23 A at 400 V 18.5 kW floor mounting Basic switch with door coupling Central hole mounting 22.5mm Toggle drive black 48x48 mm with auxiliary switch 1OE + 1S | - | 0 | 0
3LD3340-1TL13 |  | 3LD3340-1TL13 | 1 | UN | 1 | 5 | B | D | N | N | 85365080 | 1 | 4001869551432 | 383 | G | 79.55 | 79.55 | LP21 | LP21 | Load disconnector 3LD3, Iu 40 A Main switch 3-pole + N Rated operating capacity at AC-23 A at 400 V 18.5 kW floor mounting Basic switch with door coupling Central hole mounting 22.5mm Toggle drive red / yellow 48x48 mm with auxiliary switch 1OE + 1S | - | 0 | 0
3LD3348-0TK51 |  | 3LD3348-0TK51 | 1 | UN | 1 | 5 | B | D | N | N | 85365080 | 1 | 4001869551449 | 345 | G | 55.79 | 55.79 | LP21 | LP21 | Load disconnector 3LD3, Iu 40 A Main switch 3-pole Rated operating capacity at AC-23 A at 400 V 18.5 kW floor mounting Basic switch with door coupling Central hole mounting 22.5mm Rotating drive black 66 x 66 mm | - | 0 | 0
3LD3348-0TK53 |  | 3LD3348-0TK53 | 1 | UN | 1 | 5 | B | D | N | N | 85365080 | 1 | 4001869551456 | 348 | G | 55.79 | 55.79 | LP21 | LP21 | Load disconnector 3LD3, Iu 40 A Main switch 3-pole Rated operating capacity at AC-23 A at 400 V 18.5 kW floor mounting Basic switch with door coupling Central hole mounting 22.5mm Rotary actuator red / yellow 66 x 66 mm | - | 0 | 0
3LD3348-0TL51 |  | 3LD3348-0TL51 | 1 | UN | 1 | 5 | B | D | N | N | 85365080 | 1 | 4001869551463 | 386 | G | 67.5 | 67.5 | LP21 | LP21 | Load disconnector 3LD3, Iu 40 A Main switch 3-pole + N Rated operating capacity at AC-23 A at 400 V 18.5 kW floor mounting Basic switch with door coupling Central hole mounting 22.5mm Rotating drive black 66 x 66 mm | - | 0 | 0
3LD3348-0TL53 |  | 3LD3348-0TL53 | 1 | UN | 1 | 5 | B | D | N | N | 85365080 | 1 | 4001869551470 | 386 | G | 67.5 | 67.5 | LP21 | LP21 | Load disconnector 3LD3, Iu 40 A Main switch 3-pole + N Rated operating capacity at AC-23 A at 400 V 18.5 kW floor mounting Basic switch with door coupling Central hole mounting 22.5mm Rotary actuator red / yellow 66 x 66 mm | - | 0 | 0
3LD3348-1TK51 |  | 3LD3348-1TK51 | 1 | UN | 1 | 5 | B | D | N | N | 85365080 | 1 | 4001869551487 | 367 | G | 67.85 | 67.85 | LP21 | LP21 | Load disconnector 3LD3, Iu 40 A Main switch 3-pole Rated operating capacity at AC-23 A at 400 V 18.5 kW floor mounting Basic switch with door coupling Central hole mounting 22.5mm Rotating drive black 66 x 66 mm with auxiliary switch 1OE + 1S | - | 0 | 0
3LD3348-1TK53 |  | 3LD3348-1TK53 | 1 | UN | 1 | 5 | B | D | N | N | 85365080 | 1 | 4001869551494 | 367 | G | 67.85 | 67.85 | LP21 | LP21 | Load disconnector 3LD3, Iu 40 A Main switch 3-pole Rated operating capacity at AC-23 A at 400 V 18.5 kW floor mounting Basic switch with door coupling Central hole mounting 22.5mm Rotary actuator red / yellow 66 x 66 mm with auxiliary switch 1OE + 1S | - | 0 | 0
3LD3348-1TL51 |  | 3LD3348-1TL51 | 1 | UN | 1 | 5 | B | D | N | N | 85365080 | 1 | 4001869551500 | 403 | G | 79.55 | 79.55 | LP21 | LP21 | Load disconnector 3LD3, Iu 40 A Main switch 3-pole + N Rated operating capacity at AC-23 A at 400 V 18.5 kW floor mounting Basic switch with door coupling Central hole mounting 22.5mm Rotating drive black 66 x 66 mm with auxiliary switch 1OE + 1S | - | 0 | 0
3LD3348-1TL53 |  | 3LD3348-1TL53 | 1 | UN | 1 | 5 | B | D | N | N | 85365080 | 1 | 4001869551517 | 405 | G | 79.55 | 79.55 | LP21 | LP21 | Load disconnector 3LD3, Iu 40 A Main switch 3-pole + N Rated operating capacity at AC-23 A at 400 V 18.5 kW floor mounting Basic switch with door coupling Central hole mounting 22.5mm Rotary actuator red / yellow 66 x 66 mm with auxiliary switch 1OE + 1S | - | 0 | 0
3LD3350-0TK11 |  | 3LD3350-0TK11 | 1 | UN | 1 | 5 | B | D | N | N | 85365080 | 1 | 4001869551524 | 201 | G | 46.46 | 46.46 | LP21 | LP21 | Load disconnector 3LD3, Iu 40 A Main switch 3-pole Rated operating capacity at AC-23 A at 400 V 18.5 kW Front plate mounting Basic switch with Central hole mounting 22.5mm Toggle drive black 48x48 mm | - | 0 | 0
3LD3350-0TK13 |  | 3LD3350-0TK13 | 1 | UN | 1 | 5 | B | D | N | N | 85365080 | 1 | 4001869551531 | 199 | G | 46.46 | 46.46 | LP21 | LP21 | Load disconnector 3LD3, Iu 40 A Main switch 3-pole Rated operating capacity at AC-23 A at 400 V 18,5 kW Front plate mounting Basic switch with Central hole mounting 22.5mm Toggle drive red / yellow 48x48 mm | - | 0 | 0
3LD3350-0TL11 |  | 3LD3350-0TL11 | 1 | UN | 1 | 5 | B | D | N | N | 85365080 | 1 | 4001869551548 | 240 | G | 52.01 | 52.01 | LP21 | LP21 | Load disconnector 3LD3, Iu 40 A Main switch 3-pole + N Rated operating capacity at AC-23 A at 400 V 18.5kW Front plate mounting Basic switch with Central hole mounting 22.5mm Toggle drive black 48x48 mm | - | 0 | 0
3LD3350-0TL13 |  | 3LD3350-0TL13 | 1 | UN | 1 | 5 | B | D | N | N | 85365080 | 1 | 4001869551555 | 237 | G | 52.01 | 52.01 | LP21 | LP21 | Load disconnector 3LD3, Iu 40 A Main switch 3-pole + N Rated operating capacity at AC-23 A at 400 V 18.5 kW Front plate mounting Basic switch with Central hole mounting 22.5mm Toggle drive red / yellow 48x48 mm | - | 0 | 0
3LD3350-1TK11 |  | 3LD3350-1TK11 | 1 | UN | 1 | 5 | B | D | N | N | 85365080 | 1 | 4001869551562 | 219 | G | 59.05 | 59.05 | LP21 | LP21 | Load disconnector 3LD3, Iu 40 A Main switch 3-pole Rated operating capacity at AC-23 A at 400 V 18.5 kW Front plate mounting Basic switch with Central hole mounting 22.5mm Toggle drive black 48x48 mm with auxiliary switch 1OE + 1S | - | 0 | 0
3LD3350-1TK13 |  | 3LD3350-1TK13 | 1 | UN | 1 | 5 | B | D | N | N | 85365080 | 1 | 4001869551579 | 218 | G | 59.05 | 59.05 | LP21 | LP21 | Load disconnector 3LD3, Iu 40 A Main switch 3-pole Rated operating capacity at AC-23 A at 400 V 18.5 kW Front plate mounting Basic switch with Central hole mounting 22.5mm Toggle drive red / yellow 48x48 mm with auxiliary switch 1OE + 1S | - | 0 | 0
3LD3350-1TL11 |  | 3LD3350-1TL11 | 1 | UN | 1 | 5 | B | D | N | N | 85365080 | 1 | 4001869551586 | 260 | G | 64.59 | 64.59 | LP21 | LP21 | Load disconnector 3LD3, Iu 40 A Main switch 3-pole + N Rated operating capacity at AC-23 A at 400 V 18.5 kW Front plate mounting Basic switch with Central hole mounting 22.5mm Toggle drive black 48x48 mm with auxiliary switch 1OE + 1S | - | 0 | 0
3LD3350-1TL13 |  | 3LD3350-1TL13 | 1 | UN | 1 | 5 | B | D | N | N | 85365080 | 1 | 4001869551593 | 262 | G | 64.59 | 64.59 | LP21 | LP21 | Load disconnector 3LD3, Iu 40 A Main switch 3-pole + N Rated operating capacity at AC-23 A at 400 V 18.5 kW Front plate mounting Basic switch with Central hole mounting 22.5mm Toggle drive red / yellow 48x48 mm with auxiliary switch 1OE + 1S | - | 0 | 0
3LD3354-0TK51 |  | 3LD3354-0TK51 | 1 | UN | 1 | 5 | B | D | N | N | 85365080 | 1 | 4001869551609 | 234 | G | 45.41 | 45.41 | LP21 | LP21 | Load disconnector 3LD3, Iu 40 A Main switch 3-pole Rated operating capacity at AC-23 A at 400 V 18.5 kW Front plate mounting Basic switch with Central hole mounting 22.5mm Toggle drive black 66x66 mm | - | 0 | 0
3LD3354-0TK53 |  | 3LD3354-0TK53 | 1 | UN | 1 | 5 | B | D | N | N | 85365080 | 1 | 4001869551616 | 235 | G | 45.41 | 45.41 | LP21 | LP21 | Load disconnector 3LD3, Iu 40 A Main switch 3-pole Rated operating capacity at AC-23 A at 400 V 18.5 kW Front plate mounting Basic switch with Central hole mounting 22.5mm Toggle drive red / yellow 66x66 mm | - | 0 | 0
3LD3354-0TL51 |  | 3LD3354-0TL51 | 1 | UN | 1 | 5 | B | D | N | N | 85365080 | 1 | 4001869551623 | 271 | G | 50.69 | 50.69 | LP21 | LP21 | Load disconnector 3LD3, Iu 40 A Main switch 3-pole + N Rated operating capacity at AC-23 A at 400 V 18.5 kW Front plate mounting Basic switch with central hole mounting 22.5mm Toggle drive black 66x66 mm | - | 0 | 0
3LD3354-0TL53 |  | 3LD3354-0TL53 | 1 | UN | 1 | 5 | B | D | N | N | 85365080 | 1 | 4001869551630 | 272 | G | 50.69 | 50.69 | LP21 | LP21 | Load disconnector 3LD3, Iu 40 A Main switch 3-pole + N Rated operating capacity at AC-23 A at 400 V 18.5 kW Front plate mounting Basic switch with Central hole mounting 22.5mm Toggle drive red / yellow 66x66 mm | - | 0 | 0
3LD3354-1TK51 |  | 3LD3354-1TK51 | 1 | UN | 1 | 5 | B | D | N | N | 85365080 | 1 | 4001869551647 | 252 | G | 57.64 | 57.64 | LP21 | LP21 | Load disconnector 3LD3, Iu 40 A Main switch 3-pole Rated operating capacity at AC-23 A at 400 V 18.5 kW Front plate mounting Basic switch with Central hole mounting 22.5mm Toggle drive black 66x66 mm with auxiliary switch 1OE + 1S | - | 0 | 0
3LD3354-1TK53 |  | 3LD3354-1TK53 | 1 | UN | 1 | 5 | B | D | N | N | 85365080 | 1 | 4001869551654 | 252 | G | 57.64 | 57.64 | LP21 | LP21 | Load disconnector 3LD3, Iu 40 A Main switch 3-pole Rated operating capacity at AC-23 A at 400 V 18.5 kW Front plate mounting Basic switch with Central hole mounting 22.5mm Toggle drive red / yellow 66x66 mm with auxiliary switch 1OE + 1S | - | 0 | 0
3LD3354-1TL51 |  | 3LD3354-1TL51 | 1 | UN | 1 | 5 | B | D | N | N | 85365080 | 1 | 4001869551661 | 291 | G | 63.01 | 63.01 | LP21 | LP21 | Load disconnector 3LD3, Iu 40 A Main switch 3-pole + N Rated operating capacity at AC-23 A at 400 V 18.5 kW Front plate mounting Basic switch with Central hole mounting 22.5mm Toggle drive black 66x66 mm with auxiliary switch 1OE + 1S | - | 0 | 0
3LD3354-1TL53 |  | 3LD3354-1TL53 | 1 | UN | 1 | 5 | B | D | N | N | 85365080 | 1 | 4001869551678 | 290 | G | 63.01 | 63.01 | LP21 | LP21 | Load disconnector 3LD3, Iu 40 A Main switch 3-pole + N Rated operating capacity at AC-23 A at 400 V 18.5 kW Front plate mounting Basic switch with Central hole mounting 22.5mm Toggle drive red / yellow 66x66 mm with auxiliary switch 1OE + 1S | - | 0 | 0
3LD3410-0TK05 |  | 3LD3410-0TK05 | 1 | UN | 1 | 5 | B | D | N | N | 85365080 | 1 | 4001869551685 | 150 | G | 49.72 | 49.72 | LP21 | LP21 | Load disconnector 3LD3, Iu 63 A Main switch 3-pole Rated operating capacity at AC-23 A at 400V 22.0 kW Installation in distribution boards, Basic switch without Knob-operated mechanism | - | 0 | 0
3LD3410-0TL05 |  | 3LD3410-0TL05 | 1 | UN | 1 | 5 | B | D | N | N | 85365080 | 1 | 4001869551692 | 184 | G | 62.3 | 62.3 | LP21 | LP21 | Load disconnector 3LD3, Iu 63 A Main switch 3-pole + N Rated operating capacity at AC-23 A at 400V 22.0 kW Installation in distribution boards, Basic switch without Knob-operated mechanism | - | 0 | 0
3LD3410-1TK05 |  | 3LD3410-1TK05 | 1 | UN | 1 | 5 | B | D | N | N | 85365080 | 1 | 4001869551708 | 168 | G | 62.13 | 62.13 | LP21 | LP21 | Load disconnector 3LD3, Iu 63 A Main switch 3-pole Rated operating capacity at AC-23 A at 400V 22.0 kW Installation in distribution boards, Basic switch without Knob-operated mechanism with auxiliary switch 1OE + 1S | - | 0 | 0
3LD3410-1TL05 |  | 3LD3410-1TL05 | 1 | UN | 1 | 5 | B | D | N | N | 85365080 | 1 | 4001869551715 | 202 | G | 74.8 | 74.8 | LP21 | LP21 | Load disconnector 3LD3, Iu 63 A Main switch 3-pole + N Rated operating capacity at AC-23 A at 400V 22.0 kW Installation in distribution boards, Basic switch without Knob-operated mechanism with auxiliary switch 1OE + 1S | - | 0 | 0
3LD3430-0TK11 |  | 3LD3430-0TK11 | 1 | UN | 1 | 5 | B | D | N | N | 85365080 | 1 | 4001869551722 | 153 | G | 41.01 | 41.01 | LP21 | LP21 | Load disconnector 3LD3, Iu 63 A Main switch 3-pole Rated operating capacity at AC-23 A at 400V 22.0 kW Installation in distribution boards, Basic switch with selector knob black | - | 0 | 0
3LD3430-0TK13 |  | 3LD3430-0TK13 | 1 | UN | 1 | 5 | B | D | N | N | 85365080 | 1 | 4001869551739 | 153 | G | 41.01 | 41.01 | LP21 | LP21 | Load disconnector 3LD3, Iu 63 A Main switch 3-pole Rated operating capacity at AC-23 A at 400V 22.0 kW Installation in distribution boards, Basic switch with selector knob red / yellow | - | 0 | 0
3LD3430-0TL11 |  | 3LD3430-0TL11 | 1 | UN | 1 | 5 | B | D | N | N | 85365080 | 1 | 4001869551746 | 187 | G | 56.14 | 56.14 | LP21 | LP21 | Load disconnector 3LD3, Iu 63 A Main switch 3-pole + N Rated operating capacity at AC-23 A at 400V 22.0 kW Installation in distribution boards, Basic switch with selector knob black | - | 0 | 0
3LD3430-0TL13 |  | 3LD3430-0TL13 | 1 | UN | 1 | 5 | B | D | N | N | 85365080 | 1 | 4001869551753 | 187 | G | 56.14 | 56.14 | LP21 | LP21 | Load disconnector 3LD3, Iu 63 A Main switch 3-pole + N Rated operating capacity at AC-23 A at 400V 22.0 kW Installation in distribution boards, Basic switch with selector knob red / yellow | - | 0 | 0
3LD3430-1TK11 |  | 3LD3430-1TK11 | 1 | UN | 1 | 5 | B | D | N | N | 85365080 | 1 | 4001869551760 | 172 | G | 48.58 | 48.58 | LP21 | LP21 | Load disconnector 3LD3, Iu 63 A Main switch 3-pole Rated operating capacity at AC-23 A at 400V 22.0 kW Installation in distribution boards, Basic switch with selector knob black with auxiliary switch 1OE + 1S | - | 0 | 0
3LD3430-1TK13 |  | 3LD3430-1TK13 | 1 | UN | 1 | 5 | B | D | N | N | 85365080 | 1 | 4001869551777 | 171 | G | 48.58 | 48.58 | LP21 | LP21 | Load disconnector 3LD3, Iu 63 A Main switch 3-pole Rated operating capacity at AC-23 A at 400V 22.0 kW Installation in distribution boards, Basic switch with selector knob red / yellow with auxiliary switch 1OE + 1S | - | 0 | 0
3LD3430-1TL11 |  | 3LD3430-1TL11 | 1 | UN | 1 | 5 | B | D | N | N | 85365080 | 1 | 4001869551784 | 207 | G | 53.94 | 53.94 | LP21 | LP21 | Load disconnector 3LD3, Iu 63 A Main switch 3-pole + N Rated operating capacity at AC-23 A at 400V 22.0 kW Installation in distribution boards, Basic switch with selector knob black with auxiliary switch 1OE + 1S | - | 0 | 0
3LD3430-1TL13 |  | 3LD3430-1TL13 | 1 | UN | 1 | 5 | B | D | N | N | 85365080 | 1 | 4001869551791 | 207 | G | 53.94 | 53.94 | LP21 | LP21 | Load disconnector 3LD3, Iu 63 A Main switch 3-pole + N Rated operating capacity at AC-23 A at 400V 22.0 kW Installation in distribution boards, Basic switch with selector knob red / yellow with auxiliary switch 1OE + 1S | - | 0 | 0
3LD3440-0TK11 |  | 3LD3440-0TK11 | 1 | UN | 1 | 5 | B | D | N | N | 85365080 | 1 | 4001869551807 | 330 | G | 58.78 | 58.78 | LP21 | LP21 | Load disconnector 3LD3, Iu 63 A Main switch 3-pole Rated operating capacity at AC-23 A at 400V 22.0 kW floor mounting Basic switch with door coupling Central hole mounting 22.5mm Toggle drive black 48x48 mm | - | 0 | 0
3LD3440-0TK13 |  | 3LD3440-0TK13 | 1 | UN | 1 | 5 | B | D | N | N | 85365080 | 1 | 4001869551814 | 329 | G | 58.78 | 58.78 | LP21 | LP21 | Load disconnector 3LD3, Iu 63 A Main switch 3-pole Rated operating capacity at AC-23 A at 400V 22.0 kW floor mounting Basic switch with door coupling Central hole mounting 22.5mm Toggle drive red / yellow 48x48 mm | - | 0 | 0
3LD3440-0TL11 |  | 3LD3440-0TL11 | 1 | UN | 1 | 5 | B | D | N | N | 85365080 | 1 | 4001869551821 | 366 | G | 70.4 | 70.4 | LP21 | LP21 | Load disconnector 3LD3, Iu 63 A Main switch 3-pole + N Rated operating capacity at AC-23 A at 400V 22.0 kW floor mounting Basic switch with door coupling Central hole mounting 22.5mm Toggle drive black 48x48 mm | - | 0 | 0
3LD3440-0TL13 |  | 3LD3440-0TL13 | 1 | UN | 1 | 5 | B | D | N | N | 85365080 | 1 | 4001869551838 | 367 | G | 70.4 | 70.4 | LP21 | LP21 | Load disconnector 3LD3, Iu 63 A Main switch 3-pole + N Rated operating capacity at AC-23 A at 400V 22.0 kW floor mounting Basic switch with door coupling Central hole mounting 22.5mm Toggle drive red / yellow 48x48 mm | - | 0 | 0
3LD3440-1TK11 |  | 3LD3440-1TK11 | 1 | UN | 1 | 5 | B | D | N | N | 85365080 | 1 | 4001869551845 | 348 | G | 70.93 | 70.93 | LP21 | LP21 | Load disconnector 3LD3, Iu 63 A Main switch 3-pole Rated operating capacity at AC-23 A at 400V 22.0 kW floor mounting Basic switch with door coupling Central hole mounting 22.5mm Toggle drive black 48x48 mm with auxiliary switch 1OE + 1S | - | 0 | 0
3LD3440-1TK13 |  | 3LD3440-1TK13 | 1 | UN | 1 | 5 | B | D | N | N | 85365080 | 1 | 4001869551852 | 346 | G | 70.93 | 70.93 | LP21 | LP21 | Load disconnector 3LD3, Iu 63 A Main switch 3-pole Rated operating capacity at AC-23 A at 400V 22.0 kW floor mounting Basic switch with door coupling Central hole mounting 22.5mm Toggle drive red / yellow 48x48 mm with auxiliary switch 1OE + 1S | - | 0 | 0
3LD3440-1TL11 |  | 3LD3440-1TL11 | 1 | UN | 1 | 5 | B | D | N | N | 85365080 | 1 | 4001869551869 | 386 | G | 82.63 | 82.63 | LP21 | LP21 | Load disconnector 3LD3, Iu 63 A Main switch 3-pole + N Rated operating capacity at AC-23 A at 400V 22.0 kW floor mounting Basic switch with door coupling Central hole mounting 22.5mm Toggle drive black 48x48 mm with auxiliary switch 1OE + 1S | - | 0 | 0
3LD3440-1TL13 |  | 3LD3440-1TL13 | 1 | UN | 1 | 5 | B | D | N | N | 85365080 | 1 | 4001869551876 | 404 | G | 82.63 | 82.63 | LP21 | LP21 | Load disconnector 3LD3, Iu 63 A Main switch 3-pole + N Rated operating capacity at AC-23 A at 400V 22.0 kW floor mounting Basic switch with door coupling Central hole mounting 22.5mm Toggle drive red / yellow 48x48 mm with auxiliary switch 1OE + 1S | - | 0 | 0
3LD3448-0TK51 |  | 3LD3448-0TK51 | 1 | UN | 1 | 5 | B | D | N | N | 85365080 | 1 | 4001869551883 | 346 | G | 64.68 | 64.68 | LP21 | LP21 | Load disconnector 3LD3, Iu 63 A Main switch 3-pole Rated operating capacity at AC-23 A at 400V 22.0 kW floor mounting Basic switch with door coupling Central hole mounting 22.5mm Rotating drive black 66 x 66 mm | - | 0 | 0
3LD3448-0TK53 |  | 3LD3448-0TK53 | 1 | UN | 1 | 5 | B | D | N | N | 85365080 | 1 | 4001869551890 | 347 | G | 64.68 | 64.68 | LP21 | LP21 | Load disconnector 3LD3, Iu 63 A Main switch 3-pole Rated operating capacity at AC-23 A at 400V 22.0 kW floor mounting Basic switch with door coupling Central hole mounting 22.5mm Rotary actuator red / yellow 66 x 66 mm | - | 0 | 0
3LD3448-0TL51 |  | 3LD3448-0TL51 | 1 | UN | 1 | 5 | B | D | N | N | 85365080 | 1 | 4001869551906 | 384 | G | 79.82 | 79.82 | LP21 | LP21 | Load disconnector 3LD3, Iu 63 A Main switch 3-pole + N Rated operating capacity at AC-23 A at 400V 22.0 kW floor mounting Basic switch with door coupling Central hole mounting 22.5mm Rotating drive black 66 x 66 mm | - | 0 | 0
3LD3448-0TL53 |  | 3LD3448-0TL53 | 1 | UN | 1 | 5 | B | D | N | N | 85365080 | 1 | 4001869551913 | 385 | G | 79.82 | 79.82 | LP21 | LP21 | Load disconnector 3LD3, Iu 63 A Main switch 3-pole + N Rated operating capacity at AC-23 A at 400V 22.0 kW floor mounting Basic switch with door coupling Central hole mounting 22.5mm Rotary actuator red / yellow 66 x 66 mm | - | 0 | 0
3LD3448-1TK51 |  | 3LD3448-1TK51 | 1 | UN | 1 | 5 | B | D | N | N | 85365080 | 1 | 4001869551920 | 366 | G | 76.38 | 76.38 | LP21 | LP21 | Load disconnector 3LD3, Iu 63 A Main switch 3-pole Rated operating capacity at AC-23 A at 400V 22.0 kW floor mounting Basic switch with door coupling Central hole mounting 22.5mm Rotating drive black 66 x 66 mm with auxiliary switch 1OE + 1S | - | 0 | 0
3LD3448-1TK53 |  | 3LD3448-1TK53 | 1 | UN | 1 | 5 | B | D | N | N | 85365080 | 1 | 4001869551937 | 367 | G | 76.38 | 76.38 | LP21 | LP21 | Load disconnector 3LD3, Iu 63 A Main switch 3-pole Rated operating capacity at AC-23 A at 400V 22.0 kW floor mounting Basic switch with door coupling Central hole mounting 22.5mm Rotary actuator red / yellow 66 x 66 mm with auxiliary switch 1OE + 1S | - | 0 | 0
3LD3448-1TL51 |  | 3LD3448-1TL51 | 1 | UN | 1 | 5 | B | D | N | N | 85365080 | 1 | 4001869551944 | 385 | G | 90.64 | 90.64 | LP21 | LP21 | Load disconnector 3LD3, Iu 63 A Main switch 3-pole + N Rated operating capacity at AC-23 A at 400V 22.0 kW floor mounting Basic switch with door coupling Central hole mounting 22.5mm Rotating drive black 66 x 66 mm with auxiliary switch 1OE + 1S | - | 0 | 0
3LD3448-1TL53 |  | 3LD3448-1TL53 | 1 | UN | 1 | 5 | B | D | N | N | 85365080 | 1 | 4001869551951 | 405 | G | 90.64 | 90.64 | LP21 | LP21 | Load disconnector 3LD3, Iu 63 A Main switch 3-pole + N Rated operating capacity at AC-23 A at 400V 22.0 kW floor mounting Basic switch with door coupling Central hole mounting 22.5mm Rotary actuator red / yellow 66 x 66 mm with auxiliary switch 1OE + 1S | - | 0 | 0
3LD3450-0TK11 |  | 3LD3450-0TK11 | 1 | UN | 1 | 5 | B | D | N | N | 85365080 | 1 | 4001869551968 | 201 | G | 49.72 | 49.72 | LP21 | LP21 | Load disconnector 3LD3, Iu 63 A Main switch 3-pole Rated operating capacity at AC-23 A at 400V 22.0 kW Front plate mounting Basic switch with Central hole mounting 22.5mm Toggle drive black 48x48 mm | - | 0 | 0
3LD3450-0TK13 |  | 3LD3450-0TK13 | 1 | UN | 1 | 5 | B | D | N | N | 85365080 | 1 | 4001869551975 | 200 | G | 49.72 | 49.72 | LP21 | LP21 | Load disconnector 3LD3, Iu 63 A Main switch 3-pole Rated operating capacity at AC-23 A at 400V 22.0 kW Front plate mounting Basic switch with Central hole mounting 22.5mm Toggle drive red / yellow 48x48 mm | - | 0 | 0
3LD3450-0TL11 |  | 3LD3450-0TL11 | 1 | UN | 1 | 5 | B | D | N | N | 85365080 | 1 | 4001869551982 | 239 | G | 57.99 | 57.99 | LP21 | LP21 | Load disconnector 3LD3, Iu 63 A Main switch 3-pole + N Rated operating capacity at AC-23 A at 400V 22.0 kW Front plate mounting Basic switch with Central hole mounting 22.5mm Toggle drive black 48x48 mm | - | 0 | 0
3LD3450-0TL13 |  | 3LD3450-0TL13 | 1 | UN | 1 | 5 | B | D | N | N | 85365080 | 1 | 4001869551999 | 237 | G | 57.99 | 57.99 | LP21 | LP21 | Load disconnector 3LD3, Iu 63 A Main switch 3-pole + N Rated operating capacity at AC-23 A at 400V 22.0 kW Front plate mounting Basic switch with Central hole mounting 22.5mm Toggle drive red / yellow 48x48 mm | - | 0 | 0
3LD3450-1TK11 |  | 3LD3450-1TK11 | 1 | UN | 1 | 5 | B | D | N | N | 85365080 | 1 | 4001869552002 | 219 | G | 62.13 | 62.13 | LP21 | LP21 | Load disconnector 3LD3, Iu 63 A Main switch 3-pole Rated operating capacity at AC-23 A at 400V 22.0 kW Front plate mounting Basic switch with Central hole mounting 22.5mm Toggle drive black 48x48 mm with auxiliary switch 1OE + 1S | - | 0 | 0
3LD3450-1TK13 |  | 3LD3450-1TK13 | 1 | UN | 1 | 5 | B | D | N | N | 85365080 | 1 | 4001869552019 | 218 | G | 62.13 | 62.13 | LP21 | LP21 | Load disconnector 3LD3, Iu 63 A Main switch 3-pole Rated operating capacity at AC-23 A at 400V 22.0 kW Front plate mounting Basic switch with Central hole mounting 22.5mm Toggle drive red / yellow 48x48 mm with auxiliary switch 1OE + 1S | - | 0 | 0
3LD3450-1TL11 |  | 3LD3450-1TL11 | 1 | UN | 1 | 5 | B | D | N | N | 85365080 | 1 | 4001869552026 | 261 | G | 67.76 | 67.76 | LP21 | LP21 | Load disconnector 3LD3, Iu 63 A Main switch 3-pole + N Rated operating capacity at AC-23 A at 400V 22.0 kW Front plate mounting Basic switch with Central hole mounting 22.5mm Toggle drive black 48x48 mm with auxiliary switch 1OE + 1S | - | 0 | 0
3LD3450-1TL13 |  | 3LD3450-1TL13 | 1 | UN | 1 | 5 | B | D | N | N | 85365080 | 1 | 4001869552033 | 261 | G | 67.76 | 67.76 | LP21 | LP21 | Load disconnector 3LD3, Iu 63 A Main switch 3-pole + N Rated operating capacity at AC-23 A at 400V 22.0 kW Front plate mounting Basic switch with Central hole mounting 22.5mm Toggle drive red / yellow 48x48 mm with auxiliary switch 1OE + 1S | - | 0 | 0
3LD3454-0TK51 |  | 3LD3454-0TK51 | 1 | UN | 1 | 5 | B | D | N | N | 85365080 | 1 | 4001869552040 | 234 | G | 48.58 | 48.58 | LP21 | LP21 | Load disconnector 3LD3, Iu 63 A Main switch 3-pole Rated operating capacity at AC-23 A at 400V 22.0 kW Front plate mounting Basic switch with Central hole mounting 22.5mm Toggle drive black 66x66 mm | - | 0 | 0
3LD3454-0TK53 |  | 3LD3454-0TK53 | 1 | UN | 1 | 5 | B | D | N | N | 85365080 | 1 | 4001869552057 | 235 | G | 48.58 | 48.58 | LP21 | LP21 | Load disconnector 3LD3, Iu 63 A Main switch 3-pole Rated operating capacity at AC-23 A at 400V 22.0 kW Front plate mounting Basic switch with Central hole mounting 22.5mm Toggle drive red / yellow 66x66 mm | - | 0 | 0
3LD3454-0TL51 |  | 3LD3454-0TL51 | 1 | UN | 1 | 5 | B | D | N | N | 85365080 | 1 | 4001869552064 | 272 | G | 63.71 | 63.71 | LP21 | LP21 | Load disconnector 3LD3, Iu 63 A Main switch 3-pole + N Rated operating capacity at AC-23 A at 400V 22.0 kW Front plate mounting Basic switch with Central hole mounting 22.5mm Toggle drive black 66x66 mm | - | 0 | 0
3LD3454-0TL53 |  | 3LD3454-0TL53 | 1 | UN | 1 | 5 | B | D | N | N | 85365080 | 1 | 4001869552071 | 272 | G | 63.71 | 63.71 | LP21 | LP21 | Load disconnector 3LD3, Iu 63 A Main switch 3-pole + N Rated operating capacity at AC-23 A at 400V 22.0 kW Front plate mounting Basic switch with Central hole mounting 22.5mm Toggle drive red / yellow 66x66 mm | - | 0 | 0
3LD3454-1TK51 |  | 3LD3454-1TK51 | 1 | UN | 1 | 5 | B | D | N | N | 85365080 | 1 | 4001869552088 | 252 | G | 59.31 | 59.31 | LP21 | LP21 | Load disconnector 3LD3, Iu 63 A Main switch 3-pole Rated operating capacity at AC-23 A at 400V 22.0 kW Front plate mounting Basic switch with Central hole mounting 22.5mm Toggle drive black 66x66 mm with auxiliary switch 1OE + 1S | - | 0 | 0
3LD3454-1TK53 |  | 3LD3454-1TK53 | 1 | UN | 1 | 5 | B | D | N | N | 85365080 | 1 | 4001869552095 | 254 | G | 59.31 | 59.31 | LP21 | LP21 | Load disconnector 3LD3, Iu 63 A Main switch 3-pole Rated operating capacity at AC-23 A at 400V 22.0 kW Front plate mounting Basic switch with Central hole mounting 22.5mm Toggle drive red / yellow 66x66 mm with auxiliary switch 1OE + 1S | - | 0 | 0
3LD3454-1TL51 |  | 3LD3454-1TL51 | 1 | UN | 1 | 5 | B | D | N | N | 85365080 | 1 | 4001869552101 | 290 | G | 74.45 | 74.45 | LP21 | LP21 | Load disconnector 3LD3, Iu 63 A Main switch 3-pole + N Rated operating capacity at AC-23 A at 400V 22.0 kW Front plate mounting Basic switch with Central hole mounting 22.5mm Toggle drive black 66x66 mm with auxiliary switch 1OE + 1S | - | 0 | 0
3LD3454-1TL53 |  | 3LD3454-1TL53 | 1 | UN | 1 | 5 | B | D | N | N | 85365080 | 1 | 4001869552118 | 291 | G | 74.45 | 74.45 | LP21 | LP21 | Load disconnector 3LD3, Iu 63 A Main switch 3-pole + N Rated operating capacity at AC-23 A at 400V 22.0 kW Front plate mounting Basic switch with Central hole mounting 22.5mm Toggle drive red / yellow 66x66 mm with auxiliary switch 1OE + 1S | - | 0 | 0
3LD9200-2B |  | 3LD9200-2B | 1 | UN | 1 | 2 | A | D | N | N | 85369010 | 1 | 4011209519305 | 30 | G | 8.2 | 7.8 | LP21 | LP21 | Neutral conductor/PE terminal, continuous, for Front mounting, Up to 16 A, accessory for main and emergency switching-off switch 3LD2 | Lista Papel 2020 SI | 0 | 0
3LD9200-2C |  | 3LD9200-2C | 1 | UN | 1 | 2 | A | D | N | N | 85369010 | 1 | 4011209519312 | 30 | G | 8.2 | 7.8 | LP21 | LP21 | Neutral conductor/PE terminal, continuous, for floor mounting, Up to 16 A, accessory for main and emergency switching-off Switch 3LD2 | Lista Papel 2020 SI | 0 | 0
3LD9200-5B |  | 3LD9200-5B | 1 | UN | 1 | 2 | A | D | N | N | 85365080 | 1 | 4011209654921 | 21 | G | 12.7 | 12.1 | LP21 | LP21 | Auxiliary switch, 1 NO+1 NC, accessories for main and emergency switching-off 3LD2 switch front mounting | Lista Papel 2020 SI | 0 | 0
3LD9200-5BF |  | 3LD9200-5BF | 1 | UN | 1 | 5 | B | D | N | N | 85365080 | 1 | 4011209654945 | 20 | G | 21.7 | 20.6 | LP21 | LP21 | Auxiliary switch, 1 NO+1 NC, with gold-plated contacts, accessory main and emergency-off 3LD2 switch front mounting | Lista Papel 2020 SI | 0 | 0
3LD9200-5C |  | 3LD9200-5C | 1 | UN | 1 | 2 | A | D | N | N | 85365080 | 1 | 4011209654938 | 20 | G | 12.7 | 12.1 | LP21 | LP21 | Auxiliary switch, 1 NO+1 NC, accessories for main and emergency switching-off 3LD2 switch with floor mounting, installation in distribution boards, Insulation material | Lista Papel 2020 SI | 0 | 0
3LD9200-5CF |  | 3LD9200-5CF | 1 | UN | 1 | 5 | B | D | N | N | 85365080 | 1 | 4011209654952 | 20 | G | 21.7 | 20.6 | LP21 | LP21 | Auxiliary switch, 1 NO+1 NC, with gold-plated contacts accessory for main and emergency switching-off 3LD2 switch with floor mounting Installation in distribution boards, molded-plastic encapsulation | Lista Papel 2020 SI | 0 | 0
3LD9200-6C |  | 3LD9200-6C | 1 | UN | 1 | 2 | A | D | N | N | 85365080 | 1 | 4011209860223 | 0.021 | KG | 14.61 | 14.61 | LP21 | LP21 | Auxiliary switch, 2 NO, accessory for Main and emergency switching-off switch 3LD2, floor mounting, Installation in distribution boards, molded-plastic encapsulation | - | 0 | 0
3LD9201-1A |  | 3LD9201-1A | 1 | UN | 1 | 2 | A | D | N | N | 85389099 | 4 | 4011209519329 | 7 | G | 4.01 | 4.01 | LP21 | LP21 | Terminal cover, 4-pole, 16A, accessory for main and emergency switching-off switch 3LD2 | - | 0 | 0
3LD9201-2A |  | 3LD9201-2A | 100 | UN | 1 | 2 | A | D | N | N | 85389099 | 4 | 4011209519336 | 3 | G | 83.78 | 83.78 | LP21 | LP21 | Terminal cover, 1-pole, 16A, accessory for main and emergency switching-off switch 3LD2 | - | 0 | 0
3LD9202-4E |  | 3LD9202-4E | 1 | UN | 1 | 15 | C | D | N | N | 85389099 | 5 | 4011209550285 | 181 | G | 6.64 | 6.64 | LP21 | LP21 | coupling, without ON interlock, accessory for main and emergency switching-off switch 3LD2.13- 4 and 3LD2.44-5 | - | 0 | 0
3LD9203-1A |  | 3LD9203-1A | 1 | UN | 1 | 2 | A | D | N | N | 85389099 | 50 | 4011209863071 | 8 | G | 8.41 | 8.41 | LP21 | LP21 | Actuating lever, Selector switch black, without masking frame, accessory for main and emergency switching-off Switch 3LD2050-0TK13 | - | 0 | 0
3LD9205-0C |  | 3LD9205-0C | 1 | UN | 1 | 15 | C | D | N | N | 85389099 | 5 | 4011209544673 | 478 | G | 7.82 | 7.82 | LP21 | LP21 | Shaft set, for rotary operating mechanism with door-coupling, Shaft 6 x 6 mm, Length 300 mm, accessory for main and emergency switching-off switch 3LD2 | - | 0 | 0
3LD9205-2C |  | 3LD9205-2C | 1 | UN | 1 | 5 | B | D | N | N | 85389099 | 5 | 4011209581807 | 832 | G | 15.4 | 15.4 | LP21 | LP21 | shaft set, for rotary operating mechanism Shaft 6 x 6 mm, Length 600 mm, accessory for main and emergency switching-off switch 3LD2 | - | 0 | 0
3LD9206-5A |  | 3LD9206-5A | 1 | UN | 1 | 15 | C | D | N | N | 85365080 | 1 | 4011209612235 | 250 | G | 47.26 | 47.26 | LP21 | LP21 | Switching device, 2-pole, 16 A, molded-plastic encapsulation with Actuating lever, accessory for Main and emergency switching-off switch 3LD2 | - | 0 | 0
3LD9220-0B |  | 3LD9220-0B | 1 | UN | 1 | 2 | A | D | N | N | 85365080 | 1 | 4011209403963 | 37 | G | 11.2 | 10.6 | LP21 | LP21 | Neutral conductor, leading switching for Front mounting, Up to 32 A,, Accessory for main and emergency stop switch 3LD2 | Lista Papel 2020 SI | 0 | 0
3LD9220-0C |  | 3LD9220-0C | 1 | UN | 1 | 2 | A | D | N | N | 85365080 | 1 | 4011209403970 | 0.036 | KG | 11.2 | 10.6 | LP21 | LP21 | Neutral conductor, leading switching for floor mounting, Up to 32 A,, Accessory for main and emergency stop switch 3LD2 | Lista Papel 2020 SI | 0 | 0
3LD9220-2B |  | 3LD9220-2B | 1 | UN | 1 | 2 | A | D | N | N | 85369010 | 1 | 4011209404021 | 34 | G | 8.8 | 8.4 | LP21 | LP21 | Neutral conductor/PE terminal, continuous, for Front mounting, Up to 32 A, accessory for main and emergency switching-off switch 3LD2 | Lista Papel 2020 SI | 0 | 0
3LD9220-2C |  | 3LD9220-2C | 1 | UN | 1 | 2 | A | D | N | N | 85369010 | 1 | 4011209404038 | 34 | G | 8.8 | 8.4 | LP21 | LP21 | Neutral conductor/PE terminal, continuous, for floor mounting, Up to 32 A, accessory for main and emergency switching-off switch 3LD2 | Lista Papel 2020 SI | 0 | 0
3LD9221-0A |  | 3LD9221-0A | 1 | UN | 1 | 2 | A | D | N | N | 85389099 | 4 | 4011209404106 | 7 | G | 3.68 | 3.68 | LP21 | LP21 | Terminal cover, 3-pole, for 25 A and 32 A, Accessory for main and emergency switching-off switch 3LD2 | - | 0 | 0
3LD9221-2A |  | 3LD9221-2A | 100 | UN | 1 | 2 | A | D | N | N | 85389099 | 4 | 4011209403185 | 3.7 | G | 90.64 | 90.64 | LP21 | LP21 | Terminal cover, 1-pole, for 25 A and 32 A, Accessory for main and emergency switching-off switch 3LD2 | - | 0 | 0
3LD9224-1B |  | 3LD9224-1B | 1 | UN | 1 | 2 | A | D | N | N | 85389099 | 1 | 4011209404298 | 75 | G | 5.92 | 5.92 | LP21 | LP21 | rotary operating mechanism, actuating lever black, for four-hole Front mounting, for 25 A and 32 A, Accessory for main and emergency switching-off switch 3LD2 | - | 0 | 0
3LD9224-1D |  | 3LD9224-1D | 1 | UN | 1 | 2 | A | D | N | N | 85389099 | 1 | 4011209404335 | 76 | G | 5.92 | 5.92 | LP21 | LP21 | rotary operating mechanism, actuating lever black, for center-hole Front mounting, for 25 A and 32 A, Accessory for main and emergency switching-off switch 3LD2 | - | 0 | 0
3LD9224-3B |  | 3LD9224-3B | 1 | UN | 1 | 2 | A | D | N | N | 85389099 | 1 | 4011209404304 | 75 | G | 5.92 | 5.92 | LP21 | LP21 | rotary operating mechanism, actuating lever Red / yellow, for four-hole Front mounting, for 25 A and 32 A, Accessory for main and emergency switching-off switch 3LD2 | - | 0 | 0
3LD9224-3D |  | 3LD9224-3D | 1 | UN | 1 | 2 | A | D | N | N | 85389099 | 1 | 4011209404342 | 78 | G | 5.92 | 5.92 | LP21 | LP21 | rotary operating mechanism, actuating lever Red / yellow, for center-hole Front mounting, for 25 A and 32 A, Accessory for main and emergency switching-off switch 3LD2 | - | 0 | 0
3LD9226-3D |  | 3LD9226-3D | 1 | UN | 1 | 15 | C | D | N | N | 85389099 | 20 | 4011209546196 | 82 | G | 49.37 | 49.37 | LP21 | LP21 | Shaft piece IP67 47 mm long Center-hole mounting for rotary operating mechanism 67 x 67 mm comprises 20 shaft pieces | - | 0 | 7
3LD9240-0B |  | 3LD9240-0B | 1 | UN | 1 | 2 | A | D | N | N | 85365080 | 1 | 4011209768857 | 502 | G | 63.54 | 63.54 | LP21 | LP21 | Neutral conductor, leading switching for Front mounting, for 160 A and 250 A, Accessory for main and emergency switching-off switch 3LD23/24 | - | 0 | 0
3LD9240-0C |  | 3LD9240-0C | 1 | UN | 1 | 2 | A | D | N | N | 85365080 | 1 | 4011209768864 | 0.504 | KG | 63.54 | 63.54 | LP21 | LP21 | Neutral conductor, leading switching for floor mounting, for 160 A and 250 A, accessory for main and emergency switching-off switch 3LD23/24 | - | 0 | 0
3LD9240-2B |  | 3LD9240-2B | 1 | UN | 1 | 2 | A | D | N | N | 85389099 | 1 | 4011209768901 | 432 | G | 30.45 | 30.45 | LP21 | LP21 | Neutral conductor/PE terminal, continuous, for Front mounting, for 160 A and 250 A, Accessory for main and emergency switching-off switch 3LD23/24 | - | 0 | 0
3LD9240-2C |  | 3LD9240-2C | 1 | UN | 1 | 2 | A | D | N | N | 85389099 | 1 | 4011209768918 | 433 | G | 30.45 | 30.45 | LP21 | LP21 | Neutral conductor/PE terminal, continuous, for floor mounting, for 160 A and 250 A, Accessory for main and emergency switching-off switch 3LD23/24 | - | 0 | 0
3LD9241-2A |  | 3LD9241-2A | 1 | UN | 1 | 2 | A | D | N | N | 85389099 | 4 | 4011209768871 | 17 | G | 2.14 | 2.14 | LP21 | LP21 | Terminal cover, 1-pole, for 160 A and 250 A, accessory for Main and emergency switching-off switch 3LD23/24 | - | 0 | 0
3LD9242-4F |  | 3LD9242-4F | 1 | UN | 1 | 5 | B | D | N | N | 85389099 | 5 | 4011209855731 | 33 | G | 11 | 11 | LP21 | LP21 | coupling, without ON Interlock, accessory for Main and emergency switching-off switch 3LD23/24 | - | 0 | 0
3LD9243-1B |  | 3LD9243-1B | 1 | UN | 1 | 2 | A | D | N | N | 85389099 | 1 | 4011209768895 | 203 | G | 55 | 55 | LP21 | LP21 | rotary operating mechanism, actuating lever black, for four-hole Front mounting, for 160 A and 250 A, Accessory for main and emergency switching-off switch 3LD23/24 | - | 0 | 0
3LD9243-3B |  | 3LD9243-3B | 1 | UN | 1 | 2 | A | D | N | N | 85389099 | 1 | 4011209768888 | 218 | G | 55 | 55 | LP21 | LP21 | rotary operating mechanism, actuating lever Red / yellow, for four-hole Front mounting, for 160 A and 250 A, Accessory for main and emergency switching-off switch 3LD23/24 | - | 0 | 0
3LD9245-0C |  | 3LD9245-0C | 1 | UN | 1 | 15 | C | D | N | N | 85389099 | 5 | 4011209787001 | 164 | G | 14.61 | 14.61 | LP21 | LP21 | Door-coupling rotary operating mechanism, with shaft set, shaft 8 x 8 mm, length 300 mm, 5 parts, accessory for Main and emergency switching-off switch 3LD23/24 | - | 0 | 0
3LD9245-2C |  | 3LD9245-2C | 1 | UN | 1 | 5 | B | D | N | N | 85389099 | 5 | 4011209787018 | 298 | G | 22 | 22 | LP21 | LP21 | Door-coupling rotary operating mechanism, with shaft set, shaft 8 x 8 mm, length 600 mm, 5 parts, accessory for Main and emergency switching-off switch 3LD23/24 | - | 0 | 0
3LD9250-0BA |  | 3LD9250-0BA | 1 | UN | 1 | 2 | A | D | N | N | 85365080 | 1 | 4011209654907 | 75 | G | 18 | 17.1 | LP21 | LP21 | Neutral conductor, leading switching for Front mounting, Up to 63 A,, Accessory for main and emergency stop switch 3LD2 | Lista Papel 2020 SI | 0 | 0
3LD9250-0CA |  | 3LD9250-0CA | 1 | UN | 1 | 2 | A | D | N | N | 85365080 | 1 | 4011209654914 | 75 | G | 18 | 17.1 | LP21 | LP21 | Neutral conductor, leading switching for floor mounting, up to 63 A,, Accessory for main and emergency stop switch 3LD2 | Lista Papel 2020 SI | 0 | 0
3LD9250-2BA |  | 3LD9250-2BA | 1 | UN | 1 | 2 | A | D | N | N | 85369010 | 1 | 4011209654884 | 67 | G | 12 | 11.4 | LP21 | LP21 | Neutral conductor/PE terminal, continuous, for front mounting, up to 63 A, accessory for main and emergency switching-off switch 3LD25 | Lista Papel 2020 SI | 0 | 0
3LD9250-2CA |  | 3LD9250-2CA | 1 | UN | 1 | 2 | A | D | N | N | 85369010 | 1 | 4011209654891 | 68 | G | 12 | 11.4 | LP21 | LP21 | Neutral conductor/PE terminal, continuous, for floor mounting, installation in distribution boards, Molded-plastic encapsulation, up to 63 A, accessory for main and emergency switching-off switch 3LD25 | Lista Papel 2020 SI | 0 | 0
3LD9251-0A |  | 3LD9251-0A | 1 | UN | 1 | 2 | A | D | N | N | 85389099 | 4 | 4011209404113 | 10 | G | 4.01 | 4.01 | LP21 | LP21 | Terminal cover, 3-pole, for 63 A, accessory for main and emergency switching-off switch 3LD2 | - | 0 | 0
3LD9251-2A |  | 3LD9251-2A | 100 | UN | 1 | 2 | A | D | N | N | 85389099 | 4 | 4011209403192 | 5 | G | 124.08 | 124.08 | LP21 | LP21 | Terminal cover, 1-pole, for 63 A, accessory for main and emergency switching-off switch 3LD2 | - | 0 | 0
3LD9256-0A |  | 3LD9256-0A | 1 | UN | 1 | 2 | A | D | N | N | 85389099 | 5 | 4011209404717 | 25 | G | 5.58 | 5.58 | LP21 | LP21 | Assembly tool, for center-hole mounting, accessory for main and emergency switching-off switch 3LD2 | - | 0 | 0
3LD9280-0B |  | 3LD9280-0B | 1 | UN | 1 | 2 | A | D | N | N | 85365080 | 1 | 4011209404007 | 96 | G | 21.9 | 20.9 | LP21 | LP21 | Neutral conductor, leading switching for Front mounting, for 100 A and 125 A, accessory for main and emergency switching-off switch 3LD2 | Lista Papel 2020 SI | 0 | 0
3LD9280-0C |  | 3LD9280-0C | 1 | UN | 1 | 2 | A | D | N | N | 85365080 | 1 | 4011209404014 | 96 | G | 21.9 | 20.9 | LP21 | LP21 | Neutral conductor, leading switching for floor mounting, for 100 A and 125 A, accessory for main and emergency switching-off switch 3LD2 | Lista Papel 2020 SI | 0 | 0
3LD9280-2B |  | 3LD9280-2B | 1 | UN | 1 | 2 | A | D | N | N | 85369010 | 1 | 4011209404069 | 86 | G | 14.9 | 14.1 | LP21 | LP21 | Neutral conductor/PE terminal, continuous, for Front mounting, for 100 A and 125 A, accessory for main and emergency switching-off switch 3LD2 | Lista Papel 2020 SI | 0 | 0
3LD9280-2C |  | 3LD9280-2C | 1 | UN | 1 | 2 | A | D | N | N | 85369010 | 1 | 4011209404076 | 86 | G | 14.9 | 14.1 | LP21 | LP21 | Neutral conductor/PE terminal, continuous, for floor mounting, for 100 A and 125 A, accessory for main and emergency switching-off switch 3LD2 | Lista Papel 2020 SI | 0 | 0
3LD9281-2A |  | 3LD9281-2A | 1 | UN | 1 | 2 | A | D | N | N | 85389099 | 4 | 4011209403208 | 6 | G | 1.54 | 1.54 | LP21 | LP21 | Terminal cover, 1-pole, for 100 A and 125 A, accessory for Main and emergency switching-off switch 3LD2 | - | 0 | 0
3LD9284-1B |  | 3LD9284-1B | 1 | UN | 1 | 2 | A | D | N | N | 85389099 | 1 | 4011209404311 | 151 | G | 15.84 | 15.84 | LP21 | LP21 | rotary operating mechanism, actuating lever black, for four-hole Front mounting, for 63 A to 125 A, accessory for main and emergency switching-off switch 3LD2 | - | 0 | 0
3LD9284-1D |  | 3LD9284-1D | 1 | UN | 1 | 2 | A | D | N | N | 85389099 | 1 | 4011209404359 | 150 | G | 15.84 | 15.84 | LP21 | LP21 | rotary operating mechanism, actuating lever black, for center-hole Front mounting, for 63 A to 125 A, accessory for main and emergency switching-off switch 3LD2 | - | 0 | 0
3LD9284-3B |  | 3LD9284-3B | 1 | UN | 1 | 2 | A | D | N | N | 85389099 | 1 | 4011209404328 | 149 | G | 15.84 | 15.84 | LP21 | LP21 | rotary operating mechanism, actuating lever Red / yellow, for four-hole Front mounting, for 63 A to 125 A, accessory for main and emergency switching-off switch 3LD2 | - | 0 | 0
3LD9284-3D |  | 3LD9284-3D | 1 | UN | 1 | 2 | A | D | N | N | 85389099 | 1 | 4011209404366 | 150 | G | 15.84 | 15.84 | LP21 | LP21 | rotary operating mechanism, actuating lever Red / yellow, for center-hole Front mounting, for 63 A to 125 A, accessory for main and emergency switching-off switch 3LD2 | - | 0 | 0
3LD9286-1A |  | 3LD9286-1A | 1 | UN | 1 | 2 | A | D | N | N | 85389099 | 10 | 4011209404083 | 5 | G | 2.6 | 2.6 | LP21 | LP21 | extra rating plate, German/English, 47 mm x 17 mm, accessory for main and emergency switching-off switch 3LD2 | - | 0 | 0
3LD9286-3D |  | 3LD9286-3D | 1 | UN | 1 | 15 | C | D | N | N | 85389099 | 20 | 4011209546202 | 427 | G | 66.44 | 66.44 | LP21 | LP21 | Shaft piece IP67 57 mm long Center-hole mounting for rotary operating mechanism 90 x 90 mm comprises 20 shaft pieces | - | 0 | 7
3LD9286-4A |  | 3LD9286-4A | 1 | UN | 1 | 2 | A | D | N | N | 85389099 | 10 | 4011209563926 | 5 | G | 2.72 | 2.72 | LP21 | LP21 | Labeling plate, without inscription, 10 units, accessories for main and emergency switching-off switch 3LD2 | - | 0 | 0
3LD9340-0B |  | 3LD9340-0B | 1 | UN | 1 | 5 | B | D | N | N | 85389099 | 1 | 4001869552378 | 43 | G | 9.06 | 9.06 | LP21 | LP21 | N switching contact, Front installation, accessory for Load disconnector 3LD3 | - | 0 | 0
3LD9340-0C |  | 3LD9340-0C | 1 | UN | 1 | 5 | B | D | N | N | 85389099 | 1 | 4001869552361 | 43 | G | 9.06 | 9.06 | LP21 | LP21 | N switching contact, Floor installation accessory for Load disconnector 3LD3 | - | 0 | 0
3LD9340-2B |  | 3LD9340-2B | 1 | UN | 1 | 5 | B | D | N | N | 85389099 | 1 | 4001869552354 | 39 | G | 8.25 | 8.25 | LP21 | LP21 | N-through terminal, Front installation, accessory for Load disconnector 3LD3 | - | 0 | 0
3LD9340-2C |  | 3LD9340-2C | 1 | UN | 1 | 5 | B | D | N | N | 85389099 | 1 | 4001869552347 | 39 | G | 8.25 | 8.25 | LP21 | LP21 | N-through terminal, Floor installation accessory for Load disconnector 3LD3 | - | 0 | 0
3LD9340-3B |  | 3LD9340-3B | 1 | UN | 1 | 5 | B | D | N | N | 85389099 | 1 | 4001869552330 | 41 | G | 8.25 | 8.25 | LP21 | LP21 | PE-through terminal, Front installation, accessory for Load disconnector 3LD3 | - | 0 | 0
3LD9340-3C |  | 3LD9340-3C | 1 | UN | 1 | 5 | B | D | N | N | 85389099 | 1 | 4001869552323 | 40 | G | 8.25 | 8.25 | LP21 | LP21 | PE-through terminal, Floor installation, accessory for Load disconnector 3LD3 | - | 0 | 0
3LD9340-6B |  | 3LD9340-6B | 1 | UN | 1 | 5 | B | D | N | N | 85389099 | 1 | 4001869552316 | 28 | G | 11.09 | 11.09 | LP21 | LP21 | Auxiliary switch, Front installation 1 OE + 1 S left and / or right mountable, accessory for Load disconnector 3LD3 | - | 0 | 0
3LD9340-6C |  | 3LD9340-6C | 1 | UN | 1 | 5 | B | D | N | N | 85389099 | 1 | 4001869552309 | 28 | G | 11.09 | 11.09 | LP21 | LP21 | Auxiliary switch, Floor installation 1 OE + 1 S left and / or right mountable, accessory for Load disconnector 3LD3 | - | 0 | 0
3LD9341-0A |  | 3LD9341-0A | 1 | UN | 1 | 5 | B | D | N | N | 85389099 | 4 | 4001869552293 | 6 | G | 3.58 | 3.58 | LP21 | LP21 | Terminal cover, for 3-pin, Accessories for load disconnector 3LD3 | - | 0 | 0
3LD9341-2A |  | 3LD9341-2A | 1 | UN | 1 | 5 | B | D | N | N | 85389099 | 4 | 4001869552286 | 3 | G | 0.87 | 0.87 | LP21 | LP21 | Terminal cover, for 1-pole, Accessories for load disconnector 3LD3 | - | 0 | 0
3LD9343-4C |  | 3LD9343-4C | 1 | UN | 1 | 5 | B | D | N | N | 85389099 | 1 | 4001869552170 | 74 | G | 8.34 | 8.34 | LP21 | LP21 | selector switch, black 48x48 mm Front plate mounting Central hole mounting 22.5mm with coupling part for shaft 6x6 mm, accessory for Load disconnector 3LD3 | - | 0 | 0
3LD9343-4CA |  | 3LD9343-4CA | 1 | UN | 1 | 5 | B | D | N | N | 85389099 | 1 | 4001869552200 | 205 | G | 15.4 | 15.4 | LP21 | LP21 | Door-coupling rotary operating mechanism black 48x48 mm, Front plate mounting Central hole mounting 22.5mm with coupling part with shaft 300 mm long, 6x6 mm, accessories for load disconnector 3LD3 | - | 0 | 0
3LD9343-5C |  | 3LD9343-5C | 1 | UN | 1 | 5 | B | D | N | N | 85389099 | 1 | 4001869552163 | 80 | G | 8.34 | 8.34 | LP21 | LP21 | selector switch, red / yellow 48x48 mm Front plate mounting Central hole mounting 22.5mm with coupling part for shaft 6x6 mm, accessory for Load disconnector 3LD3 | - | 0 | 0
3LD9343-5CA |  | 3LD9343-5CA | 1 | UN | 1 | 5 | B | D | N | N | 85389099 | 1 | 4001869552217 | 205 | G | 15.4 | 15.4 | LP21 | LP21 | Door-coupling rotary operating mechanism red / yellow 48x48 mm, Front plate mounting Central hole mounting 22.5mm with coupling part with shaft 300 mm long, 6x6 mm, accessories for load disconnector 3LD3 | - | 0 | 0
3LD9343-6C |  | 3LD9343-6C | 1 | UN | 1 | 5 | B | D | N | N | 85389099 | 1 | 4001869552156 | 63 | G | 5.72 | 5.72 | LP21 | LP21 | selector switch, black 48x48 mm Front plate mounting Central hole mounting 22.5mm for shaft 6x6 mm, accessory for Load disconnector 3LD3 | - | 0 | 0
3LD9343-7C |  | 3LD9343-7C | 1 | UN | 1 | 5 | B | D | N | N | 85389099 | 1 | 4001869552149 | 63 | G | 5.72 | 5.72 | LP21 | LP21 | selector switch, red / yellow 48x48 mm Front plate mounting Central hole mounting 22.5mm for shaft 6x6 mm, accessory for Load disconnector 3LD3 | - | 0 | 0
3LD9344-2C |  | 3LD9344-2C | 1 | UN | 1 | 5 | B | D | N | N | 85389099 | 1 | 4001869552132 | 91 | G | 6.01 | 6.01 | LP21 | LP21 | rotary operating mechanism, black 66x66 mm Front plate mounting Central hole mounting 22.5mm for shaft 6x6 mm, accessory for Load disconnector 3LD3 | - | 0 | 0
3LD9344-2CA |  | 3LD9344-2CA | 1 | UN | 1 | 5 | B | D | N | N | 85389099 | 1 | 4001869552187 | 223 | G | 13.73 | 13.73 | LP21 | LP21 | Door-coupling rotary operating mechanism black 66x66 mm, Front plate mounting Central hole mounting 22.5mm with coupling part with shaft 300 mm long, 6x6 mm, accessories for load disconnector 3LD3 | - | 0 | 0
3LD9344-3C |  | 3LD9344-3C | 1 | UN | 1 | 5 | B | D | N | N | 85389099 | 1 | 4001869552125 | 97 | G | 6.01 | 6.01 | LP21 | LP21 | rotary operating mechanism, red / yellow 66x66 mm Front plate mounting Central hole mounting 22.5mm for shaft 6x6 mm, accessory for Load disconnector 3LD3 | - | 0 | 0
3LD9344-3CA |  | 3LD9344-3CA | 1 | UN | 1 | 5 | B | D | N | N | 85389099 | 1 | 4001869552194 | 224 | G | 13.73 | 13.73 | LP21 | LP21 | Door-coupling rotary operating mechanism red / yellow 66x66 mm, Front plate mounting Central hole mounting 22.5mm with coupling part with shaft 300 mm long, 6x6 mm, accessories for load disconnector 3LD3 | - | 0 | 0
3LD9344-4C |  | 3LD9344-4C | 1 | UN | 1 | 5 | B | D | N | N | 85389099 | 1 | 4001869552224 | 81 | G | 6.01 | 6.01 | LP21 | LP21 | rotary operating mechanism, black 66x66 mm Front plate mounting Central hole mounting 22.5mm mm, accessory for Load disconnector 3LD3 | - | 0 | 0
3LD9344-5C |  | 3LD9344-5C | 1 | UN | 1 | 5 | B | D | N | N | 85389099 | 1 | 4001869552231 | 94 | G | 6.01 | 6.01 | LP21 | LP21 | rotary operating mechanism, red / yellow 66x66 mm Front plate mounting Central hole mounting 22.5mm mm, accessory for Load disconnector 3LD3 | - | 0 | 0
3LD9345-1C |  | 3LD9345-1C | 1 | UN | 1 | 5 | B | D | N | N | 85389099 | 5 | 4001869552279 | 185 | G | 15.4 | 15.4 | LP21 | LP21 | shaft, 600 mm, 6 x 6 mm, Accessories for load disconnector 3LD3 | - | 0 | 0
3LD9346-1A |  | 3LD9346-1A | 1 | UN | 1 | 5 | B | D | N | N | 85389099 | 10 | 4001869552248 | 5 | G | 2.61 | 2.61 | LP21 | LP21 | extra rating plate, German/English "Main switch / main switch" (10-unit packaging) accessories for load disconnector 3LD3 | - | 0 | 0
3LD9346-2A |  | 3LD9346-2A | 1 | UN | 1 | 5 | B | D | N | N | 85389099 | 10 | 4001869552255 | 5 | G | 2.61 | 2.61 | LP21 | LP21 | extra rating plate, FR / ES "Interrupteur General / Interruptor Principal " (10 Piece of packaging), accessory for Load disconnector 3LD3 | - | 0 | 0
3LD9346-3A |  | 3LD9346-3A | 1 | UN | 1 | 5 | B | D | N | N | 85389099 | 10 | 4001869552262 | 5 | G | 2.72 | 2.72 | LP21 | LP21 | Additional label without inscription (10 packs) for load disconnector 3LD3 | - | 0 | 0
3NA3001 |  | 3NA3001 | 1 | UN | 1 | 2 | A | D | N | N | 85361010 | 3 | 4001869055619 | 268 | G | 14.3 | 14.3 | LP01 | LP01 | LV HRC fuse element, NH0, In: 6 A, gG, Un AC: 500 V, Un DC: 440 V, Front indicator, live grip lugs | Lista Papel 2020 SI | 0 | 0
3NA3003 |  | 3NA3003 | 1 | UN | 1 | 2 | A | D | N | N | 85361010 | 3 | 4001869055626 | 267 | G | 14.3 | 14.3 | LP01 | LP01 | LV HRC fuse element, NH0, In: 10 A, gG, Un AC: 500 V, Un DC: 440 V, Front indicator, live grip lugs | Lista Papel 2020 SI | 0 | 0
3NA3005 |  | 3NA3005 | 1 | UN | 1 | 2 | A | D | N | N | 85361050 | 3 | 4001869055633 | 0.27 | KG | 14.3 | 14.3 | LP01 | LP01 | LV HRC fuse element, NH0, In: 16 A, gG, Un AC: 500 V, Un DC: 440 V, Front indicator, live grip lugs | Lista Papel 2020 SI | 0 | 0
3NA3007 |  | 3NA3007 | 1 | UN | 1 | 2 | A | D | N | N | 85361050 | 3 | 4001869055640 | 270 | G | 14.3 | 14.3 | LP01 | LP01 | LV HRC fuse element, NH0, In: 20 A, gG, Un AC: 500 V, Un DC: 440 V, Front indicator, live grip lugs | Lista Papel 2020 SI | 0 | 0
3NA3010 |  | 3NA3010 | 1 | UN | 1 | 2 | A | D | N | N | 85361050 | 3 | 4001869055657 | 266 | G | 14.3 | 14.3 | LP01 | LP01 | LV HRC fuse element, NH0, In: 25 A, gG, Un AC: 500 V, Un DC: 440 V, Front indicator, live grip lugs | Lista Papel 2020 SI | 0 | 0
3NA3012 |  | 3NA3012 | 1 | UN | 1 | 2 | A | D | N | N | 85361050 | 3 | 4001869055664 | 272 | G | 14.3 | 14.3 | LP01 | LP01 | LV HRC fuse element, NH0, In: 32 A, gG, Un AC: 500 V, Un DC: 440 V, Front indicator, live grip lugs | Lista Papel 2020 SI | 0 | 0
3NA3014 |  | 3NA3014 | 1 | UN | 1 | 2 | A | D | N | N | 85361050 | 3 | 4001869055671 | 270 | G | 14.3 | 14.3 | LP01 | LP01 | LV HRC fuse element, NH0, In: 35 A, gG, Un AC: 500 V, Un DC: 440 V, Front indicator, live grip lugs | Lista Papel 2020 SI | 0 | 0
3NA3017 |  | 3NA3017 | 1 | UN | 1 | 2 | A | D | N | N | 85361050 | 3 | 4001869055688 | 275 | G | 14.3 | 14.3 | LP01 | LP01 | LV HRC fuse element, NH0, In: 40 A, gG, Un AC: 500 V, Un DC: 440 V, Front indicator, live grip lugs | Lista Papel 2020 SI | 0 | 0
3NA3020 |  | 3NA3020 | 1 | UN | 1 | 2 | A | D | N | N | 85361050 | 3 | 4001869055695 | 266 | G | 14.3 | 14.3 | LP01 | LP01 | LV HRC fuse element, NH0, In: 50 A, gG, Un AC: 500 V, Un DC: 440 V, Front indicator, live grip lugs | Lista Papel 2020 SI | 0 | 0
3NA3022 |  | 3NA3022 | 1 | UN | 1 | 2 | A | D | N | N | 85361050 | 3 | 4001869055701 | 270 | G | 14.3 | 14.3 | LP01 | LP01 | LV HRC fuse element, NH0, In: 63 A, gG, Un AC: 500 V, Un DC: 440 V, Front indicator, live grip lugs | Lista Papel 2020 SI | 0 | 0
3NA3024 |  | 3NA3024 | 1 | UN | 1 | 2 | A | D | N | N | 85361090 | 3 | 4001869055718 | 0.27 | KG | 14.3 | 14.3 | LP01 | LP01 | LV HRC fuse element, NH0, In: 80 A, gG, Un AC: 500 V, Un DC: 440 V, Front indicator, live grip lugs | Lista Papel 2020 SI | 0 | 0
3NA3030 |  | 3NA3030 | 1 | UN | 1 | 2 | A | D | N | N | 85361090 | 3 | 4001869055725 | 268 | G | 14.3 | 14.3 | LP01 | LP01 | LV HRC fuse element, NH0, In: 100 A, gG, Un AC: 500 V, Un DC: 440 V, Front indicator, live grip lugs | Lista Papel 2020 SI | 0 | 0
3NA3032 |  | 3NA3032 | 1 | UN | 1 | 2 | A | D | N | N | 85361090 | 3 | 4001869055732 | 270 | G | 14.3 | 14.3 | LP01 | LP01 | LV HRC fuse element, NH0, In: 125 A, gG, Un AC: 500 V, Un DC: 440 V, Front indicator, live grip lugs | Lista Papel 2020 SI | 0 | 0
3NA3036 |  | 3NA3036 | 1 | UN | 1 | 2 | A | D | N | N | 85361090 | 3 | 4001869055749 | 272 | G | 14.3 | 14.3 | LP01 | LP01 | LV HRC fuse element, NH0, In: 160 A, gG, Un AC: 500 V, Un DC: 440 V, Front indicator, live grip lugs | Lista Papel 2020 SI | 0 | 0
3NA3105 |  | 3NA3105 | 1 | UN | 1 | 2 | A | D | N | N | 85361050 | 3 | 4001869055756 | 289 | G | 11.2 | 11.2 | LP01 | LP01 | LV HRC fuse element, NH1, In: 16 A, gG, Un AC: 500 V, Un DC: 440 V, Front indicator, live grip lugs | Lista Papel 2020 SI | 0 | 0
3NA3107 |  | 3NA3107 | 1 | UN | 1 | 2 | A | D | N | N | 85361050 | 3 | 4001869055763 | 283 | G | 11.2 | 11.2 | LP01 | LP01 | LV HRC fuse element, NH1, In: 20 A, gG, Un AC: 500 V, Un DC: 440 V, Front indicator, live grip lugs | Lista Papel 2020 SI | 0 | 0
3NA3110 |  | 3NA3110 | 1 | UN | 1 | 2 | A | D | N | N | 85361050 | 3 | 4001869055770 | 288 | G | 11.2 | 11.2 | LP01 | LP01 | LV HRC fuse element, NH1, In: 25 A, gG, Un AC: 500 V, Un DC: 440 V, Front indicator, live grip lugs | Lista Papel 2020 SI | 0 | 0
3NA3114 |  | 3NA3114 | 1 | UN | 1 | 2 | A | D | N | N | 85361050 | 3 | 4001869055787 | 288 | G | 11.2 | 11.2 | LP01 | LP01 | LV HRC fuse element, NH1, In: 35 A, gG, Un AC: 500 V, Un DC: 440 V, Front indicator, live grip lugs | Lista Papel 2020 SI | 0 | 0
3NA3117 |  | 3NA3117 | 1 | UN | 1 | 2 | A | D | N | N | 85361050 | 3 | 4001869055800 | 289 | G | 11.2 | 11.2 | LP01 | LP01 | LV HRC fuse element, NH1, In: 40 A, gG, Un AC: 500 V, Un DC: 440 V, Front indicator, live grip lugs | Lista Papel 2020 SI | 0 | 0
3NA3120 |  | 3NA3120 | 1 | UN | 1 | 2 | A | D | N | N | 85361050 | 3 | 4001869055824 | 285 | G | 11.2 | 11.2 | LP01 | LP01 | LV HRC fuse element, NH1, In: 50 A, gG, Un AC: 500 V, Un DC: 440 V, Front indicator, live grip lugs | Lista Papel 2020 SI | 0 | 0
3NA3120-6 |  | 3NA3120-6 | 1 | UN | 1 | 2 | A | D | N | N | 85361050 | 3 | 4001869055831 | 279 | G | 41 | 40.7 | LP01 | LP01 | LV HRC fuse element, NH1, In: 50 A, gG, Un AC: 690 V, Un DC: 440 V, Front indicator, live grip lugs | Lista Papel 2020 SI | 0 | 0
3NA3122 |  | 3NA3122 | 1 | UN | 1 | 2 | A | D | N | N | 85361050 | 3 | 4001869055855 | 288 | G | 11.2 | 11.2 | LP01 | LP01 | LV HRC fuse element, NH1, In: 63 A, gG, Un AC: 500 V, Un DC: 440 V, Front indicator, live grip lugs | Lista Papel 2020 SI | 0 | 0
3NA3122-6 |  | 3NA3122-6 | 1 | UN | 1 | 2 | A | D | N | N | 85361050 | 3 | 4001869055862 | 289 | G | 41 | 40.7 | LP01 | LP01 | LV HRC fuse element, NH1, In: 63 A, gG, Un AC: 690 V, Un DC: 440 V, Front indicator, live grip lugs | Lista Papel 2020 SI | 0 | 0
3NA3124 |  | 3NA3124 | 1 | UN | 1 | 2 | A | D | N | N | 85361090 | 3 | 4001869055886 | 289 | G | 11.2 | 11.2 | LP01 | LP01 | LV HRC fuse element, NH1, In: 80 A, gG, Un AC: 500 V, Un DC: 440 V, Front indicator, live grip lugs | Lista Papel 2020 SI | 0 | 0
3NA3124-6 |  | 3NA3124-6 | 1 | UN | 1 | 2 | A | D | N | N | 85361090 | 3 | 4001869055893 | 288 | G | 41 | 40.7 | LP01 | LP01 | LV HRC fuse element, NH1, In: 80 A, gG, Un AC: 690 V, Un DC: 440 V, Front indicator, live grip lugs | Lista Papel 2020 SI | 0 | 0
3NA3130 |  | 3NA3130 | 1 | UN | 1 | 2 | A | D | N | N | 85361090 | 3 | 4001869055916 | 286 | G | 11.2 | 11.2 | LP01 | LP01 | LV HRC fuse element, NH1, In: 100 A, gG, Un AC: 500 V, Un DC: 440 V, Front indicator, live grip lugs | Lista Papel 2020 SI | 0 | 0
3NA3130-6 |  | 3NA3130-6 | 1 | UN | 1 | 2 | A | D | N | N | 85361090 | 3 | 4001869055923 | 291 | G | 41 | 40.7 | LP01 | LP01 | LV HRC fuse element, NH1, In: 100 A, gG, Un AC: 690 V, Un DC: 440 V, Front indicator, live grip lugs | Lista Papel 2020 SI | 0 | 0
3NA3132 |  | 3NA3132 | 1 | UN | 1 | 2 | A | D | N | N | 85361090 | 3 | 4001869055947 | 290 | G | 11.2 | 11.2 | LP01 | LP01 | LV HRC fuse element, NH1, In: 125 A, gG, Un AC: 500 V, Un DC: 440 V, Front indicator, live grip lugs | Lista Papel 2020 SI | 0 | 0
3NA3132-6 |  | 3NA3132-6 | 1 | UN | 1 | 2 | A | D | N | N | 85361090 | 3 | 4001869055954 | 290 | G | 41 | 40.7 | LP01 | LP01 | LV HRC fuse element, NH1, In: 125 A, gG, Un AC: 690 V, Un DC: 440 V, Front indicator, live grip lugs | Lista Papel 2020 SI | 0 | 0
3NA3136 |  | 3NA3136 | 1 | UN | 1 | 2 | A | D | N | N | 85361090 | 3 | 4001869055978 | 289 | G | 11.2 | 11.2 | LP01 | LP01 | LV HRC fuse element, NH1, In: 160 A, gG, Un AC: 500 V, Un DC: 440 V, Front indicator, live grip lugs | Lista Papel 2020 SI | 0 | 0
3NA3136-6 |  | 3NA3136-6 | 1 | UN | 1 | 2 | A | D | N | N | 85361090 | 3 | 4001869055985 | 290 | G | 41 | 40.7 | LP01 | LP01 | LV HRC fuse element, NH1, In: 160 A, gG, Un AC: 690 V, Un DC: 440 V, Front indicator, live grip lugs | Lista Papel 2020 SI | 0 | 0
3NA3140 |  | 3NA3140 | 1 | UN | 1 | 2 | A | D | N | N | 85361090 | 3 | 4001869056005 | 431 | G | 13.1 | 13 | LP01 | LP01 | LV HRC fuse element, NH1, In: 200 A, gG, Un AC: 500 V, Un DC: 440 V, Front indicator, live grip lugs | Lista Papel 2020 SI | 0 | 0
3NA3140-6 |  | 3NA3140-6 | 1 | UN | 1 | 2 | A | D | N | N | 85361090 | 3 | 4001869056012 | 445 | G | 46 | 45.6 | LP01 | LP01 | LV HRC fuse element, NH1, In: 200 A, gG, Un AC: 690 V, Un DC: 440 V, Front indicator, live grip lugs | Lista Papel 2020 SI | 0 | 0
3NA3142 |  | 3NA3142 | 1 | UN | 1 | 2 | A | D | N | N | 85361090 | 3 | 4001869056036 | 433 | G | 13.1 | 13 | LP01 | LP01 | LV HRC fuse element, NH1, In: 224 A, gG, Un AC: 500 V, Un DC: 440 V, Front indicator, live grip lugs | Lista Papel 2020 SI | 0 | 0
3NA3144 |  | 3NA3144 | 1 | UN | 1 | 2 | A | D | N | N | 85361090 | 3 | 4001869056050 | 434 | G | 13.1 | 13 | LP01 | LP01 | LV HRC fuse element, NH1, In: 250 A, gG, Un AC: 500 V, Un DC: 440 V, Front indicator, live grip lugs | Lista Papel 2020 SI | 0 | 0
3NA3144-6 |  | 3NA3144-6 | 1 | UN | 1 | 1 | A | D | N | N | 85389099 | 3 | 4001869468389 | 463 | G | 46.95 | 46.95 | LP01 | LP01 | LV HRC fuse element, NH1, In: 250 A, gG: Un AC: 690 V, Un DC: 440 V, Front indicator, live grip lugs |  | 0 | 0
3NA3214 |  | 3NA3214 | 1 | UN | 1 | 2 | A | D | N | N | 85361050 | 3 | 4001869056074 | 462 | G | 15.1 | 15 | LP01 | LP01 | LV HRC fuse element, NH2, In: 35 A, gG, Un AC: 500 V, Un DC: 440 V, Front indicator, live grip lugs | Lista Papel 2020 SI | 0 | 0
3NA3220 |  | 3NA3220 | 1 | UN | 1 | 2 | A | D | N | N | 85361050 | 3 | 4001869056098 | 462 | G | 15.1 | 15 | LP01 | LP01 | LV HRC fuse element, NH2, In: 50 A, gG, Un AC: 500 V, Un DC: 440 V, Front indicator, live grip lugs | Lista Papel 2020 SI | 0 | 0
3NA3222 |  | 3NA3222 | 1 | UN | 1 | 2 | A | D | N | N | 85361050 | 3 | 4001869056111 | 446 | G | 15.1 | 15 | LP01 | LP01 | LV HRC fuse element, NH2, In: 63 A, gG, Un AC: 500 V, Un DC: 440 V, Front indicator, live grip lugs | Lista Papel 2020 SI | 0 | 0
3NA3224 |  | 3NA3224 | 1 | UN | 1 | 2 | A | D | N | N | 85361090 | 3 | 4001869056135 | 453 | G | 15.1 | 15 | LP01 | LP01 | LV HRC fuse element, NH2, In: 80 A, gG, Un AC: 500 V, Un DC: 440 V, Front indicator, live grip lugs | Lista Papel 2020 SI | 0 | 0
3NA3224-6 |  | 3NA3224-6 | 1 | UN | 1 | 2 | A | D | N | N | 85361090 | 3 | 4001869056142 | 445 | G | 53 | 52.6 | LP01 | LP01 | LV HRC fuse element, NH2, In: 80 A, gG, Un AC: 690 V, Un DC: 440 V, Front indicator, live grip lugs | Lista Papel 2020 SI | 0 | 0
3NA3230 |  | 3NA3230 | 1 | UN | 1 | 2 | A | D | N | N | 85361090 | 3 | 4001869056166 | 450 | G | 15.1 | 15 | LP01 | LP01 | LV HRC fuse element, NH2, In: 100 A, gG, Un AC: 500 V, Un DC: 440 V, Front indicator, live grip lugs | Lista Papel 2020 SI | 0 | 0
3NA3230-6 |  | 3NA3230-6 | 1 | UN | 1 | 2 | A | D | N | N | 85361090 | 3 | 4001869056173 | 468 | G | 53 | 52.6 | LP01 | LP01 | LV HRC fuse element, NH2, In: 100 A, gG, Un AC: 690 V, Un DC: 440 V, Front indicator, live grip lugs | Lista Papel 2020 SI | 0 | 0
3NA3232 |  | 3NA3232 | 1 | UN | 1 | 2 | A | D | N | N | 85361090 | 3 | 4001869056197 | 448 | G | 15.1 | 15 | LP01 | LP01 | LV HRC fuse element, NH2, In: 125 A, gG, Un AC: 500 V, Un DC: 440 V, Front indicator, live grip lugs | Lista Papel 2020 SI | 0 | 0
3NA3232-6 |  | 3NA3232-6 | 1 | UN | 1 | 2 | A | D | N | N | 85361090 | 3 | 4001869056203 | 456 | G | 53 | 52.6 | LP01 | LP01 | LV HRC fuse element, NH2, In: 125 A, gG, Un AC: 690 V, Un DC: 440 V, Front indicator, live grip lugs | Lista Papel 2020 SI | 0 | 0
3NA3236 |  | 3NA3236 | 1 | UN | 1 | 2 | A | D | N | N | 85361090 | 3 | 4001869056227 | 451 | G | 15.1 | 15 | LP01 | LP01 | LV HRC fuse element, NH2, In: 160 A, gG, Un AC: 500 V, Un DC: 440 V, Front indicator, live grip lugs | Lista Papel 2020 SI | 0 | 0
3NA3236-6 |  | 3NA3236-6 | 1 | UN | 1 | 2 | A | D | N | N | 85361090 | 3 | 4001869056234 | 463 | G | 53 | 52.6 | LP01 | LP01 | LV HRC fuse element, NH2, In: 160 A, gG, Un AC: 690 V, Un DC: 440 V, Front indicator, live grip lugs | Lista Papel 2020 SI | 0 | 0
3NA3240 |  | 3NA3240 | 1 | UN | 1 | 2 | A | D | N | N | 85361090 | 3 | 4001869056258 | 451 | G | 15.1 | 15 | LP01 | LP01 | LV HRC fuse element, NH2, In: 200 A, gG, Un AC: 500 V, Un DC: 440 V, Front indicator, live grip lugs | Lista Papel 2020 SI | 0 | 0
3NA3240-6 |  | 3NA3240-6 | 1 | UN | 1 | 2 | A | D | N | N | 85361090 | 3 | 4001869056265 | 455 | G | 53 | 52.6 | LP01 | LP01 | LV HRC fuse element, NH2, In: 200 A, gG, Un AC: 690 V, Un DC: 440 V, Front indicator, live grip lugs | Lista Papel 2020 SI | 0 | 0
3NA3242 |  | 3NA3242 | 1 | UN | 1 | 2 | A | D | N | N | 85361090 | 3 | 4001869056289 | 460 | G | 15.1 | 15 | LP01 | LP01 | LV HRC fuse element, NH2, In: 224 A, gG, Un AC: 500 V, Un DC: 440 V, Front indicator, live grip lugs | Lista Papel 2020 SI | 0 | 0
3NA3242-6 |  | 3NA3242-6 | 1 | UN | 1 | 2 | A | D | N | N | 85361090 | 3 | 4001869095462 | 0.651 | KG | 53 | 52.6 | LP01 | LP01 | LV HRC fuse element, NH2, In: 224 A, gG, Un AC: 690 V, Un DC: 440 V, Front indicator, live grip lugs | Lista Papel 2020 SI | 0 | 0
3NA3244 |  | 3NA3244 | 1 | UN | 1 | 2 | A | D | N | N | 85361090 | 3 | 4001869056302 | 460 | G | 15.1 | 15 | LP01 | LP01 | LV HRC fuse element, NH2, In: 250 A, gG, Un AC: 500 V, Un DC: 440 V, Front indicator, live grip lugs | Lista Papel 2020 SI | 0 | 0
3NA3244-6 |  | 3NA3244-6 | 1 | UN | 1 | 2 | A | D | N | N | 85361090 | 3 | 4001869056319 | 655 | G | 71 | 70.4 | LP01 | LP01 | LV HRC fuse element, NH2, In: 250 A, gG, Un AC: 690 V, Un DC: 440 V, Front indicator, live grip lugs | Lista Papel 2020 SI | 0 | 0
3NA3250 |  | 3NA3250 | 1 | UN | 1 | 2 | A | D | N | N | 85361090 | 3 | 4001869056333 | 655 | G | 16.1 | 15.9 | LP01 | LP01 | LV HRC fuse element, NH2, In: 300 A, gG, Un AC: 500 V, Un DC: 440 V, Front indicator, live grip lugs | Lista Papel 2020 SI | 0 | 0
3NA3250-6 |  | 3NA3250-6 | 1 | UN | 1 | 2 | A | D | N | N | 85361090 | 3 | 4001869095479 | 657 | G | 71 | 70.4 | LP01 | LP01 | LV HRC fuse element, NH2, In: 300 A, gG, Un AC: 690 V, Un DC: 440 V, Front indicator, live grip lugs | Lista Papel 2020 SI | 0 | 0
3NA3252 |  | 3NA3252 | 1 | UN | 1 | 2 | A | D | N | N | 85361090 | 3 | 4001869056357 | 654 | G | 16.1 | 15.9 | LP01 | LP01 | LV HRC fuse element, NH2, In: 315 A, gG, Un AC: 500 V, Un DC: 440 V, Front indicator, live grip lugs | Lista Papel 2020 SI | 0 | 0
3NA3252-6 |  | 3NA3252-6 | 1 | UN | 1 | 2 | A | D | N | N | 85361090 | 3 | 4001869056364 | 657 | G | 71 | 70.4 | LP01 | LP01 | LV HRC fuse element, NH2, In: 315 A, gG, Un AC: 690 V, Un DC: 440 V, Front indicator, live grip lugs | Lista Papel 2020 SI | 0 | 0
3NA3254 |  | 3NA3254 | 1 | UN | 1 | 2 | A | D | N | N | 85361090 | 3 | 4001869056388 | 654 | G | 16.1 | 15.9 | LP01 | LP01 | LV HRC fuse element, NH2, In: 355 A, gG, Un AC: 500 V, Un DC: 440 V, Front indicator, live grip lugs | Lista Papel 2020 SI | 0 | 0
3NA3260 |  | 3NA3260 | 1 | UN | 1 | 2 | A | D | N | N | 85361090 | 3 | 4001869056401 | 654 | G | 16.1 | 15.9 | LP01 | LP01 | LV HRC fuse element, NH2, In: 400 A, gG, Un AC: 500 V, Un DC: 440 V, Front indicator, live grip lugs | Lista Papel 2020 SI | 0 | 0
3NA3340 |  | 3NA3340 | 1 | UN | 1 | 2 | A | D | N | N | 85361090 | 3 | 4001869056425 | 654 | G | 27.8 | 27.6 | LP01 | LP01 | LV HRC fuse element, NH3, In: 200 A, gG, Un AC: 500 V, Un DC: 440 V, Front indicator, live grip lugs | Lista Papel 2020 SI | 0 | 0
3NA3342 |  | 3NA3342 | 1 | UN | 1 | 2 | A | D | N | N | 85361090 | 3 | 4001869056449 | 651 | G | 27.8 | 27.6 | LP01 | LP01 | LV HRC fuse element, NH3, In: 224 A, gG, Un AC: 500 V, Un DC: 440 V, Front indicator, live grip lugs | Lista Papel 2020 SI | 0 | 0
3NA3344 |  | 3NA3344 | 1 | UN | 1 | 2 | A | D | N | N | 85361090 | 3 | 4001869056456 | 656 | G | 27.8 | 27.6 | LP01 | LP01 | LV HRC fuse element, NH3, In: 250 A, gG, Un AC: 500 V, Un DC: 440 V, Front indicator, live grip lugs | Lista Papel 2020 SI | 0 | 0
3NA3344-6 |  | 3NA3344-6 | 1 | UN | 1 | 2 | A | D | N | N | 85361090 | 3 | 4001869095486 | 643 | G | 105.5 | 104.8 | LP01 | LP01 | LV HRC fuse element, NH3, In: 250 A, gG, Un AC: 690 V, Un DC: 440 V, Front indicator, live grip lugs | Lista Papel 2020 SI | 0 | 0
3NA3350 |  | 3NA3350 | 1 | UN | 1 | 2 | A | D | N | N | 85361090 | 3 | 4001869056470 | 657 | G | 27.8 | 27.6 | LP01 | LP01 | LV HRC fuse element, NH3, In: 300 A, gG, Un AC: 500 V, Un DC: 440 V, Front indicator, live grip lugs | Lista Papel 2020 SI | 0 | 0
3NA3352 |  | 3NA3352 | 1 | UN | 1 | 2 | A | D | N | N | 85361090 | 3 | 4001869056494 | 657 | G | 27.8 | 27.6 | LP01 | LP01 | LV HRC fuse element, NH3, In: 315 A, gG, Un AC: 500 V, Un DC: 440 V, Front indicator, live grip lugs | Lista Papel 2020 SI | 0 | 0
3NA3352-6 |  | 3NA3352-6 | 1 | UN | 1 | 2 | A | D | N | N | 85361090 | 3 | 4001869095493 | 651 | G | 105.5 | 104.8 | LP01 | LP01 | LV HRC fuse element, NH3, In: 315 A, gG, Un AC: 690 V, Un DC: 440 V, Front indicator, live grip lugs | Lista Papel 2020 SI | 0 | 0
3NA3354 |  | 3NA3354 | 1 | UN | 1 | 2 | A | D | N | N | 85361090 | 3 | 4001869056517 | 658 | G | 27.8 | 27.6 | LP01 | LP01 | LV HRC fuse element, NH3, In: 355 A, gG, Un AC: 500 V, Un DC: 440 V, Front indicator, live grip lugs | Lista Papel 2020 SI | 0 | 0
3NA3354-6 |  | 3NA3354-6 | 1 | UN | 1 | 2 | A | D | N | N | 85361090 | 3 | 4001869056524 | 1.037 | KG | 105.5 | 104.8 | LP01 | LP01 | LV HRC fuse element, NH3, In: 355 A, gG, Un AC: 690 V, Un DC: 440 V, Front indicator, live grip lugs | Lista Papel 2020 SI | 0 | 0
3NA3360 |  | 3NA3360 | 1 | UN | 1 | 2 | A | D | N | N | 85361090 | 3 | 4001869056548 | 648 | G | 27.8 | 27.6 | LP01 | LP01 | LV HRC fuse element, NH3, In: 400 A, gG, Un AC: 500 V, Un DC: 440 V, Front indicator, live grip lugs | Lista Papel 2020 SI | 0 | 0
3NA3360-6 |  | 3NA3360-6 | 1 | UN | 1 | 2 | A | D | N | N | 85361090 | 3 | 4001869056555 | 1.042 | KG | 96.9 | 96.6 | LP01 | LP01 | LV HRC fuse element, NH3, In: 400 A, gG, Un AC: 690 V, Un DC: 440 V, Front indicator, live grip lugs | Lista Papel 2020 SI | 0 | 0
3NA3362 |  | 3NA3362 | 1 | UN | 1 | 2 | A | D | N | N | 85361090 | 3 | 4001869056579 | 0.943 | KG | 27.8 | 27.6 | LP01 | LP01 | LV HRC fuse element, NH3, In: 425 A, gG, Un AC: 500 V, Un DC: 440 V, Front indicator, live grip lugs | Lista Papel 2020 SI | 0 | 0
3NA3362-6 |  | 3NA3362-6 | 1 | UN | 1 | 2 | A | D | N | N | 85361090 | 3 | 4001869095516 | 1.048 | KG | 96.9 | 96.6 | LP01 | LP01 | LV HRC fuse element, NH3, In: 425 A, gG, Un AC: 690 V, Un DC: 440 V, Front indicator, live grip lugs | Lista Papel 2020 SI | 0 | 0
3NA3365 |  | 3NA3365 | 1 | UN | 1 | 2 | A | D | N | N | 85361090 | 3 | 4001869056593 | 944 | G | 31.3 | 31 | LP01 | LP01 | LV HRC fuse element, NH3, In: 500 A, gG, Un AC: 500 V, Un DC: 440 V, Front indicator, live grip lugs | Lista Papel 2020 SI | 0 | 0
3NA3365-6 |  | 3NA3365-6 | 1 | UN | 1 | 2 | A | D | N | N | 85361090 | 3 | 4001869056609 | 1.049 | KG | 96.9 | 96.6 | LP01 | LP01 | LV HRC fuse element, NH3, In: 500 A, gG, Un AC: 690 V, Un DC: 440 V, Front indicator, live grip lugs | Lista Papel 2020 SI | 0 | 0
3NA3372 |  | 3NA3372 | 1 | UN | 1 | 2 | A | D | N | N | 85361090 | 3 | 4001869056623 | 946 | G | 31.3 | 31 | LP01 | LP01 | LV HRC fuse element, NH3, In: 630 A, gG, Un AC: 500 V, Un DC: 440 V, Front indicator, live grip lugs | Lista Papel 2020 SI | 0 | 0
3NA3472 |  | 3NA3472 | 1 | UN | 1 | 2 | A | D | N | N | 85361090 | 1 | 4001869056647 | 2.623 | KG | 278.4 | 276.5 | LP01 | LP01 | LV HRC fuse element, with screw contacts, NH4, In: 630 A, gG, Un AC: 500 V, Un DC: 400 V, Front indicator, live grip lugs | Lista Papel 2020 SI | 0 | 0
3NA3475 |  | 3NA3475 | 1 | UN | 1 | 2 | A | D | N | N | 85361090 | 1 | 4001869056654 | 2.567 | KG | 278.4 | 276.5 | LP01 | LP01 | LV HRC fuse element, with screw contacts, NH4, In: 800 A, gG, Un AC: 500 V, Un DC: 400 V, Front indicator, live grip lugs | Lista Papel 2020 SI | 0 | 0
3NA3480 |  | 3NA3480 | 1 | UN | 1 | 2 | A | D | N | N | 85361090 | 1 | 4001869056661 | 2.576 | KG | 321.1 | 318.2 | LP01 | LP01 | LV HRC fuse element, with screw contacts, NH4, In: 1000 A, gG, Un AC: 500 V, Un DC: 400 V, Front indicator, live grip lugs | Lista Papel 2020 SI | 0 | 0
3NA3482 |  | 3NA3482 | 1 | UN | 1 | 2 | A | D | N | N | 85361090 | 1 | 4001869096308 | 2.595 | KG | 321.1 | 318.2 | LP01 | LP01 | LV HRC fuse element, with screw contacts, NH4, In: 1250 A, gG, Un AC: 500 V, Un DC: 400 V, Front indicator, live grip lugs | Lista Papel 2020 SI | 0 | 0
3NA3665 |  | 3NA3665 | 1 | UN | 1 | 2 | A | D | N | N | 85361090 | 1 | 4001869056678 | 2.654 | KG | 278.4 | 276.5 | LP01 | LP01 | LV HRC fuse element, NH4a, In: 500 A, gG, Un AC: 500 V, Un DC: 400 V, Front indicator, live grip lugs | Lista Papel 2020 SI | 0 | 0
3NA3672 |  | 3NA3672 | 1 | UN | 1 | 2 | A | D | N | N | 85361090 | 1 | 4001869056685 | 2.644 | KG | 278.4 | 276.5 | LP01 | LP01 | LV HRC fuse element, NH4a, In: 630 A, gG, Un AC: 500 V, Un DC: 400 V, Front indicator, live grip lugs | Lista Papel 2020 SI | 0 | 0
3NA3675 |  | 3NA3675 | 1 | UN | 1 | 2 | A | D | N | N | 85361090 | 1 | 4001869056692 | 2.661 | KG | 278.4 | 276.5 | LP01 | LP01 | LV HRC fuse element, NH4a, In: 800 A, gG, Un AC: 500 V, Un DC: 400 V, Front indicator, live grip lugs | Lista Papel 2020 SI | 0 | 0
3NA3680 |  | 3NA3680 | 1 | UN | 1 | 2 | A | D | N | N | 85361090 | 1 | 4001869056708 | 2.646 | KG | 321.1 | 318.2 | LP01 | LP01 | LV HRC fuse element, NH4a, In: 1000 A, gG, Un AC: 500 V, Un DC: 400 V, Front indicator, live grip lugs | Lista Papel 2020 SI | 0 | 0
3NA3682 |  | 3NA3682 | 1 | UN | 1 | 2 | A | D | N | N | 85361090 | 1 | 4001869056715 | 2.659 | KG | 321.1 | 318.2 | LP01 | LP01 | LV HRC fuse element, NH4a, In: 1250 A, gG, Un AC: 500 V, Un DC: 400 V, Front indicator, live grip lugs | Lista Papel 2020 SI | 0 | 0
3NA3801 |  | 3NA3801 | 1 | UN | 1 | 2 | A | D | N | N | 85361010 | 3 | 4001869056722 | 130 | G | 6.4 | 6.4 | LP01 | LP01 | LV HRC fuse element, NH000, In: 6 A, gG, Un AC: 500 V, Un DC: 250 V, Front indicator, live grip lugs | Lista Papel 2020 SI | 0 | 0
3NA3801-6 |  | 3NA3801-6 | 1 | UN | 1 | 2 | A | D | N | N | 85361010 | 3 | 4001869056746 | 131 | G | 21.5 | 21.3 | LP01 | LP01 | LV HRC fuse element, NH000, In: 6 A, gG, Un AC: 690 V, Un DC: 250 V, Front indicator, live grip lugs | Lista Papel 2020 SI | 0 | 0
3NA3802 |  | 3NA3802 | 1 | UN | 1 | 2 | A | D | N | N | 85361010 | 3 | 4001869056760 | 130 | G | 6.4 | 6.4 | LP01 | LP01 | LV HRC fuse element, NH000, In: 2 A, gG, Un AC: 500 V, Un DC: 250 V, Front indicator, live grip lugs | Lista Papel 2020 SI | 0 | 0
3NA3802-6 |  | 3NA3802-6 | 1 | UN | 1 | 2 | A | D | N | N | 85361010 | 3 | 4001869056784 | 128 | G | 21.5 | 21.3 | LP01 | LP01 | LV HRC fuse element, NH000, In: 2 A, gG, Un AC: 690 V, Un DC: 250 V, Front indicator, live grip lugs | Lista Papel 2020 SI | 0 | 0
3NA3803 |  | 3NA3803 | 1 | UN | 1 | 2 | A | D | N | N | 85361010 | 3 | 4001869056807 | 128 | G | 5.1 | 5.1 | LP01 | LP01 | LV HRC fuse element, NH000, In: 10 A, gG, Un AC: 500 V, Un DC: 250 V, Front indicator, live grip lugs | Lista Papel 2020 SI | 0 | 0
3NA3803-6 |  | 3NA3803-6 | 1 | UN | 1 | 2 | A | D | N | N | 85361010 | 3 | 4001869056821 | 131 | G | 21.5 | 21.3 | LP01 | LP01 | LV HRC fuse element, NH000, In: 10 A, gG, Un AC: 690 V, Un DC: 250 V, Front indicator, live grip lugs | Lista Papel 2020 SI | 0 | 0
3NA3804 |  | 3NA3804 | 1 | UN | 1 | 2 | A | D | N | N | 85361010 | 3 | 4001869056845 | 130 | G | 6.4 | 6.4 | LP01 | LP01 | LV HRC fuse element, NH000, In: 4 A, gG, Un AC: 500 V, Un DC: 250 V, Front indicator, live grip lugs | Lista Papel 2020 SI | 0 | 0
3NA3804-6 |  | 3NA3804-6 | 1 | UN | 1 | 2 | A | D | N | N | 85361010 | 3 | 4001869056869 | 129 | G | 21.5 | 21.3 | LP01 | LP01 | LV HRC fuse element, NH000, In: 4 A, gG, Un AC: 690 V, Un DC: 250 V, Front indicator, live grip lugs | Lista Papel 2020 SI | 0 | 0
3NA3805 |  | 3NA3805 | 1 | UN | 1 | 2 | A | D | N | N | 85361050 | 3 | 4001869056883 | 131 | G | 5.1 | 5.1 | LP01 | LP01 | LV HRC fuse element, NH000, In: 16 A, gG, Un AC: 500 V, Un DC: 250 V, Front indicator, live grip lugs | Lista Papel 2020 SI | 0 | 0
3NA3805-6 |  | 3NA3805-6 | 1 | UN | 1 | 2 | A | D | N | N | 85361050 | 3 | 4001869056906 | 130 | G | 21.5 | 21.3 | LP01 | LP01 | LV HRC fuse element, NH000, In: 16 A, gG, Un AC: 690 V, Un DC: 250 V, Front indicator, live grip lugs | Lista Papel 2020 SI | 0 | 0
3NA3807 |  | 3NA3807 | 1 | UN | 1 | 2 | A | D | N | N | 85361050 | 3 | 4001869056920 | 130 | G | 5.1 | 5.1 | LP01 | LP01 | LV HRC fuse element, NH000, In: 20 A, gG, Un AC: 500 V, Un DC: 250 V, Front indicator, live grip lugs | Lista Papel 2020 SI | 0 | 0
3NA3807-6 |  | 3NA3807-6 | 1 | UN | 1 | 2 | A | D | N | N | 85361050 | 3 | 4001869056944 | 129 | G | 21.5 | 21.3 | LP01 | LP01 | LV HRC fuse element, NH000, In: 20 A, gG, Un AC: 690 V, Un DC: 250 V, Front indicator, live grip lugs | Lista Papel 2020 SI | 0 | 0
3NA3810 |  | 3NA3810 | 1 | UN | 1 | 2 | A | D | N | N | 85361050 | 3 | 4001869056968 | 130 | G | 5.1 | 5.1 | LP01 | LP01 | LV HRC fuse element, NH000, In: 25 A, gG, Un AC: 500 V, Un DC: 250 V, Front indicator, live grip lugs | Lista Papel 2020 SI | 0 | 0
3NA3810-6 |  | 3NA3810-6 | 1 | UN | 1 | 2 | A | D | N | N | 85361050 | 3 | 4001869056982 | 128 | G | 21.5 | 21.3 | LP01 | LP01 | LV HRC fuse element, NH000, In: 25 A, gG, Un AC: 690 V, Un DC: 250 V, Front indicator, live grip lugs | Lista Papel 2020 SI | 0 | 0
3NA3812 |  | 3NA3812 | 1 | UN | 1 | 2 | A | D | N | N | 85361050 | 3 | 4001869057002 | 130 | G | 5.1 | 5.1 | LP01 | LP01 | LV HRC fuse element, NH000, In: 32 A, gG, Un AC: 500 V, Un DC: 250 V, Front indicator, live grip lugs | Lista Papel 2020 SI | 0 | 0
3NA3812-6 |  | 3NA3812-6 | 1 | UN | 1 | 2 | A | D | N | N | 85361050 | 3 | 4001869063409 | 129 | G | 21.5 | 21.3 | LP01 | LP01 | LV HRC fuse element, NH000, In: 32 A, gG, Un AC: 690 V, Un DC: 250 V, Front indicator, live grip lugs | Lista Papel 2020 SI | 0 | 0
3NA3814 |  | 3NA3814 | 1 | UN | 1 | 2 | A | D | N | N | 85361050 | 3 | 4001869057033 | 129 | G | 4.4 | 4.4 | LP01 | LP01 | LV HRC fuse element, NH000, In: 35 A, gG, Un AC: 500 V, Un DC: 250 V, Front indicator, live grip lugs | Lista Papel 2020 SI | 0 | 0
3NA3814-6 |  | 3NA3814-6 | 1 | UN | 1 | 2 | A | D | N | N | 85361050 | 3 | 4001869057057 | 131 | G | 21.5 | 21.3 | LP01 | LP01 | LV HRC fuse element, NH000, In: 35 A, gG, Un AC: 690 V, Un DC: 250 V, Front indicator, live grip lugs | Lista Papel 2020 SI | 0 | 0
3NA3814-7 |  | 3NA3814-7 | 1 | UN | 1 | 2 | A | D | N | N | 85361050 | 3 | 4001869073255 | 202 | G | 5.5 | 5.5 | LP01 | LP01 | LV HRC fuse element, NH00, In: 35 A, gG, Un AC: 500 V, Un DC: 250 V, Front indicator, live grip lugs | Lista Papel 2020 SI | 0 | 0
3NA3817 |  | 3NA3817 | 1 | UN | 1 | 2 | A | D | N | N | 85361050 | 3 | 4001869057071 | 0.129 | KG | 4.4 | 4.4 | LP01 | LP01 | LV HRC fuse element, NH000, In: 40 A, gG, Un AC: 500 V, Un DC: 250 V, Front indicator, live grip lugs | Lista Papel 2020 SI | 0 | 0
3NA3817-6 |  | 3NA3817-6 | 1 | UN | 1 | 2 | A | D | N | N | 85361050 | 3 | 4001869063416 | 203 | G | 21.5 | 21.3 | LP01 | LP01 | LV HRC fuse element, NH00, In: 40 A, gG, Un AC: 690 V, Un DC: 250 V, Front indicator, live grip lugs | Lista Papel 2020 SI | 0 | 0
3NA3817-6KJ |  | 3NA3817-6KJ | 1 | UN | 1 | 2 | A | D | N | N | 85361050 | 3 | 4001869468396 | 131 | G | 21.92 | 21.92 | LP01 | LP01 | LV HRC fuse element, NH000, In: 40 A, gG, Un AC: 690 V, Un DC: 250 V, Front indicator, live grip lugs | - | 0 | 0
3NA3820 |  | 3NA3820 | 1 | UN | 1 | 2 | A | D | N | N | 85361050 | 3 | 4001869057101 | 128 | G | 4.4 | 4.4 | LP01 | LP01 | LV HRC fuse element, NH000, In: 50 A, gG, Un AC: 500 V, Un DC: 250 V, Front indicator, live grip lugs | Lista Papel 2020 SI | 0 | 0
3NA3820-6 |  | 3NA3820-6 | 1 | UN | 1 | 2 | A | D | N | N | 85361050 | 3 | 4001869057125 | 204 | G | 21.5 | 21.3 | LP01 | LP01 | LV HRC fuse element, NH00, In: 50 A, gG, Un AC: 690 V, Un DC: 250 V, Front indicator, live grip lugs | Lista Papel 2020 SI | 0 | 0
3NA3820-6KJ |  | 3NA3820-6KJ | 1 | UN | 1 | 2 | A | D | N | N | 85361050 | 3 | 4001869468402 | 0.128 | KG | 21.92 | 21.92 | LP01 | LP01 | LV HRC fuse element, NH000, In: 50 A, gG, Un AC: 690 V, Un DC: 250 V, Front indicator, live grip lugs | - | 0 | 0
3NA3820-7 |  | 3NA3820-7 | 1 | UN | 1 | 2 | A | D | N | N | 85361050 | 3 | 4001869071077 | 204 | G | 5.5 | 5.5 | LP01 | LP01 | LV HRC fuse element, NH00, In: 50 A, gG, Un AC: 500 V, Un DC: 250 V, Front indicator, live grip lugs | Lista Papel 2020 SI | 0 | 0
3NA3822 |  | 3NA3822 | 1 | UN | 1 | 2 | A | D | N | N | 85361050 | 3 | 4001869057149 | 129 | G | 4.4 | 4.4 | LP01 | LP01 | LV HRC fuse element, NH000, In: 63 A, gG, Un AC: 500 V, Un DC: 250 V, Front indicator, live grip lugs | Lista Papel 2020 SI | 0 | 0
3NA3822-6 |  | 3NA3822-6 | 1 | UN | 1 | 2 | A | D | N | N | 85361050 | 3 | 4001869057163 | 205 | G | 21.5 | 21.3 | LP01 | LP01 | LV HRC fuse element, NH00, In: 63 A, gG, Un AC: 690 V, Un DC: 250 V, Front indicator, live grip lugs | Lista Papel 2020 SI | 0 | 0
3NA3822-7 |  | 3NA3822-7 | 1 | UN | 1 | 2 | A | D | N | N | 85361050 | 3 | 4001869071084 | 202 | G | 5.5 | 5.5 | LP01 | LP01 | LV HRC fuse element, NH00, In: 63 A, gG, Un AC: 500 V, Un DC: 250 V, Front indicator, live grip lugs | Lista Papel 2020 SI | 0 | 0
3NA3824 |  | 3NA3824 | 1 | UN | 1 | 2 | A | D | N | N | 85361090 | 3 | 4001869057187 | 130 | G | 4.4 | 4.4 | LP01 | LP01 | LV HRC fuse element, NH000, In: 80 A, gG, Un AC: 500 V, Un DC: 250 V, Front indicator, live grip lugs | Lista Papel 2020 SI | 0 | 0
3NA3824-6 |  | 3NA3824-6 | 1 | UN | 1 | 2 | A | D | N | N | 85361090 | 3 | 4001869057200 | 203 | G | 21.5 | 21.3 | LP01 | LP01 | LV HRC fuse element, NH00, In: 80 A, gG, Un AC: 690 V, Un DC: 250 V, Front indicator, live grip lugs | Lista Papel 2020 SI | 0 | 0
3NA3824-7 |  | 3NA3824-7 | 1 | UN | 1 | 2 | A | D | N | N | 85361090 | 3 | 4001869071091 | 205 | G | 5.5 | 5.5 | LP01 | LP01 | LV HRC fuse element, NH00, In: 80 A, gG, Un AC: 500 V, Un DC: 250 V, Front indicator, live grip lugs | Lista Papel 2020 SI | 0 | 0
3NA3830 |  | 3NA3830 | 1 | UN | 1 | 2 | A | D | N | N | 85361090 | 3 | 4001869057224 | 130 | G | 4.4 | 4.4 | LP01 | LP01 | LV HRC fuse element, NH000, In: 100 A, gG, Un AC: 500 V, Un DC: 250 V, Front indicator, live grip lugs | Lista Papel 2020 SI | 0 | 0
3NA3830-6 |  | 3NA3830-6 | 1 | UN | 1 | 2 | A | D | N | N | 85361090 | 3 | 4001869057248 | 204 | G | 21.5 | 21.3 | LP01 | LP01 | LV HRC fuse element, NH00, In: 100 A, gG, Un AC: 690 V, Un DC: 250 V, Front indicator, live grip lugs | Lista Papel 2020 SI | 0 | 0
3NA3830-7 |  | 3NA3830-7 | 1 | UN | 1 | 2 | A | D | N | N | 85361090 | 3 | 4001869071060 | 201 | G | 5.5 | 5.5 | LP01 | LP01 | LV HRC fuse element, NH00, In: 100 A, gG, Un AC: 500 V, Un DC: 250 V, Front indicator, live grip lugs | Lista Papel 2020 SI | 0 | 0
3NA3832 |  | 3NA3832 | 1 | UN | 1 | 2 | A | D | N | N | 85361090 | 3 | 4001869057255 | 204 | G | 5.5 | 5.5 | LP01 | LP01 | LV HRC fuse element, NH00, In: 125 A, gG, Un AC: 500 V, Un DC: 250 V, Front indicator, live grip lugs | Lista Papel 2020 SI | 0 | 0
3NA3832-8 |  | 3NA3832-8 | 1 | UN | 1 | 2 | A | D | N | N | 85361090 | 3 | 4001869396286 | 128 | G | 22.8 | 22.8 | LP01 | LP01 | LV HRC fuse element, NH000, In: 125 A, gG, Un AC: 400 V, Un DC: 250 V, Front indicator, live grip lugs | - | 0 | 0
3NA3836 |  | 3NA3836 | 1 | UN | 1 | 2 | A | D | N | N | 85361090 | 3 | 4001869020013 | 203 | G | 6 | 5.9 | LP01 | LP01 | LV HRC fuse element, NH00, In: 160 A, gG, Un AC: 500 V, Un DC: 250 V, Front indicator, live grip lugs | Lista Papel 2020 SI | 0 | 0
3NA3836-8 |  | 3NA3836-8 | 1 | UN | 1 | 2 | A | D | N | N | 85361090 | 3 | 4001869396293 | 125 | G | 23.96 | 23.96 | LP01 | LP01 | LV HRC fuse element, NH000, In: 160 A, gG, Un AC: 400 V, Un DC: 250 V, Front indicator, live grip lugs | - | 0 | 0
3NA6105 |  | 3NA6105 | 1 | UN | 1 | 2 | A | D | N | N | 85361050 | 3 | 4001869071343 | 286 | G | 14.6 | 14.6 | LP01 | LP01 | LV HRC fuse element, NH1, In: 16 A, gG, Un AC: 500 V, Un DC: 440 V, Combined indicator, Insulated grip lugs | Lista Papel 2020 SI | 0 | 0
3NA6107 |  | 3NA6107 | 1 | UN | 1 | 2 | A | D | N | N | 85361050 | 3 | 4001869071350 | 287 | G | 14.6 | 14.6 | LP01 | LP01 | LV HRC fuse element, NH1, In: 20 A, gG, Un AC: 500 V, Un DC: 440 V, Combined indicator, Insulated grip lugs | Lista Papel 2020 SI | 0 | 0
3NA6110 |  | 3NA6110 | 1 | UN | 1 | 2 | A | D | N | N | 85361050 | 3 | 4001869071367 | 282 | G | 14.6 | 14.6 | LP01 | LP01 | LV HRC fuse element, NH1, In: 25 A, gG, Un AC: 500 V, Un DC: 440 V, Combined indicator, Insulated grip lugs | Lista Papel 2020 SI | 0 | 0
3NA6114 |  | 3NA6114 | 1 | UN | 1 | 2 | A | D | N | N | 85361050 | 3 | 4001869071374 | 289 | G | 14.6 | 14.6 | LP01 | LP01 | LV HRC fuse element, NH1, In: 35 A, gG, Un AC: 500 V, Un DC: 440 V, Combined indicator, Insulated grip lugs | Lista Papel 2020 SI | 0 | 0
3NA6114-4 |  | 3NA6114-4 | 1 | UN | 1 | 2 | A | D | N | N | 85361050 | 3 | 4001869216768 | 288 | G | 17.1 | 17 | LP01 | LP01 | LV HRC fuse element, NH1, In: 35 A, gG, Un AC: 400 V, Combined indicator, insulated Grip lugs | Lista Papel 2020 SI | 0 | 0
3NA6117 |  | 3NA6117 | 1 | UN | 1 | 2 | A | D | N | N | 85361050 | 3 | 4001869071381 | 0.284 | KG | 14.6 | 14.6 | LP01 | LP01 | LV HRC fuse element, NH1, In: 40 A, gG, Un AC: 500 V, Un DC: 440 V, Combined indicator, Insulated grip lugs | Lista Papel 2020 SI | 0 | 0
3NA6117-4 |  | 3NA6117-4 | 1 | UN | 1 | 2 | A | D | N | N | 85361050 | 3 | 4001869216775 | 274 | G | 17.1 | 17 | LP01 | LP01 | LV HRC fuse element, NH1, In: 40 A, gG, Un AC: 400 V, Combined indicator, insulated Grip lugs | Lista Papel 2020 SI | 0 | 0
3NA6120 |  | 3NA6120 | 1 | UN | 1 | 2 | A | D | N | N | 85361050 | 3 | 4001869071398 | 0.282 | KG | 14.6 | 14.6 | LP01 | LP01 | LV HRC fuse element, NH1, In: 50 A, gG, Un AC: 500 V, Un DC: 440 V, Combined indicator, Insulated grip lugs | Lista Papel 2020 SI | 0 | 0
3NA6120-4 |  | 3NA6120-4 | 1 | UN | 1 | 2 | A | D | N | N | 85361050 | 3 | 4001869216782 | 285 | G | 17.1 | 17 | LP01 | LP01 | LV HRC fuse element, NH1, In: 50 A, gG, Un AC: 400 V, Combined indicator, insulated Grip lugs | Lista Papel 2020 SI | 0 | 0
3NA6120-6 |  | 3NA6120-6 | 1 | UN | 1 | 2 | A | D | N | N | 85361050 | 3 | 4001869151120 | 285 | G | 49.9 | 49.5 | LP01 | LP01 | LV HRC fuse element, NH1, In: 50 A, gG, Un AC: 690 V, Un DC: 440 V, Combined indicator, Insulated grip lugs | Lista Papel 2020 SI | 0 | 0
3NA6122 |  | 3NA6122 | 1 | UN | 1 | 2 | A | D | N | N | 85361050 | 3 | 4001869071404 | 287 | G | 14.6 | 14.6 | LP01 | LP01 | LV HRC fuse element, NH1, In: 63 A, gG, Un AC: 500 V, Un DC: 440 V, Combined indicator, Insulated grip lugs | Lista Papel 2020 SI | 0 | 0
3NA6122-4 |  | 3NA6122-4 | 1 | UN | 1 | 2 | A | D | N | N | 85361050 | 3 | 4001869216799 | 283 | G | 17.1 | 17 | LP01 | LP01 | LV HRC fuse element, NH1, In: 63 A, gG, Un AC: 400 V, Combined indicator, insulated Grip lugs | Lista Papel 2020 SI | 0 | 0
3NA6122-6 |  | 3NA6122-6 | 1 | UN | 1 | 2 | A | D | N | N | 85361050 | 3 | 4001869151137 | 284 | G | 49.9 | 49.5 | LP01 | LP01 | LV HRC fuse element, NH1, In: 63 A, gG, Un AC: 690 V, Un DC: 440 V, Combined indicator, Insulated grip lugs | Lista Papel 2020 SI | 0 | 0
3NA6124 |  | 3NA6124 | 1 | UN | 1 | 2 | A | D | N | N | 85361090 | 3 | 4001869071411 | 288 | G | 14.6 | 14.6 | LP01 | LP01 | LV HRC fuse element, NH1, In: 80 A, gG, Un AC: 500 V, Un DC: 440 V, Combined indicator, Insulated grip lugs | Lista Papel 2020 SI | 0 | 0
3NA6124-4 |  | 3NA6124-4 | 1 | UN | 1 | 2 | A | D | N | N | 85361090 | 3 | 4001869216805 | 275 | G | 17.1 | 17 | LP01 | LP01 | LV HRC fuse element, NH1, In: 80 A, gG, Un AC: 400 V, Combined indicator, insulated Grip lugs | Lista Papel 2020 SI | 0 | 0
3NA6124-6 |  | 3NA6124-6 | 1 | UN | 1 | 2 | A | D | N | N | 85361090 | 3 | 4001869151144 | 288 | G | 49.9 | 49.5 | LP01 | LP01 | LV HRC fuse element, NH1, In: 80 A, gG, Un AC: 690 V, Un DC: 440 V, Combined indicator, Insulated grip lugs | Lista Papel 2020 SI | 0 | 0
3NA6130 |  | 3NA6130 | 1 | UN | 1 | 2 | A | D | N | N | 85361090 | 3 | 4001869071428 | 290 | G | 14.6 | 14.6 | LP01 | LP01 | LV HRC fuse element, NH1, In: 100 A, gG, Un AC: 500 V, Un DC: 440 V, Combined indicator, Insulated grip lugs | Lista Papel 2020 SI | 0 | 0
3NA6130-4 |  | 3NA6130-4 | 1 | UN | 1 | 2 | A | D | N | N | 85361090 | 3 | 4001869216812 | 291 | G | 17.1 | 17 | LP01 | LP01 | LV HRC fuse element, NH1, In: 100 A, gG, Un AC: 400 V, Combined indicator, insulated Grip lugs | Lista Papel 2020 SI | 0 | 0
3NA6130-6 |  | 3NA6130-6 | 1 | UN | 1 | 2 | A | D | N | N | 85361090 | 3 | 4001869151151 | 286 | G | 49.9 | 49.5 | LP01 | LP01 | LV HRC fuse element, NH1, In: 100 A, gG, Un AC: 690 V, Un DC: 440 V, Combined indicator, Insulated grip lugs | Lista Papel 2020 SI | 0 | 0
3NA6132 |  | 3NA6132 | 1 | UN | 1 | 2 | A | D | N | N | 85361090 | 3 | 4001869071435 | 289 | G | 14.6 | 14.6 | LP01 | LP01 | LV HRC fuse element, NH1, In: 125 A, gG, Un AC: 500 V, Un DC: 440 V, Combined indicator, Insulated grip lugs | Lista Papel 2020 SI | 0 | 0
3NA6132-4 |  | 3NA6132-4 | 1 | UN | 1 | 2 | A | D | N | N | 85361090 | 3 | 4001869216829 | 286 | G | 17.1 | 17 | LP01 | LP01 | LV HRC fuse element, NH1, In: 125 A, gG, Un AC: 400 V, Combined indicator, insulated Grip lugs | Lista Papel 2020 SI | 0 | 0
3NA6132-6 |  | 3NA6132-6 | 1 | UN | 1 | 2 | A | D | N | N | 85361090 | 3 | 4001869151168 | 285 | G | 49.9 | 49.5 | LP01 | LP01 | LV HRC fuse element, NH1, In: 125 A, gG, Un AC: 690 V, Un DC: 440 V, Combined indicator, Insulated grip lugs | Lista Papel 2020 SI | 0 | 0
3NA6136 |  | 3NA6136 | 1 | UN | 1 | 2 | A | D | N | N | 85361090 | 3 | 4001869071442 | 287 | G | 14.6 | 14.6 | LP01 | LP01 | LV HRC fuse element, NH1, In: 160 A, gG, Un AC: 500 V, Un DC: 440 V, Combined indicator, Insulated grip lugs | Lista Papel 2020 SI | 0 | 0
3NA6136-4 |  | 3NA6136-4 | 1 | UN | 1 | 2 | A | D | N | N | 85361090 | 3 | 4001869216836 | 287 | G | 17.1 | 17 | LP01 | LP01 | LV HRC fuse element, NH1, In: 160 A, gG, Un AC: 400 V, Combined indicator, insulated Grip lugs | Lista Papel 2020 SI | 0 | 0
3NA6136-6 |  | 3NA6136-6 | 1 | UN | 1 | 2 | A | D | N | N | 85361090 | 3 | 4001869151175 | 288 | G | 49.9 | 49.5 | LP01 | LP01 | LV HRC fuse element, NH1, In: 160 A, gG, Un AC: 690 V, Un DC: 440 V, Combined indicator, Insulated grip lugs | Lista Papel 2020 SI | 0 | 0
3NA6140 |  | 3NA6140 | 1 | UN | 1 | 2 | A | D | N | N | 85361090 | 3 | 4001869071459 | 447 | G | 17.6 | 17.5 | LP01 | LP01 | LV HRC fuse element, NH1, In: 200 A, gG, Un AC: 500 V, Un DC: 440 V, Combined indicator, Insulated grip lugs | Lista Papel 2020 SI | 0 | 0
3NA6140-4 |  | 3NA6140-4 | 1 | UN | 1 | 2 | A | D | N | N | 85361090 | 3 | 4001869216843 | 443 | G | 17.1 | 17 | LP01 | LP01 | LV HRC fuse element, NH1, In: 200 A, gG, Un AC: 400 V, Combined indicator, insulated Grip lugs | Lista Papel 2020 SI | 0 | 0
3NA6140-6 |  | 3NA6140-6 | 1 | UN | 1 | 2 | A | D | N | N | 85361090 | 3 | 4001869151182 | 448 | G | 54.2 | 53.7 | LP01 | LP01 | LV HRC fuse element, NH1, In: 200 A, gG, Un AC: 690 V, Un DC: 440 V, Combined indicator, Insulated grip lugs | Lista Papel 2020 SI | 0 | 0
3NA6142 |  | 3NA6142 | 1 | UN | 1 | 2 | A | D | N | N | 85361090 | 3 | 4001869071466 | 443 | G | 17.6 | 17.5 | LP01 | LP01 | LV HRC fuse element, NH1, In: 224 A, gG, Un AC: 500 V, Un DC: 440 V, Combined indicator, Insulated grip lugs | Lista Papel 2020 SI | 0 | 0
3NA6142-4 |  | 3NA6142-4 | 1 | UN | 1 | 2 | A | D | N | N | 85361090 | 3 | 4001869216850 | 449 | G | 17.1 | 17 | LP01 | LP01 | LV HRC fuse element, NH1, In: 224 A, gG, Un AC: 400 V, Combined indicator, insulated Grip lugs | Lista Papel 2020 SI | 0 | 0
3NA6144 |  | 3NA6144 | 1 | UN | 1 | 2 | A | D | N | N | 85361090 | 3 | 4001869071473 | 450 | G | 17.6 | 17.5 | LP01 | LP01 | LV HRC fuse element, NH1, In: 250 A, gG, Un AC: 500 V, Un DC: 440 V, Combined indicator, Insulated grip lugs | Lista Papel 2020 SI | 0 | 0
3NA6144-4 |  | 3NA6144-4 | 1 | UN | 1 | 2 | A | D | N | N | 85361090 | 3 | 4001869216867 | 450 | G | 17.1 | 17 | LP01 | LP01 | LV HRC fuse element, NH1, In: 250 A, gG, Un AC: 400 V, Combined indicator, insulated Grip lugs | Lista Papel 2020 SI | 0 | 0
3NA6214 |  | 3NA6214 | 1 | UN | 1 | 2 | A | D | N | N | 85361050 | 3 | 4001869071480 | 463 | G | 21 | 20.9 | LP01 | LP01 | LV HRC fuse element, NH2, In: 35 A, gG, Un AC: 500 V, Un DC: 440 V, Combined indicator, Insulated grip lugs | Lista Papel 2020 SI | 0 | 0
3NA6220 |  | 3NA6220 | 1 | UN | 1 | 2 | A | D | N | N | 85361050 | 3 | 4001869071497 | 463 | G | 21 | 20.9 | LP01 | LP01 | LV HRC fuse element, NH2, In: 50 A, gG, Un AC: 500 V, Un DC: 440 V, Combined indicator, Insulated grip lugs | Lista Papel 2020 SI | 0 | 0
3NA6220-4 |  | 3NA6220-4 | 1 | UN | 1 | 2 | A | D | N | N | 85361050 | 3 | 4001869216874 | 460 | G | 24.9 | 24.7 | LP01 | LP01 | LV HRC fuse element, NH2, In: 50 A, gG, Un AC: 400 V, Combined indicator, insulated Grip lugs | Lista Papel 2020 SI | 0 | 0
3NA6222 |  | 3NA6222 | 1 | UN | 1 | 2 | A | D | N | N | 85361050 | 3 | 4001869071503 | 465 | G | 21 | 20.9 | LP01 | LP01 | LV HRC fuse element, NH2, In: 63 A, gG, Un AC: 500 V, Un DC: 440 V, Combined indicator, Insulated grip lugs | Lista Papel 2020 SI | 0 | 0
3NA6222-4 |  | 3NA6222-4 | 1 | UN | 1 | 2 | A | D | N | N | 85361050 | 3 | 4001869216881 | 455 | G | 24.9 | 24.7 | LP01 | LP01 | LV HRC fuse element, NH2, In: 63 A, gG, Un AC: 400 V, Combined indicator, insulated Grip lugs | Lista Papel 2020 SI | 0 | 0
3NA6224 |  | 3NA6224 | 1 | UN | 1 | 2 | A | D | N | N | 85361090 | 3 | 4001869071510 | 459 | G | 21 | 20.9 | LP01 | LP01 | LV HRC fuse element, NH2, In: 80 A, gG, Un AC: 500 V, Un DC: 440 V, Combined indicator, Insulated grip lugs | Lista Papel 2020 SI | 0 | 0
3NA6224-4 |  | 3NA6224-4 | 1 | UN | 1 | 2 | A | D | N | N | 85361090 | 3 | 4001869216898 | 449 | G | 24.9 | 24.7 | LP01 | LP01 | LV HRC fuse element, NH2, In: 80 A, gG, Un AC: 400 V, Combined indicator, insulated Grip lugs | Lista Papel 2020 SI | 0 | 0
3NA6224-6 |  | 3NA6224-6 | 1 | UN | 1 | 2 | A | D | N | N | 85361090 | 3 | 4001869151199 | 440 | G | 65.5 | 65 | LP01 | LP01 | LV HRC fuse element, NH2, In: 80 A, gG, Un AC: 690 V, Un DC: 440 V, Combined indicator, Insulated grip lugs | Lista Papel 2020 SI | 0 | 0
3NA6230 |  | 3NA6230 | 1 | UN | 1 | 2 | A | D | N | N | 85361090 | 3 | 4001869071527 | 462 | G | 21 | 20.9 | LP01 | LP01 | LV HRC fuse element, NH2, In: 100 A, gG, Un AC: 500 V, Un DC: 440 V, Combined indicator, Insulated grip lugs | Lista Papel 2020 SI | 0 | 0
3NA6230-4 |  | 3NA6230-4 | 1 | UN | 1 | 2 | A | D | N | N | 85361090 | 3 | 4001869216904 | 458 | G | 24.9 | 24.7 | LP01 | LP01 | LV HRC fuse element, NH2, In: 100 A, gG, Un AC: 400 V, Combined indicator, insulated Grip lugs | Lista Papel 2020 SI | 0 | 0
3NA6230-6 |  | 3NA6230-6 | 1 | UN | 1 | 2 | A | D | N | N | 85361090 | 3 | 4001869151205 | 464 | G | 65.5 | 65 | LP01 | LP01 | LV HRC fuse element, NH2, In: 100 A, gG, Un AC: 690 V, Un DC: 440 V, Combined indicator, Insulated grip lugs | Lista Papel 2020 SI | 0 | 0
3NA6232 |  | 3NA6232 | 1 | UN | 1 | 2 | A | D | N | N | 85361090 | 3 | 4001869071534 | 463 | G | 21 | 20.9 | LP01 | LP01 | LV HRC fuse element, NH2, In: 125 A, gG, Un AC: 500 V, Un DC: 440 V, Combined indicator, Insulated grip lugs | Lista Papel 2020 SI | 0 | 0
3NA6232-4 |  | 3NA6232-4 | 1 | UN | 1 | 2 | A | D | N | N | 85361090 | 3 | 4001869216911 | 467 | G | 24.9 | 24.7 | LP01 | LP01 | LV HRC fuse element, NH2, In: 125 A, gG, Un AC: 400 V, Combined indicator, insulated Grip lugs | Lista Papel 2020 SI | 0 | 0
3NA6232-6 |  | 3NA6232-6 | 1 | UN | 1 | 2 | A | D | N | N | 85361090 | 3 | 4001869151212 | 438 | G | 65.5 | 65 | LP01 | LP01 | LV HRC fuse element, NH2, In: 125 A, gG, Un AC: 690 V, Un DC: 440 V, Combined indicator, Insulated grip lugs | Lista Papel 2020 SI | 0 | 0
3NA6236 |  | 3NA6236 | 1 | UN | 1 | 2 | A | D | N | N | 85361090 | 3 | 4001869071541 | 464 | G | 21 | 20.9 | LP01 | LP01 | LV HRC fuse element, NH2, In: 160 A, gG, Un AC: 500 V, Un DC: 440 V, Combined indicator, Insulated grip lugs | Lista Papel 2020 SI | 0 | 0
3NA6236-4 |  | 3NA6236-4 | 1 | UN | 1 | 2 | A | D | N | N | 85361090 | 3 | 4001869216928 | 465 | G | 24.9 | 24.7 | LP01 | LP01 | LV HRC fuse element, NH2, In: 160 A, gG, Un AC: 400 V, Combined indicator, insulated Grip lugs | Lista Papel 2020 SI | 0 | 0
3NA6236-6 |  | 3NA6236-6 | 1 | UN | 1 | 2 | A | D | N | N | 85361090 | 3 | 4001869151229 | 457 | G | 65.5 | 65 | LP01 | LP01 | LV HRC fuse element, NH2, In: 160 A, gG, Un AC: 690 V, Un DC: 440 V, Combined indicator, Insulated grip lugs | Lista Papel 2020 SI | 0 | 0
3NA6240 |  | 3NA6240 | 1 | UN | 1 | 2 | A | D | N | N | 85361090 | 3 | 4001869071558 | 463 | G | 21 | 20.9 | LP01 | LP01 | LV HRC fuse element, NH2, In: 200 A, gG, Un AC: 500 V, Un DC: 440 V, Combined indicator, Insulated grip lugs | Lista Papel 2020 SI | 0 | 0
3NA6240-4 |  | 3NA6240-4 | 1 | UN | 1 | 2 | A | D | N | N | 85361090 | 3 | 4001869216935 | 458 | G | 24.9 | 24.7 | LP01 | LP01 | LV HRC fuse element, NH2, In: 200 A, gG, Un AC: 400 V, Combined indicator, insulated Grip lugs | Lista Papel 2020 SI | 0 | 0
3NA6240-6 |  | 3NA6240-6 | 1 | UN | 1 | 2 | A | D | N | N | 85361090 | 3 | 4001869151236 | 461 | G | 65.5 | 65 | LP01 | LP01 | LV HRC fuse element, NH2, In: 200 A, gG, Un AC: 690 V, Un DC: 440 V, Combined indicator, Insulated grip lugs | Lista Papel 2020 SI | 0 | 0
3NA6242 |  | 3NA6242 | 1 | UN | 1 | 2 | A | D | N | N | 85361090 | 3 | 4001869071565 | 464 | G | 21 | 20.9 | LP01 | LP01 | LV HRC fuse element, NH2, In: 224 A, gG, Un AC: 500 V, Un DC: 440 V, Combined indicator, Insulated grip lugs | Lista Papel 2020 SI | 0 | 0
3NA6242-4 |  | 3NA6242-4 | 1 | UN | 1 | 2 | A | D | N | N | 85361090 | 3 | 4001869216942 | 459 | G | 24.9 | 24.7 | LP01 | LP01 | LV HRC fuse element, NH2, In: 224 A, gG, Un AC: 400 V, Combined indicator, insulated Grip lugs | Lista Papel 2020 SI | 0 | 0
3NA6242-6 |  | 3NA6242-6 | 1 | UN | 1 | 2 | A | D | N | N | 85361090 | 3 | 4001869151243 | 655 | G | 65.5 | 65 | LP01 | LP01 | LV HRC fuse element, NH2, In: 224 A, gG, Un AC: 690 V, Un DC: 440 V, Combined indicator, Insulated grip lugs | Lista Papel 2020 SI | 0 | 0
3NA6244 |  | 3NA6244 | 1 | UN | 1 | 2 | A | D | N | N | 85361090 | 3 | 4001869071572 | 469 | G | 21 | 20.9 | LP01 | LP01 | LV HRC fuse element, NH2, In: 250 A, gG, Un AC: 500 V, Un DC: 440 V, Combined indicator, Insulated grip lugs | Lista Papel 2020 SI | 0 | 0
3NA6244-4 |  | 3NA6244-4 | 1 | UN | 1 | 2 | A | D | N | N | 85361090 | 3 | 4001869216959 | 464 | G | 24.9 | 24.7 | LP01 | LP01 | LV HRC fuse element, NH2, In: 250 A, gG, Un AC: 400 V, Combined indicator, insulated Grip lugs | Lista Papel 2020 SI | 0 | 0
3NA6244-6 |  | 3NA6244-6 | 1 | UN | 1 | 2 | A | D | N | N | 85361090 | 3 | 4001869151250 | 647 | G | 83.6 | 82.9 | LP01 | LP01 | LV HRC fuse element, NH2, In: 250 A, gG, Un AC: 690 V, Un DC: 440 V, Combined indicator, Insulated grip lugs | Lista Papel 2020 SI | 0 | 0
3NA6250 |  | 3NA6250 | 1 | UN | 1 | 2 | A | D | N | N | 85361090 | 3 | 4001869305578 | 658 | G | 21.9 | 21.7 | LP01 | LP01 | LV HRC fuse element, NH2, In: 300 A, gG, Un AC: 500 V, Un DC: 440 V, Combined indicator, Insulated grip lugs | Lista Papel 2020 SI | 0 | 0
3NA6250-4 |  | 3NA6250-4 | 1 | UN | 1 | 2 | A | D | N | N | 85361090 | 3 | 4001869216966 | 659 | G | 25.7 | 25.4 | LP01 | LP01 | LV HRC fuse element, NH2, In: 300 A, gG, Un AC: 400 V, Combined indicator, insulated Grip lugs | Lista Papel 2020 SI | 0 | 0
3NA6250-6 |  | 3NA6250-6 | 1 | UN | 1 | 2 | A | D | N | N | 85361090 | 3 | 4001869151267 | 655 | G | 83.6 | 82.9 | LP01 | LP01 | LV HRC fuse element, NH2, In: 300 A, gG, Un AC: 690 V, Un DC: 440 V, Combined indicator, Insulated grip lugs | Lista Papel 2020 SI | 0 | 0
3NA6252 |  | 3NA6252 | 1 | UN | 1 | 2 | A | D | N | N | 85361090 | 3 | 4001869071589 | 658 | G | 21.9 | 21.7 | LP01 | LP01 | LV HRC fuse element, NH2, In: 315 A, gG, Un AC: 500 V, Un DC: 440 V, Combined indicator, Insulated grip lugs | Lista Papel 2020 SI | 0 | 0
3NA6252-4 |  | 3NA6252-4 | 1 | UN | 1 | 2 | A | D | N | N | 85361090 | 3 | 4001869216973 | 662 | G | 25.7 | 25.4 | LP01 | LP01 | LV HRC fuse element, NH2, In: 315 A, gG, Un AC: 400 V, Combined indicator, insulated Grip lugs | Lista Papel 2020 SI | 0 | 0
3NA6252-6 |  | 3NA6252-6 | 1 | UN | 1 | 2 | A | D | N | N | 85361090 | 3 | 4001869151274 | 658 | G | 83.6 | 82.9 | LP01 | LP01 | LV HRC fuse element, NH2, In: 315 A, gG, Un AC: 690 V, Un DC: 440 V, Combined indicator, Insulated grip lugs | Lista Papel 2020 SI | 0 | 0
3NA6254 |  | 3NA6254 | 1 | UN | 1 | 2 | A | D | N | N | 85361090 | 3 | 4001869305585 | 664 | G | 21.9 | 21.7 | LP01 | LP01 | LV HRC fuse element, NH2, In: 355 A, gG, Un AC: 500 V, Un DC: 440 V, Combined indicator, Insulated grip lugs | Lista Papel 2020 SI | 0 | 0
3NA6254-4 |  | 3NA6254-4 | 1 | UN | 1 | 2 | A | D | N | N | 85361090 | 3 | 4001869216980 | 658 | G | 25.7 | 25.4 | LP01 | LP01 | LV HRC fuse element, NH2, In: 355 A, gG, Un AC: 400 V, Combined indicator, insulated Grip lugs | Lista Papel 2020 SI | 0 | 0
3NA6260 |  | 3NA6260 | 1 | UN | 1 | 2 | A | D | N | N | 85361090 | 3 | 4001869071596 | 661 | G | 21.9 | 21.7 | LP01 | LP01 | LV HRC fuse element, NH2, In: 400 A, gG, Un AC: 500 V, Un DC: 440 V, Combined indicator, Insulated grip lugs | Lista Papel 2020 SI | 0 | 0
3NA6260-4 |  | 3NA6260-4 | 1 | UN | 1 | 2 | A | D | N | N | 85361090 | 3 | 4001869216997 | 655 | G | 25.7 | 25.4 | LP01 | LP01 | LV HRC fuse element, NH2, In: 400 A, gG, Un AC: 400 V, Combined indicator, insulated Grip lugs | Lista Papel 2020 SI | 0 | 0
3NA6801 |  | 3NA6801 | 1 | UN | 1 | 2 | A | D | N | N | 85361010 | 3 | 4001869277622 | 131 | G | 7 | 7 | LP01 | LP01 | LV HRC fuse element, NH000, In: 6 A, gG, Un AC: 500 V, Un DC: 250 V, Combined indicator, Insulated grip lugs | Lista Papel 2020 SI | 0 | 0
3NA6801-6 |  | 3NA6801-6 | 1 | UN | 1 | 2 | A | D | N | N | 85361010 | 3 | 4001869151007 | 131 | G | 25.2 | 25 | LP01 | LP01 | LV HRC fuse element, NH000, In: 6 A, gG, Un AC: 690 V, Un DC: 250 V, Combined indicator, Insulated grip lugs | Lista Papel 2020 SI | 0 | 0
3NA6802 |  | 3NA6802 | 1 | UN | 1 | 2 | A | D | N | N | 85361010 | 3 | 4001869277608 | 130 | G | 7 | 7 | LP01 | LP01 | LV HRC fuse element, NH000, In: 2 A, gG, Un AC: 500 V, Un DC: 250 V, Combined indicator, Insulated grip lugs | Lista Papel 2020 SI | 0 | 0
3NA6802-6 |  | 3NA6802-6 | 1 | UN | 1 | 2 | A | D | N | N | 85361010 | 3 | 4001869150987 | 0.131 | KG | 25.2 | 25 | LP01 | LP01 | LV HRC fuse element, NH000, In: 2 A, gG, Un AC: 690 V, Un DC: 250 V, Combined indicator, Insulated grip lugs | Lista Papel 2020 SI | 0 | 0
3NA6803 |  | 3NA6803 | 1 | UN | 1 | 2 | A | D | N | N | 85361010 | 3 | 4001869071190 | 130 | G | 5.7 | 5.7 | LP01 | LP01 | LV HRC fuse element, NH000, In: 10 A, gG, Un AC: 500 V, Un DC: 250 V, Combined indicator, Insulated grip lugs | Lista Papel 2020 SI | 0 | 0
3NA6803-4 |  | 3NA6803-4 | 1 | UN | 1 | 2 | A | D | N | N | 85361010 | 3 | 4001869216614 | 130 | G | 7.1 | 7 | LP01 | LP01 | LV HRC fuse element, NH000, In: 10 A, gG, Un AC: 400 V, Combined indicator, insulated Grip lugs | Lista Papel 2020 SI | 0 | 0
3NA6803-6 |  | 3NA6803-6 | 1 | UN | 1 | 2 | A | D | N | N | 85361010 | 3 | 4001869151014 | 131 | G | 25.2 | 25 | LP01 | LP01 | LV HRC fuse element, NH000, In: 10 A, gG, Un AC: 690 V, Un DC: 250 V, Combined indicator, Insulated grip lugs | Lista Papel 2020 SI | 0 | 0
3NA6804 |  | 3NA6804 | 1 | UN | 1 | 2 | A | D | N | N | 85361010 | 3 | 4001869277615 | 131 | G | 7 | 7 | LP01 | LP01 | LV HRC fuse element, NH000, In: 4 A, gG, Un AC: 500 V, Un DC: 250 V, Combined indicator, Insulated grip lugs | Lista Papel 2020 SI | 0 | 0
3NA6804-6 |  | 3NA6804-6 | 1 | UN | 1 | 2 | A | D | N | N | 85361010 | 3 | 4001869150994 | 132 | G | 25.2 | 25 | LP01 | LP01 | LV HRC fuse element, NH000, In: 4 A, gG, Un AC: 690 V, Un DC: 250 V, Combined indicator, Insulated grip lugs | Lista Papel 2020 SI | 0 | 0
3NA6805 |  | 3NA6805 | 1 | UN | 1 | 2 | A | D | N | N | 85361050 | 3 | 4001869071206 | 128 | G | 5.7 | 5.7 | LP01 | LP01 | LV HRC fuse element, NH000, In: 16 A, gG, Un AC: 500 V, Un DC: 250 V, Combined indicator, Insulated grip lugs | Lista Papel 2020 SI | 0 | 0
3NA6805-4 |  | 3NA6805-4 | 1 | UN | 1 | 2 | A | D | N | N | 85361050 | 3 | 4001869216621 | 131 | G | 7.1 | 7 | LP01 | LP01 | LV HRC fuse element, NH000, In: 16 A, gG, Un AC: 400 V, Combined indicator, insulated Grip lugs | Lista Papel 2020 SI | 0 | 0
3NA6805-6 |  | 3NA6805-6 | 1 | UN | 1 | 2 | A | D | N | N | 85361010 | 3 | 4001869151021 | 131 | G | 25.2 | 25 | LP01 | LP01 | LV HRC fuse element, NH000, In: 16 A, gG, Un AC: 690 V, Un DC: 250 V, Combined indicator, Insulated grip lugs | Lista Papel 2020 SI | 0 | 0
3NA6807 |  | 3NA6807 | 1 | UN | 1 | 2 | A | D | N | N | 85361050 | 3 | 4001869071213 | 129 | G | 5.7 | 5.7 | LP01 | LP01 | LV HRC fuse element, NH000, In: 20 A, gG, Un AC: 500 V, Un DC: 250 V, Combined indicator, Insulated grip lugs | Lista Papel 2020 SI | 0 | 0
3NA6807-4 |  | 3NA6807-4 | 1 | UN | 1 | 2 | A | D | N | N | 85361050 | 3 | 4001869216638 | 131 | G | 7.1 | 7 | LP01 | LP01 | LV HRC fuse element, NH000, In: 20 A, gG, Un AC: 400 V, Combined indicator, insulated Grip lugs | Lista Papel 2020 SI | 0 | 0
3NA6807-6 |  | 3NA6807-6 | 1 | UN | 1 | 2 | A | D | N | N | 85361050 | 3 | 4001869151038 | 127 | G | 25.2 | 25 | LP01 | LP01 | LV HRC fuse element, NH000, In: 20 A, gG, Un AC: 690 V, Un DC: 250 V, Combined indicator, Insulated grip lugs | Lista Papel 2020 SI | 0 | 0
3NA6810 |  | 3NA6810 | 1 | UN | 1 | 2 | A | D | N | N | 85361050 | 3 | 4001869071220 | 132 | G | 5.7 | 5.7 | LP01 | LP01 | LV HRC fuse element, NH000, In: 25 A, gG, Un AC: 500 V, Un DC: 250 V, Combined indicator, Insulated grip lugs | Lista Papel 2020 SI | 0 | 0
3NA6810-4 |  | 3NA6810-4 | 1 | UN | 1 | 2 | A | D | N | N | 85361050 | 3 | 4001869216645 | 132 | G | 7.1 | 7 | LP01 | LP01 | LV HRC fuse element, NH000, In: 25 A, gG, Un AC: 400 V, Combined indicator, insulated Grip lugs | Lista Papel 2020 SI | 0 | 0
3NA6810-6 |  | 3NA6810-6 | 1 | UN | 1 | 2 | A | D | N | N | 85361050 | 3 | 4001869151045 | 130 | G | 25.2 | 25 | LP01 | LP01 | LV HRC fuse element, NH000, In: 25 A, gG, Un AC: 690 V, Un DC: 250 V, Combined indicator, Insulated grip lugs | Lista Papel 2020 SI | 0 | 0
3NA6812 |  | 3NA6812 | 1 | UN | 1 | 2 | A | D | N | N | 85361050 | 3 | 4001869071237 | 130 | G | 5.7 | 5.7 | LP01 | LP01 | LV HRC fuse element, NH000, In: 32 A, gG, Un AC: 500 V, Un DC: 250 V, Combined indicator, Insulated grip lugs | Lista Papel 2020 SI | 0 | 0
3NA6812-4 |  | 3NA6812-4 | 1 | UN | 1 | 2 | A | D | N | N | 85361050 | 3 | 4001869216652 | 131 | G | 7.1 | 7 | LP01 | LP01 | LV HRC fuse element, NH000, In: 32 A, gG, Un AC: 400 V, Combined indicator, insulated Grip lugs | Lista Papel 2020 SI | 0 | 0
3NA6812-6 |  | 3NA6812-6 | 1 | UN | 1 | 2 | A | D | N | N | 85361050 | 3 | 4001869151052 | 130 | G | 25.2 | 25 | LP01 | LP01 | LV HRC fuse element, NH000, In: 32 A, gG, Un AC: 690 V, Un DC: 250 V, Combined indicator, Insulated grip lugs | Lista Papel 2020 SI | 0 | 0
3NA6814 |  | 3NA6814 | 1 | UN | 1 | 2 | A | D | N | N | 85361050 | 3 | 4001869071244 | 130 | G | 5.1 | 5.1 | LP01 | LP01 | LV HRC fuse element, NH000, In: 35 A, gG, Un AC: 500 V, Un DC: 250 V, Combined indicator, Insulated grip lugs | Lista Papel 2020 SI | 0 | 0
3NA6814-4 |  | 3NA6814-4 | 1 | UN | 1 | 2 | A | D | N | N | 85361050 | 3 | 4001869216669 | 131 | G | 6.5 | 6.4 | LP01 | LP01 | LV HRC fuse element, NH000, In: 35 A, gG, Un AC: 400 V, Combined indicator, insulated Grip lugs | Lista Papel 2020 SI | 0 | 0
3NA6814-6 |  | 3NA6814-6 | 1 | UN | 1 | 2 | A | D | N | N | 85361050 | 3 | 4001869151069 | 131 | G | 25.2 | 25 | LP01 | LP01 | LV HRC fuse element, NH000, In: 35 A, gG, Un AC: 690 V, Un DC: 250 V, Combined indicator, Insulated grip lugs | Lista Papel 2020 SI | 0 | 0
3NA6817 |  | 3NA6817 | 1 | UN | 1 | 2 | A | D | N | N | 85361050 | 3 | 4001869071251 | 132 | G | 5.1 | 5.1 | LP01 | LP01 | LV HRC fuse element, NH000, In: 40 A, gG, Un AC: 500 V, Un DC: 250 V, Combined indicator, Insulated grip lugs | Lista Papel 2020 SI | 0 | 0
3NA6817-4 |  | 3NA6817-4 | 1 | UN | 1 | 2 | A | D | N | N | 85361050 | 3 | 4001869216676 | 132 | G | 6.5 | 6.4 | LP01 | LP01 | LV HRC fuse element, NH000, In: 40 A, gG, Un AC: 400 V, Combined indicator, insulated Grip lugs | Lista Papel 2020 SI | 0 | 0
3NA6817-6 |  | 3NA6817-6 | 1 | UN | 1 | 2 | A | D | N | N | 85361050 | 3 | 4001869151076 | 202 | G | 25.2 | 25 | LP01 | LP01 | LV HRC fuse element, NH00, In: 40 A, gG, Un AC: 690 V, Un DC: 250 V, Combined indicator, Insulated grip lugs | Lista Papel 2020 SI | 0 | 0
3NA6817-6KJ |  | 3NA6817-6KJ | 1 | UN | 1 | 2 | A | D | N | N | 85361050 | 3 | 4001869468471 | 131 | G | 25.61 | 25.61 | LP01 | LP01 | LV HRC fuse element, NH000, In: 40 A, gG, Un AC: 690 V, Un DC: 250 V, Combined indicator, Insulated grip lugs | - | 0 | 0
3NA6820 |  | 3NA6820 | 1 | UN | 1 | 2 | A | D | N | N | 85361050 | 3 | 4001869071268 | 131 | G | 5.1 | 5.1 | LP01 | LP01 | LV HRC fuse element, NH000, In: 50 A, gG, Un AC: 500 V, Un DC: 250 V, Combined indicator, Insulated grip lugs | Lista Papel 2020 SI | 0 | 0
3NA6820-4 |  | 3NA6820-4 | 1 | UN | 1 | 2 | A | D | N | N | 85361050 | 3 | 4001869216683 | 130 | G | 6.5 | 6.4 | LP01 | LP01 | LV HRC fuse element, NH000, In: 50 A, gG, Un AC: 400 V, Combined indicator, insulated Grip lugs | Lista Papel 2020 SI | 0 | 0
3NA6820-6 |  | 3NA6820-6 | 1 | UN | 1 | 2 | A | D | N | N | 85361050 | 3 | 4001869151083 | 199 | G | 25.2 | 25 | LP01 | LP01 | LV HRC fuse element, NH00, In: 50 A, gG, Un AC: 690 V, Un DC: 250 V, Combined indicator, Insulated grip lugs | Lista Papel 2020 SI | 0 | 0
3NA6820-6KJ |  | 3NA6820-6KJ | 1 | UN | 1 | 2 | A | D | N | N | 85361050 | 3 | 4001869468488 | 0.132 | KG | 25.61 | 25.61 | LP01 | LP01 | LV HRC fuse element, NH000, In: 50 A, gG, Un AC: 690 V, Un DC: 250 V, Combined indicator, Insulated grip lugs | - | 0 | 0
3NA6822 |  | 3NA6822 | 1 | UN | 1 | 2 | A | D | N | N | 85361050 | 3 | 4001869071275 | 132 | G | 5.1 | 5.1 | LP01 | LP01 | LV HRC fuse element, NH000, In: 63 A, gG, Un AC: 500 V, Un DC: 250 V, Combined indicator, Insulated grip lugs | Lista Papel 2020 SI | 0 | 0
3NA6822-4 |  | 3NA6822-4 | 1 | UN | 1 | 2 | A | D | N | N | 85361050 | 3 | 4001869216690 | 131 | G | 6.5 | 6.4 | LP01 | LP01 | LV HRC fuse element, NH000, In: 63 A, gG, Un AC: 400 V, Combined indicator, insulated Grip lugs | Lista Papel 2020 SI | 0 | 0
3NA6822-6 |  | 3NA6822-6 | 1 | UN | 1 | 2 | A | D | N | N | 85361050 | 3 | 4001869151090 | 201 | G | 25.2 | 25 | LP01 | LP01 | LV HRC fuse element, NH00, In: 63 A, gG, Un AC: 690 V, Un DC: 250 V, Combined indicator, Insulated grip lugs | Lista Papel 2020 SI | 0 | 0
3NA6824 |  | 3NA6824 | 1 | UN | 1 | 2 | A | D | N | N | 85361090 | 3 | 4001869071282 | 131 | G | 5.1 | 5.1 | LP01 | LP01 | LV HRC fuse element, NH000, In: 80 A, gG, Un AC: 500 V, Un DC: 250 V, Combined indicator, Insulated grip lugs | Lista Papel 2020 SI | 0 | 0
3NA6824-4 |  | 3NA6824-4 | 1 | UN | 1 | 2 | A | D | N | N | 85361090 | 3 | 4001869216706 | 131 | G | 6.5 | 6.4 | LP01 | LP01 | LV HRC fuse element, NH000, In: 80 A, gG, Un AC: 400 V, Combined indicator, insulated Grip lugs | Lista Papel 2020 SI | 0 | 0
3NA6824-4KK |  | 3NA6824-4KK | 1 | UN | 1 | 2 | A | D | N | N | 85361090 | 3 | 4001869216720 | 201 | G | 7.6 | 7.5 | LP01 | LP01 | LV HRC fuse element, NH00, In: 80 A, gG, Un AC: 400 V, Combined indicator, insulated Grip lugs | Lista Papel 2020 SI | 0 | 0
3NA6824-6 |  | 3NA6824-6 | 1 | UN | 1 | 2 | A | D | N | N | 85361090 | 3 | 4001869151106 | 200 | G | 25.2 | 25 | LP01 | LP01 | LV HRC fuse element, NH00, In: 80 A, gG, Un AC: 690 V, Un DC: 250 V, Combined indicator, Insulated grip lugs | Lista Papel 2020 SI | 0 | 0
3NA6824-7 |  | 3NA6824-7 | 1 | UN | 1 | 2 | A | D | N | N | 85361090 | 3 | 4001869071305 | 202 | G | 6.3 | 6.2 | LP01 | LP01 | LV HRC fuse element, NH00, In: 80 A, gG, Un AC: 500 V, Un DC: 250 V, Combined indicator, Insulated grip lugs | Lista Papel 2020 SI | 0 | 0
3NA6830 |  | 3NA6830 | 1 | UN | 1 | 2 | A | D | N | N | 85361090 | 3 | 4001869071299 | 132 | G | 5.1 | 5.1 | LP01 | LP01 | LV HRC fuse element, NH000, In: 100 A, gG, Un AC: 500 V, Un DC: 250 V, Combined indicator, Insulated grip lugs | Lista Papel 2020 SI | 0 | 0
3NA6830-4 |  | 3NA6830-4 | 1 | UN | 1 | 2 | A | D | N | N | 85361090 | 3 | 4001869216713 | 131 | G | 6.5 | 6.4 | LP01 | LP01 | LV HRC fuse element, NH000, In: 100 A, gG, Un AC: 400 V, Combined indicator, insulated Grip lugs | Lista Papel 2020 SI | 0 | 0
3NA6830-4KK |  | 3NA6830-4KK | 1 | UN | 1 | 2 | A | D | N | N | 85361090 | 3 | 4001869216737 | 204 | G | 7.6 | 7.5 | LP01 | LP01 | LV HRC fuse element, NH00, In: 100 A, gG, Un AC: 400 V, Combined indicator, insulated Grip lugs | Lista Papel 2020 SI | 0 | 0
3NA6830-6 |  | 3NA6830-6 | 1 | UN | 1 | 2 | A | D | N | N | 85361090 | 3 | 4001869151113 | 194 | G | 25.2 | 25 | LP01 | LP01 | LV HRC fuse element, NH00, In: 100 A, gG, Un AC: 690 V, Un DC: 250 V, Combined indicator, Insulated grip lugs | Lista Papel 2020 SI | 0 | 0
3NA6830-7 |  | 3NA6830-7 | 1 | UN | 1 | 2 | A | D | N | N | 85361090 | 3 | 4001869071312 | 202 | G | 6.3 | 6.2 | LP01 | LP01 | LV HRC fuse element, NH00, In: 100 A, gG, Un AC: 500 V, Un DC: 250 V, Combined indicator, Insulated grip lugs | Lista Papel 2020 SI | 0 | 0
3NA6832 |  | 3NA6832 | 1 | UN | 1 | 2 | A | D | N | N | 85361090 | 3 | 4001869071329 | 202 | G | 6.3 | 6.2 | LP01 | LP01 | LV HRC fuse element, NH00, In: 125 A, gG, Un AC: 500 V, Un DC: 250 V, Combined indicator, Insulated grip lugs | Lista Papel 2020 SI | 0 | 0
3NA6832-4 |  | 3NA6832-4 | 1 | UN | 1 | 2 | A | D | N | N | 85361090 | 3 | 4001869216744 | 202 | G | 7.6 | 7.5 | LP01 | LP01 | LV HRC fuse element, NH00, In: 125 A, gG, Un AC: 400 V, Combined indicator, insulated Grip lugs | Lista Papel 2020 SI | 0 | 0
3NA6836 |  | 3NA6836 | 1 | UN | 1 | 2 | A | D | N | N | 85361090 | 3 | 4001869071336 | 202 | G | 6.7 | 6.6 | LP01 | LP01 | LV HRC fuse element, NH00, In: 160 A, gG, Un AC: 500 V, Un DC: 250 V, Combined indicator, Insulated grip lugs | Lista Papel 2020 SI | 0 | 0
3NA6836-4 |  | 3NA6836-4 | 1 | UN | 1 | 2 | A | D | N | N | 85361090 | 3 | 4001869216751 | 203 | G | 8 | 7.9 | LP01 | LP01 | LV HRC fuse element, NH00, In: 160 A, gG, Un AC: 400 V, Combined indicator, insulated Grip lugs | Lista Papel 2020 SI | 0 | 0
3NA7105 |  | 3NA7105 | 1 | UN | 1 | 2 | A | D | N | N | 85361050 | 3 | 4001869071756 | 286 | G | 11.5 | 11.4 | LP01 | LP01 | LV HRC fuse element, NH1, In: 16 A, gG, Un AC: 500 V, Un DC: 440 V, Combined indicator, live grip lugs | Lista Papel 2020 SI | 0 | 0
3NA7107 |  | 3NA7107 | 1 | UN | 1 | 2 | A | D | N | N | 85361050 | 3 | 4001869071763 | 0.274 | KG | 11.5 | 11.4 | LP01 | LP01 | LV HRC fuse element, NH1, In: 20 A, gG, Un AC: 500 V, Un DC: 440 V, Combined indicator, live grip lugs | Lista Papel 2020 SI | 0 | 0
3NA7110 |  | 3NA7110 | 1 | UN | 1 | 2 | A | D | N | N | 85361050 | 3 | 4001869071770 | 277 | G | 11.5 | 11.4 | LP01 | LP01 | LV HRC fuse element, NH1, In: 25 A, gG, Un AC: 500 V, Un DC: 440 V, Combined indicator, live grip lugs | Lista Papel 2020 SI | 0 | 0
3NA7114 |  | 3NA7114 | 1 | UN | 1 | 2 | A | D | N | N | 85361050 | 3 | 4001869071787 | 283 | G | 11.5 | 11.4 | LP01 | LP01 | LV HRC fuse element, NH1, In: 35 A, gG, Un AC: 500 V, Un DC: 440 V, Combined indicator, live grip lugs | Lista Papel 2020 SI | 0 | 0
3NA7117 |  | 3NA7117 | 1 | UN | 1 | 2 | A | D | N | N | 85361050 | 3 | 4001869071794 | 280 | G | 11.5 | 11.4 | LP01 | LP01 | LV HRC fuse element, NH1, In: 40 A, gG, Un AC: 500 V, Un DC: 440 V, Combined indicator, live grip lugs | Lista Papel 2020 SI | 0 | 0
3NA7120 |  | 3NA7120 | 1 | UN | 1 | 2 | A | D | N | N | 85361050 | 3 | 4001869071800 | 278 | G | 11.5 | 11.4 | LP01 | LP01 | LV HRC fuse element, NH1, In: 50 A, gG, Un AC: 500 V, Un DC: 440 V, Combined indicator, live grip lugs | Lista Papel 2020 SI | 0 | 0
3NA7120-6 |  | 3NA7120-6 | 1 | UN | 1 | 2 | A | D | N | N | 85361050 | 3 | 4001869151427 | 279 | G | 42.1 | 41.8 | LP01 | LP01 | LV HRC fuse element, NH1, In: 50 A, gG, Un AC: 690 V, Un DC: 440 V, Combined indicator, live grip lugs | Lista Papel 2020 SI | 0 | 0
3NA7122 |  | 3NA7122 | 1 | UN | 1 | 2 | A | D | N | N | 85361050 | 3 | 4001869071817 | 281 | G | 11.5 | 11.4 | LP01 | LP01 | LV HRC fuse element, NH1, In: 63 A, gG, Un AC: 500 V, Un DC: 440 V, Combined indicator, live grip lugs | Lista Papel 2020 SI | 0 | 0
3NA7122-6 |  | 3NA7122-6 | 1 | UN | 1 | 2 | A | D | N | N | 85361050 | 3 | 4001869151434 | 278 | G | 42.1 | 41.8 | LP01 | LP01 | LV HRC fuse element, NH1, In: 63 A, gG, Un AC: 690 V, Un DC: 440 V, Combined indicator, live grip lugs | Lista Papel 2020 SI | 0 | 0
3NA7124 |  | 3NA7124 | 1 | UN | 1 | 2 | A | D | N | N | 85361090 | 3 | 4001869071824 | 279 | G | 11.5 | 11.4 | LP01 | LP01 | LV HRC fuse element, NH1, In: 80 A, gG, Un AC: 500 V, Un DC: 440 V, Combined indicator, live grip lugs | Lista Papel 2020 SI | 0 | 0
3NA7124-6 |  | 3NA7124-6 | 1 | UN | 1 | 2 | A | D | N | N | 85361090 | 3 | 4001869151441 | 280 | G | 42.1 | 41.8 | LP01 | LP01 | LV HRC fuse element, NH1, In: 80 A, gG, Un AC: 690 V, Un DC: 440 V, Combined indicator, live grip lugs | Lista Papel 2020 SI | 0 | 0
3NA7130 |  | 3NA7130 | 1 | UN | 1 | 2 | A | D | N | N | 85361090 | 3 | 4001869071831 | 282 | G | 11.5 | 11.4 | LP01 | LP01 | LV HRC fuse element, NH1, In: 100 A, gG, Un AC: 500 V, Un DC: 440 V, Combined indicator, live grip lugs | Lista Papel 2020 SI | 0 | 0
3NA7130-6 |  | 3NA7130-6 | 1 | UN | 1 | 2 | A | D | N | N | 85361090 | 3 | 4001869151458 | 280 | G | 42.1 | 41.8 | LP01 | LP01 | LV HRC fuse element, NH1, In: 100 A, gG, Un AC: 690 V, Un DC: 440 V, Combined indicator, live grip lugs | Lista Papel 2020 SI | 0 | 0
3NA7132 |  | 3NA7132 | 1 | UN | 1 | 2 | A | D | N | N | 85361090 | 3 | 4001869071848 | 282 | G | 11.5 | 11.4 | LP01 | LP01 | LV HRC fuse element, NH1, In: 125 A, gG, Un AC: 500 V, Un DC: 440 V, Combined indicator, live grip lugs | Lista Papel 2020 SI | 0 | 0
3NA7132-6 |  | 3NA7132-6 | 1 | UN | 1 | 2 | A | D | N | N | 85361090 | 3 | 4001869151465 | 277 | G | 42.1 | 41.8 | LP01 | LP01 | LV HRC fuse element, NH1, In: 125 A, gG, Un AC: 690 V, Un DC: 440 V, Combined indicator, live grip lugs | Lista Papel 2020 SI | 0 | 0
3NA7136 |  | 3NA7136 | 1 | UN | 1 | 2 | A | D | N | N | 85361090 | 3 | 4001869071855 | 280 | G | 11.5 | 11.4 | LP01 | LP01 | LV HRC fuse element, NH1, In: 160 A, gG, Un AC: 500 V, Un DC: 440 V, Combined indicator, live grip lugs | Lista Papel 2020 SI | 0 | 0
3NA7136-6 |  | 3NA7136-6 | 1 | UN | 1 | 2 | A | D | N | N | 85361090 | 3 | 4001869151472 | 268 | G | 42.1 | 41.8 | LP01 | LP01 | LV HRC fuse element, NH1, In: 160 A, gG, Un AC: 690 V, Un DC: 440 V, Combined indicator, live grip lugs | Lista Papel 2020 SI | 0 | 0
3NA7140 |  | 3NA7140 | 1 | UN | 1 | 2 | A | D | N | N | 85361090 | 3 | 4001869071862 | 444 | G | 13.3 | 13.2 | LP01 | LP01 | LV HRC fuse element, NH1, In: 200 A, gG, Un AC: 500 V, Un DC: 440 V, Combined indicator, live grip lugs | Lista Papel 2020 SI | 0 | 0
3NA7140-6 |  | 3NA7140-6 | 1 | UN | 1 | 2 | A | D | N | N | 85361090 | 3 | 4001869151489 | 435 | G | 45.4 | 45.1 | LP01 | LP01 | LV HRC fuse element, NH1, In: 200 A, gG, Un AC: 690 V, Un DC: 440 V, Combined indicator, live grip lugs | Lista Papel 2020 SI | 0 | 0
3NA7142 |  | 3NA7142 | 1 | UN | 1 | 2 | A | D | N | N | 85361090 | 3 | 4001869071879 | 436 | G | 13.3 | 13.2 | LP01 | LP01 | LV HRC fuse element, NH1, In: 224 A, gG, Un AC: 500 V, Un DC: 440 V, Combined indicator, live grip lugs | Lista Papel 2020 SI | 0 | 0
3NA7144 |  | 3NA7144 | 1 | UN | 1 | 2 | A | D | N | N | 85361090 | 3 | 4001869071886 | 444 | G | 13.3 | 13.2 | LP01 | LP01 | LV HRC fuse element, NH1, In: 250 A, gG, Un AC: 500 V, Un DC: 440 V, Combined indicator, live grip lugs | Lista Papel 2020 SI | 0 | 0
3NA7214 |  | 3NA7214 | 1 | UN | 1 | 2 | A | D | N | N | 85361050 | 3 | 4001869071893 | 441 | G | 15.8 | 15.6 | LP01 | LP01 | LV HRC fuse element, NH2, In: 35 A, gG, Un AC: 500 V, Un DC: 440 V, Combined indicator, live grip lugs | Lista Papel 2020 SI | 0 | 0
3NA7220 |  | 3NA7220 | 1 | UN | 1 | 2 | A | D | N | N | 85361050 | 3 | 4001869071909 | 456 | G | 15.8 | 15.6 | LP01 | LP01 | LV HRC fuse element, NH2, In: 50 A, gG, Un AC: 500 V, Un DC: 440 V, Combined indicator, live grip lugs | Lista Papel 2020 SI | 0 | 0
3NA7222 |  | 3NA7222 | 1 | UN | 1 | 2 | A | D | N | N | 85361050 | 3 | 4001869071916 | 452 | G | 15.8 | 15.6 | LP01 | LP01 | LV HRC fuse element, NH2, In: 63 A, gG, Un AC: 500 V, Un DC: 440 V, Combined indicator, live grip lugs | Lista Papel 2020 SI | 0 | 0
3NA7224 |  | 3NA7224 | 1 | UN | 1 | 2 | A | D | N | N | 85361090 | 3 | 4001869071923 | 459 | G | 15.8 | 15.6 | LP01 | LP01 | LV HRC fuse element, NH2, In: 80 A, gG, Un AC: 500 V, Un DC: 440 V, Combined indicator, live grip lugs | Lista Papel 2020 SI | 0 | 0
3NA7224-6 |  | 3NA7224-6 | 1 | UN | 1 | 2 | A | D | N | N | 85361090 | 3 | 4001869151496 | 456 | G | 54.2 | 53.7 | LP01 | LP01 | LV HRC fuse element, NH2, In: 80 A, gG, Un AC: 690 V, Un DC: 440 V, Combined indicator, live grip lugs | Lista Papel 2020 SI | 0 | 0
3NA7230 |  | 3NA7230 | 1 | UN | 1 | 2 | A | D | N | N | 85361090 | 3 | 4001869071930 | 457 | G | 15.8 | 15.6 | LP01 | LP01 | LV HRC fuse element, NH2, In: 100 A, gG, Un AC: 500 V, Un DC: 440 V, Combined indicator, live grip lugs | Lista Papel 2020 SI | 0 | 0
3NA7230-6 |  | 3NA7230-6 | 1 | UN | 1 | 2 | A | D | N | N | 85361090 | 3 | 4001869151502 | 423 | G | 54.2 | 53.7 | LP01 | LP01 | LV HRC fuse element, NH2, In: 100 A, gG, Un AC: 690 V, Un DC: 440 V, Combined indicator, live grip lugs | Lista Papel 2020 SI | 0 | 0
3NA7232 |  | 3NA7232 | 1 | UN | 1 | 2 | A | D | N | N | 85361090 | 3 | 4001869071947 | 461 | G | 15.8 | 15.6 | LP01 | LP01 | LV HRC fuse element, NH2, In: 125 A, gG, Un AC: 500 V, Un DC: 440 V, Combined indicator, live grip lugs | Lista Papel 2020 SI | 0 | 0
3NA7232-6 |  | 3NA7232-6 | 1 | UN | 1 | 2 | A | D | N | N | 85361090 | 3 | 4001869151519 | 0.457 | KG | 54.2 | 53.7 | LP01 | LP01 | LV HRC fuse element, NH2, In: 125 A, gG, Un AC: 690 V, Un DC: 440 V, Combined indicator, live grip lugs | Lista Papel 2020 SI | 0 | 0
3NA7236 |  | 3NA7236 | 1 | UN | 1 | 2 | A | D | N | N | 85361090 | 3 | 4001869071954 | 0.461 | KG | 15.8 | 15.6 | LP01 | LP01 | LV HRC fuse element, NH2, In: 160 A, gG, Un AC: 500 V, Un DC: 440 V, Combined indicator, live grip lugs | Lista Papel 2020 SI | 0 | 0
3NA7236-6 |  | 3NA7236-6 | 1 | UN | 1 | 2 | A | D | N | N | 85361090 | 3 | 4001869151526 | 412 | G | 54.2 | 53.7 | LP01 | LP01 | LV HRC fuse element, NH2, In: 160 A, gG, Un AC: 690 V, Un DC: 440 V, Combined indicator, live grip lugs | Lista Papel 2020 SI | 0 | 0
3NA7240 |  | 3NA7240 | 1 | UN | 1 | 2 | A | D | N | N | 85361090 | 3 | 4001869071961 | 463 | G | 15.8 | 15.6 | LP01 | LP01 | LV HRC fuse element, NH2, In: 200 A, gG, Un AC: 500 V, Un DC: 440 V, Combined indicator, live grip lugs | Lista Papel 2020 SI | 0 | 0
3NA7240-6 |  | 3NA7240-6 | 1 | UN | 1 | 2 | A | D | N | N | 85361090 | 3 | 4001869151533 | 459 | G | 54.2 | 53.7 | LP01 | LP01 | LV HRC fuse element, NH2, In: 200 A, gG, Un AC: 690 V, Un DC: 440 V, Combined indicator, live grip lugs | Lista Papel 2020 SI | 0 | 0
3NA7242 |  | 3NA7242 | 1 | UN | 1 | 2 | A | D | N | N | 85361090 | 3 | 4001869071978 | 454 | G | 15.8 | 15.6 | LP01 | LP01 | LV HRC fuse element, NH2, In: 224 A, gG, Un AC: 500 V, Un DC: 440 V, Combined indicator, live grip lugs | Lista Papel 2020 SI | 0 | 0
3NA7242-6 |  | 3NA7242-6 | 1 | UN | 1 | 2 | A | D | N | N | 85361090 | 3 | 4001869151540 | 643 | G | 54.2 | 53.7 | LP01 | LP01 | LV HRC fuse element, NH2, In: 224 A, gG, Un AC: 690 V, Un DC: 440 V, Combined indicator, live grip lugs | Lista Papel 2020 SI | 0 | 0
3NA7244 |  | 3NA7244 | 1 | UN | 1 | 2 | A | D | N | N | 85361090 | 3 | 4001869071985 | 463 | G | 15.8 | 15.6 | LP01 | LP01 | LV HRC fuse element, NH2, In: 250 A, gG, Un AC: 500 V, Un DC: 440 V, Combined indicator, live grip lugs | Lista Papel 2020 SI | 0 | 0
3NA7244-6 |  | 3NA7244-6 | 1 | UN | 1 | 2 | A | D | N | N | 85361090 | 3 | 4001869151557 | 648 | G | 72.4 | 71.9 | LP01 | LP01 | LV HRC fuse element, NH2, In: 250 A, gG, Un AC: 690 V, Un DC: 440 V, Combined indicator, live grip lugs | Lista Papel 2020 SI | 0 | 0
3NA7250-6 |  | 3NA7250-6 | 1 | UN | 1 | 2 | A | D | N | N | 85361090 | 3 | 4001869151564 | 653 | G | 72.4 | 71.9 | LP01 | LP01 | LV HRC fuse element, NH2, In: 300 A, gG, Un AC: 690 V, Un DC: 440 V, Combined indicator, live grip lugs | Lista Papel 2020 SI | 0 | 0
3NA7252 |  | 3NA7252 | 1 | UN | 1 | 2 | A | D | N | N | 85361090 | 3 | 4001869071992 | 646 | G | 16.4 | 16.3 | LP01 | LP01 | LV HRC fuse element, NH2, In: 315 A, gG, Un AC: 500 V, Un DC: 440 V, Combined indicator, live grip lugs | Lista Papel 2020 SI | 0 | 0
3NA7252-6 |  | 3NA7252-6 | 1 | UN | 1 | 2 | A | D | N | N | 85361090 | 3 | 4001869151571 | 652 | G | 72.4 | 71.9 | LP01 | LP01 | LV HRC fuse element, NH2, In: 315 A, gG, Un AC: 690 V, Un DC: 440 V, Combined indicator, live grip lugs | Lista Papel 2020 SI | 0 | 0
3NA7260 |  | 3NA7260 | 1 | UN | 1 | 2 | A | D | N | N | 85361090 | 3 | 4001869072005 | 652 | G | 16.4 | 16.3 | LP01 | LP01 | LV HRC fuse element, NH2, In: 400 A, gG, Un AC: 500 V, Un DC: 440 V, Combined indicator, live grip lugs | Lista Papel 2020 SI | 0 | 0
3NA7801 |  | 3NA7801 | 1 | UN | 1 | 2 | A | D | N | N | 85361010 | 3 | 4001869277653 | 129 | G | 6.6 | 6.6 | LP01 | LP01 | LV HRC fuse element, NH000, In: 6 A, gG, Un AC: 500 V, Un DC: 250 V, Combined indicator, live grip lugs | Lista Papel 2020 SI | 0 | 0
3NA7801-6 |  | 3NA7801-6 | 1 | UN | 1 | 2 | A | D | N | N | 85361010 | 3 | 4001869151304 | 128 | G | 22.1 | 21.9 | LP01 | LP01 | LV HRC fuse element, NH000, In: 6 A, gG, Un AC: 690 V, Un DC: 250 V, Combined indicator, live grip lugs | Lista Papel 2020 SI | 0 | 0
3NA7802 |  | 3NA7802 | 1 | UN | 1 | 2 | A | D | N | N | 85361010 | 3 | 4001869277639 | 129 | G | 6.6 | 6.6 | LP01 | LP01 | LV HRC fuse element, NH000, In: 2 A, gG, Un AC: 500 V, Un DC: 250 V, Combined indicator, live grip lugs | Lista Papel 2020 SI | 0 | 0
3NA7802-6 |  | 3NA7802-6 | 1 | UN | 1 | 2 | A | D | N | N | 85361010 | 3 | 4001869151281 | 124 | G | 22.1 | 21.9 | LP01 | LP01 | LV HRC fuse element, NH000, In: 2 A, gG, Un AC: 690 V, Un DC: 250 V, Combined indicator, live grip lugs | Lista Papel 2020 SI | 0 | 0
3NA7803 |  | 3NA7803 | 1 | UN | 1 | 2 | A | D | N | N | 85361010 | 3 | 4001869071602 | 129 | G | 5.3 | 5.2 | LP01 | LP01 | LV HRC fuse element, NH000, In: 10 A, gG, Un AC: 500 V, Un DC: 250 V, Combined indicator, live grip lugs | Lista Papel 2020 SI | 0 | 0
3NA7803-6 |  | 3NA7803-6 | 1 | UN | 1 | 2 | A | D | N | N | 85361010 | 3 | 4001869151311 | 128 | G | 22.1 | 21.9 | LP01 | LP01 | LV HRC fuse element, NH000, In: 10 A, gG, Un AC: 690 V, Un DC: 250 V, Combined indicator, live grip lugs | Lista Papel 2020 SI | 0 | 0
3NA7804 |  | 3NA7804 | 1 | UN | 1 | 2 | A | D | N | N | 85361010 | 3 | 4001869277646 | 129 | G | 6.6 | 6.6 | LP01 | LP01 | LV HRC fuse element, NH000, In: 4 A, gG, Un AC: 500 V, Un DC: 250 V, Combined indicator, live grip lugs | Lista Papel 2020 SI | 0 | 0
3NA7804-6 |  | 3NA7804-6 | 1 | UN | 1 | 2 | A | D | N | N | 85361010 | 3 | 4001869151298 | 129 | G | 22.1 | 21.9 | LP01 | LP01 | LV HRC fuse element, NH000, In: 4 A, gG, Un AC: 690 V, Un DC: 250 V, Combined indicator, live grip lugs | Lista Papel 2020 SI | 0 | 0
3NA7805 |  | 3NA7805 | 1 | UN | 1 | 2 | A | D | N | N | 85361050 | 3 | 4001869071619 | 130 | G | 5.3 | 5.2 | LP01 | LP01 | LV HRC fuse element, NH000, In: 16 A, gG, Un AC: 500 V, Un DC: 250 V, Combined indicator, live grip lugs | Lista Papel 2020 SI | 0 | 0
3NA7805-6 |  | 3NA7805-6 | 1 | UN | 1 | 2 | A | D | N | N | 85361010 | 3 | 4001869151328 | 126 | G | 22.1 | 21.9 | LP01 | LP01 | LV HRC fuse element, NH000, In: 16 A, gG, Un AC: 690 V, Un DC: 250 V, Combined indicator, live grip lugs | Lista Papel 2020 SI | 0 | 0
3NA7807 |  | 3NA7807 | 1 | UN | 1 | 2 | A | D | N | N | 85361050 | 3 | 4001869071626 | 130 | G | 5.3 | 5.2 | LP01 | LP01 | LV HRC fuse element, NH000, In: 20 A, gG, Un AC: 500 V, Un DC: 250 V, Combined indicator, live grip lugs | Lista Papel 2020 SI | 0 | 0
3NA7807-6 |  | 3NA7807-6 | 1 | UN | 1 | 2 | A | D | N | N | 85361050 | 3 | 4001869151335 | 129 | G | 22.1 | 21.9 | LP01 | LP01 | LV HRC fuse element, NH000, In: 20 A, gG, Un AC: 690 V, Un DC: 250 V, Combined indicator, live grip lugs | Lista Papel 2020 SI | 0 | 0
3NA7810 |  | 3NA7810 | 1 | UN | 1 | 2 | A | D | N | N | 85361050 | 3 | 4001869071633 | 0.128 | KG | 5.3 | 5.2 | LP01 | LP01 | LV HRC fuse element, NH000, In: 25 A, gG, Un AC: 500 V, Un DC: 250 V, Combined indicator, live grip lugs | Lista Papel 2020 SI | 0 | 0
3NA7810-6 |  | 3NA7810-6 | 1 | UN | 1 | 2 | A | D | N | N | 85361050 | 3 | 4001869151342 | 130 | G | 22.1 | 21.9 | LP01 | LP01 | LV HRC fuse element, NH000, In: 25 A, gG, Un AC: 690 V, Un DC: 250 V, Combined indicator, live grip lugs | Lista Papel 2020 SI | 0 | 0
3NA7812 |  | 3NA7812 | 1 | UN | 1 | 2 | A | D | N | N | 85361050 | 3 | 4001869071640 | 129 | G | 5.3 | 5.2 | LP01 | LP01 | LV HRC fuse element, NH000, In: 32 A, gG, Un AC: 500 V, Un DC: 250 V, Combined indicator, live grip lugs | Lista Papel 2020 SI | 0 | 0
3NA7812-6 |  | 3NA7812-6 | 1 | UN | 1 | 2 | A | D | N | N | 85361050 | 3 | 4001869151359 | 129 | G | 22.1 | 21.9 | LP01 | LP01 | LV HRC fuse element, NH000, In: 32 A, gG, Un AC: 690 V, Un DC: 250 V, Combined indicator, live grip lugs | Lista Papel 2020 SI | 0 | 0
3NA7814 |  | 3NA7814 | 1 | UN | 1 | 2 | A | D | N | N | 85361050 | 3 | 4001869071657 | 130 | G | 4.7 | 4.6 | LP01 | LP01 | LV HRC fuse element, NH000, In: 35 A, gG, Un AC: 500 V, Un DC: 250 V, Combined indicator, live grip lugs | Lista Papel 2020 SI | 0 | 0
3NA7814-6 |  | 3NA7814-6 | 1 | UN | 1 | 2 | A | D | N | N | 85361050 | 3 | 4001869151366 | 129 | G | 22.1 | 21.9 | LP01 | LP01 | LV HRC fuse element, NH000, In: 35 A, gG, Un AC: 690 V, Un DC: 250 V, Combined indicator, live grip lugs | Lista Papel 2020 SI | 0 | 0
3NA7817 |  | 3NA7817 | 1 | UN | 1 | 2 | A | D | N | N | 85361050 | 3 | 4001869071664 | 129 | G | 4.7 | 4.6 | LP01 | LP01 | LV HRC fuse element, NH000, In: 40 A, gG, Un AC: 500 V, Un DC: 250 V, Combined indicator, live grip lugs | Lista Papel 2020 SI | 0 | 0
3NA7817-6 |  | 3NA7817-6 | 1 | UN | 1 | 2 | A | D | N | N | 85361050 | 3 | 4001869151373 | 198 | G | 22.1 | 21.9 | LP01 | LP01 | LV HRC fuse element, NH00, In: 40 A, gG, Un AC: 690 V, Un DC: 250 V, Combined indicator, live grip lugs | Lista Papel 2020 SI | 0 | 0
3NA7817-6KJ |  | 3NA7817-6KJ | 1 | UN | 1 | 2 | A | D | N | N | 85361050 | 3 | 4001869468440 | 129 | G | 22.6 | 22.6 | LP01 | LP01 | LV HRC fuse element, NH000, In: 40 A, gG, Un AC: 690 V, Un DC: 250 V, Combined indicator, live grip lugs | - | 0 | 0
3NA7820 |  | 3NA7820 | 1 | UN | 1 | 2 | A | D | N | N | 85361050 | 3 | 4001869071671 | 131 | G | 4.7 | 4.6 | LP01 | LP01 | LV HRC fuse element, NH000, In: 50 A, gG, Un AC: 500 V, Un DC: 250 V, Combined indicator, live grip lugs | Lista Papel 2020 SI | 0 | 0
3NA7820-6 |  | 3NA7820-6 | 1 | UN | 1 | 2 | A | D | N | N | 85361050 | 3 | 4001869151380 | 197 | G | 22.1 | 21.9 | LP01 | LP01 | LV HRC fuse element, NH00, In: 50 A, gG, Un AC: 690 V, Un DC: 250 V, Combined indicator, live grip lugs | Lista Papel 2020 SI | 0 | 0
3NA7820-6KJ |  | 3NA7820-6KJ | 1 | UN | 1 | 2 | A | D | N | N | 85361050 | 3 | 4001869468457 | 130 | G | 22.6 | 22.6 | LP01 | LP01 | LV HRC fuse element, NH000, In: 50 A, gG, Un AC: 690 V, Un DC: 250 V, Combined indicator, live grip lugs | - | 0 | 0
3NA7822 |  | 3NA7822 | 1 | UN | 1 | 2 | A | D | N | N | 85361050 | 3 | 4001869071688 | 130 | G | 4.7 | 4.6 | LP01 | LP01 | LV HRC fuse element, NH000, In: 63 A, gG, Un AC: 500 V, Un DC: 250 V, Combined indicator, live grip lugs | Lista Papel 2020 SI | 0 | 0
3NA7822-6 |  | 3NA7822-6 | 1 | UN | 1 | 2 | A | D | N | N | 85361050 | 3 | 4001869151397 | 197 | G | 22.1 | 21.9 | LP01 | LP01 | LV HRC fuse element, NH00, In: 63 A, gG, Un AC: 690 V, Un DC: 250 V, Combined indicator, live grip lugs | Lista Papel 2020 SI | 0 | 0
3NA7824 |  | 3NA7824 | 1 | UN | 1 | 2 | A | D | N | N | 85361090 | 3 | 4001869071695 | 130 | G | 4.7 | 4.6 | LP01 | LP01 | LV HRC fuse element, NH000, In: 80 A, gG, Un AC: 500 V, Un DC: 250 V, Combined indicator, live grip lugs | Lista Papel 2020 SI | 0 | 0
3NA7824-6 |  | 3NA7824-6 | 1 | UN | 1 | 2 | A | D | N | N | 85361090 | 3 | 4001869151403 | 198 | G | 22.1 | 21.9 | LP01 | LP01 | LV HRC fuse element, NH00, In: 80 A, gG, Un AC: 690 V, Un DC: 250 V, Combined indicator, live grip lugs | Lista Papel 2020 SI | 0 | 0
3NA7824-7 |  | 3NA7824-7 | 1 | UN | 1 | 2 | A | D | N | N | 85361090 | 3 | 4001869071718 | 201 | G | 5.8 | 5.7 | LP01 | LP01 | LV HRC fuse element, NH00, In: 80 A, gG, Un AC: 500 V, Un DC: 250 V, Combined indicator, live grip lugs | Lista Papel 2020 SI | 0 | 0
3NA7830 |  | 3NA7830 | 1 | UN | 1 | 2 | A | D | N | N | 85361090 | 3 | 4001869071701 | 130 | G | 4.7 | 4.6 | LP01 | LP01 | LV HRC fuse element, NH000, In: 100 A, gG, Un AC: 500 V, Un DC: 250 V, Combined indicator, live grip lugs | Lista Papel 2020 SI | 0 | 0
3NA7830-6 |  | 3NA7830-6 | 1 | UN | 1 | 2 | A | D | N | N | 85361090 | 3 | 4001869151410 | 199 | G | 22.1 | 21.9 | LP01 | LP01 | LV HRC fuse element, NH00, In: 100 A, gG, Un AC: 690 V, Un DC: 250 V, Combined indicator, live grip lugs | Lista Papel 2020 SI | 0 | 0
3NA7830-7 |  | 3NA7830-7 | 1 | UN | 1 | 2 | A | D | N | N | 85361090 | 3 | 4001869071725 | 199 | G | 5.8 | 5.7 | LP01 | LP01 | LV HRC fuse element, NH00, In: 100 A, gG, Un AC: 500 V, Un DC: 250 V, Combined indicator, live grip lugs | Lista Papel 2020 SI | 0 | 0
3NA7832 |  | 3NA7832 | 1 | UN | 1 | 2 | A | D | N | N | 85361090 | 3 | 4001869071732 | 196 | G | 5.8 | 5.7 | LP01 | LP01 | LV HRC fuse element, NH00, In: 125 A, gG, Un AC: 500 V, Un DC: 250 V, Combined indicator, live grip lugs | Lista Papel 2020 SI | 0 | 0
3NA7836 |  | 3NA7836 | 1 | UN | 1 | 2 | A | D | N | N | 85361090 | 3 | 4001869071749 | 198 | G | 6.2 | 6.1 | LP01 | LP01 | LV HRC fuse element, NH00, In: 160 A, gG, Un AC: 500 V, Un DC: 250 V, Combined indicator, live grip lugs | Lista Papel 2020 SI | 0 | 0
3NC1000 |  | 3NC1000 | 1 | UN | 1 | 2 | A | D | EAR99 | N | 39269097 | 1 | 4011209570290 | 70 | G | 28.2 | 27.9 | LP10 | LP10 | SITOR fuse tong | Lista Papel 2020 SI | 0 | 0
3NC1003 |  | 3NC1003 | 1 | UN | 1 | 2 | A | D | N | N | 85361010 | 10 | 4011209569867 | 9 | G | 12.4 | 12.2 | LP10 | LP10 | SITOR cylindrical fuse link, 10 x 38 mm, 3 A, aR, Un AC: 600 V, Un DC: 700 V, DC according to UL | Lista Papel 2020 SI | 0 | 0
3NC1006 |  | 3NC1006 | 1 | UN | 1 | 2 | A | D | N | N | 85361010 | 10 | 4011209569874 | 9 | G | 8.6 | 8.5 | LP10 | LP10 | SITOR cylindrical fuse link, 10 x 38 mm, 6 A, aR, Un AC: 600 V, Un DC: 700 V, DC according to UL | Lista Papel 2020 SI | 0 | 0
3NC1006-0MK |  | 3NC1006-0MK | 1 | UN | 1 | 2 | A | D | N | N | 85361010 | 20 | 4001869497006 | 0.009 | KG | 9.37 | 9.37 | LP10 | LP10 | SITOR cylindrical fuse link, 10 x 38 mm, 6 A, gR, Un AC: 690 V, Un DC: 440 V | - | 0 | 0
3NC1008 |  | 3NC1008 | 1 | UN | 1 | 2 | A | D | N | N | 85361010 | 10 | 4011209569881 | 9 | G | 8.6 | 8.5 | LP10 | LP10 | SITOR cylindrical fuse link, 10 x 38 mm, 8 A, aR, Un AC: 600 V, Un DC: 700 V, DC according to UL | Lista Papel 2020 SI | 0 | 0
3NC1010 |  | 3NC1010 | 1 | UN | 1 | 2 | A | D | N | N | 85361010 | 10 | 4011209569898 | 9 | G | 8.6 | 8.5 | LP10 | LP10 | SITOR cylindrical fuse link, 10 x 38 mm, 10 A, aR, Un AC: 600 V, Un DC: 700 V, DC according to UL | Lista Papel 2020 SI | 0 | 0
3NC1010-0MK |  | 3NC1010-0MK | 1 | UN | 1 | 5 | B | D | N | N | 85361010 | 20 | 4001869497013 | 9 | G | 8.6 | 8.6 | LP10 | LP10 | SITOR cylindrical fuse link, 10 x 38 mm, 10 A, gR, Un AC: 690 V, Un DC: 440 V | - | 0 | 0
3NC1012 |  | 3NC1012 | 1 | UN | 1 | 2 | A | D | N | N | 85361050 | 10 | 4011209569904 | 9 | G | 8.6 | 8.5 | LP10 | LP10 | SITOR cylindrical fuse link, 10 x 38 mm, 12 A, aR, Un AC: 600 V, Un DC: 700 V, DC according to UL | Lista Papel 2020 SI | 0 | 0
3NC1012-0MK |  | 3NC1012-0MK | 1 | UN | 1 | 2 | A | D | N | N | 85361050 | 20 | 4001869497020 | 0.009 | KG | 8.74 | 8.74 | LP10 | LP10 | SITOR cylindrical fuse link, 10 x 38 mm, 12 A, gR, Un AC: 690 V, Un DC: 440 V | - | 0 | 0
3NC1016 |  | 3NC1016 | 1 | UN | 1 | 2 | A | D | N | N | 85361050 | 10 | 4011209569911 | 9 | G | 8.6 | 8.5 | LP10 | LP10 | SITOR cylindrical fuse link, 10 x 38 mm, 16 A, aR, Un AC: 600 V, Un DC: 700 V, DC according to UL | Lista Papel 2020 SI | 0 | 0
3NC1016-0MK |  | 3NC1016-0MK | 1 | UN | 1 | 2 | A | D | N | N | 85361050 | 20 | 4001869497037 | 9 | G | 8.94 | 8.94 | LP10 | LP10 | SITOR cylindrical fuse link, 10 x 38 mm, 16 A, gR, Un AC: 690 V, Un DC: 440 V | - | 0 | 0
3NC1020 |  | 3NC1020 | 1 | UN | 1 | 2 | A | D | N | N | 85361050 | 10 | 4011209569928 | 9 | G | 8.6 | 8.5 | LP10 | LP10 | SITOR cylindrical fuse link, 10 x 38 mm, 20 A, aR, Un AC: 600 V, Un DC: 700 V, DC according to UL | Lista Papel 2020 SI | 0 | 0
3NC1020-0MK |  | 3NC1020-0MK | 1 | UN | 1 | 5 | B | D | N | N | 85361050 | 20 | 4001869497044 | 9 | G | 9.07 | 9.07 | LP10 | LP10 | SITOR cylindrical fuse link, 10 x 38 mm, 20 A, gR, Un AC: 690 V, Un DC: 250 V | - | 0 | 0
3NC1025 |  | 3NC1025 | 1 | UN | 1 | 2 | A | D | N | N | 85361050 | 10 | 4011209569935 | 9 | G | 8.6 | 8.5 | LP10 | LP10 | SITOR cylindrical fuse link, 10 x 38 mm, 25 A, aR, Un AC: 600 V, Un DC: 700 V, DC according to UL | Lista Papel 2020 SI | 0 | 0
3NC1025-0MK |  | 3NC1025-0MK | 1 | UN | 1 | 2 | A | D | N | N | 85361050 | 20 | 4001869497051 | 9 | G | 9.21 | 9.21 | LP10 | LP10 | SITOR cylindrical fuse link, 10 x 38 mm, 25 A, gR, Un AC: 690 V, Un DC: 250 V | - | 0 | 0
3NC1032 |  | 3NC1032 | 1 | UN | 1 | 2 | A | D | N | N | 85361050 | 10 | 4011209569942 | 9 | G | 8.6 | 8.5 | LP10 | LP10 | SITOR cylindrical fuse link, 10 x 38 mm, 32 A, aR, Un AC: 600 V | Lista Papel 2020 SI | 0 | 0
3NC1032-0MK |  | 3NC1032-0MK | 1 | UN | 1 | 5 | B | D | N | N | 85361050 | 20 | 4001869497068 | 9 | G | 9.37 | 9.37 | LP10 | LP10 | SITOR cylindrical fuse link, 10 x 38 mm, 32 A, gR, Un AC: 690 V, Un DC: 250 V | - | 0 | 0
3NC1038-1 |  | 3NC1038-1 | 1 | UN | 1 | 5 | B | D | N | N | 85369095 | 10 | 4011209570191 | 41 | G | 9 | 8.8 | LP10 | LP10 | SENTRON, cylindrical fuse holder, 10x38 mm, 1-pole, In: 30 A, Un AC: 600 V, Flat version | Lista Papel 2020 SI | 0 | 0
3NC1038-2 |  | 3NC1038-2 | 1 | UN | 1 | 2 | A | D | N | N | 85369095 | 8 | 4011209570207 | 71 | G | 17.7 | 17.4 | LP10 | LP10 | SENTRON, cylindrical fuse holder, 10x38 mm, 2-pole, In: 30 A, Un AC: 600 V, Flat version | Lista Papel 2020 SI | 0 | 0
3NC1038-3 |  | 3NC1038-3 | 1 | UN | 1 | 2 | A | D | N | N | 85369095 | 6 | 4011209570221 | 103 | G | 27.3 | 26.9 | LP10 | LP10 | SENTRON, cylindrical fuse holder, 10x38 mm, 3-pole, In: 30 A, Un AC: 600 V, Flat version | Lista Papel 2020 SI | 0 | 0
3NC1091 |  | 3NC1091 | 1 | UN | 1 | 2 | A | D | N | N | 85369095 | 12 | 4011209570306 | 51 | G | 11.4 | 11.3 | LP10 | LP10 | SITOR fuse switch 10x 38, Up to 32 A, 690 V AC | Lista Papel 2020 SI | 0 | 0
3NC1092 |  | 3NC1092 | 1 | UN | 1 | 2 | A | D | N | N | 85369095 | 6 | 4011209570313 | 103 | G | 23 | 22.6 | LP10 | LP10 | SITOR fuse switch 10x 38, Up to 32 A, 690 V AC, 2-pole | Lista Papel 2020 SI | 0 | 0
3NC1093 |  | 3NC1093 | 1 | UN | 1 | 2 | A | D | N | N | 85369095 | 4 | 4011209570320 | 155 | G | 34.7 | 34.3 | LP10 | LP10 | SITOR fuse switch 10x 38, Up to 32 A, 690 V AC, 3-pole | Lista Papel 2020 SI | 0 | 0
3NC1401 |  | 3NC1401 | 1 | UN | 1 | 2 | A | D | N | N | 85361010 | 10 | 4011209569959 | 20 | G | 9.8 | 9.7 | LP10 | LP10 | SITOR cylindrical fuse link, 14x51 mm, 1 A, aR, Un AC: 660 V | Lista Papel 2020 SI | 0 | 0
3NC1402 |  | 3NC1402 | 1 | UN | 1 | 2 | A | D | N | N | 85361010 | 10 | 4011209569966 | 20 | G | 9.8 | 9.7 | LP10 | LP10 | SITOR cylindrical fuse link, 14x51 mm, 2 A, aR, Un AC: 660 V | Lista Papel 2020 SI | 0 | 0
3NC1403 |  | 3NC1403 | 1 | UN | 1 | 2 | A | D | N | N | 85361010 | 10 | 4011209569973 | 20 | G | 9.8 | 9.7 | LP10 | LP10 | SITOR cylindrical fuse link, 14x51 mm, 3 A, aR, Un AC: 660 V | Lista Papel 2020 SI | 0 | 0
3NC1404 |  | 3NC1404 | 1 | UN | 1 | 2 | A | D | N | N | 85361010 | 10 | 4011209569980 | 20 | G | 9.8 | 9.7 | LP10 | LP10 | SITOR cylindrical fuse link, 14x51 mm, 4 A, aR, Un AC: 660 V | Lista Papel 2020 SI | 0 | 0
3NC1405 |  | 3NC1405 | 1 | UN | 1 | 5 | B | D | N | N | 85361010 | 10 | 4011209569997 | 21 | G | 11.8 | 11.6 | LP10 | LP10 | SITOR cylindrical fuse link, 14x51 mm, 5 A, aR, Un AC: 690 V, Un DC: 800 V, DC according to UL | Lista Papel 2020 SI | 0 | 0
3NC1406 |  | 3NC1406 | 1 | UN | 1 | 2 | A | D | N | N | 85361010 | 10 | 4011209570009 | 21 | G | 11.8 | 11.6 | LP10 | LP10 | SITOR cylindrical fuse link, 14x51 mm, 6 A, aR, Un AC: 690 V, Un DC: 800 V, DC according to UL | Lista Papel 2020 SI | 0 | 0
3NC1406-0MK |  | 3NC1406-0MK | 1 | UN | 1 | 5 | B | D | N | N | 85361010 | 10 | 4001869497075 | 23 | G | 10.65 | 10.65 | LP10 | LP10 | SITOR cylindrical fuse link, 14x51 mm, 6 A, gR, Un AC: 690 V, Un DC: 700 V | - | 0 | 0
3NC1410 |  | 3NC1410 | 1 | UN | 1 | 2 | A | D | N | N | 85361010 | 10 | 4011209570016 | 21 | G | 11.8 | 11.6 | LP10 | LP10 | SITOR cylindrical fuse link, 14x51 mm, 10 A, aR, Un AC: 690 V, Un DC: 800 V, DC according to UL | Lista Papel 2020 SI | 0 | 0
3NC1410-0MK |  | 3NC1410-0MK | 1 | UN | 1 | 2 | A | D | EAR99 | N | 85361010 | 10 | 4001869497082 | 22 | G | 10.65 | 10.65 | LP10 | LP10 | SITOR cylindrical fuse link, 14x51 mm, 10 A, gR, Un AC: 690 V, Un DC: 700 V | - | 0 | 0
3NC1410-5 |  | 3NC1410-5 | 1 | UN | 1 | 2 | A | D | N | N | 85361010 | 10 | 4011209628984 | 23 | G | 19.4 | 19.2 | LP10 | LP10 | SITOR cylindrical fuse link, 14x51 mm, 10 A, aR, Un AC: 690 V, Un DC: 600 V, DC according to UL, Striker indicator | Lista Papel 2020 SI | 0 | 0
3NC1415 |  | 3NC1415 | 1 | UN | 1 | 2 | A | D | N | N | 85361050 | 10 | 4011209570023 | 20 | G | 11.8 | 11.6 | LP10 | LP10 | SITOR cylindrical fuse link, 14x51 mm, 15 A, aR, Un AC: 690 V, Un DC: 800 V, DC according to UL | Lista Papel 2020 SI | 0 | 0
3NC1415-5 |  | 3NC1415-5 | 1 | UN | 1 | 2 | A | D | N | N | 85361050 | 10 | 4011209628991 | 23 | G | 19.4 | 19.2 | LP10 | LP10 | SITOR cylindrical fuse link, 14x51 mm, 15 A, aR, Un AC: 690 V, Un DC: 600 V, DC according to UL, Striker indicator | Lista Papel 2020 SI | 0 | 0
3NC1416-0MK |  | 3NC1416-0MK | 1 | UN | 1 | 2 | A | D | N | N | 85361050 | 10 | 4001869497099 | 23 | G | 10.78 | 10.78 | LP10 | LP10 | SITOR cylindrical fuse link, 14x51 mm, 16 A, gR, Un AC: 690 V, Un DC: 600 V | - | 0 | 0
3NC1420 |  | 3NC1420 | 1 | UN | 1 | 2 | A | D | N | N | 85361050 | 10 | 4011209570030 | 21 | G | 11.8 | 11.6 | LP10 | LP10 | SITOR cylindrical fuse link, 14x51 mm, 20 A, aR, Un AC: 690 V, Un DC: 800 V, DC according to UL | Lista Papel 2020 SI | 0 | 0
3NC1420-0MK |  | 3NC1420-0MK | 1 | UN | 1 | 5 | B | D | N | N | 85361050 | 10 | 4001869497105 | 23 | G | 11.1 | 11.1 | LP10 | LP10 | SITOR cylindrical fuse link, 14x51 mm, 20 A, gR, Un AC: 690 V, Un DC: 600 V | - | 0 | 0
3NC1420-5 |  | 3NC1420-5 | 1 | UN | 1 | 2 | A | D | N | N | 85361050 | 10 | 4011209629004 | 23 | G | 19.4 | 19.2 | LP10 | LP10 | SITOR cylindrical fuse link, 14x51 mm, 20 A, aR, Un AC: 690 V, Un DC: 600 V, DC according to UL, Striker indicator | Lista Papel 2020 SI | 0 | 0
3NC1425 |  | 3NC1425 | 1 | UN | 1 | 2 | A | D | N | N | 85361050 | 10 | 4011209570047 | 21 | G | 11.8 | 11.6 | LP10 | LP10 | SITOR cylindrical fuse link, 14x51 mm, 25 A, aR, Un AC: 690 V, Un DC: 800 V, DC according to UL | Lista Papel 2020 SI | 0 | 0
3NC1425-0MK |  | 3NC1425-0MK | 1 | UN | 1 | 2 | A | D | N | N | 85361050 | 10 | 4001869497112 | 23 | G | 11.56 | 11.56 | LP10 | LP10 | SITOR cylindrical fuse link, 14x51 mm, 25 A, gR, Un AC: 690 V, Un DC: 600 V | - | 0 | 0
3NC1425-5 |  | 3NC1425-5 | 1 | UN | 1 | 2 | A | D | N | N | 85361050 | 10 | 4011209629011 | 23 | G | 19.4 | 19.2 | LP10 | LP10 | SITOR cylindrical fuse link, 14x51 mm, 25 A, aR, Un AC: 690 V, Un DC: 600 V, DC according to UL, Striker indicator | Lista Papel 2020 SI | 0 | 0
3NC1430 |  | 3NC1430 | 1 | UN | 1 | 2 | A | D | N | N | 85361050 | 10 | 4011209570054 | 21 | G | 12 | 11.8 | LP10 | LP10 | SITOR cylindrical fuse link, 14x51 mm, 30 A, aR, Un AC: 690 V, Un DC: 800 V, DC according to UL | Lista Papel 2020 SI | 0 | 0
3NC1430-5 |  | 3NC1430-5 | 1 | UN | 1 | 2 | A | D | N | N | 85361050 | 10 | 4011209629028 | 23 | G | 19.5 | 19.3 | LP10 | LP10 | SITOR cylindrical fuse link, 14x51 mm, 30 A, aR, Un AC: 690 V, Un DC: 600 V, DC according to UL, Striker indicator | Lista Papel 2020 SI | 0 | 0
3NC1432 |  | 3NC1432 | 1 | UN | 1 | 2 | A | D | N | N | 85361050 | 10 | 4011209570061 | 21 | G | 12 | 11.8 | LP10 | LP10 | SITOR cylindrical fuse link, 14x51 mm, 32 A, aR, Un AC: 690 V, Un DC: 800 V, DC according to UL | Lista Papel 2020 SI | 0 | 0
3NC1432-0MK |  | 3NC1432-0MK | 1 | UN | 1 | 5 | B | D | N | N | 85361050 | 10 | 4001869497129 | 23 | G | 12.19 | 12.19 | LP10 | LP10 | SITOR cylindrical fuse link, 14x51 mm, 32 A, gR, Un AC: 690 V, Un DC: 600 V | - | 0 | 0
3NC1432-5 |  | 3NC1432-5 | 1 | UN | 1 | 2 | A | D | N | N | 85361050 | 10 | 4011209629035 | 23 | G | 19.5 | 19.3 | LP10 | LP10 | SITOR cylindrical fuse link, 14x51 mm, 32 A, aR, Un AC: 690 V, Un DC: 600 V, DC according to UL, Striker indicator | Lista Papel 2020 SI | 0 | 0
3NC1440 |  | 3NC1440 | 1 | UN | 1 | 2 | A | D | N | N | 85361050 | 10 | 4011209570078 | 21 | G | 12.8 | 12.7 | LP10 | LP10 | SITOR cylindrical fuse link, 14x51 mm, 40 A, aR, Un AC: 690 V, Un DC: 800 V, DC according to UL | Lista Papel 2020 SI | 0 | 0
3NC1440-0MK |  | 3NC1440-0MK | 1 | UN | 1 | 2 | A | D | N | N | 85361050 | 10 | 4001869497136 | 23 | G | 12.82 | 12.82 | LP10 | LP10 | SITOR cylindrical fuse link, 14x51 mm, 40 A, gR, Un AC: 690 V, Un DC: 440 V | - | 0 | 0
3NC1440-5 |  | 3NC1440-5 | 1 | UN | 1 | 2 | A | D | N | N | 85361050 | 10 | 4011209629042 | 23 | G | 20.7 | 20.5 | LP10 | LP10 | SITOR cylindrical fuse link, 14x51 mm, 40 A, aR, Un AC: 690 V, Un DC: 600 V, DC according to UL, Striker indicator | Lista Papel 2020 SI | 0 | 0
3NC1450 |  | 3NC1450 | 1 | UN | 1 | 2 | A | D | N | N | 85361050 | 10 | 4011209570085 | 21 | G | 15 | 14.9 | LP10 | LP10 | SITOR cylindrical fuse link, 14x51 mm, 50 A, aR, Un AC: 690 V, Un DC: 800 V, DC according to UL | Lista Papel 2020 SI | 0 | 0
3NC1450-0MK |  | 3NC1450-0MK | 1 | UN | 1 | 2 | A | D | EAR99 | N | 85361050 | 10 | 4001869497143 | 23 | G | 13.44 | 13.44 | LP10 | LP10 | SITOR cylindrical fuse link, 14x51 mm, 50 A, gR, Un AC: 690 V, Un DC: 250 V | - | 0 | 0
3NC1450-5 |  | 3NC1450-5 | 1 | UN | 1 | 2 | A | D | N | N | 85361050 | 10 | 4011209629059 | 23 | G | 23.1 | 22.8 | LP10 | LP10 | SITOR cylindrical fuse link, 14x51 mm, 50 A, aR, Un AC: 690 V, Un DC: 600 V, DC according to UL, Striker indicator | Lista Papel 2020 SI | 0 | 0
3NC1463-0MK |  | 3NC1463-0MK | 1 | UN | 1 | 5 | B | D | N | N | 85361050 | 10 | 4001869497150 | 23 | G | 14.01 | 14.01 | LP10 | LP10 | SITOR cylindrical fuse link, 14x51 mm, 63 A, aR, Un AC: 690 V, Un DC: 250 V | - | 0 | 0
3NC1491 |  | 3NC1491 | 1 | UN | 1 | 2 | A | D | N | N | 85369095 | 6 | 4011209570337 | 104 | G | 33.8 | 33.4 | LP10 | LP10 | SITOR fuse switch 14x 51, Up to 50 A, 690 V AC | Lista Papel 2020 SI | 0 | 0
3NC1491-5 |  | 3NC1491-5 | 1 | UN | 1 | 2 | A | D | N | N | 85369095 | 6 | 4011209632158 | 121 | G | 47.4 | 46.8 | LP10 | LP10 | SITOR fuse-disconnector with signaling switch | Lista Papel 2020 SI | 0 | 0
3NC1492 |  | 3NC1492 | 1 | UN | 1 | 2 | A | D | N | N | 85369095 | 3 | 4011209570344 | 227 | G | 70.8 | 69.8 | LP10 | LP10 | SITOR fuse switch 14x 51, Up to 50 A, 690 V AC | Lista Papel 2020 SI | 0 | 0
3NC1493 |  | 3NC1493 | 1 | UN | 1 | 2 | A | D | N | N | 85369095 | 2 | 4011209570351 | 318 | G | 105.6 | 104.1 | LP10 | LP10 | SITOR fuse switch 14x 51, Up to 50 A, 690 V AC | Lista Papel 2020 SI | 0 | 0
3NC1504 |  | 3NC1504 | 1 | UN | 1 | 2 | A | D | EAR99 | N | 85361010 | 10 | 4011209570269 | 21 | G | 7.11 | 7.11 | LP10 | LP10 | SENTRON, cylindrical fuse link, 14x51 mm, 4 A, gG, Un AC: 690 V | - | 0 | 0
3NC1506 |  | 3NC1506 | 1 | UN | 1 | 2 | A | D | EAR99 | N | 85361010 | 10 | 4011209570276 | 21 | G | 7.11 | 7.11 | LP10 | LP10 | SENTRON, cylindrical fuse link, 14x51 mm, 6 A, gG, Un AC: 690 V | - | 0 | 0
3NC1516 |  | 3NC1516 | 1 | UN | 1 | 2 | A | D | EAR99 | N | 85361050 | 10 | 4011209570283 | 21 | G | 7.11 | 7.11 | LP10 | LP10 | SENTRON, cylindrical fuse link, 14x51 mm, 16 A, gG, Un AC: 690 V | - | 0 | 0
3NC1810-0MK |  | 3NC1810-0MK | 1 | UN | 1 | 2 | A | D | N | N | 85361010 | 3 | 4001869497167 | 0.042 | KG | 12.5 | 12.5 | LP10 | LP10 | SITOR fuse link, with Bolt-on links, In: 10 A, gR, Un AC: 690 V, Un DC: 440 V, without indicator | - | 0 | 0
3NC1816-0MK |  | 3NC1816-0MK | 1 | UN | 1 | 2 | A | D | N | N | 85361050 | 3 | 4001869497174 | 0.042 | KG | 14.01 | 14.01 | LP10 | LP10 | SITOR fuse link, with Bolt-on links, In: 16 A, gR, Un AC: 690 V, Un DC: 440 V, without indicator | - | 0 | 0
3NC1820-0MK |  | 3NC1820-0MK | 1 | UN | 1 | 2 | A | D | N | N | 85361050 | 3 | 4001869497181 | 0.043 | KG | 15.64 | 15.64 | LP10 | LP10 | SITOR fuse link, with Bolt-on links, In: 20 A, gR, Un AC: 690 V, Un DC: 440 V, without indicator | - | 0 | 0
3NC1825-0MK |  | 3NC1825-0MK | 1 | UN | 1 | 2 | A | D | N | N | 85361050 | 3 | 4001869497198 | 0.043 | KG | 17.27 | 17.27 | LP10 | LP10 | SITOR fuse link, with Bolt-on links, In: 25 A, gR, Un AC: 690 V, Un DC: 440 V, without indicator | - | 0 | 0
3NC1832-0MK |  | 3NC1832-0MK | 1 | UN | 1 | 2 | A | D | N | N | 85361050 | 3 | 4001869497204 | 42 | G | 18.9 | 18.9 | LP10 | LP10 | SITOR fuse link, with Bolt-on links, In: 32 A, gR, Un AC: 690 V, Un DC: 440 V, without indicator | - | 0 | 0
3NC1840-0MK |  | 3NC1840-0MK | 1 | UN | 1 | 2 | A | D | N | N | 85361050 | 3 | 4001869497211 | 43 | G | 20.26 | 20.26 | LP10 | LP10 | SITOR fuse link, with Bolt-on links, In: 40 A, gR, Un AC: 690 V, Un DC: 440 V, without indicator | - | 0 | 0
3NC1850-0MK |  | 3NC1850-0MK | 1 | UN | 1 | 2 | A | D | N | N | 85361050 | 3 | 4001869497228 | 0.043 | KG | 21.9 | 21.9 | LP10 | LP10 | SITOR fuse link, with Bolt-on links, In: 50 A, gR, Un AC: 690 V, Un DC: 440 V, without indicator | - | 0 | 0
3NC2200 |  | 3NC2200 | 1 | UN | 1 | 2 | A | D | N | N | 85361090 | 5 | 4011209570160 | 58 | G | 23.2 | 22.9 | LP10 | LP10 | SITOR cylindrical fuse link, 22x58 mm, 100 A, aR, Un AC: 690 V, Un DC: 700 V, DC according to UL | Lista Papel 2020 SI | 0 | 0
3NC2200-0MK |  | 3NC2200-0MK | 1 | UN | 1 | 5 | B | D | EAR99 | N | 85361090 | 10 | 4001869497235 | 56 | G | 17.95 | 17.95 | LP10 | LP10 | SITOR cylindrical fuse link, 22x58 mm, 100 A, gR, Un AC: 690 V, Un DC: 250 V | - | 0 | 0
3NC2200-5 |  | 3NC2200-5 | 1 | UN | 1 | 2 | A | D | N | N | 85361090 | 5 | 4011209629134 | 0.063 | KG | 33.4 | 33 | LP10 | LP10 | SITOR cylindrical fuse link, 22x58 mm, 100 A, aR, Un AC: 600 V, Un DC: 500 V, DC according to UL, Striker indicator | Lista Papel 2020 SI | 0 | 0
3NC2211-0MK |  | 3NC2211-0MK | 1 | UN | 1 | 5 | B | D | N | N | 85361090 | 10 | 4001869497242 | 0.06 | KG | 21.08 | 21.08 | LP10 | LP10 | SITOR cylindrical fuse link, 22x58 mm, 125 A, aR, Un AC: 690 V, Un DC: 250 V | - | 0 | 0
3NC2220 |  | 3NC2220 | 1 | UN | 1 | 2 | A | D | N | N | 85361050 | 5 | 4011209570092 | 56 | G | 16.9 | 16.6 | LP10 | LP10 | SITOR cylindrical fuse link, 22x58 mm, 20 A, aR, Un AC: 690 V, Un DC: 700 V, DC according to UL | Lista Papel 2020 SI | 0 | 0
3NC2220-5 |  | 3NC2220-5 | 1 | UN | 1 | 2 | A | D | N | N | 85361050 | 5 | 4011209629066 | 64 | G | 27.2 | 26.8 | LP10 | LP10 | SITOR cylindrical fuse link, 22x58 mm, 20 A, aR, Un AC: 690 V, Un DC: 500 V, DC according to UL, Striker indicator | Lista Papel 2020 SI | 0 | 0
3NC2225 |  | 3NC2225 | 1 | UN | 1 | 2 | A | D | N | N | 85361050 | 5 | 4011209570108 | 56 | G | 16.9 | 16.6 | LP10 | LP10 | SITOR cylindrical fuse link, 22x58 mm, 25 A, aR, Un AC: 690 V, Un DC: 700 V, DC according to UL | Lista Papel 2020 SI | 0 | 0
3NC2225-0MK |  | 3NC2225-0MK | 1 | UN | 1 | 5 | B | D | N | N | 85361050 | 10 | 4001869497259 | 0.06 | KG | 13.3 | 13.3 | LP10 | LP10 | SITOR cylindrical fuse link, 22x58 mm, 25 A, gR, Un AC: 690 V, Un DC: 700 V | - | 0 | 0
3NC2225-5 |  | 3NC2225-5 | 1 | UN | 1 | 2 | A | D | N | N | 85361050 | 5 | 4011209629073 | 63 | G | 27.2 | 26.8 | LP10 | LP10 | SITOR cylindrical fuse link, 22x58 mm, 25 A, aR, Un AC: 690 V, Un DC: 500 V, DC according to UL, Striker indicator | Lista Papel 2020 SI | 0 | 0
3NC2232 |  | 3NC2232 | 1 | UN | 1 | 2 | A | D | N | N | 85361050 | 5 | 4011209570115 | 56 | G | 17.2 | 16.9 | LP10 | LP10 | SITOR cylindrical fuse link, 22x58 mm, 32 A, aR, Un AC: 690 V, Un DC: 700 V, DC according to UL | Lista Papel 2020 SI | 0 | 0
3NC2232-0MK |  | 3NC2232-0MK | 1 | UN | 1 | 2 | A | D | EAR99 | N | 85361050 | 10 | 4001869497266 | 57 | G | 13.59 | 13.59 | LP10 | LP10 | SITOR cylindrical fuse link, 22x58 mm, 32 A, gR, Un AC: 690 V, Un DC: 600 V | - | 0 | 0
3NC2232-5 |  | 3NC2232-5 | 1 | UN | 1 | 2 | A | D | N | N | 85361050 | 5 | 4011209629080 | 66 | G | 27.3 | 26.9 | LP10 | LP10 | SITOR cylindrical fuse link, 22x58 mm, 32 A, aR, Un AC: 690 V, Un DC: 500 V, DC according to UL, Striker indicator | Lista Papel 2020 SI | 0 | 0
3NC2240 |  | 3NC2240 | 1 | UN | 1 | 2 | A | D | N | N | 85361050 | 5 | 4011209570122 | 57 | G | 18.3 | 18.1 | LP10 | LP10 | SITOR cylindrical fuse link, 22x58 mm, 40 A, aR, Un AC: 690 V, Un DC: 700 V, DC according to UL | Lista Papel 2020 SI | 0 | 0
3NC2240-0MK |  | 3NC2240-0MK | 1 | UN | 1 | 5 | B | D | EAR99 | N | 85361050 | 10 | 4001869497273 | 57 | G | 14.01 | 14.01 | LP10 | LP10 | SITOR cylindrical fuse link, 22x58 mm, 40 A, gR, Un AC: 690 V, Un DC: 440 V | - | 0 | 0
3NC2240-5 |  | 3NC2240-5 | 1 | UN | 1 | 2 | A | D | N | N | 85361050 | 5 | 4011209629097 | 64 | G | 28.4 | 28 | LP10 | LP10 | SITOR cylindrical fuse link, 22x58 mm, 40 A, aR, Un AC: 690 V, Un DC: 500 V, DC according to UL, Striker indicator | Lista Papel 2020 SI | 0 | 0
3NC2250 |  | 3NC2250 | 1 | UN | 1 | 2 | A | D | N | N | 85361050 | 5 | 4011209570139 | 0.056 | KG | 21.4 | 21 | LP10 | LP10 | SITOR cylindrical fuse link, 22x58 mm, 50 A, aR, Un AC: 690 V, Un DC: 700 V, DC according to UL | Lista Papel 2020 SI | 0 | 0
3NC2250-0MK |  | 3NC2250-0MK | 1 | UN | 1 | 5 | B | D | N | N | 85361050 | 10 | 4001869497280 | 56 | G | 14.69 | 14.69 | LP10 | LP10 | SITOR cylindrical fuse link, 22x58 mm, 50 A, gR, Un AC: 690 V, Un DC: 250 V | - | 0 | 0
3NC2250-5 |  | 3NC2250-5 | 1 | UN | 1 | 2 | A | D | N | N | 85361050 | 5 | 4011209629103 | 64 | G | 31.5 | 31.1 | LP10 | LP10 | SITOR cylindrical fuse link, 22x58 mm, 50 A, aR, Un AC: 690 V, Un DC: 500 V, DC according to UL, Striker indicator | Lista Papel 2020 SI | 0 | 0
3NC2263 |  | 3NC2263 | 1 | UN | 1 | 2 | A | D | N | N | 85361050 | 5 | 4011209570146 | 56 | G | 22 | 21.7 | LP10 | LP10 | SITOR cylindrical fuse link, 22x58 mm, 63 A, aR, Un AC: 690 V, Un DC: 700 V, DC according to UL | Lista Papel 2020 SI | 0 | 0
3NC2263-0MK |  | 3NC2263-0MK | 1 | UN | 1 | 2 | A | D | N | N | 85361050 | 10 | 4001869497297 | 56 | G | 15.37 | 15.37 | LP10 | LP10 | SITOR cylindrical fuse link, 22x58 mm, 63 A, gR, Un AC: 690 V, Un DC: 250 V | - | 0 | 0
3NC2263-5 |  | 3NC2263-5 | 1 | UN | 1 | 2 | A | D | N | N | 85361050 | 5 | 4011209629110 | 64 | G | 32.2 | 31.8 | LP10 | LP10 | SITOR cylindrical fuse link, 22x58 mm, 63 A, aR, Un AC: 690 V, Un DC: 500 V, DC according to UL, Striker indicator | Lista Papel 2020 SI | 0 | 0
3NC2280 |  | 3NC2280 | 1 | UN | 1 | 2 | A | D | N | N | 85361090 | 5 | 4011209570153 | 57 | G | 22.6 | 22.2 | LP10 | LP10 | SITOR cylindrical fuse link, 22x58 mm, 80 A, aR, Un AC: 690 V, Un DC: 700 V, DC according to UL | Lista Papel 2020 SI | 0 | 0
3NC2280-0MK |  | 3NC2280-0MK | 1 | UN | 1 | 5 | B | D | N | N | 85361090 | 10 | 4001869497303 | 55 | G | 17.27 | 17.27 | LP10 | LP10 | SITOR cylindrical fuse link, 22x58 mm, 80 A, gR, Un AC: 690 V, Un DC: 250 V | - | 0 | 0
3NC2280-5 |  | 3NC2280-5 | 1 | UN | 1 | 2 | A | D | N | N | 85361090 | 5 | 4011209629127 | 0.063 | KG | 32.6 | 32.2 | LP10 | LP10 | SITOR cylindrical fuse link, 22x58 mm, 80 A, aR, Un AC: 690 V, Un DC: 500 V, DC according to UL, Striker indicator | Lista Papel 2020 SI | 0 | 0
3NC2291 |  | 3NC2291 | 1 | UN | 1 | 2 | A | D | N | N | 85369095 | 1 | 4011209570368 | 214 | G | 48.3 | 47.7 | LP10 | LP10 | SITOR fuse-disconnector 22x 58, Up to 100 A, 690 V AC | Lista Papel 2020 SI | 0 | 0
3NC2291-5 |  | 3NC2291-5 | 1 | UN | 1 | 2 | A | D | N | N | 85369095 | 6 | 4011209632165 | 149 | G | 57.7 | 57 | LP10 | LP10 | SITOR fuse-disconnector with signaling switch | Lista Papel 2020 SI | 0 | 0
3NC2292 |  | 3NC2292 | 1 | UN | 1 | 2 | A | D | N | N | 85369095 | 3 | 4011209570375 | 316 | G | 99.1 | 97.8 | LP10 | LP10 | SITOR fuse-disconnector 22x 58, Up to 100 A, 690 V AC | Lista Papel 2020 SI | 0 | 0
3NC2293 |  | 3NC2293 | 1 | UN | 1 | 2 | A | D | N | N | 85369095 | 2 | 4011209570382 | 471 | G | 145.2 | 143.4 | LP10 | LP10 | SITOR fuse-disconnector 22x 58, Up to 100 A, 690 V AC | Lista Papel 2020 SI | 0 | 0
3NC2301-0MK |  | 3NC2301-0MK | 1 | UN | 1 | 2 | A | D | N | N | 85361010 | 5 | 4001869497310 | 0.11 | KG | 38.9 | 38.9 | LP10 | LP10 | SITOR cylindrical fuse link, 22x127 mm, 1 A, gS, Un AC: 1500 V, Un DC: 1000 V | - | 0 | 0
3NC2302-0MK |  | 3NC2302-0MK | 1 | UN | 1 | 2 | A | D | N | N | 85361010 | 5 | 4001869497327 | 101 | G | 39.85 | 39.85 | LP10 | LP10 | SITOR cylindrical fuse link, 22x127 mm, 2 A, gS, Un AC: 1500 V, Un DC: 1000 V | - | 0 | 0
3NC2304-0MK |  | 3NC2304-0MK | 1 | UN | 1 | 2 | A | D | N | N | 85361010 | 5 | 4001869497334 | 110 | G | 40.66 | 40.66 | LP10 | LP10 | SITOR cylindrical fuse link, 22x127 mm, 4 A, gS, Un AC: 1500 V, Un DC: 1000 V | - | 0 | 0
3NC2306-0MK |  | 3NC2306-0MK | 1 | UN | 1 | 2 | A | D | EAR99 | N | 85361010 | 5 | 4001869497341 | 102 | G | 41.48 | 41.48 | LP10 | LP10 | SITOR cylindrical fuse link, 22x127 mm, 6 A, gS, Un AC: 1500 V, Un DC: 1000 V | - | 0 | 0
3NC2310-0MK |  | 3NC2310-0MK | 1 | UN | 1 | 2 | A | D | N | N | 85361010 | 5 | 4001869497358 | 0.111 | KG | 42.3 | 42.3 | LP10 | LP10 | SITOR cylindrical fuse link, 22x127 mm, 10 A, gS, Un AC: 1500 V, Un DC: 1000 V | - | 0 | 0
3NC2316-0MK |  | 3NC2316-0MK | 1 | UN | 1 | 2 | A | D | EAR99 | N | 85361050 | 5 | 4001869497365 | 104 | G | 42.98 | 42.98 | LP10 | LP10 | SITOR cylindrical fuse link, 22x127 mm, 16 A, gS, Un AC: 1500 V, Un DC: 1000 V | - | 0 | 0
3NC2320-0MK |  | 3NC2320-0MK | 1 | UN | 1 | 2 | A | D | EAR99 | N | 85361050 | 5 | 4001869497372 | 0.104 | KG | 43.79 | 43.79 | LP10 | LP10 | SITOR cylindrical fuse link, 22x127 mm, 20 A, gS, Un AC: 1500 V, Un DC: 1000 V | - | 0 | 0
3NC2325-0MK |  | 3NC2325-0MK | 1 | UN | 1 | 2 | A | D | N | N | 85361050 | 5 | 4001869497389 | 0.112 | KG | 44.47 | 44.47 | LP10 | LP10 | SITOR cylindrical fuse link, 22x127 mm, 25 A, gS, Un AC: 1500 V, Un DC: 1000 V | - | 0 | 0
3NC2332-0MK |  | 3NC2332-0MK | 1 | UN | 1 | 2 | A | D | EAR99 | N | 85361050 | 5 | 4001869497396 | 112 | G | 45.29 | 45.29 | LP10 | LP10 | SITOR cylindrical fuse link, 22x127 mm, 32 A, gS, Un AC: 1500 V, Un DC: 1000 V | - | 0 | 0
3NC2340-0MK |  | 3NC2340-0MK | 1 | UN | 1 | 2 | A | D | EAR99 | N | 85361050 | 5 | 4001869497402 | 104 | G | 46.24 | 46.24 | LP10 | LP10 | SITOR cylindrical fuse link, 22x127 mm, 40 A, gR, Un AC: 1500 V, Un DC: 1000 V | - | 0 | 0
3NC2350-0MK |  | 3NC2350-0MK | 1 | UN | 1 | 2 | A | D | N | N | 85361050 | 5 | 4001869497419 | 0.112 | KG | 46.92 | 46.92 | LP10 | LP10 | SITOR cylindrical fuse link, 22x127 mm, 50 A, aR, Un AC: 1500 V, Un DC: 1000 V | - | 0 | 0
3NC2391-0MK |  | 3NC2391-0MK | 1 | UN | 1 | 2 | A | D | N | N | 85389099 | 4 | 4001869498133 | 0.488 | KG | 124.98 | 124.98 | LP10 | LP10 | SITOR fuse holder 22x 127 63 A 1500 V AC/1000 V DC 1-pole | - | 0 | 0
3NC2392-0MK |  | 3NC2392-0MK | 1 | UN | 1 | 2 | A | D | N | N | 85389099 | 2 | 4001869498140 | 961 | G | 235.28 | 235.28 | LP10 | LP10 | SITOR fuse holder 22x 127 63 A 1500 V AC/1000 V DC 2-pole | - | 0 | 0
3NC2393-0MK |  | 3NC2393-0MK | 1 | UN | 1 | 2 | A | D | N | N | 85389099 | 1 | 4001869498157 | 1.488 | KG | 342.72 | 342.72 | LP10 | LP10 | SITOR fuse holder 22x 127 63 A 1500 V AC/1000 V DC 3-pole | - | 0 | 0
3NC2423-0C |  | 3NC2423-0C | 1 | UN | 1 | 30 | D | D | N | N | 85361090 | 3 | 4001869369242 | 1.038 | KG | 162.4 | 160.8 | LP10 | LP10 | SITOR fuse link, with slotted blade contacts, NH3, In: 150 A, gR, Un AC: 500 V, Un DC: 440 V, front indicator | Lista Papel 2020 SI | 0 | 0
3NC2423-3C |  | 3NC2423-3C | 1 | UN | 1 | 30 | D | D | N | N | 85361090 | 3 | 4001869369259 | 1.037 | KG | 162.4 | 160.8 | LP10 | LP10 | SITOR fuse link, with slotted blade contacts, NH3, In: 150 A, gR, Un AC: 500 V, Un DC: 440 V, front indicator | Lista Papel 2020 SI | 0 | 0
3NC2425-0C |  | 3NC2425-0C | 1 | UN | 1 | 30 | D | D | N | N | 85361090 | 3 | 4001869369266 | 1.039 | KG | 169 | 166.2 | LP10 | LP10 | SITOR fuse link, with slotted blade contacts, NH3, In: 200 A, gR, Un AC: 500 V, Un DC: 440 V, front indicator | Lista Papel 2020 SI | 0 | 0
3NC2425-3C |  | 3NC2425-3C | 1 | UN | 1 | 30 | D | D | N | N | 85361090 | 3 | 4001869369273 | 1.041 | KG | 169 | 166.2 | LP10 | LP10 | SITOR fuse link, with slotted blade contacts, NH3, In: 200 A, gR, Un AC: 500 V, Un DC: 440 V, front indicator | Lista Papel 2020 SI | 0 | 0
3NC2427-0C |  | 3NC2427-0C | 1 | UN | 1 | 30 | D | D | N | N | 85361090 | 3 | 4001869369280 | 1.038 | KG | 172.9 | 170.2 | LP10 | LP10 | SITOR fuse link, with slotted blade contacts, NH3, In: 250 A, gR, Un AC: 500 V, Un DC: 440 V, front indicator | Lista Papel 2020 SI | 0 | 0
3NC2427-3C |  | 3NC2427-3C | 1 | UN | 1 | 30 | D | D | N | N | 85361090 | 3 | 4001869369297 | 1.031 | KG | 172.9 | 170.2 | LP10 | LP10 | SITOR fuse link, with slotted blade contacts, NH3, In: 250 A, gR, Un AC: 500 V, Un DC: 440 V, front indicator | Lista Papel 2020 SI | 0 | 0
3NC2428-0C |  | 3NC2428-0C | 1 | UN | 1 | 30 | D | D | N | N | 85361090 | 3 | 4001869369303 | 1.037 | KG | 175.6 | 172.9 | LP10 | LP10 | SITOR fuse link, with slotted blade contacts, NH3, In: 300 A, gR, Un AC: 500 V, Un DC: 440 V, front indicator | Lista Papel 2020 SI | 0 | 0
3NC2428-3C |  | 3NC2428-3C | 1 | UN | 1 | 30 | D | D | N | N | 85361090 | 3 | 4001869369310 | 1.035 | KG | 175.6 | 172.9 | LP10 | LP10 | SITOR fuse link, with slotted blade contacts, NH3, In: 300 A, gR, Un AC: 500 V, Un DC: 440 V, front indicator | Lista Papel 2020 SI | 0 | 0
3NC2431-0C |  | 3NC2431-0C | 1 | UN | 1 | 30 | D | D | N | N | 85361090 | 3 | 4001869369327 | 1.038 | KG | 178.2 | 175.5 | LP10 | LP10 | SITOR fuse link, with slotted blade contacts, NH3, In: 350 A, aR, Un AC: 500 V, Un DC: 440 V, front indicator | Lista Papel 2020 SI | 0 | 0
3NC2431-3C |  | 3NC2431-3C | 1 | UN | 1 | 2 | A | D | N | N | 85361090 | 3 | 4001869369334 | 1046 | G | 178.2 | 175.5 | LP10 | LP10 | SITOR fuse link, with slotted blade contacts, NH3, In: 350 A, aR, Un AC: 500 V, Un DC: 440 V, front indicator | Lista Papel 2020 SI | 0 | 0
3NC2432-0C |  | 3NC2432-0C | 1 | UN | 1 | 30 | D | D | N | N | 85361090 | 3 | 4001869369341 | 1.04 | KG | 186.1 | 183.6 | LP10 | LP10 | SITOR fuse link, with slotted blade contacts, NH3, In: 400 A, aR, Un AC: 500 V, Un DC: 440 V, front indicator | Lista Papel 2020 SI | 0 | 0
3NC2432-3C |  | 3NC2432-3C | 1 | UN | 1 | 30 | D | D | N | N | 85361090 | 3 | 4001869369358 | 1.044 | KG | 186.1 | 183.6 | LP10 | LP10 | SITOR fuse link, with slotted blade contacts, NH3, In: 400 A, aR, Un AC: 500 V, Un DC: 440 V, front indicator | Lista Papel 2020 SI | 0 | 0
3NC2600-0MK |  | 3NC2600-0MK | 1 | UN | 1 | 2 | A | D | N | N | 85361090 | 3 | 4001869497426 | 0.099 | KG | 37.54 | 37.54 | LP10 | LP10 | SITOR fuse link, with Bolt-on links, In: 100 A, aR, Un AC: 690 V, Un DC: 440 V, without indicator | - | 0 | 0
3NC2611-0MK |  | 3NC2611-0MK | 1 | UN | 1 | 2 | A | D | N | N | 85361090 | 3 | 4001869497433 | 0.1 | KG | 40.66 | 40.66 | LP10 | LP10 | SITOR fuse link, with Bolt-on links, In: 125 A, aR, Un AC: 690 V, Un DC: 440 V, without indicator | - | 0 | 0
3NC2625-0MK |  | 3NC2625-0MK | 1 | UN | 1 | 2 | A | D | N | N | 85361050 | 3 | 4001869497440 | 0.099 | KG | 21.9 | 21.9 | LP10 | LP10 | SITOR fuse link, with Bolt-on links, In: 25 A, gR, Un AC: 690 V, Un DC: 440 V, without indicator | - | 0 | 0
3NC2632-0MK |  | 3NC2632-0MK | 1 | UN | 1 | 2 | A | D | N | N | 85361050 | 3 | 4001869497457 | 0.099 | KG | 23.53 | 23.53 | LP10 | LP10 | SITOR fuse link, with Bolt-on links, In: 32 A, gR, Un AC: 690 V, Un DC: 440 V, without indicator | - | 0 | 0
3NC2640-0MK |  | 3NC2640-0MK | 1 | UN | 1 | 2 | A | D | N | N | 85361050 | 3 | 4001869497464 | 99 | G | 25.7 | 25.7 | LP10 | LP10 | SITOR fuse link, with Bolt-on links, In: 40 A, gR, Un AC: 690 V, Un DC: 440 V, without indicator | - | 0 | 0
3NC2650-0MK |  | 3NC2650-0MK | 1 | UN | 1 | 2 | A | D | N | N | 85361050 | 3 | 4001869497471 | 0.099 | KG | 28.15 | 28.15 | LP10 | LP10 | SITOR fuse link, with Bolt-on links, In: 50 A, gR, Un AC: 690 V, Un DC: 440 V, without indicator | - | 0 | 0
3NC2663-0MK |  | 3NC2663-0MK | 1 | UN | 1 | 2 | A | D | N | N | 85361050 | 3 | 4001869497488 | 0.099 | KG | 31.28 | 31.28 | LP10 | LP10 | SITOR fuse link, with Bolt-on links, In: 63 A, gR, Un AC: 690 V, Un DC: 440 V, without indicator | - | 0 | 0
3NC2680-0MK |  | 3NC2680-0MK | 1 | UN | 1 | 2 | A | D | N | N | 85361090 | 3 | 4001869497495 | 99 | G | 34.27 | 34.27 | LP10 | LP10 | SITOR fuse link, with Bolt-on links, In: 80 A, aR, Un AC: 690 V, Un DC: 440 V, without indicator | - | 0 | 0
3NC3236-1U |  | 3NC3236-1U | 1 | UN | 1 | 30 | D | D | N | N | 85361090 | 3 | 4001869521640 | 810 | G | 174.2 | 171.5 | LP10 | LP10 | SITOR fuse link, with slotted blade contacts, NH3, In: 630 A, aR, Un AC: 690 V, Un DC: 600 V, front indicator | Lista Papel 2020 SI | 0 | 0
3NC3236-6U |  | 3NC3236-6U | 1 | UN | 1 | 2 | A | D | N | N | 85361090 | 3 | 4001869521657 | 0.736 | KG | 182.2 | 179.6 | LP10 | LP10 | SITOR fuse link, with female thread on both sides, NH3, In: 630 A, aR, Un AC: 690 V, Un DC: 600 V, front indicator | Lista Papel 2020 SI | 0 | 0
3NC3237-1U |  | 3NC3237-1U | 1 | UN | 1 | 30 | D | D | N | N | 85361090 | 3 | 4001869521664 | 813 | G | 174.2 | 171.5 | LP10 | LP10 | SITOR fuse link, with slotted blade contacts, NH3, In: 710 A, aR, Un AC: 690 V, Un DC: 600 V, front indicator | Lista Papel 2020 SI | 0 | 0
3NC3237-6U |  | 3NC3237-6U | 1 | UN | 1 | 30 | D | D | N | N | 85361090 | 3 | 4001869521671 | 787 | G | 182.2 | 179.6 | LP10 | LP10 | SITOR fuse link, with female thread on both sides, NH3, In: 710 A, aR, Un AC: 690 V, Un DC: 600 V, front indicator | Lista Papel 2020 SI | 0 | 0
3NC3238-1U |  | 3NC3238-1U | 1 | UN | 1 | 30 | D | D | N | N | 85361090 | 3 | 4001869521688 | 811 | G | 186.1 | 183.6 | LP10 | LP10 | SITOR fuse link, with slotted blade contacts, NH3, In: 800 A, aR, Un AC: 690 V, Un DC: 600 V, front indicator | Lista Papel 2020 SI | 0 | 0
3NC3238-6U |  | 3NC3238-6U | 1 | UN | 1 | 2 | A | D | N | N | 85361090 | 3 | 4001869521695 | 789 | G | 194 | 191.6 | LP10 | LP10 | SITOR fuse link, with female thread on both sides, NH3, In: 800 A, aR, Un AC: 690 V, Un DC: 440 V, front indicator | Lista Papel 2020 SI | 0 | 0
3NC3240-1U |  | 3NC3240-1U | 1 | UN | 1 | 30 | D | D | N | N | 85361090 | 3 | 4001869521701 | 808 | G | 186.1 | 183.6 | LP10 | LP10 | SITOR fuse link, with slotted blade contacts, NH3, In: 900 A, aR, Un AC: 690 V, Un DC: 440 V, front indicator | Lista Papel 2020 SI | 0 | 0
3NC3240-6U |  | 3NC3240-6U | 1 | UN | 1 | 30 | D | D | N | N | 85361090 | 3 | 4001869521718 | 741 | G | 194 | 191.6 | LP10 | LP10 | SITOR fuse link, with female thread on both sides, NH3, In: 900 A, aR, Un AC: 690 V, Un DC: 440 V, front indicator | Lista Papel 2020 SI | 0 | 0
3NC3241-1U |  | 3NC3241-1U | 1 | UN | 1 | 30 | D | D | N | N | 85361090 | 3 | 4001869521725 | 811 | G | 200.6 | 198.3 | LP10 | LP10 | SITOR fuse link, with slotted blade contacts, NH3, In: 1000 A, aR, Un AC: 690 V, Un DC: 440 V, front indicator | Lista Papel 2020 SI | 0 | 0
3NC3241-6B |  | 3NC3241-6B | 1 | UN | 1 | 2 | A | D | N | N | 85361090 | 3 | 4011209606395 | 839 | G | 204 | 204 | LP10 | LP10 | SITOR fuse link, with female thread on both sides, NH2, In: 1000 A, aR, Un AC: 690 V, Un DC: 440 V, without Indicator | - | 0 | 0
3NC3241-6U |  | 3NC3241-6U | 1 | UN | 1 | 2 | A | D | N | N | 85361090 | 3 | 4001869521732 | 791 | G | 205.9 | 203.7 | LP10 | LP10 | SITOR fuse link, with female thread on both sides, NH3, In: 1000 A, aR, Un AC: 690 V, Un DC: 440 V, front indicator | Lista Papel 2020 SI | 0 | 0
3NC3242-1U |  | 3NC3242-1U | 1 | UN | 1 | 30 | D | D | N | N | 85361090 | 3 | 4001869521749 | 808 | G | 200.6 | 198.3 | LP10 | LP10 | SITOR fuse link, with slotted blade contacts, NH3, In: 1100 A, aR, Un AC: 690 V, Un DC: 440 V, front indicator | Lista Papel 2020 SI | 0 | 0
3NC3242-6U |  | 3NC3242-6U | 1 | UN | 1 | 30 | D | D | N | N | 85361090 | 3 | 4001869521756 | 799 | G | 205.9 | 203.7 | LP10 | LP10 | SITOR fuse link, with female thread on both sides, NH3, In: 1100 A, aR, Un AC: 690 V, Un DC: 440 V, front indicator | Lista Papel 2020 SI | 0 | 0
3NC3243-1U |  | 3NC3243-1U | 1 | UN | 1 | 30 | D | D | N | N | 85361090 | 3 | 4001869521763 | 813 | G | 216.5 | 213.1 | LP10 | LP10 | SITOR fuse link, with slotted blade contacts, NH3, In: 1250 A, aR, Un AC: 690 V, Un DC: 440 V, front indicator | Lista Papel 2020 SI | 0 | 0
3NC3243-6B |  | 3NC3243-6B | 1 | UN | 1 | 2 | A | D | N | N | 85361090 | 3 | 4011209606401 | 844 | G | 204 | 204 | LP10 | LP10 | SITOR fuse link, with female thread on both sides, NH2, In: 1250 A, aR, Un AC: 690 V, Un DC: 440 V, without Indicator | - | 0 | 0
3NC3243-6U |  | 3NC3243-6U | 1 | UN | 1 | 2 | A | D | N | N | 85361090 | 3 | 4001869521770 | 0.741 | KG | 225.7 | 222.4 | LP10 | LP10 | SITOR fuse link, with female thread on both sides, NH3, In: 1250 A, aR, Un AC: 690 V, Un DC: 440 V, front indicator | Lista Papel 2020 SI | 0 | 0
3NC3244-1U |  | 3NC3244-1U | 1 | UN | 1 | 30 | D | D | N | N | 85361090 | 3 | 4001869521787 | 815 | G | 216.5 | 213.1 | LP10 | LP10 | SITOR fuse link, with slotted blade contacts, NH3, In: 1400 A, aR, Un AC: 500 V, Un DC: 440 V, front indicator | Lista Papel 2020 SI | 0 | 0
3NC3244-6U |  | 3NC3244-6U | 1 | UN | 1 | 30 | D | D | N | N | 85361090 | 3 | 4001869521794 | 802 | G | 225.7 | 222.4 | LP10 | LP10 | SITOR fuse link, with female thread on both sides, NH3, In: 1400 A, aR, Un AC: 500 V, Un DC: 440 V, front indicator | Lista Papel 2020 SI | 0 | 0
3NC3245-1U |  | 3NC3245-1U | 1 | UN | 1 | 30 | D | D | N | N | 85361090 | 3 | 4001869521800 | 811 | G | 216.5 | 213.1 | LP10 | LP10 | SITOR fuse link, with slotted blade contacts, NH3, In: 1600 A, aR, Un AC: 500 V, Un DC: 440 V, front indicator | Lista Papel 2020 SI | 0 | 0
3NC3245-6U |  | 3NC3245-6U | 1 | UN | 1 | 30 | D | D | N | N | 85361090 | 3 | 4001869521817 | 805 | G | 225.7 | 222.4 | LP10 | LP10 | SITOR fuse link, with female thread on both sides, NH3, In: 1600 A, aR, Un AC: 500 V, Un DC: 440 V, front indicator | Lista Papel 2020 SI | 0 | 0
3NC3336-1U |  | 3NC3336-1U | 1 | UN | 1 | 2 | A | D | N | N | 85361090 | 3 | 4001869502694 | 1.081 | KG | 205.9 | 203.7 | LP10 | LP10 | SITOR fuse link, with slotted blade contacts, NH3, In: 630 A, aR, Un AC: 1000 V, Un DC: 440 V, front indicator | Lista Papel 2020 SI | 0 | 0
3NC3336-6U |  | 3NC3336-6U | 1 | UN | 1 | 2 | A | D | N | N | 85361090 | 3 | 4001869502762 | 0.892 | KG | 212.5 | 209 | LP10 | LP10 | SITOR fuse link, with female thread on both sides, NH3, In: 630 A, aR, Un AC: 1000 V, Un DC: 440 V, front indicator | Lista Papel 2020 SI | 0 | 0
3NC3337-1U |  | 3NC3337-1U | 1 | UN | 1 | 30 | D | D | N | N | 85361090 | 3 | 4001869502700 | 1.078 | KG | 205.9 | 203.7 | LP10 | LP10 | SITOR fuse link, with slotted blade contacts, NH3, In: 710 A, aR, Un AC: 1000 V, Un DC: 440 V, front indicator | Lista Papel 2020 SI | 0 | 0
3NC3337-6U |  | 3NC3337-6U | 1 | UN | 1 | 30 | D | D | N | N | 85361090 | 3 | 4001869502779 | 0.897 | KG | 212.5 | 209 | LP10 | LP10 | SITOR fuse link, with female thread on both sides, NH3, In: 710 A, aR, Un AC: 1000 V, Un DC: 440 V, front indicator | Lista Papel 2020 SI | 0 | 0
3NC3338-1U |  | 3NC3338-1U | 1 | UN | 1 | 2 | A | D | N | N | 85361090 | 3 | 4001869502717 | 0.961 | KG | 216.5 | 213.1 | LP10 | LP10 | SITOR fuse link, with slotted blade contacts, NH3, In: 800 A, aR, Un AC: 1000 V, Un DC: 440 V, front indicator | Lista Papel 2020 SI | 0 | 0
3NC3338-6U |  | 3NC3338-6U | 1 | UN | 1 | 2 | A | D | N | N | 85361090 | 3 | 4001869502786 | 936 | G | 225.7 | 222.4 | LP10 | LP10 | SITOR fuse link, with female thread on both sides, NH3, In: 800 A, aR, Un AC: 1000 V, Un DC: 440 V, front indicator | Lista Papel 2020 SI | 0 | 0
3NC3340-1U |  | 3NC3340-1U | 1 | UN | 1 | 30 | D | D | N | N | 85361090 | 3 | 4001869502724 | 1.02 | KG | 216.5 | 213.1 | LP10 | LP10 | SITOR fuse link, with slotted blade contacts, NH3, In: 900 A, aR, Un AC: 1000 V, Un DC: 440 V, front indicator | Lista Papel 2020 SI | 0 | 0
3NC3340-6U |  | 3NC3340-6U | 1 | UN | 1 | 30 | D | D | N | N | 85361090 | 3 | 4001869502793 | 0.956 | KG | 225.7 | 222.4 | LP10 | LP10 | SITOR fuse link, with female thread on both sides, NH3, In: 900 A, aR, Un AC: 1000 V, Un DC: 440 V, front indicator | Lista Papel 2020 SI | 0 | 0
3NC3341-1U |  | 3NC3341-1U | 1 | UN | 1 | 2 | A | D | N | N | 85361090 | 3 | 4001869502731 | 1.075 | KG | 231 | 227.8 | LP10 | LP10 | SITOR fuse link, with slotted blade contacts, NH3, In: 1000 A, aR, Un AC: 1000 V, Un DC: 440 V, front indicator | Lista Papel 2020 SI | 0 | 0
3NC3341-6U |  | 3NC3341-6U | 1 | UN | 1 | 2 | A | D | N | N | 85361090 | 3 | 4001869502809 | 0.956 | KG | 237.6 | 234.5 | LP10 | LP10 | SITOR fuse link, with female thread on both sides, NH3, In: 1000 A, aR, Un AC: 1000 V, Un DC: 440 V, front indicator | Lista Papel 2020 SI | 0 | 0
3NC3342-1U |  | 3NC3342-1U | 1 | UN | 1 | 30 | D | D | N | N | 85361090 | 3 | 4001869502748 | 1.077 | KG | 231 | 227.8 | LP10 | LP10 | SITOR fuse link, with slotted blade contacts, NH3, In: 1100 A, aR, Un AC: 800 V, Un DC: 440 V, front indicator | Lista Papel 2020 SI | 0 | 0
3NC3342-6U |  | 3NC3342-6U | 1 | UN | 1 | 30 | D | D | N | N | 85361090 | 3 | 4001869502816 | 0.897 | KG | 237.6 | 234.5 | LP10 | LP10 | SITOR fuse link, with female thread on both sides, NH3, In: 1100 A, aR, Un AC: 800 V, Un DC: 440 V, front indicator | Lista Papel 2020 SI | 0 | 0
3NC3343-1U |  | 3NC3343-1U | 1 | UN | 1 | 30 | D | D | N | N | 85361090 | 3 | 4001869502755 | 1.092 | KG | 248.2 | 245.2 | LP10 | LP10 | SITOR fuse link, with slotted blade contacts, NH3, In: 1250 A, aR, Un AC: 800 V, Un DC: 440 V, front indicator | Lista Papel 2020 SI | 0 | 0
3NC3343-6U |  | 3NC3343-6U | 1 | UN | 1 | 2 | A | D | N | N | 85361090 | 3 | 4001869502823 | 965 | G | 252.1 | 249.2 | LP10 | LP10 | SITOR fuse link, with female thread on both sides, NH3, In: 1250 A, aR, Un AC: 800 V, Un DC: 440 V, front indicator | Lista Papel 2020 SI | 0 | 0
3NC3430-1U |  | 3NC3430-1U | 1 | UN | 1 | 30 | D | D | N | N | 85361090 | 3 | 4001869502885 | 1.07 | KG | 225.7 | 222.4 | LP10 | LP10 | SITOR fuse link, with slotted blade contacts, NH3, In: 315 A, aR, Un AC: 1250 V, Un DC: 440 V, front indicator | Lista Papel 2020 SI | 0 | 0
3NC3430-6U |  | 3NC3430-6U | 1 | UN | 1 | 30 | D | D | N | N | 85361090 | 3 | 4001869502830 | 0.896 | KG | 229.7 | 226.5 | LP10 | LP10 | SITOR fuse link, with female thread on both sides, NH3, In: 315 A, aR, Un AC: 1250 V, Un DC: 440 V, front indicator | Lista Papel 2020 SI | 0 | 0
3NC3432-1U |  | 3NC3432-1U | 1 | UN | 1 | 30 | D | D | N | N | 85361090 | 3 | 4001869502892 | 1.022 | KG | 225.7 | 222.4 | LP10 | LP10 | SITOR fuse link, with slotted blade contacts, NH3, In: 400 A, aR, Un AC: 1250 V, Un DC: 440 V, front indicator | Lista Papel 2020 SI | 0 | 0
3NC3432-6U |  | 3NC3432-6U | 1 | UN | 1 | 30 | D | D | N | N | 85361090 | 3 | 4001869502847 | 0.899 | KG | 229.7 | 226.5 | LP10 | LP10 | SITOR fuse link, with female thread on both sides, NH3, In: 400 A, aR, Un AC: 1250 V, Un DC: 440 V, front indicator | Lista Papel 2020 SI | 0 | 0
3NC3434-1U |  | 3NC3434-1U | 1 | UN | 1 | 30 | D | D | N | N | 85361090 | 3 | 4001869502908 | 0.956 | KG | 225.7 | 222.4 | LP10 | LP10 | SITOR fuse link, with slotted blade contacts, NH3, In: 500 A, aR, Un AC: 1250 V, Un DC: 440 V, front indicator | Lista Papel 2020 SI | 0 | 0
3NC3434-6U |  | 3NC3434-6U | 1 | UN | 1 | 30 | D | D | N | N | 85361090 | 3 | 4001869502854 | 0.886 | KG | 229.7 | 226.5 | LP10 | LP10 | SITOR fuse link, with female thread on both sides, NH3, In: 500 A, aR, Un AC: 1250 V, Un DC: 440 V, front indicator | Lista Papel 2020 SI | 0 | 0
3NC3436-1U |  | 3NC3436-1U | 1 | UN | 1 | 30 | D | D | N | N | 85361090 | 3 | 4001869502915 | 1.02 | KG | 229.7 | 226.5 | LP10 | LP10 | SITOR fuse link, with slotted blade contacts, NH3, In: 630 A, aR, Un AC: 1250 V, Un DC: 440 V, front indicator | Lista Papel 2020 SI | 0 | 0
3NC3436-6U |  | 3NC3436-6U | 1 | UN | 1 | 30 | D | D | N | N | 85361090 | 3 | 4001869502861 | 932 | G | 233.6 | 230.5 | LP10 | LP10 | SITOR fuse link, with female thread on both sides, NH3, In: 630 A, aR, Un AC: 1250 V, Un DC: 440 V, front indicator | Lista Papel 2020 SI | 0 | 0
3NC3438-1U |  | 3NC3438-1U | 1 | UN | 1 | 30 | D | D | N | N | 85361090 | 3 | 4001869502922 | 1.073 | KG | 238.9 | 235.8 | LP10 | LP10 | SITOR fuse link, with slotted blade contacts, NH3, In: 800 A, aR, Un AC: 1100 V, Un DC: 440 V, front indicator | Lista Papel 2020 SI | 0 | 0
3NC3438-6U |  | 3NC3438-6U | 1 | UN | 1 | 30 | D | D | N | N | 85361090 | 3 | 4001869502878 | 940 | G | 245.5 | 242.5 | LP10 | LP10 | SITOR fuse link, with female thread on both sides, NH3, In: 800 A, aR, Un AC: 1100 V, Un DC: 440 V, front indicator | Lista Papel 2020 SI | 0 | 0
3NC5531 |  | 3NC5531 | 1 | UN | 1 | 40 | X | D | N | N | 85361090 | 3 | 4011209424272 | 632 | G | 238.9 | 235.8 | LP10 | LP10 | SITOR fuse link, with internal thread and bolt terminal, In: 350 A, aR, Un AC: 800 V, Un DC: 440 V, front indicator | Lista Papel 2020 SI | 0 | 0
3NC5838 |  | 3NC5838 | 1 | UN | 1 | 30 | D | D | N | N | 85361090 | 3 | 4011209004580 | 1.176 | KG | 415.8 | 410 | LP10 | LP10 | SITOR fuse link, with internal thread and bolt terminal, In: 800 A, aR, Un AC: 1000 V, Un DC: 440 V, front indicator | Lista Papel 2020 SI | 0 | 0
3NC5840 |  | 3NC5840 | 1 | UN | 1 | 30 | D | D | N | N | 85361090 | 3 | 4011209004597 | 1.372 | KG | 452.8 | 446.2 | LP10 | LP10 | SITOR fuse link, with internal thread and bolt terminal, In: 600 A, aR, Un AC: 1000 V, Un DC: 440 V, front indicator | Lista Papel 2020 SI | 0 | 0
3NC5841 |  | 3NC5841 | 1 | UN | 1 | 30 | D | D | N | N | 85361090 | 3 | 4011209004603 | 1170 | G | 402.6 | 396.6 | LP10 | LP10 | SITOR fuse link, with internal thread and bolt terminal, In: 630 A, aR, Un AC: 800 V, Un DC: 440 V, front indicator | Lista Papel 2020 SI | 0 | 0
3NC7327-2 |  | 3NC7327-2 | 1 | UN | 1 | 30 | D | D | N | N | 85361090 | 3 | 4011209175662 | 729 | G | 110 | 108.5 | LP10 | LP10 | SITOR fuse link, with female thread on both sides, In: 250 A, aR, Un AC: 680 V, Un DC: 440 V, front indicator | Lista Papel 2020 SI | 0 | 0
3NC7331-2 |  | 3NC7331-2 | 1 | UN | 1 | 30 | D | D | N | N | 85361090 | 3 | 4011209269286 | 696 | G | 112.1 | 110.6 | LP10 | LP10 | SITOR fuse link, with female thread on both sides, In: 350 A, aR, Un AC: 680 V, Un DC: 440 V, front indicator | Lista Papel 2020 SI | 0 | 0
3NC8423-0C |  | 3NC8423-0C | 1 | UN | 1 | 2 | A | D | N | N | 85361090 | 3 | 4001869369365 | 1.06 | KG | 178.2 | 175.5 | LP10 | LP10 | SITOR fuse link, with slotted blade contacts, NH3, In: 150 A, gR, Un AC: 690 V, Un DC: 440 V, front indicator | Lista Papel 2020 SI | 0 | 0
3NC8423-3C |  | 3NC8423-3C | 1 | UN | 1 | 2 | A | D | N | N | 85361090 | 3 | 4001869369372 | 1.055 | KG | 175.6 | 172.9 | LP10 | LP10 | SITOR fuse link, with slotted blade contacts, NH3, In: 150 A, gR, Un AC: 690 V, Un DC: 440 V, front indicator | Lista Papel 2020 SI | 0 | 0
3NC8425-0C |  | 3NC8425-0C | 1 | UN | 1 | 2 | A | D | N | N | 85361090 | 3 | 4001869369389 | 1.071 | KG | 186.1 | 183.6 | LP10 | LP10 | SITOR fuse link, with slotted blade contacts, NH3, In: 200 A, gR, Un AC: 690 V, Un DC: 440 V, front indicator | Lista Papel 2020 SI | 0 | 0
3NC8425-3C |  | 3NC8425-3C | 1 | UN | 1 | 2 | A | D | N | N | 85361090 | 3 | 4001869369785 | 1.055 | KG | 184.8 | 182.2 | LP10 | LP10 | SITOR fuse link, with slotted blade contacts, NH3, In: 200 A, gR, Un AC: 690 V, Un DC: 440 V, front indicator | Lista Papel 2020 SI | 0 | 0
3NC8427-0C |  | 3NC8427-0C | 1 | UN | 1 | 2 | A | D | N | N | 85361090 | 3 | 4001869369396 | 1.065 | KG | 192.7 | 190.3 | LP10 | LP10 | SITOR fuse link, with slotted blade contacts, NH3, In: 250 A, gR, Un AC: 690 V, Un DC: 440 V, front indicator | Lista Papel 2020 SI | 0 | 0
3NC8427-3C |  | 3NC8427-3C | 1 | UN | 1 | 2 | A | D | N | N | 85361090 | 3 | 4001869369402 | 1.063 | KG | 192.7 | 190.3 | LP10 | LP10 | SITOR fuse link, with slotted blade contacts, NH3, In: 250 A, gR, Un AC: 690 V, Un DC: 440 V, front indicator | Lista Papel 2020 SI | 0 | 0
3NC8431-0C |  | 3NC8431-0C | 1 | UN | 1 | 2 | A | D | N | N | 85361090 | 3 | 4001869369419 | 1.067 | KG | 198 | 195.6 | LP10 | LP10 | SITOR fuse link, with slotted blade contacts, NH3, In: 350 A, gR, Un AC: 690 V, Un DC: 440 V, front indicator | Lista Papel 2020 SI | 0 | 0
3NC8431-3C |  | 3NC8431-3C | 1 | UN | 1 | 2 | A | D | N | N | 85361090 | 3 | 4001869369426 | 1.07 | KG | 198 | 195.6 | LP10 | LP10 | SITOR fuse link, with slotted blade contacts, NH3, In: 350 A, gR, Un AC: 690 V, Un DC: 440 V, front indicator | Lista Papel 2020 SI | 0 | 0
3NC8434-0C |  | 3NC8434-0C | 1 | UN | 1 | 2 | A | D | N | N | 85361090 | 3 | 4001869369433 | 1.069 | KG | 207.2 | 205 | LP10 | LP10 | SITOR fuse link, with slotted blade contacts, NH3, In: 500 A, gR, Un AC: 690 V, Un DC: 440 V, front indicator | Lista Papel 2020 SI | 0 | 0
3NC8434-3C |  | 3NC8434-3C | 1 | UN | 1 | 2 | A | D | N | N | 85361090 | 3 | 4001869369440 | 1.077 | KG | 207.2 | 205 | LP10 | LP10 | SITOR fuse link, with slotted blade contacts, NH3, In: 500 A, gR, Un AC: 690 V, Un DC: 440 V, front indicator | Lista Papel 2020 SI | 0 | 0
3NC8444-3C |  | 3NC8444-3C | 1 | UN | 1 | 2 | A | D | N | N | 85361090 | 3 | 4001869369457 | 1.062 | KG | 289.1 | 285.4 | LP10 | LP10 | SITOR fuse link, with slotted blade contacts, NH3, In: 1000 A, aR, Un AC: 600 V, Un DC: 440 V, front indicator | Lista Papel 2020 SI | 0 | 0
3ND1365 |  | 3ND1365 | 1 | UN | 1 | 2 | A | D | N | N | 85361090 | 3 | 4001869020204 | 1.044 | KG | 75 | 74.4 | LP01 | LP01 | LV HRC fuse element, NH3, In: 500 A, aM, Un AC: 690 V, Un DC: 440 V, Front indicator, live grip lugs | Lista Papel 2020 SI | 0 | 0
3ND1372 |  | 3ND1372 | 1 | UN | 1 | 2 | A | D | N | N | 85361090 | 3 | 4001869020211 | 1.053 | KG | 82.3 | 81.7 | LP01 | LP01 | LV HRC fuse element, NH3, In: 630 A, aM, Un AC: 690 V, Un DC: 440 V, Front indicator, live grip lugs | Lista Papel 2020 SI | 0 | 0
3ND1801 |  | 3ND1801 | 1 | UN | 1 | 2 | A | D | N | N | 85361010 | 3 | 4001869020228 | 130 | G | 18.6 | 18.4 | LP01 | LP01 | LV HRC fuse element, NH000, In: 6 A, aM, Un AC: 500 V, Un DC: 440 V, Front indicator, live grip lugs | Lista Papel 2020 SI | 0 | 0
3ND1803 |  | 3ND1803 | 1 | UN | 1 | 2 | A | D | N | N | 85361010 | 3 | 4001869020235 | 130 | G | 18.6 | 18.4 | LP01 | LP01 | LV HRC fuse element, NH000, In: 10 A, aM, Un AC: 500 V, Front indicator, live grip lugs | Lista Papel 2020 SI | 0 | 0
3ND1805 |  | 3ND1805 | 1 | UN | 1 | 2 | A | D | N | N | 85361050 | 3 | 4001869020242 | 127 | G | 18.6 | 18.4 | LP01 | LP01 | LV HRC fuse element, NH000, In: 16 A, aM, Un AC: 500 V, Un DC: 440 V, Front indicator, live grip lugs | Lista Papel 2020 SI | 0 | 0
3ND1807 |  | 3ND1807 | 1 | UN | 1 | 2 | A | D | N | N | 85361050 | 3 | 4001869020259 | 129 | G | 18.6 | 18.4 | LP01 | LP01 | LV HRC fuse element, NH000, In: 20 A, aM, Un AC: 500 V, Un DC: 440 V, Front indicator, live grip lugs | Lista Papel 2020 SI | 0 | 0
3ND1810 |  | 3ND1810 | 1 | UN | 1 | 2 | A | D | N | N | 85361050 | 3 | 4001869020266 | 0.129 | KG | 18.6 | 18.4 | LP01 | LP01 | LV HRC fuse element, NH000, In: 25 A, aM, Un AC: 500 V, Front indicator, live grip lugs | Lista Papel 2020 SI | 0 | 0
3ND1812 |  | 3ND1812 | 1 | UN | 1 | 2 | A | D | N | N | 85361050 | 3 | 4001869020273 | 131 | G | 17 | 16.9 | LP01 | LP01 | LV HRC fuse element, NH000, In: 32 A, aM, Un AC: 500 V, Un DC: 440 V, Front indicator, live grip lugs | Lista Papel 2020 SI | 0 | 0
3ND1814 |  | 3ND1814 | 1 | UN | 1 | 2 | A | D | N | N | 85361050 | 3 | 4001869020280 | 0.128 | KG | 17 | 16.9 | LP01 | LP01 | LV HRC fuse element, NH000, In: 35 A, aM, Un AC: 500 V, Front indicator, live grip lugs | Lista Papel 2020 SI | 0 | 0
3ND1817 |  | 3ND1817 | 1 | UN | 1 | 2 | A | D | N | N | 85361050 | 3 | 4001869020297 | 130 | G | 17 | 16.9 | LP01 | LP01 | LV HRC fuse element, NH000, In: 40 A, aM, Un AC: 500 V, Un DC: 440 V, Front indicator, live grip lugs | Lista Papel 2020 SI | 0 | 0
3ND1820 |  | 3ND1820 | 1 | UN | 1 | 2 | A | D | N | N | 85361050 | 3 | 4001869020303 | 131 | G | 17 | 16.9 | LP01 | LP01 | LV HRC fuse element, NH000, In: 50 A, aM, Un AC: 500 V, Front indicator, live grip lugs | Lista Papel 2020 SI | 0 | 0
3ND1822 |  | 3ND1822 | 1 | UN | 1 | 2 | A | D | N | N | 85361050 | 3 | 4001869020310 | 130 | G | 17 | 16.9 | LP01 | LP01 | LV HRC fuse element, NH000, In: 63 A, aM, Un AC: 500 V, Un DC: 440 V, Front indicator, live grip lugs | Lista Papel 2020 SI | 0 | 0
3ND1824 |  | 3ND1824 | 1 | UN | 1 | 2 | A | D | N | N | 85361090 | 3 | 4001869020327 | 130 | G | 17 | 16.9 | LP01 | LP01 | LV HRC fuse element, NH000, In: 80 A, aM, Un AC: 500 V, Front indicator, live grip lugs | Lista Papel 2020 SI | 0 | 0
3ND1830 |  | 3ND1830 | 1 | UN | 1 | 2 | A | D | N | N | 85361090 | 3 | 4001869020334 | 201 | G | 17 | 16.9 | LP01 | LP01 | LV HRC fuse element, NH00, In: 100 A, aM, Un AC: 500 V, Un DC: 440 V, front indicator | Lista Papel 2020 SI | 0 | 0
3ND1830-8 |  | 3ND1830-8 | 1 | UN | 1 | 2 | A | D | N | N | 85361090 | 3 | 4001869468426 | 132 | G | 17.36 | 17.36 | LP01 | LP01 | LV HRC fuse element, NH000, In: 100 A, aM, Un AC: 500 V, Un DC: 440 V, Front indicator, live grip lugs | - | 0 | 0
3ND1832 |  | 3ND1832 | 1 | UN | 1 | 2 | A | D | N | N | 85361090 | 3 | 4001869020341 | 206 | G | 17 | 16.9 | LP01 | LP01 | LV HRC fuse element, NH00, In: 125 A, aM, Un AC: 500 V, Front indicator, live grip lugs | Lista Papel 2020 SI | 0 | 0
3ND1836 |  | 3ND1836 | 1 | UN | 1 | 2 | A | D | N | N | 85361090 | 3 | 4001869020358 | 204 | G | 17 | 16.9 | LP01 | LP01 | LV HRC fuse element, NH00, In: 160 A, aM, Un AC: 500 V, Un DC: 440 V, Front indicator, live grip lugs | Lista Papel 2020 SI | 0 | 0
3ND2122 |  | 3ND2122 | 1 | UN | 1 | 2 | A | D | N | N | 85361050 | 3 | 4001869268101 | 288 | G | 29.5 | 29.2 | LP01 | LP01 | LV HRC fuse element, NH1, In: 63 A, aM, Un AC: 690 V, Un DC: 400 V, Front indicator, live grip lugs | Lista Papel 2020 SI | 0 | 0
3ND2124 |  | 3ND2124 | 1 | UN | 1 | 2 | A | D | N | N | 85361090 | 3 | 4001869268118 | 286 | G | 29.5 | 29.2 | LP01 | LP01 | LV HRC fuse element, NH1, In: 80 A, aM, Un AC: 690 V, Un DC: 400 V, Front indicator, live grip lugs | Lista Papel 2020 SI | 0 | 0
3ND2130 |  | 3ND2130 | 1 | UN | 1 | 2 | A | D | N | N | 85361090 | 3 | 4001869268125 | 286 | G | 29.5 | 29.2 | LP01 | LP01 | LV HRC fuse element, NH1, In: 100 A, aM, Un AC: 690 V, Un DC: 400 V, Front indicator, live grip lugs | Lista Papel 2020 SI | 0 | 0
3ND2132 |  | 3ND2132 | 1 | UN | 1 | 2 | A | D | N | N | 85361090 | 3 | 4001869268132 | 432 | G | 29.5 | 29.2 | LP01 | LP01 | LV HRC fuse element, NH1, In: 125 A, aM, Un AC: 690 V, Un DC: 400 V, Front indicator, live grip lugs | Lista Papel 2020 SI | 0 | 0
3ND2136 |  | 3ND2136 | 1 | UN | 1 | 2 | A | D | N | N | 85361090 | 3 | 4001869268149 | 0.44 | KG | 29.5 | 29.2 | LP01 | LP01 | LV HRC fuse element, NH1, In: 160 A, aM, Un AC: 690 V, Un DC: 400 V, Front indicator, live grip lugs | Lista Papel 2020 SI | 0 | 0
3ND2140 |  | 3ND2140 | 1 | UN | 1 | 2 | A | D | N | N | 85361090 | 3 | 4001869268156 | 433 | G | 25 | 24.8 | LP01 | LP01 | LV HRC fuse element, NH1, In: 200 A, aM, Un AC: 690 V, Un DC: 400 V, Front indicator, live grip lugs | Lista Papel 2020 SI | 0 | 0
3ND2144 |  | 3ND2144 | 1 | UN | 1 | 2 | A | D | N | N | 85361090 | 3 | 4001869268163 | 444 | G | 25 | 24.8 | LP01 | LP01 | LV HRC fuse element, NH1, In: 250 A, aM, Un AC: 690 V, Un DC: 400 V, Front indicator, live grip lugs | Lista Papel 2020 SI | 0 | 0
3ND2232 |  | 3ND2232 | 1 | UN | 1 | 2 | A | D | N | N | 85361090 | 3 | 4001869268170 | 465 | G | 32.5 | 32.2 | LP01 | LP01 | LV HRC fuse element, NH2, In: 125 A, aM, Un AC: 690 V, Un DC: 400 V, Front indicator, live grip lugs | Lista Papel 2020 SI | 0 | 0
3ND2236 |  | 3ND2236 | 1 | UN | 1 | 2 | A | D | N | N | 85361090 | 3 | 4001869268187 | 446 | G | 32.5 | 32.2 | LP01 | LP01 | LV HRC fuse element, NH2, In: 160 A, aM, Un AC: 690 V, Un DC: 400 V, Front indicator, live grip lugs | Lista Papel 2020 SI | 0 | 0
3ND2240 |  | 3ND2240 | 1 | UN | 1 | 2 | A | D | N | N | 85361090 | 3 | 4001869268194 | 447 | G | 32.5 | 32.2 | LP01 | LP01 | LV HRC fuse element, NH2, In: 200 A, aM, Un AC: 690 V, Un DC: 250 V, Front indicator, live grip lugs | Lista Papel 2020 SI | 0 | 0
3ND2244 |  | 3ND2244 | 1 | UN | 1 | 2 | A | D | N | N | 85361090 | 3 | 4001869268200 | 455 | G | 51.9 | 51.5 | LP01 | LP01 | LV HRC fuse element, NH2, In: 250 A, aM, Un AC: 690 V, Un DC: 250 V, Front indicator, live grip lugs | Lista Papel 2020 SI | 0 | 0
3ND2252 |  | 3ND2252 | 1 | UN | 1 | 2 | A | D | N | N | 85361090 | 3 | 4001869268217 | 661 | G | 51.9 | 51.5 | LP01 | LP01 | LV HRC fuse element, NH2, In: 315 A, aM, Un AC: 690 V, Un DC: 250 V, Front indicator, live grip lugs | Lista Papel 2020 SI | 0 | 0
3ND2254 |  | 3ND2254 | 1 | UN | 1 | 2 | A | D | N | N | 85361090 | 3 | 4001869268224 | 663 | G | 51.9 | 51.5 | LP01 | LP01 | LV HRC fuse element, NH2, In: 355 A, aM, Un AC: 690 V, Un DC: 250 V, Front indicator, live grip lugs | Lista Papel 2020 SI | 0 | 0
3ND2260 |  | 3ND2260 | 1 | UN | 1 | 2 | A | D | N | N | 85361090 | 3 | 4001869268231 | 653 | G | 51.9 | 51.5 | LP01 | LP01 | LV HRC fuse element, NH2, In: 400 A, aM, Un AC: 690 V, Un DC: 250 V, Front indicator, live grip lugs | Lista Papel 2020 SI | 0 | 0
3ND2352 |  | 3ND2352 | 1 | UN | 1 | 2 | A | D | N | N | 85361090 | 3 | 4001869268248 | 653 | G | 64.8 | 64.3 | LP01 | LP01 | LV HRC fuse element, NH3, In: 315 A, aM, Un AC: 690 V, Un DC: 250 V, Front indicator, live grip lugs | Lista Papel 2020 SI | 0 | 0
3ND2354 |  | 3ND2354 | 1 | UN | 1 | 2 | A | D | N | N | 85361090 | 3 | 4001869268255 | 662 | G | 64.8 | 64.3 | LP01 | LP01 | LV HRC fuse element, NH3, In: 355 A, aM, Un AC: 690 V, Un DC: 250 V, Front indicator, live grip lugs | Lista Papel 2020 SI | 0 | 0
3ND2360 |  | 3ND2360 | 1 | UN | 1 | 2 | A | D | N | N | 85361090 | 3 | 4001869268262 | 645 | G | 70.6 | 70 | LP01 | LP01 | LV HRC fuse element, NH3, In: 400 A, aM, Un AC: 690 V, Un DC: 250 V, Front indicator, live grip lugs | Lista Papel 2020 SI | 0 | 0
3NE1020-2 |  | 3NE1020-2 | 1 | UN | 1 | 2 | A | D | N | N | 85361090 | 3 | 4011209651821 | 203 | G | 47.3 | 46.6 | LP10 | LP10 | SITOR fuse link, with blade contacts, NH00, In: 80 A, gR, Un AC: 690 V, Un DC: 250 V, front indicator | Lista Papel 2020 SI | 0 | 0
3NE1021-0 |  | 3NE1021-0 | 1 | UN | 1 | 2 | A | D | N | N | 85361090 | 3 | 4011209132320 | 205 | G | 48.3 | 47.7 | LP10 | LP10 | SITOR fuse link, with blade contacts, NH00, In: 100 A, gS, Un AC: 690 V, Un DC: 250 V, front indicator | Lista Papel 2020 SI | 0 | 0
3NE1021-2 |  | 3NE1021-2 | 1 | UN | 1 | 2 | A | D | N | N | 85361090 | 3 | 4011209651838 | 208 | G | 50.7 | 50 | LP10 | LP10 | SITOR fuse link, with blade contacts, NH00, In: 100 A, gR, Un AC: 690 V, Un DC: 250 V, front indicator | Lista Papel 2020 SI | 0 | 0
3NE1022-0 |  | 3NE1022-0 | 1 | UN | 1 | 2 | A | D | N | N | 85361090 | 3 | 4011209132337 | 203 | G | 48.3 | 47.7 | LP10 | LP10 | SITOR fuse link, with blade contacts, NH00, In: 125 A, gS, Un AC: 690 V, Un DC: 250 V, front indicator | Lista Papel 2020 SI | 0 | 0
3NE1022-2 |  | 3NE1022-2 | 1 | UN | 1 | 2 | A | D | N | N | 85361090 | 3 | 4011209565937 | 206 | G | 50.7 | 50 | LP10 | LP10 | SITOR fuse link, with blade contacts, NH00, In: 125 A, gR, Un AC: 690 V, Un DC: 250 V, front indicator | Lista Papel 2020 SI | 0 | 0
3NE1218-4 |  | 3NE1218-4 | 1 | UN | 1 | 30 | D | D | N | N | 85361050 | 2 | 4001869429489 | 607 | G | 113.2 | 110 | LP10 | LP10 | PV fuse link, with blade contacts, NH1, In: 63 A, gPV, Un DC: 1000 V, front indicator | Lista Papel 2020 SI | 0 | 0
3NE1218-5E |  | 3NE1218-5E | 1 | UN | 1 | 30 | D | D | N | N | 85351000 | 2 | 4001869461199 | 1.011 | KG | 224.75 | 224.75 | LP10 | LP10 | PV fuse link, with blade contacts, NH1XL, In: 63 A, gPV, Un DC: 1500 V, front indicator | - | 0 | 0
3NE1220-4 |  | 3NE1220-4 | 1 | UN | 1 | 30 | D | D | N | N | 85361090 | 2 | 4001869429496 | 606 | G | 113.2 | 110 | LP10 | LP10 | PV fuse link, with blade contacts, NH1, In: 80 A, gPV, Un DC: 1000 V, front indicator | Lista Papel 2020 SI | 0 | 0
3NE1220-5E |  | 3NE1220-5E | 1 | UN | 1 | 30 | D | D | N | N | 85351000 | 2 | 4001869461205 | 0.994 | KG | 224.75 | 224.75 | LP10 | LP10 | PV fuse link, with blade contacts, NH1XL, In: 80 A, gPV, Un DC: 1500 V, front indicator | - | 0 | 0
3NE1221-4 |  | 3NE1221-4 | 1 | UN | 1 | 30 | D | D | N | N | 85361090 | 2 | 4001869429502 | 0.615 | KG | 117 | 113.8 | LP10 | LP10 | PV fuse link, with blade contacts, NH1, In: 100 A, gPV, Un DC: 1000 V, front indicator | Lista Papel 2020 SI | 0 | 0
3NE1221-5E |  | 3NE1221-5E | 1 | UN | 1 | 30 | D | D | N | N | 85351000 | 2 | 4001869461212 | 1.003 | KG | 230.55 | 230.55 | LP10 | LP10 | PV fuse link, with blade contacts, NH1XL, In: 100 A, gPV, Un DC: 1500 V, front indicator | - | 0 | 0
3NE1222-4 |  | 3NE1222-4 | 1 | UN | 1 | 30 | D | D | N | N | 85361090 | 2 | 4001869429519 | 606 | G | 122.8 | 119.3 | LP10 | LP10 | PV fuse link, with blade contacts, NH1, In: 125 A, gPV, Un DC: 1000 V, front indicator | Lista Papel 2020 SI | 0 | 0
3NE1222-5E |  | 3NE1222-5E | 1 | UN | 1 | 30 | D | D | N | N | 85351000 | 2 | 4001869451831 | 1.001 | KG | 245.05 | 245.05 | LP10 | LP10 | PV fuse link, with blade contacts, NH1XL, In: 125 A, gPV, Un DC: 1500 V, front indicator | - | 0 | 0
3NE1224-0 |  | 3NE1224-0 | 1 | UN | 1 | 2 | A | D | N | N | 85361090 | 3 | 4011209169753 | 578 | G | 87 | 85.8 | LP10 | LP10 | SITOR fuse link, with blade contacts, NH1, In: 160 A, gS, Un AC: 690 V, Un DC: 250 V, front indicator | Lista Papel 2020 SI | 0 | 0
3NE1224-2 |  | 3NE1224-2 | 1 | UN | 1 | 2 | A | D | N | N | 85361090 | 3 | 4011209568075 | 595 | G | 99.8 | 98.5 | LP10 | LP10 | SITOR fuse link, with blade contacts, NH1, In: 160 A, gR, Un AC: 690 V, Un DC: 250 V, front indicator | Lista Papel 2020 SI | 0 | 0
3NE1224-3 |  | 3NE1224-3 | 1 | UN | 1 | 30 | D | D | N | N | 85361090 | 3 | 4001869371412 | 575 | G | 117.7 | 116.2 | LP10 | LP10 | SITOR fuse link, with slotted blade contacts, NH1, In: 160 A, gR, Un AC: 690 V, Un DC: 250 V, front indicator | Lista Papel 2020 SI | 0 | 0
3NE1224-4 |  | 3NE1224-4 | 1 | UN | 1 | 30 | D | D | N | N | 85361090 | 2 | 4001869429526 | 604 | G | 130.3 | 126.6 | LP10 | LP10 | PV fuse link, with blade contacts, NH1, In: 160 A, gPV, Un DC: 1000 V, front indicator | Lista Papel 2020 SI | 0 | 0
3NE1224-5E |  | 3NE1224-5E | 1 | UN | 1 | 30 | D | D | N | N | 85351000 | 2 | 4001869451848 | 1 | KG | 261 | 261 | LP10 | LP10 | PV fuse link, with blade contacts, NH1XL, In: 160 A, gPV, Un DC: 1500 V, front indicator | - | 0 | 0
3NE1225-0 |  | 3NE1225-0 | 1 | UN | 1 | 2 | A | D | N | N | 85361090 | 3 | 4011209169760 | 582 | G | 87 | 85.8 | LP10 | LP10 | SITOR fuse link, with blade contacts, NH1, In: 200 A, gS, Un AC: 690 V, Un DC: 250 V, front indicator | Lista Papel 2020 SI | 0 | 0
3NE1225-2 |  | 3NE1225-2 | 1 | UN | 1 | 2 | A | D | N | N | 85361090 | 3 | 4011209568082 | 607 | G | 99.8 | 98.5 | LP10 | LP10 | SITOR fuse link, with blade contacts, NH1, In: 200 A, gR, Un AC: 690 V, Un DC: 250 V, front indicator | Lista Papel 2020 SI | 0 | 0
3NE1225-3 |  | 3NE1225-3 | 1 | UN | 1 | 30 | D | D | N | N | 85361090 | 3 | 4001869371429 | 587 | G | 117.7 | 116.2 | LP10 | LP10 | SITOR fuse link, with slotted blade contacts, NH1, In: 200 A, gR, Un AC: 690 V, Un DC: 250 V, front indicator | Lista Papel 2020 SI | 0 | 0
3NE1225-4D |  | 3NE1225-4D | 1 | UN | 1 | 30 | D | D | N | N | 85361090 | 2 | 4001869434872 | 839 | G | 181.9 | 176.3 | LP10 | LP10 | PV fuse link, with blade contacts, NH1L, In: 200 A, gPV, Un DC: 1000 V, front indicator | Lista Papel 2020 SI | 0 | 0
3NE1225-5E |  | 3NE1225-5E | 1 | UN | 1 | 30 | D | D | N | N | 85351000 | 2 | 4001869451855 | 1.002 | KG | 281.3 | 281.3 | LP10 | LP10 | PV fuse link, with blade contacts, NH1XL, In: 200 A, gPV, Un DC: 1500 V, front indicator | - | 0 | 0
3NE1227-0 |  | 3NE1227-0 | 1 | UN | 1 | 2 | A | D | N | N | 85361090 | 3 | 4011209169777 | 583 | G | 90.6 | 89.4 | LP10 | LP10 | SITOR fuse link, with blade contacts, NH1, In: 250 A, gS, Un AC: 690 V, Un DC: 250 V, front indicator | Lista Papel 2020 SI | 0 | 0
3NE1227-2 |  | 3NE1227-2 | 1 | UN | 1 | 2 | A | D | N | N | 85361090 | 3 | 4011209568099 | 602 | G | 103.4 | 102 | LP10 | LP10 | SITOR fuse link, with blade contacts, NH1, In: 250 A, gR, Un AC: 690 V, Un DC: 250 V, front indicator | Lista Papel 2020 SI | 0 | 0
3NE1227-3 |  | 3NE1227-3 | 1 | UN | 1 | 30 | D | D | N | N | 85361090 | 3 | 4001869371436 | 577 | G | 121.2 | 119.5 | LP10 | LP10 | SITOR fuse link, with slotted blade contacts, NH1, In: 250 A, gR, Un AC: 690 V, Un DC: 250 V, front indicator | Lista Papel 2020 SI | 0 | 0
3NE1227-4D |  | 3NE1227-4D | 1 | UN | 1 | 30 | D | D | N | N | 85361090 | 2 | 4001869434889 | 831 | G | 200.2 | 194.6 | LP10 | LP10 | PV fuse link, with blade contacts, NH1L, In: 250 A, gPV, Un DC: 1000 V, front indicator | Lista Papel 2020 SI | 0 | 0
3NE1230-0 |  | 3NE1230-0 | 1 | UN | 1 | 2 | A | D | N | N | 85361090 | 3 | 4011209169784 | 0.577 | KG | 94.2 | 93 | LP10 | LP10 | SITOR fuse link, with blade contacts, NH1, In: 315 A, gS, Un AC: 690 V, Un DC: 250 V, front indicator | Lista Papel 2020 SI | 0 | 0
3NE1230-2 |  | 3NE1230-2 | 1 | UN | 1 | 2 | A | D | N | N | 85361090 | 3 | 4011209568105 | 596 | G | 106.8 | 105.3 | LP10 | LP10 | SITOR fuse link, with blade contacts, NH1, In: 315 A, gR, Un AC: 690 V, Un DC: 250 V, front indicator | Lista Papel 2020 SI | 0 | 0
3NE1230-3 |  | 3NE1230-3 | 1 | UN | 1 | 30 | D | D | N | N | 85361090 | 3 | 4001869371443 | 601 | G | 124.9 | 123.1 | LP10 | LP10 | PV fuse link, with slotted blade contacts, NH1, In: 315 A, gR, Un AC: 690 V, Un DC: 250 V, front indicator | Lista Papel 2020 SI | 0 | 0
3NE1327-5E |  | 3NE1327-5E | 1 | UN | 1 | 30 | D | D | N | N | 85351000 | 2 | 4001869451862 | 1.262 | KG | 303.05 | 303.05 | LP10 | LP10 | PV fuse link, with blade contacts, NH2XL, In: 250 A, gPV, Un DC: 1500 V, front indicator | - | 0 | 0
3NE1330-4D |  | 3NE1330-4D | 1 | UN | 1 | 30 | D | D | N | N | 85361090 | 2 | 4001869429533 | 1.081 | KG | 265.1 | 258 | LP10 | LP10 | PV fuse link, with blade contacts, NH2L, In: 315 A, gPV, Un DC: 1000 V, front indicator | Lista Papel 2020 SI | 0 | 0
3NE1330-5E |  | 3NE1330-5E | 1 | UN | 1 | 30 | D | D | N | N | 85351000 | 2 | 4001869451879 | 1.263 | KG | 395.85 | 395.85 | LP10 | LP10 | PV fuse link, with blade contacts, NH2XL, In: 315 A, gPV, Un DC: 1500 V, front indicator | - | 0 | 0
3NE1331-0 |  | 3NE1331-0 | 1 | UN | 1 | 2 | A | D | N | N | 85361090 | 3 | 4011209168978 | 803 | G | 124.9 | 123.1 | LP10 | LP10 | SITOR fuse link, with blade contacts, NH2, In: 350 A, gS, Un AC: 690 V, Un DC: 250 V, front indicator | Lista Papel 2020 SI | 0 | 0
3NE1331-2 |  | 3NE1331-2 | 1 | UN | 1 | 2 | A | D | N | N | 85361090 | 3 | 4011209568112 | 0.822 | KG | 141.2 | 139.4 | LP10 | LP10 | SITOR fuse link, with blade contacts, NH2, In: 350 A, gR, Un AC: 690 V, Un DC: 250 V, front indicator | Lista Papel 2020 SI | 0 | 0
3NE1331-3 |  | 3NE1331-3 | 1 | UN | 1 | 30 | D | D | N | N | 85361090 | 3 | 4001869371450 | 782 | G | 157.1 | 155.4 | LP10 | LP10 | SITOR fuse link, with slotted blade contacts, NH2, In: 350 A, gR, Un AC: 690 V, Un DC: 250 V, front indicator | Lista Papel 2020 SI | 0 | 0
3NE1332-0 |  | 3NE1332-0 | 1 | UN | 1 | 2 | A | D | N | N | 85361090 | 3 | 4011209168985 | 800 | G | 130.3 | 128.5 | LP10 | LP10 | SITOR fuse link, with blade contacts, NH2, In: 400 A, gS, Un AC: 690 V, Un DC: 250 V, front indicator | Lista Papel 2020 SI | 0 | 0
3NE1332-2 |  | 3NE1332-2 | 1 | UN | 1 | 2 | A | D | N | N | 85361090 | 3 | 4001869371467 | 811 | G | 150.96 | 150.96 | LP10 | LP10 | SITOR fuse link, with blade contacts, NH2, In: 400 A, gR, Un AC: 690 V, Un DC: 250 V, front indicator | - | 0 | 0
3NE1332-3 |  | 3NE1332-3 | 1 | UN | 1 | 30 | D | D | N | N | 85361090 | 3 | 4001869371474 | 680 | G | 161 | 159.5 | LP10 | LP10 | SITOR fuse link, with slotted blade contacts, NH2, In: 400 A, gR, Un AC: 690 V, Un DC: 250 V, front indicator | Lista Papel 2020 SI | 0 | 0
3NE1332-4D |  | 3NE1332-4D | 1 | UN | 1 | 30 | D | D | N | N | 85361090 | 2 | 4001869429540 | 1.097 | KG | 282 | 273.5 | LP10 | LP10 | PV fuse link, with blade contacts, NH2L, In: 400 A, gPV, Un DC: 1000 V, front indicator | Lista Papel 2020 SI | 0 | 0
3NE1332-4F |  | 3NE1332-4F | 1 | UN | 1 | 30 | D | D | N | N | 85361090 | 2 | 4001869461229 | 2.2 | KG | 314.65 | 314.65 | LP10 | LP10 | PV fuse link, with slotted blade contacts, NH2L, In: 400 A, gPV, Un DC: 1000 V, front indicator | - | 0 | 0
3NE1333-0 |  | 3NE1333-0 | 1 | UN | 1 | 2 | A | D | N | N | 85361090 | 3 | 4011209168992 | 814 | G | 136 | 134 | LP10 | LP10 | SITOR fuse link, with blade contacts, NH2, In: 450 A, gS, Un AC: 690 V, Un DC: 440 V, front indicator | Lista Papel 2020 SI | 0 | 0
3NE1333-2 |  | 3NE1333-2 | 1 | UN | 1 | 2 | A | D | N | N | 85361090 | 3 | 4011209568129 | 818 | G | 151.8 | 150.1 | LP10 | LP10 | SITOR fuse link, with blade contacts, NH2, In: 450 A, gR, Un AC: 690 V, Un DC: 440 V, front indicator | Lista Papel 2020 SI | 0 | 0
3NE1333-3 |  | 3NE1333-3 | 1 | UN | 1 | 30 | D | D | N | N | 85361090 | 3 | 4001869371481 | 786 | G | 167.6 | 164.8 | LP10 | LP10 | SITOR fuse link, with slotted blade contacts, NH2, In: 450 A, gR, Un AC: 690 V, Un DC: 440 V, front indicator | Lista Papel 2020 SI | 0 | 0
3NE1334-0 |  | 3NE1334-0 | 1 | UN | 1 | 2 | A | D | N | N | 85361090 | 3 | 4011209169005 | 805 | G | 141.2 | 139.4 | LP10 | LP10 | SITOR fuse link, with blade contacts, NH2, In: 500 A, gS, Un AC: 690 V, Un DC: 440 V, front indicator | Lista Papel 2020 SI | 0 | 0
3NE1334-2 |  | 3NE1334-2 | 1 | UN | 1 | 2 | A | D | N | N | 85361090 | 3 | 4011209568136 | 808 | G | 158.4 | 156.8 | LP10 | LP10 | SITOR fuse link, with blade contacts, NH2, In: 500 A, gR, Un AC: 690 V, Un DC: 440 V, front indicator | Lista Papel 2020 SI | 0 | 0
3NE1334-3 |  | 3NE1334-3 | 1 | UN | 1 | 30 | D | D | N | N | 85361090 | 3 | 4001869371498 | 745 | G | 176.8 | 176.8 | LP10 | LP10 | SITOR fuse link, with slotted blade contacts, NH2, In: 500 A, gR, Un AC: 690 V, front indicator | - | 0 | 0
3NE1434-4E |  | 3NE1434-4E | 1 | UN | 1 | 30 | D | D | N | N | 85361090 | 2 | 4001869434896 | 1.74 | KG | 300.15 | 300.15 | LP10 | LP10 | PV fuse link, with blade contacts, NH3L, In: 500 A, gPV, Un DC: 1000 V, front indicator | - | 0 | 0
3NE1435-0 |  | 3NE1435-0 | 1 | UN | 1 | 30 | D | D | N | N | 85361090 | 3 | 4011209212589 | 1.161 | KG | 162.4 | 160.8 | LP10 | LP10 | SITOR fuse link, with blade contacts, NH3, In: 560 A, gS, Un AC: 690 V, Un DC: 440 V, front indicator | Lista Papel 2020 SI | 0 | 0
3NE1435-2 |  | 3NE1435-2 | 1 | UN | 1 | 2 | A | D | N | N | 85361090 | 3 | 4011209569621 | 1.192 | KG | 195.4 | 193 | LP10 | LP10 | SITOR fuse link, with blade contacts, NH3, In: 560 A, gR, Un AC: 690 V, front indicator | Lista Papel 2020 SI | 0 | 0
3NE1435-3 |  | 3NE1435-3 | 1 | UN | 1 | 20 | D | D | N | N | 85361090 | 3 | 4001869371504 | 1.145 | KG | 223.04 | 223.04 | LP10 | LP10 | SITOR fuse link, with slotted blade contacts, NH3, In: 560 A, gR, Un AC: 690 V, Un DC: 440 V, front indicator | - | 0 | 0
3NE1436-0 |  | 3NE1436-0 | 1 | UN | 1 | 30 | D | D | N | N | 85361090 | 3 | 4011209212572 | 1.25 | KG | 170.3 | 167.5 | LP10 | LP10 | SITOR fuse link, with blade contacts, NH3, In: 630 A, gS, Un AC: 690 V, Un DC: 440 V, front indicator | Lista Papel 2020 SI | 0 | 0
3NE1436-2 |  | 3NE1436-2 | 1 | UN | 1 | 2 | A | D | N | N | 85361090 | 3 | 4011209569638 | 1.19 | KG | 202 | 199.7 | LP10 | LP10 | SITOR fuse link, with blade contacts, NH3, In: 630 A, gR, Un AC: 690 V, front indicator | Lista Papel 2020 SI | 0 | 0
3NE1436-3 |  | 3NE1436-3 | 1 | UN | 1 | 2 | A | D | N | N | 85361090 | 3 | 4001869371511 | 1.144 | KG | 225.7 | 222.4 | LP10 | LP10 | SITOR fuse link, with slotted blade contacts, NH3, In: 630 A, gR, Un AC: 690 V, Un DC: 440 V, front indicator | Lista Papel 2020 SI | 0 | 0
3NE1436-4E |  | 3NE1436-4E | 1 | UN | 1 | 20 | D | D | N | N | 85361090 | 2 | 4001869434902 | 1.761 | KG | 349.45 | 349.45 | LP10 | LP10 | PV fuse link, with blade contacts, NH3L, In: 630 A, gPV, Un DC: 1000 V, front indicator | - | 0 | 0
3NE1437-0 |  | 3NE1437-0 | 1 | UN | 1 | 30 | D | D | N | N | 85361090 | 3 | 4011209552456 | 1.156 | KG | 184.8 | 182.2 | LP10 | LP10 | SITOR fuse link, with blade contacts, NH3, In: 710 A, gS, Un AC: 690 V, Un DC: 440 V, front indicator | Lista Papel 2020 SI | 0 | 0
3NE1437-1 |  | 3NE1437-1 | 1 | UN | 1 | 30 | D | D | N | N | 85361090 | 3 | 4011209530188 | 1.149 | KG | 207.2 | 205 | LP10 | LP10 | SITOR fuse link, with blade contacts, NH3, In: 710 A, gR, Un AC: 600 V, front indicator | Lista Papel 2020 SI | 0 | 0
3NE1437-2 |  | 3NE1437-2 | 1 | UN | 1 | 2 | A | D | N | N | 85361090 | 3 | 4011209569645 | 1.189 | KG | 216.5 | 213.1 | LP10 | LP10 | SITOR fuse link, with blade contacts, NH3, In: 710 A, gR, Un AC: 690 V, Un DC: 440 V, front indicator | Lista Papel 2020 SI | 0 | 0
3NE1437-3 |  | 3NE1437-3 | 1 | UN | 1 | 30 | D | D | N | N | 85361090 | 3 | 4001869371528 | 1093 | G | 238.9 | 235.8 | LP10 | LP10 | SITOR fuse link, with slotted blade contacts, NH3, In: 710 A, gR, Un AC: 690 V, Un DC: 440 V, front indicator | Lista Papel 2020 SI | 0 | 0
3NE1438-0 |  | 3NE1438-0 | 1 | UN | 1 | 2 | A | D | N | N | 85361090 | 3 | 4011209552463 | 1.184 | KG | 202 | 199.7 | LP10 | LP10 | SITOR fuse link, with blade contacts, NH3, In: 800 A, gS, Un AC: 690 V, Un DC: 440 V, front indicator | Lista Papel 2020 SI | 0 | 0
3NE1438-1 |  | 3NE1438-1 | 1 | UN | 1 | 30 | D | D | N | N | 85361090 | 3 | 4011209401037 | 1.152 | KG | 227 | 223.8 | LP10 | LP10 | SITOR fuse link, with blade contacts, NH3, In: 800 A, gR, Un AC: 600 V, Un DC: 440 V, front indicator | Lista Papel 2020 SI | 0 | 0
3NE1438-2 |  | 3NE1438-2 | 1 | UN | 1 | 2 | A | D | N | N | 85361090 | 3 | 4011209569652 | 1.18 | KG | 233.6 | 230.5 | LP10 | LP10 | SITOR fuse link, with blade contacts, NH3, In: 800 A, gR, Un AC: 690 V, Un DC: 440 V, front indicator | Lista Papel 2020 SI | 0 | 0
3NE1438-3 |  | 3NE1438-3 | 1 | UN | 1 | 2 | A | D | N | N | 85361090 | 3 | 4001869371535 | 1.147 | KG | 254.8 | 251.9 | LP10 | LP10 | SITOR fuse link, with slotted blade contacts, NH3, In: 800 A, gR, Un AC: 690 V, front indicator | Lista Papel 2020 SI | 0 | 0
3NE1447-2 |  | 3NE1447-2 | 1 | UN | 1 | 2 | A | D | N | N | 85361090 | 3 | 4011209569669 | 1.192 | KG | 207.2 | 205 | LP10 | LP10 | SITOR fuse link, with blade contacts, NH3, In: 670 A, gR, Un AC: 690 V, Un DC: 440 V, front indicator | Lista Papel 2020 SI | 0 | 0
3NE1447-3 |  | 3NE1447-3 | 1 | UN | 1 | 30 | D | D | N | N | 85361090 | 3 | 4001869371542 | 1088 | G | 229.7 | 226.5 | LP10 | LP10 | SITOR fuse link, with slotted blade contacts, NH3, In: 670 A, gR, Un AC: 690 V, Un DC: 440 V, front indicator | Lista Papel 2020 SI | 0 | 0
3NE1448-2 |  | 3NE1448-2 | 1 | UN | 1 | 2 | A | D | N | N | 85361090 | 3 | 4011209569676 | 1.192 | KG | 252.1 | 249.2 | LP10 | LP10 | SITOR fuse link, with blade contacts, NH3, In: 850 A, gR, Un AC: 690 V, front indicator | Lista Papel 2020 SI | 0 | 0
3NE1448-3 |  | 3NE1448-3 | 1 | UN | 1 | 30 | D | D | N | N | 85361090 | 3 | 4001869371559 | 1.144 | KG | 274.6 | 270.7 | LP10 | LP10 | SITOR fuse link, with slotted blade contacts, NH3, In: 850 A, gR, Un AC: 690 V, Un DC: 440 V, front indicator | Lista Papel 2020 SI | 0 | 0
3NE1802-0 |  | 3NE1802-0 | 1 | UN | 1 | 2 | A | D | N | N | 85361050 | 3 | 4011209218666 | 136 | G | 41.7 | 41.1 | LP10 | LP10 | SITOR fuse link, with blade contacts, NH000, In: 40 A, gS, Un AC: 690 V, Un DC: 250 V, front indicator | Lista Papel 2020 SI | 0 | 0
3NE1803-0 |  | 3NE1803-0 | 1 | UN | 1 | 30 | D | D | N | N | 85361050 | 3 | 4011209132344 | 0.134 | KG | 41.7 | 41.1 | LP10 | LP10 | SITOR fuse link, with blade contacts, NH000, In: 35 A, gS, Un AC: 690 V, Un DC: 250 V, front indicator | Lista Papel 2020 SI | 0 | 0
3NE1813-0 |  | 3NE1813-0 | 1 | UN | 1 | 2 | A | D | N | N | 85361050 | 3 | 4011209203228 | 134 | G | 39.6 | 39.1 | LP10 | LP10 | SITOR fuse link, with blade contacts, NH000, In: 16 A, gS, Un AC: 690 V, Un DC: 250 V, front indicator | Lista Papel 2020 SI | 0 | 0
3NE1814-0 |  | 3NE1814-0 | 1 | UN | 1 | 2 | A | D | N | N | 85361050 | 3 | 4011209132351 | 134 | G | 39.6 | 39.1 | LP10 | LP10 | SITOR fuse link, with blade contacts, NH000, In: 20 A, gS, Un AC: 690 V, Un DC: 250 V, front indicator | Lista Papel 2020 SI | 0 | 0
3NE1815-0 |  | 3NE1815-0 | 1 | UN | 1 | 2 | A | D | N | N | 85361050 | 3 | 4011209132368 | 0.131 | KG | 39.6 | 39.1 | LP10 | LP10 | SITOR fuse link, with blade contacts, NH000, In: 25 A, gS, Un AC: 690 V, Un DC: 250 V, front indicator | Lista Papel 2020 SI | 0 | 0
3NE1817-0 |  | 3NE1817-0 | 1 | UN | 1 | 2 | A | D | N | N | 85361050 | 3 | 4011209132375 | 0.134 | KG | 41.7 | 41.1 | LP10 | LP10 | SITOR fuse link, with blade contacts, NH000, In: 50 A, gS, Un AC: 690 V, Un DC: 250 V, front indicator | Lista Papel 2020 SI | 0 | 0
3NE1818-0 |  | 3NE1818-0 | 1 | UN | 1 | 2 | A | D | N | N | 85361050 | 3 | 4011209132382 | 132 | G | 41.7 | 41.1 | LP10 | LP10 | SITOR fuse link, with blade contacts, NH000, In: 63 A, gS, Un AC: 690 V, Un DC: 250 V, front indicator | Lista Papel 2020 SI | 0 | 0
3NE1820-0 |  | 3NE1820-0 | 1 | UN | 1 | 2 | A | D | N | N | 85361090 | 3 | 4011209132399 | 130 | G | 41.7 | 41.1 | LP10 | LP10 | SITOR fuse link, with blade contacts, NH000, In: 80 A, gS, Un AC: 690 V, Un DC: 250 V, front indicator | Lista Papel 2020 SI | 0 | 0
3NE3201-0MK |  | 3NE3201-0MK | 1 | UN | 1 | 30 | D | D | N | N | 85361050 | 3 | 4001869497501 | 0.595 | KG | 59.3 | 59.3 | LP10 | LP10 | SITOR fuse link, with slotted blade contacts, NH1, In: 32 A, gR, Un AC: 1000 V, Un DC: 600 V, front indicator | - | 0 | 0
3NE3202-0MK |  | 3NE3202-0MK | 1 | UN | 1 | 30 | D | D | N | N | 85361050 | 3 | 4001869497518 | 0.589 | KG | 62.56 | 62.56 | LP10 | LP10 | SITOR fuse link, with slotted blade contacts, NH1, In: 40 A, gR, Un AC: 1000 V, Un DC: 600 V, front indicator | - | 0 | 0
3NE3217-0MK |  | 3NE3217-0MK | 1 | UN | 1 | 30 | D | D | N | N | 85361050 | 3 | 4001869497525 | 0.581 | KG | 65.69 | 65.69 | LP10 | LP10 | SITOR fuse link, with slotted blade contacts, NH1, In: 50 A, gR, Un AC: 1000 V, Un DC: 600 V, front indicator | - | 0 | 0
3NE3218-0MK |  | 3NE3218-0MK | 1 | UN | 1 | 30 | D | D | N | N | 85361050 | 3 | 4001869497532 | 0.577 | KG | 68.82 | 68.82 | LP10 | LP10 | SITOR fuse link, with slotted blade contacts, NH1, In: 63 A, gR, Un AC: 1000 V, Un DC: 600 V, front indicator | - | 0 | 0
3NE3221 |  | 3NE3221 | 1 | UN | 1 | 30 | D | D | N | N | 85361090 | 3 | 4011209004726 | 571 | G | 75 | 74 | LP10 | LP10 | SITOR fuse link, with slotted blade contacts, NH1, In: 100 A, aR, Un AC: 1000 V, front indicator | Lista Papel 2020 SI | 0 | 0
3NE3222 |  | 3NE3222 | 1 | UN | 1 | 30 | D | D | N | N | 85361090 | 3 | 4011209004733 | 570 | G | 77 | 76 | LP10 | LP10 | SITOR fuse link, with slotted blade contacts, NH1, In: 125 A, aR, Un AC: 1000 V, front indicator | Lista Papel 2020 SI | 0 | 0
3NE3224 |  | 3NE3224 | 1 | UN | 1 | 2 | A | D | N | N | 85361090 | 3 | 4011209004740 | 576 | G | 77 | 76 | LP10 | LP10 | SITOR fuse link, with slotted blade contacts, NH1, In: 160 A, aR, Un AC: 1000 V, front indicator | Lista Papel 2020 SI | 0 | 0
3NE3225 |  | 3NE3225 | 1 | UN | 1 | 2 | A | D | N | N | 85361090 | 3 | 4011209004757 | 573 | G | 132 | 130.2 | LP10 | LP10 | SITOR fuse link, with slotted blade contacts, NH1, In: 200 A, aR, Un AC: 1000 V, front indicator | Lista Papel 2020 SI | 0 | 0
3NE3227 |  | 3NE3227 | 1 | UN | 1 | 2 | A | D | N | N | 85361090 | 3 | 4011209004764 | 579 | G | 136 | 134 | LP10 | LP10 | SITOR fuse link, with slotted blade contacts, NH1, In: 250 A, aR, Un AC: 1000 V, front indicator | Lista Papel 2020 SI | 0 | 0
3NE3230-0B |  | 3NE3230-0B | 1 | UN | 1 | 2 | A | D | N | N | 85361090 | 3 | 4011209004788 | 588 | G | 139.9 | 138 | LP10 | LP10 | SITOR fuse link, with slotted blade contacts, NH1, In: 315 A, aR, Un AC: 1000 V, front indicator | Lista Papel 2020 SI | 0 | 0
3NE3231 |  | 3NE3231 | 1 | UN | 1 | 2 | A | D | N | N | 85361090 | 3 | 4011209004795 | 596 | G | 145.2 | 143.4 | LP10 | LP10 | SITOR fuse link, with slotted blade contacts, NH1, In: 350 A, aR, Un AC: 1000 V, front indicator | Lista Papel 2020 SI | 0 | 0
3NE3232-0B |  | 3NE3232-0B | 1 | UN | 1 | 2 | A | D | N | N | 85361090 | 3 | 4011209004818 | 581 | G | 157.1 | 155.4 | LP10 | LP10 | SITOR fuse link, with slotted blade contacts, NH1, In: 400 A, aR, Un AC: 1000 V, front indicator | Lista Papel 2020 SI | 0 | 0
3NE3233 |  | 3NE3233 | 1 | UN | 1 | 2 | A | D | N | N | 85361090 | 3 | 4011209004825 | 580 | G | 165 | 162.1 | LP10 | LP10 | SITOR fuse link, with slotted blade contacts, NH1, In: 450 A, aR, Un AC: 1000 V, front indicator | Lista Papel 2020 SI | 0 | 0
3NE3234-0MK08 |  | 3NE3234-0MK08 | 1 | UN | 1 | 30 | D | D | N | N | 85361090 | 3 | 4001869497549 | 0.593 | KG | 163.2 | 163.2 | LP10 | LP10 | SITOR fuse link, with slotted blade contacts, NH1, In: 500 A, aR, Un AC: 1000 V, Un DC: 600 V, without Indicator | - | 0 | 0
3NE3235-0MK08 |  | 3NE3235-0MK08 | 1 | UN | 1 | 30 | D | D | N | N | 85361090 | 3 | 4001869497556 | 627 | G | 165.92 | 165.92 | LP10 | LP10 | SITOR fuse link, with slotted blade contacts, NH1, In: 550 A, aR, Un AC: 1000 V, Un DC: 600 V, without Indicator | - | 0 | 0
3NE3236-0MK08 |  | 3NE3236-0MK08 | 1 | UN | 1 | 30 | D | D | N | N | 85361090 | 3 | 4001869497563 | 0.596 | KG | 172.72 | 172.72 | LP10 | LP10 | SITOR fuse link, with slotted blade contacts, NH1, In: 630 A, aR, Un AC: 1000 V, Un DC: 600 V, without Indicator | - | 0 | 0
3NE3322 |  | 3NE3322 | 1 | UN | 1 | 30 | D | D | N | N | 85361090 | 3 | 4011209138841 | 1.089 | KG | 183.6 | 183.6 | LP10 | LP10 | SITOR fuse link, with slotted blade contacts, NH2, In: 125 A, aR, Un AC: 1000 V, front indicator | - | 0 | 7
3NE3332-0B |  | 3NE3332-0B | 1 | UN | 1 | 30 | D | D | N | N | 85361090 | 3 | 4011209004849 | 738 | G | 174.2 | 171.5 | LP10 | LP10 | SITOR fuse link, with slotted blade contacts, NH2, In: 400 A, aR, Un AC: 1000 V, front indicator | Lista Papel 2020 SI | 0 | 0
3NE3333 |  | 3NE3333 | 1 | UN | 1 | 30 | D | D | N | N | 85361090 | 3 | 4011209004856 | 771 | G | 178.2 | 175.5 | LP10 | LP10 | SITOR fuse link, with slotted blade contacts, NH2, In: 450 A, aR, Un AC: 1000 V, front indicator | Lista Papel 2020 SI | 0 | 0
3NE3334-0B |  | 3NE3334-0B | 1 | UN | 1 | 2 | A | D | N | N | 85361090 | 3 | 4011209004870 | 785 | G | 186.1 | 183.6 | LP10 | LP10 | SITOR fuse link, with slotted blade contacts, NH2, In: 500 A, aR, Un AC: 1000 V, front indicator | Lista Papel 2020 SI | 0 | 0
3NE3335 |  | 3NE3335 | 1 | UN | 1 | 2 | A | D | N | N | 85361090 | 3 | 4011209004887 | 788 | G | 195.4 | 193 | LP10 | LP10 | SITOR fuse link, with slotted blade contacts, NH2, In: 560 A, aR, Un AC: 1000 V, front indicator | Lista Papel 2020 SI | 0 | 0
3NE3336 |  | 3NE3336 | 1 | UN | 1 | 2 | A | D | N | N | 85361090 | 3 | 4011209004894 | 789 | G | 202 | 199.7 | LP10 | LP10 | SITOR fuse link, with slotted blade contacts, NH2, In: 630 A, aR, Un AC: 1000 V, front indicator | Lista Papel 2020 SI | 0 | 0
3NE3337-8 |  | 3NE3337-8 | 1 | UN | 1 | 2 | A | D | N | N | 85361090 | 3 | 4011209004900 | 801 | G | 208.6 | 206.4 | LP10 | LP10 | SITOR fuse link, with slotted blade contacts, NH2, In: 710 A, aR, Un AC: 900 V, front indicator | Lista Papel 2020 SI | 0 | 0
3NE3338-8 |  | 3NE3338-8 | 1 | UN | 1 | 2 | A | D | N | N | 85361090 | 3 | 4011209004917 | 806 | G | 216.5 | 213.1 | LP10 | LP10 | SITOR fuse link, with slotted blade contacts, NH2, In: 800 A, aR, Un AC: 800 V, front indicator | Lista Papel 2020 SI | 0 | 0
3NE3340-8 |  | 3NE3340-8 | 1 | UN | 1 | 2 | A | D | N | N | 85361090 | 3 | 4011209367975 | 802 | G | 227 | 223.8 | LP10 | LP10 | SITOR fuse link, with slotted blade contacts, NH2, In: 900 A, aR, Un AC: 690 V, front indicator | Lista Papel 2020 SI | 0 | 0
3NE3421-0C |  | 3NE3421-0C | 1 | UN | 1 | 20 | D | D | N | N | 85361090 | 3 | 4001869369464 | 1223 | G | 167.6 | 164.8 | LP10 | LP10 | SITOR fuse link, with slotted blade contacts, NH3, In: 100 A, aR, Un AC: 1000 V, Un DC: 440 V, front indicator | Lista Papel 2020 SI | 0 | 0
3NE3430-0C |  | 3NE3430-0C | 1 | UN | 1 | 2 | A | D | N | N | 85361090 | 3 | 4001869369471 | 1.224 | KG | 182.2 | 179.6 | LP10 | LP10 | SITOR fuse link, with slotted blade contacts, NH3, In: 315 A, aR, Un AC: 1000 V, Un DC: 440 V, front indicator | Lista Papel 2020 SI | 0 | 0
3NE3432-0C |  | 3NE3432-0C | 1 | UN | 1 | 30 | D | D | N | N | 85361090 | 3 | 4001869369488 | 1.192 | KG | 195.84 | 195.84 | LP10 | LP10 | SITOR fuse link, with slotted blade contacts, NH3, In: 400 A, aR, Un AC: 1000 V, Un DC: 440 V, front indicator | - | 0 | 0
3NE3434-0C |  | 3NE3434-0C | 1 | UN | 1 | 2 | A | D | N | N | 85361090 | 3 | 4001869369495 | 1.226 | KG | 223.1 | 219.8 | LP10 | LP10 | SITOR fuse link, with slotted blade contacts, NH3, In: 500 A, aR, Un AC: 1000 V, Un DC: 440 V, front indicator | Lista Papel 2020 SI | 0 | 0
3NE3434-3C |  | 3NE3434-3C | 1 | UN | 1 | 20 | D | D | N | N | 85361090 | 3 | 4001869369501 | 1.225 | KG | 218.96 | 218.96 | LP10 | LP10 | SITOR fuse link, with slotted blade contacts, NH3, In: 355 A, gR, Un AC: 1000 V, Un DC: 440 V, front indicator | - | 0 | 0
3NE3525-5 |  | 3NE3525-5 | 1 | UN | 1 | 20 | D | D | N | N | 85361090 | 2 | 4011209004955 | 700 | G | 143.9 | 142 | LP10 | LP10 | SITOR fuse link, with holder, In: 200 A, aR, Un AC: 1000 V, Un DC: 440 V, front indicator | Lista Papel 2020 SI | 0 | 0
3NE3535-5 |  | 3NE3535-5 | 1 | UN | 1 | 30 | D | D | N | N | 85361090 | 2 | 4011209004962 | 735 | G | 165 | 162.1 | LP10 | LP10 | SITOR fuse link, with holder, In: 450 A, aR, Un AC: 1000 V, Un DC: 440 V, front indicator | Lista Papel 2020 SI | 0 | 0
3NE3626-0C |  | 3NE3626-0C | 1 | UN | 1 | 30 | D | D | N | N | 85361090 | 3 | 4001869369518 | 1.223 | KG | 171.6 | 168.8 | LP10 | LP10 | SITOR fuse link, with slotted blade contacts, NH3, In: 224 A, aR, Un AC: 1000 V, Un DC: 440 V, front indicator | Lista Papel 2020 SI | 0 | 0
3NE3635-0C |  | 3NE3635-0C | 1 | UN | 1 | 30 | D | D | N | N | 85361090 | 3 | 4001869369525 | 1.198 | KG | 207.2 | 205 | LP10 | LP10 | SITOR fuse link, with slotted blade contacts, NH3, In: 450 A, aR, Un AC: 1000 V, Un DC: 440 V, front indicator | Lista Papel 2020 SI | 0 | 0
3NE3635-6 |  | 3NE3635-6 | 1 | UN | 1 | 20 | D | D | N | N | 85361090 | 3 | 4011209265776 | 1.234 | KG | 326 | 321.6 | LP10 | LP10 | SITOR fuse link, with female thread on both sides, NH3, In: 450 A, aR, Un AC: 1000 V, Un DC: 440 V, front indicator | Lista Papel 2020 SI | 0 | 0
3NE3636-0C |  | 3NE3636-0C | 1 | UN | 1 | 20 | D | D | N | N | 85361090 | 3 | 4001869369532 | 1.216 | KG | 233.6 | 230.5 | LP10 | LP10 | SITOR fuse link, with slotted blade contacts, NH3, In: 630 A, aR, Un AC: 1000 V, Un DC: 440 V, front indicator | Lista Papel 2020 SI | 0 | 0
3NE3637-0C |  | 3NE3637-0C | 1 | UN | 1 | 30 | D | D | N | N | 85361090 | 3 | 4001869369549 | 1.237 | KG | 248.2 | 245.2 | LP10 | LP10 | SITOR fuse link, with slotted blade contacts, NH3, In: 710 A, aR, Un AC: 1000 V, Un DC: 440 V, front indicator | Lista Papel 2020 SI | 0 | 0
3NE3637-1C |  | 3NE3637-1C | 1 | UN | 1 | 30 | D | D | N | N | 85361090 | 3 | 4001869369556 | 1.246 | KG | 318.1 | 313.6 | LP10 | LP10 | SITOR fuse link, with slotted blade contacts, NH3, In: 710 A, aR, Un AC: 1000 V, Un DC: 440 V, front indicator | Lista Papel 2020 SI | 0 | 0
3NE4101 |  | 3NE4101 | 1 | UN | 1 | 30 | D | D | N | N | 85361050 | 3 | 4011209005006 | 265 | G | 52.4 | 51.7 | LP10 | LP10 | SITOR fuse link, with blade contacts, NH0, In: 32 A, gR, Un AC: 1000 V, Un DC: 250 V, front indicator | Lista Papel 2020 SI | 0 | 0
3NE4102 |  | 3NE4102 | 1 | UN | 1 | 30 | D | D | N | N | 85361050 | 3 | 4011209005013 | 269 | G | 52.4 | 51.7 | LP10 | LP10 | SITOR fuse link, with blade contacts, NH0, In: 40 A, gR, Un AC: 1000 V, Un DC: 250 V, front indicator | Lista Papel 2020 SI | 0 | 0
3NE4117 |  | 3NE4117 | 1 | UN | 1 | 2 | A | D | N | N | 85361050 | 3 | 4011209005020 | 270 | G | 52.4 | 51.7 | LP10 | LP10 | SITOR fuse link, with blade contacts, NH0, In: 50 A, gR, Un AC: 1000 V, Un DC: 250 V, front indicator | Lista Papel 2020 SI | 0 | 0
3NE4117-5 |  | 3NE4117-5 | 1 | UN | 1 | 2 | A | D | N | N | 85361050 | 2 | 4011209005037 | 300 | G | 57.8 | 57.1 | LP10 | LP10 | SITOR fuse link, with holder, In: 50 A, gR, Un AC: 1000 V, Un DC: 250 V, front indicator | Lista Papel 2020 SI | 0 | 0
3NE4118 |  | 3NE4118 | 1 | UN | 1 | 2 | A | D | N | N | 85361050 | 3 | 4011209005044 | 268 | G | 57.8 | 57.1 | LP10 | LP10 | SITOR fuse link, with blade contacts, NH0, In: 63 A, aR, Un AC: 1000 V, Un DC: 440 V, front indicator | Lista Papel 2020 SI | 0 | 0
3NE4120 |  | 3NE4120 | 1 | UN | 1 | 30 | D | D | N | N | 85361090 | 3 | 4011209005051 | 270 | G | 57.8 | 57.1 | LP10 | LP10 | SITOR fuse link, with blade contacts, NH0, In: 80 A, aR, Un AC: 1000 V, Un DC: 440 V, front indicator | Lista Papel 2020 SI | 0 | 0
3NE4121 |  | 3NE4121 | 1 | UN | 1 | 2 | A | D | N | N | 85361090 | 3 | 4011209005068 | 267 | G | 61.8 | 61 | LP10 | LP10 | SITOR fuse link, with blade contacts, NH0, In: 100 A, aR, Un AC: 1000 V, Un DC: 440 V, front indicator | Lista Papel 2020 SI | 0 | 0
3NE4121-5 |  | 3NE4121-5 | 1 | UN | 1 | 2 | A | D | N | N | 85361090 | 2 | 4011209005075 | 305 | G | 61.8 | 61 | LP10 | LP10 | SITOR fuse link, with holder, In: 100 A, aR, Un AC: 1000 V, Un DC: 440 V, front indicator | Lista Papel 2020 SI | 0 | 0
3NE4122 |  | 3NE4122 | 1 | UN | 1 | 2 | A | D | N | N | 85361090 | 3 | 4011209005082 | 275 | G | 61.8 | 61 | LP10 | LP10 | SITOR fuse link, with blade contacts, NH0, In: 125 A, aR, Un AC: 1000 V, Un DC: 440 V, front indicator | Lista Papel 2020 SI | 0 | 0
3NE4124 |  | 3NE4124 | 1 | UN | 1 | 30 | D | D | N | N | 85361090 | 3 | 4011209005099 | 275 | G | 64.8 | 63.9 | LP10 | LP10 | SITOR fuse link, with blade contacts, NH0, In: 160 A, aR, Un AC: 1000 V, Un DC: 440 V, front indicator | Lista Papel 2020 SI | 0 | 0
3NE4146-5 |  | 3NE4146-5 | 1 | UN | 1 | 2 | A | D | N | N | 85361090 | 2 | 4011209005105 | 292 | G | 68.9 | 67.9 | LP10 | LP10 | SITOR fuse link, with holder, In: 170 A, aR, Un AC: 1000 V, Un DC: 440 V, front indicator | Lista Papel 2020 SI | 0 | 0
3NE4327-0B |  | 3NE4327-0B | 1 | UN | 1 | 2 | A | D | N | N | 85361090 | 3 | 4011209005112 | 802 | G | 145.2 | 143.4 | LP10 | LP10 | SITOR fuse link, with slotted blade contacts, NH2, In: 250 A, aR, Un AC: 800 V, Un DC: 440 V, front indicator | Lista Papel 2020 SI | 0 | 0
3NE4327-6B |  | 3NE4327-6B | 1 | UN | 1 | 30 | D | D | N | N | 85361090 | 3 | 4011209005129 | 691 | G | 153.1 | 151.4 | LP10 | LP10 | SITOR fuse link, with female thread on both sides, In: 250 A, aR, Un AC: 800 V, Un DC: 440 V, front indicator | Lista Papel 2020 SI | 0 | 0
3NE4330-0B |  | 3NE4330-0B | 1 | UN | 1 | 2 | A | D | N | N | 85361090 | 3 | 4011209005136 | 810 | G | 151.8 | 150.1 | LP10 | LP10 | SITOR fuse link, with slotted blade contacts, NH2, In: 315 A, aR, Un AC: 800 V, Un DC: 440 V, front indicator | Lista Papel 2020 SI | 0 | 0
3NE4330-6B |  | 3NE4330-6B | 1 | UN | 1 | 2 | A | D | N | N | 85361090 | 3 | 4011209005143 | 690 | G | 161 | 159.5 | LP10 | LP10 | SITOR fuse link, with female thread on both sides, In: 315 A, aR, Un AC: 800 V, Un DC: 440 V, front indicator | Lista Papel 2020 SI | 0 | 0
3NE4331-3 |  | 3NE4331-3 | 1 | UN | 1 | 20 | D | D | N | N | 85361090 | 3 | 4001869521923 | 0.806 | KG | 189.04 | 189.04 | LP10 | LP10 | SITOR fuse link, with slotted blade contacts, NH2, In: 350 A, gR, Un AC: 750 V, front indicator | - | 0 | 0
3NE4332-3 |  | 3NE4332-3 | 1 | UN | 1 | 20 | D | D | N | N | 85361090 | 3 | 4001869521930 | 0.808 | KG | 193.12 | 193.12 | LP10 | LP10 | SITOR fuse link, with slotted blade contacts, NH2, In: 400 A, gR, Un AC: 750 V, front indicator | - | 0 | 0
3NE4333-0B |  | 3NE4333-0B | 1 | UN | 1 | 30 | D | D | N | N | 85361090 | 3 | 4011209005150 | 810 | G | 159.7 | 158.1 | LP10 | LP10 | SITOR fuse link, with slotted blade contacts, NH2, In: 450 A, aR, Un AC: 800 V, Un DC: 440 V, front indicator | Lista Papel 2020 SI | 0 | 0
3NE4333-3 |  | 3NE4333-3 | 1 | UN | 1 | 30 | D | D | N | N | 85361090 | 3 | 4001869530031 | 810 | G | 199.92 | 199.92 | LP10 | LP10 | SITOR fuse link, with slotted blade contacts, NH2, In: 450 A, aR, Un AC: 750 V, front indicator | - | 0 | 0
3NE4333-6B |  | 3NE4333-6B | 1 | UN | 1 | 2 | A | D | N | N | 85361090 | 3 | 4011209005167 | 684 | G | 169 | 166.2 | LP10 | LP10 | SITOR fuse link, with female thread on both sides, In: 450 A, aR, Un AC: 800 V, Un DC: 440 V, front indicator | Lista Papel 2020 SI | 0 | 0
3NE4334-0B |  | 3NE4334-0B | 1 | UN | 1 | 30 | D | D | N | N | 85361090 | 3 | 4011209005174 | 810 | G | 165 | 162.1 | LP10 | LP10 | SITOR fuse link, with slotted blade contacts, NH2, In: 500 A, aR, Un AC: 800 V, Un DC: 440 V, front indicator | Lista Papel 2020 SI | 0 | 0
3NE4334-3 |  | 3NE4334-3 | 1 | UN | 1 | 20 | D | D | N | N | 85361090 | 3 | 4001869530048 | 811 | G | 205.36 | 205.36 | LP10 | LP10 | SITOR fuse link, with slotted blade contacts, NH2, In: 500 A, aR, Un AC: 750 V, front indicator | - | 0 | 0
3NE4334-6B |  | 3NE4334-6B | 1 | UN | 1 | 2 | A | D | N | N | 85361090 | 3 | 4011209005181 | 678 | G | 172.9 | 170.2 | LP10 | LP10 | SITOR fuse link, with female thread on both sides, In: 500 A, aR, Un AC: 800 V, Un DC: 440 V, front indicator | Lista Papel 2020 SI | 0 | 0
3NE4335-3 |  | 3NE4335-3 | 1 | UN | 1 | 30 | D | D | N | N | 85361090 | 3 | 4001869530055 | 802 | G | 212.16 | 212.16 | LP10 | LP10 | SITOR fuse link, with slotted blade contacts, NH2, In: 550 A, aR, Un AC: 750 V, front indicator | - | 0 | 0
3NE4337 |  | 3NE4337 | 1 | UN | 1 | 2 | A | D | N | N | 85361090 | 3 | 4011209005198 | 813 | G | 172.9 | 170.2 | LP10 | LP10 | SITOR fuse link, with slotted blade contacts, NH2, In: 710 A, aR, Un AC: 800 V, Un DC: 440 V, front indicator | Lista Papel 2020 SI | 0 | 0
3NE4337-6 |  | 3NE4337-6 | 1 | UN | 1 | 30 | D | D | N | N | 85361090 | 3 | 4011209005204 | 687 | G | 182.2 | 179.6 | LP10 | LP10 | SITOR fuse link, with female thread on both sides, In: 710 A, aR, Un AC: 800 V, Un DC: 440 V, front indicator | Lista Papel 2020 SI | 0 | 0
3NE5302-0MK06 |  | 3NE5302-0MK06 | 1 | UN | 1 | 30 | D | D | N | N | 85361050 | 1 | 4001869497570 | 1.242 | KG | 156.4 | 156.4 | LP10 | LP10 | SITOR fuse link, with slotted blade contacts, NH2, In: 40 A, gR, Un AC: 1500 V, Un DC: 1000 V, without Indicator | - | 0 | 0
3NE5317-0MK06 |  | 3NE5317-0MK06 | 1 | UN | 1 | 30 | D | D | N | N | 85361050 | 1 | 4001869497587 | 1.233 | KG | 161.84 | 161.84 | LP10 | LP10 | SITOR fuse link, with slotted blade contacts, NH2, In: 50 A, gR, Un AC: 1500 V, Un DC: 1000 V, without Indicator | - | 0 | 0
3NE5318 |  | 3NE5318 | 1 | UN | 1 | 30 | D | D | N | N | 85351000 | 3 | 4011209129542 | 1.12 | KG | 258.4 | 258.4 | LP10 | LP10 | SITOR fuse link, In: 63 A, gR, Un AC: 1500 V, Un DC: 250 V, front indicator | - | 0 | 0
3NE5318-0MK06 |  | 3NE5318-0MK06 | 1 | UN | 1 | 30 | D | D | N | N | 85361050 | 1 | 4001869497594 | 1.238 | KG | 167.28 | 167.28 | LP10 | LP10 | SITOR fuse link, with slotted blade contacts, NH2, In: 63 A, gR, Un AC: 1500 V, Un DC: 1000 V, without Indicator | - | 0 | 0
3NE5320-0MK06 |  | 3NE5320-0MK06 | 1 | UN | 1 | 30 | D | D | N | N | 85361090 | 1 | 4001869497600 | 1.234 | KG | 174.08 | 174.08 | LP10 | LP10 | SITOR fuse link, with slotted blade contacts, NH2, In: 80 A, aR, Un AC: 1500 V, Un DC: 1000 V, without Indicator | - | 0 | 0
3NE5321-0MK06 |  | 3NE5321-0MK06 | 1 | UN | 1 | 30 | D | D | N | N | 85361090 | 1 | 4001869497617 | 1.226 | KG | 179.52 | 179.52 | LP10 | LP10 | SITOR fuse link, with slotted blade contacts, NH2, In: 100 A, aR, Un AC: 1500 V, Un DC: 1000 V, without Indicator | - | 0 | 0
3NE5322-0MK06 |  | 3NE5322-0MK06 | 1 | UN | 1 | 30 | D | D | N | N | 85361090 | 1 | 4001869497624 | 1.243 | KG | 184.96 | 184.96 | LP10 | LP10 | SITOR fuse link, with slotted blade contacts, NH2, In: 125 A, aR, Un AC: 1500 V, Un DC: 1000 V, without Indicator | - | 0 | 0
3NE5324-0MK06 |  | 3NE5324-0MK06 | 1 | UN | 1 | 30 | D | D | N | N | 85361090 | 1 | 4001869497631 | 1.24 | KG | 194.48 | 194.48 | LP10 | LP10 | SITOR fuse link, with slotted blade contacts, NH2, In: 160 A, aR, Un AC: 1500 V, Un DC: 1000 V, without Indicator | - | 0 | 0
3NE5325-0MK06 |  | 3NE5325-0MK06 | 1 | UN | 1 | 30 | D | D | N | N | 85361090 | 1 | 4001869497648 | 1.25 | KG | 202.64 | 202.64 | LP10 | LP10 | SITOR fuse link, with slotted blade contacts, NH2, In: 200 A, aR, Un AC: 1500 V, Un DC: 1000 V, without Indicator | - | 0 | 0
3NE5327-0MK06 |  | 3NE5327-0MK06 | 1 | UN | 1 | 30 | D | D | N | N | 85361090 | 1 | 4001869497655 | 1.248 | KG | 212.16 | 212.16 | LP10 | LP10 | SITOR fuse link, with slotted blade contacts, NH2, In: 250 A, aR, Un AC: 1500 V, Un DC: 1000 V, without Indicator | - | 0 | 0
3NE5330-0MK06 |  | 3NE5330-0MK06 | 1 | UN | 1 | 30 | D | D | N | N | 85361090 | 1 | 4001869497662 | 1.242 | KG | 223.04 | 223.04 | LP10 | LP10 | SITOR fuse link, with slotted blade contacts, NH2, In: 315 A, aR, Un AC: 1500 V, Un DC: 1000 V, without Indicator | - | 0 | 0
3NE5332-0MK06 |  | 3NE5332-0MK06 | 1 | UN | 1 | 30 | D | D | N | N | 85361090 | 1 | 4001869497679 | 1.239 | KG | 235.28 | 235.28 | LP10 | LP10 | SITOR fuse link, with slotted blade contacts, NH2, In: 400 A, aR, Un AC: 1500 V, Un DC: 1000 V, without Indicator | - | 0 | 0
3NE5334-0MK06 |  | 3NE5334-0MK06 | 1 | UN | 1 | 30 | D | D | N | N | 85361090 | 1 | 4001869497686 | 1.249 | KG | 250.24 | 250.24 | LP10 | LP10 | SITOR fuse link, with slotted blade contacts, NH2, In: 500 A, aR, Un AC: 1500 V, Un DC: 1000 V, without Indicator | - | 0 | 0
3NE5336-0MK06 |  | 3NE5336-0MK06 | 1 | UN | 1 | 30 | D | D | N | N | 85361090 | 1 | 4001869497693 | 1.257 | KG | 263.84 | 263.84 | LP10 | LP10 | SITOR fuse link, with slotted blade contacts, NH2, In: 630 A, aR, Un AC: 1500 V, Un DC: 1000 V, without Indicator | - | 0 | 0
3NE5336-0MK66 |  | 3NE5336-0MK66 | 1 | UN | 1 | 30 | D | D | N | N | 85361090 | 1 | 4001869497709 | 1.316 | KG | 263.84 | 263.84 | LP10 | LP10 | SITOR fuse link, with slotted blade contacts, NH2, In: 630 A, aR, Un AC: 1500 V, Un DC: 1000 V, without Indicator | - | 0 | 0
3NE5424-0C |  | 3NE5424-0C | 1 | UN | 1 | 30 | D | D | N | N | 85351000 | 2 | 4001869369563 | 1995 | G | 249.5 | 246.6 | LP10 | LP10 | SITOR fuse link, with slotted blade contacts, NH3, In: 160 A, aR, Un AC: 1500 V, Un DC: 1000 V, front indicator | Lista Papel 2020 SI | 0 | 0
3NE5426-0C |  | 3NE5426-0C | 1 | UN | 1 | 30 | D | D | N | N | 85351000 | 2 | 4001869369570 | 2.087 | KG | 246.8 | 243.9 | LP10 | LP10 | SITOR fuse link, with slotted blade contacts, NH3, In: 224 A, aR, Un AC: 1500 V, Un DC: 1000 V, front indicator | Lista Papel 2020 SI | 0 | 0
3NE5430-0C |  | 3NE5430-0C | 1 | UN | 1 | 30 | D | D | N | N | 85351000 | 2 | 4001869369587 | 2.11 | KG | 262.7 | 258.6 | LP10 | LP10 | SITOR fuse link, with slotted blade contacts, NH3, In: 315 A, aR, Un AC: 1500 V, Un DC: 1000 V, front indicator | Lista Papel 2020 SI | 0 | 0
3NE5431-0C |  | 3NE5431-0C | 1 | UN | 1 | 30 | D | D | N | N | 85351000 | 2 | 4001869369594 | 2.129 | KG | 289.1 | 285.4 | LP10 | LP10 | SITOR fuse link, with slotted blade contacts, NH3, In: 350 A, aR, Un AC: 1500 V, Un DC: 1000 V, front indicator | Lista Papel 2020 SI | 0 | 0
3NE5433-0C |  | 3NE5433-0C | 1 | UN | 1 | 30 | D | D | N | N | 85351000 | 2 | 4001869369600 | 2.104 | KG | 331.3 | 327 | LP10 | LP10 | SITOR fuse link, with slotted blade contacts, NH3, In: 450 A, aR, Un AC: 1500 V, Un DC: 1000 V, front indicator | Lista Papel 2020 SI | 0 | 0
3NE5433-1C |  | 3NE5433-1C | 1 | UN | 1 | 30 | D | D | N | N | 85351000 | 2 | 4001869369617 | 1.991 | KG | 331.3 | 327 | LP10 | LP10 | SITOR fuse link, with slotted blade contacts, NH3, In: 450 A, aR, Un AC: 1500 V, Un DC: 1000 V, front indicator | Lista Papel 2020 SI | 0 | 0
3NE5627-0C |  | 3NE5627-0C | 1 | UN | 1 | 30 | D | D | N | N | 85351000 | 3 | 4001869369624 | 1.576 | KG | 228.4 | 225.1 | LP10 | LP10 | SITOR fuse link, with slotted blade contacts, NH3, In: 250 A, aR, Un AC: 1500 V, Un DC: 900 V, front indicator | Lista Papel 2020 SI | 0 | 0
3NE5633-0C |  | 3NE5633-0C | 1 | UN | 1 | 30 | D | D | N | N | 85351000 | 3 | 4001869369631 | 1.595 | KG | 285.1 | 281.4 | LP10 | LP10 | SITOR fuse link, with slotted blade contacts, NH3, In: 450 A, aR, Un AC: 1500 V, Un DC: 900 V, front indicator | Lista Papel 2020 SI | 0 | 0
3NE5643-0C |  | 3NE5643-0C | 1 | UN | 1 | 30 | D | D | N | N | 85351000 | 3 | 4001869369648 | 1.606 | KG | 306.2 | 301.5 | LP10 | LP10 | SITOR fuse link, with slotted blade contacts, NH3, In: 600 A, aR, Un AC: 1500 V, Un DC: 900 V, front indicator | Lista Papel 2020 SI | 0 | 0
3NE6437 |  | 3NE6437 | 1 | UN | 1 | 21 | D | D | N | N | 85361090 | 3 | 4011209140653 | 1.117 | KG | 216.5 | 213.1 | LP10 | LP10 | SITOR fuse link, with female thread on both sides, In: 710 A, gR, Un AC: 900 V, front indicator | Lista Papel 2020 SI | 0 | 0
3NE6437-7 |  | 3NE6437-7 | 1 | UN | 1 | 30 | D | D | N | N | 85361090 | 3 | 4011209223899 | 1.155 | KG | 216.5 | 213.1 | LP10 | LP10 | SITOR fuse link, with female thread on both sides, In: 710 A, aR, Un AC: 900 V, Un DC: 440 V, front indicator | Lista Papel 2020 SI | 0 | 0
3NE6444 |  | 3NE6444 | 1 | UN | 1 | 30 | D | D | N | N | 85361090 | 3 | 4011209235007 | 1.153 | KG | 227 | 223.8 | LP10 | LP10 | SITOR fuse link, with female thread on both sides, In: 900 A, aR, Un AC: 900 V, Un DC: 440 V, front indicator | Lista Papel 2020 SI | 0 | 0
3NE7425-0U |  | 3NE7425-0U | 1 | UN | 1 | 30 | D | D | N | N | 85361090 | 2 | 4001869521824 | 2.156 | KG | 262.7 | 258.6 | LP10 | LP10 | SITOR fuse link, with slotted blade contacts, NH3, In: 200 A, aR, Un AC: 2000 V, Un DC: 440 V, front indicator | Lista Papel 2020 SI | 0 | 0
3NE7427-0U |  | 3NE7427-0U | 1 | UN | 1 | 20 | D | D | N | N | 85361090 | 2 | 4001869521831 | 1.999 | KG | 271.9 | 268 | LP10 | LP10 | SITOR fuse link, with slotted blade contacts, NH3, In: 250 A, aR, Un AC: 2000 V, Un DC: 440 V, front indicator | Lista Papel 2020 SI | 0 | 0
3NE7431-0U |  | 3NE7431-0U | 1 | UN | 1 | 30 | D | D | N | N | 85361090 | 2 | 4001869521848 | 2.131 | KG | 308.9 | 304.2 | LP10 | LP10 | SITOR fuse link, with slotted blade contacts, NH3, In: 350 A, aR, Un AC: 2000 V, Un DC: 440 V, front indicator | Lista Papel 2020 SI | 0 | 0
3NE7432-0U |  | 3NE7432-0U | 1 | UN | 1 | 30 | D | D | N | N | 85361090 | 2 | 4001869521855 | 2.014 | KG | 326 | 321.6 | LP10 | LP10 | SITOR fuse link, with slotted blade contacts, NH3, In: 400 A, aR, Un AC: 2000 V, Un DC: 440 V, front indicator | Lista Papel 2020 SI | 0 | 0
3NE7633-0U |  | 3NE7633-0U | 1 | UN | 1 | 30 | D | D | N | N | 85361090 | 2 | 4001869521862 | 2.173 | KG | 355.1 | 349.7 | LP10 | LP10 | SITOR fuse link, with slotted blade contacts, NH3, In: 450 A, aR, Un AC: 2000 V, Un DC: 440 V, front indicator | Lista Papel 2020 SI | 0 | 0
3NE7633-1U |  | 3NE7633-1U | 1 | UN | 1 | 30 | D | D | N | N | 85361090 | 2 | 4001869521879 | 2.142 | KG | 355.1 | 349.7 | LP10 | LP10 | SITOR fuse link, with slotted blade contacts, NH3, In: 450 A, aR, Un AC: 2000 V, Un DC: 440 V, front indicator | Lista Papel 2020 SI | 0 | 0
3NE7636-0U |  | 3NE7636-0U | 1 | UN | 1 | 30 | D | D | N | N | 85361090 | 2 | 4001869521886 | 2.184 | KG | 415.8 | 410 | LP10 | LP10 | SITOR fuse link, with slotted blade contacts, NH3, In: 630 A, aR, Un AC: 2000 V, Un DC: 440 V, front indicator | Lista Papel 2020 SI | 0 | 0
3NE7636-1U |  | 3NE7636-1U | 1 | UN | 1 | 30 | D | D | N | N | 85361090 | 2 | 4001869521893 | 2.191 | KG | 414.5 | 408.7 | LP10 | LP10 | SITOR fuse link, with slotted blade contacts, NH3, In: 630 A, aR, Un AC: 2000 V, Un DC: 440 V, front indicator | Lista Papel 2020 SI | 0 | 0
3NE7637-1U |  | 3NE7637-1U | 1 | UN | 1 | 30 | D | D | N | N | 85361090 | 2 | 4001869521909 | 2.142 | KG | 429 | 423.4 | LP10 | LP10 | SITOR fuse link, with slotted blade contacts, NH3, In: 710 A, aR, Un AC: 2000 V, Un DC: 440 V, front indicator | Lista Papel 2020 SI | 0 | 0
3NE7648-1U |  | 3NE7648-1U | 1 | UN | 1 | 30 | D | D | N | N | 85361090 | 2 | 4001869521916 | 2.151 | KG | 414.5 | 408.7 | LP10 | LP10 | SITOR fuse link, with slotted blade contacts, NH3, In: 525 A, aR, Un AC: 2000 V, Un DC: 440 V, front indicator | Lista Papel 2020 SI | 0 | 0
3NE8003-1 |  | 3NE8003-1 | 1 | UN | 1 | 2 | A | D | N | N | 85361050 | 3 | 4011209307100 | 203 | G | 43.4 | 42.9 | LP10 | LP10 | SITOR fuse link, with blade contacts, NH00, In: 35 A, gR, Un AC: 690 V, Un DC: 440 V, front indicator | Lista Papel 2020 SI | 0 | 0
3NE8015-1 |  | 3NE8015-1 | 1 | UN | 1 | 30 | D | D | N | N | 85361050 | 3 | 4011209347861 | 205 | G | 43.4 | 42.9 | LP10 | LP10 | SITOR fuse link, with blade contacts, NH00, In: 25 A, gR, Un AC: 690 V, Un DC: 440 V, front indicator | Lista Papel 2020 SI | 0 | 0
3NE8017-1 |  | 3NE8017-1 | 1 | UN | 1 | 30 | D | D | N | N | 85361050 | 3 | 4011209320857 | 206 | G | 43.4 | 42.9 | LP10 | LP10 | SITOR fuse link, with blade contacts, NH00, In: 50 A, gR, Un AC: 690 V, Un DC: 440 V, front indicator | Lista Papel 2020 SI | 0 | 0
3NE8018-1 |  | 3NE8018-1 | 1 | UN | 1 | 2 | A | D | N | N | 85361050 | 3 | 4011209347113 | 201 | G | 48.8 | 48.2 | LP10 | LP10 | SITOR fuse link, with blade contacts, NH00, In: 63 A, gR, Un AC: 690 V, Un DC: 440 V, front indicator | Lista Papel 2020 SI | 0 | 0
3NE8020-1 |  | 3NE8020-1 | 1 | UN | 1 | 2 | A | D | N | N | 85361090 | 3 | 4011209316645 | 203 | G | 48.8 | 48.2 | LP10 | LP10 | SITOR fuse link, with blade contacts, NH00, In: 80 A, aR, Un AC: 690 V, Un DC: 440 V, front indicator | Lista Papel 2020 SI | 0 | 0
3NE8020-3MK |  | 3NE8020-3MK | 1 | UN | 1 | 2 | A | D | N | N | 85361090 | 3 | 4001869497716 | 0.205 | KG | 56.3 | 56.3 | LP10 | LP10 | SITOR fuse link, with Bolt-on links, NH00, In: 80 A, gR, Un AC: 690 V, Un DC: 440 V, front indicator | - | 0 | 0
3NE8021-1 |  | 3NE8021-1 | 1 | UN | 1 | 2 | A | D | N | N | 85361090 | 3 | 4011209308725 | 203 | G | 54.1 | 53.3 | LP10 | LP10 | SITOR fuse link, with blade contacts, NH00, In: 100 A, aR, Un AC: 690 V, Un DC: 440 V, front indicator | Lista Papel 2020 SI | 0 | 0
3NE8021-3MK |  | 3NE8021-3MK | 1 | UN | 1 | 2 | A | D | N | N | 85361090 | 3 | 4001869497723 | 0.205 | KG | 57.94 | 57.94 | LP10 | LP10 | SITOR fuse link, with Bolt-on links, NH00, In: 100 A, gR, Un AC: 690 V, Un DC: 440 V, front indicator | - | 0 | 0
3NE8022-1 |  | 3NE8022-1 | 1 | UN | 1 | 2 | A | D | N | N | 85361090 | 3 | 4011209316768 | 204 | G | 54.1 | 53.3 | LP10 | LP10 | SITOR fuse link, with blade contacts, NH00, In: 125 A, aR, Un AC: 690 V, Un DC: 440 V, front indicator | Lista Papel 2020 SI | 0 | 0
3NE8024-1 |  | 3NE8024-1 | 1 | UN | 1 | 2 | A | D | N | N | 85361090 | 3 | 4011209347878 | 209 | G | 57.8 | 57.1 | LP10 | LP10 | SITOR fuse link, with blade contacts, NH00, In: 160 A, aR, Un AC: 690 V, Un DC: 440 V, front indicator | Lista Papel 2020 SI | 0 | 0
3NE8031-3MK |  | 3NE8031-3MK | 1 | UN | 1 | 2 | A | D | N | N | 85361090 | 3 | 4001869497730 | 0.209 | KG | 90.71 | 90.71 | LP10 | LP10 | SITOR fuse link, with Bolt-on links, NH00, In: 350 A, aR, Un AC: 690 V, Un DC: 440 V, front indicator | - | 0 | 0
3NE8032-3MK |  | 3NE8032-3MK | 1 | UN | 1 | 2 | A | D | N | N | 85361090 | 3 | 4001869497747 | 0.211 | KG | 93.7 | 93.7 | LP10 | LP10 | SITOR fuse link, with Bolt-on links, NH00, In: 400 A, aR, Un AC: 690 V, Un DC: 440 V, front indicator | - | 0 | 0
3NE8221-0MK |  | 3NE8221-0MK | 1 | UN | 1 | 2 | A | D | N | N | 85361090 | 3 | 4001869497754 | 0.476 | KG | 81.33 | 81.33 | LP10 | LP10 | SITOR fuse link, with blade contacts, NH1, In: 100 A, aR, Un AC: 690 V, Un DC: 440 V, front indicator | - | 0 | 0
3NE8221-3MK |  | 3NE8221-3MK | 1 | UN | 1 | 2 | A | D | N | N | 85361090 | 3 | 4001869497761 | 0.41 | KG | 68.82 | 68.82 | LP10 | LP10 | SITOR fuse link, with slotted blade contacts, NH1, In: 100 A, aR, Un AC: 690 V, Un DC: 440 V, front indicator | - | 0 | 0
3NE8222-0MK |  | 3NE8222-0MK | 1 | UN | 1 | 2 | A | D | N | N | 85361090 | 3 | 4001869497778 | 0.475 | KG | 85.95 | 85.95 | LP10 | LP10 | SITOR fuse link, with blade contacts, NH1, In: 125 A, aR, Un AC: 690 V, Un DC: 440 V, front indicator | - | 0 | 0
3NE8222-3MK |  | 3NE8222-3MK | 1 | UN | 1 | 2 | A | D | N | N | 85361090 | 3 | 4001869497785 | 0.41 | KG | 71.81 | 71.81 | LP10 | LP10 | SITOR fuse link, with slotted blade contacts, NH1, In: 125 A, aR, Un AC: 690 V, Un DC: 440 V, front indicator | - | 0 | 0
3NE8224-0MK |  | 3NE8224-0MK | 1 | UN | 1 | 2 | A | D | N | N | 85361090 | 3 | 4001869497792 | 0.48 | KG | 98.33 | 98.33 | LP10 | LP10 | SITOR fuse link, with blade contacts, NH1, In: 160 A, aR, Un AC: 690 V, Un DC: 440 V, front indicator | - | 0 | 0
3NE8224-3MK |  | 3NE8224-3MK | 1 | UN | 1 | 2 | A | D | N | N | 85361090 | 3 | 4001869497808 | 0.412 | KG | 75.07 | 75.07 | LP10 | LP10 | SITOR fuse link, with slotted blade contacts, NH1, In: 160 A, aR, Un AC: 690 V, Un DC: 440 V, front indicator | - | 0 | 0
3NE8225-0MK |  | 3NE8225-0MK | 1 | UN | 1 | 2 | A | D | N | N | 85361090 | 3 | 4001869497815 | 0.478 | KG | 100.23 | 100.23 | LP10 | LP10 | SITOR fuse link, with blade contacts, NH1, In: 200 A, aR, Un AC: 690 V, Un DC: 440 V, front indicator | - | 0 | 0
3NE8225-3MK |  | 3NE8225-3MK | 1 | UN | 1 | 2 | A | D | N | N | 85361090 | 3 | 4001869497822 | 0.412 | KG | 78.2 | 78.2 | LP10 | LP10 | SITOR fuse link, with slotted blade contacts, NH1, In: 200 A, aR, Un AC: 690 V, Un DC: 440 V, front indicator | - | 0 | 0
3NE8227-0MK |  | 3NE8227-0MK | 1 | UN | 1 | 2 | A | D | N | N | 85361090 | 3 | 4001869497839 | 0.477 | KG | 103.09 | 103.09 | LP10 | LP10 | SITOR fuse link, with blade contacts, NH1, In: 250 A, aR, Un AC: 690 V, Un DC: 440 V, front indicator | - | 0 | 0
3NE8227-3MK |  | 3NE8227-3MK | 1 | UN | 1 | 2 | A | D | N | N | 85361090 | 3 | 4001869497846 | 0.412 | KG | 81.33 | 81.33 | LP10 | LP10 | SITOR fuse link, with slotted blade contacts, NH1, In: 250 A, aR, Un AC: 690 V, Un DC: 440 V, front indicator | - | 0 | 0
3NE8230-0MK |  | 3NE8230-0MK | 1 | UN | 1 | 2 | A | D | N | N | 85361090 | 3 | 4001869497853 | 0.478 | KG | 106.49 | 106.49 | LP10 | LP10 | SITOR fuse link, with blade contacts, NH1, In: 315 A, aR, Un AC: 690 V, Un DC: 440 V, front indicator | - | 0 | 0
3NE8230-3MK |  | 3NE8230-3MK | 1 | UN | 1 | 2 | A | D | N | N | 85361090 | 3 | 4001869497860 | 0.413 | KG | 85.95 | 85.95 | LP10 | LP10 | SITOR fuse link, with slotted blade contacts, NH1, In: 315 A, aR, Un AC: 690 V, Un DC: 440 V, front indicator | - | 0 | 0
3NE8231-3MK |  | 3NE8231-3MK | 1 | UN | 1 | 2 | A | D | N | N | 85361090 | 3 | 4001869497877 | 0.411 | KG | 93.7 | 93.7 | LP10 | LP10 | SITOR fuse link, with slotted blade contacts, NH1, In: 350 A, aR, Un AC: 690 V, Un DC: 440 V, front indicator | - | 0 | 0
3NE8232-3MK |  | 3NE8232-3MK | 1 | UN | 1 | 2 | A | D | N | N | 85361090 | 3 | 4001869497884 | 0.412 | KG | 101.73 | 101.73 | LP10 | LP10 | SITOR fuse link, with slotted blade contacts, NH1, In: 400 A, aR, Un AC: 690 V, Un DC: 440 V, front indicator | - | 0 | 0
3NE8233-3MK |  | 3NE8233-3MK | 1 | UN | 1 | 2 | A | D | N | N | 85361090 | 3 | 4001869497891 | 0.411 | KG | 109.34 | 109.34 | LP10 | LP10 | SITOR fuse link, with slotted blade contacts, NH1, In: 450 A, aR, Un AC: 690 V, Un DC: 440 V, front indicator | - | 0 | 0
3NE8234-3MK |  | 3NE8234-3MK | 1 | UN | 1 | 2 | A | D | N | N | 85361090 | 3 | 4001869497907 | 0.413 | KG | 117.1 | 117.1 | LP10 | LP10 | SITOR fuse link, with slotted blade contacts, NH1, In: 500 A, aR, Un AC: 690 V, Un DC: 440 V, front indicator | - | 0 | 0
3NE8235-3MK |  | 3NE8235-3MK | 1 | UN | 1 | 2 | A | D | N | N | 85361090 | 3 | 4001869497914 | 0.412 | KG | 124.98 | 124.98 | LP10 | LP10 | SITOR fuse link, with slotted blade contacts, NH1, In: 550 A, aR, Un AC: 690 V, Un DC: 440 V, front indicator | - | 0 | 0
3NE8236-3MK |  | 3NE8236-3MK | 1 | UN | 1 | 2 | A | D | N | N | 85361090 | 3 | 4001869497921 | 0.412 | KG | 133.01 | 133.01 | LP10 | LP10 | SITOR fuse link, with slotted blade contacts, NH1, In: 630 A, aR, Un AC: 690 V, Un DC: 440 V, front indicator | - | 0 | 0
3NE8331-0MK |  | 3NE8331-0MK | 1 | UN | 1 | 2 | A | D | N | N | 85361090 | 3 | 4001869497938 | 0.623 | KG | 140.08 | 140.08 | LP10 | LP10 | SITOR fuse link, with blade contacts, NH2, In: 350 A, aR, Un AC: 690 V, Un DC: 440 V, front indicator | - | 0 | 0
3NE8332-0MK |  | 3NE8332-0MK | 1 | UN | 1 | 2 | A | D | N | N | 85361090 | 3 | 4001869497945 | 0.625 | KG | 146.88 | 146.88 | LP10 | LP10 | SITOR fuse link, with blade contacts, NH2, In: 400 A, aR, Un AC: 690 V, Un DC: 440 V, front indicator | - | 0 | 0
3NE8333-0MK |  | 3NE8333-0MK | 1 | UN | 1 | 2 | A | D | N | N | 85361090 | 3 | 4001869497952 | 0.625 | KG | 150.96 | 150.96 | LP10 | LP10 | SITOR fuse link, with blade contacts, NH2, In: 450 A, aR, Un AC: 690 V, Un DC: 440 V, front indicator | - | 0 | 0
3NE8334-0MK |  | 3NE8334-0MK | 1 | UN | 1 | 2 | A | D | N | N | 85361090 | 3 | 4001869497969 | 0.599 | KG | 156.4 | 156.4 | LP10 | LP10 | SITOR fuse link, with blade contacts, NH2, In: 500 A, aR, Un AC: 690 V, Un DC: 440 V, front indicator | - | 0 | 0
3NE8335-0MK |  | 3NE8335-0MK | 1 | UN | 1 | 2 | A | D | N | N | 85361090 | 3 | 4001869497976 | 0.601 | KG | 163.2 | 163.2 | LP10 | LP10 | SITOR fuse link, with blade contacts, NH2, In: 550 A, aR, Un AC: 690 V, Un DC: 440 V, front indicator | - | 0 | 0
3NE8336-0MK |  | 3NE8336-0MK | 1 | UN | 1 | 2 | A | D | N | N | 85361090 | 3 | 4001869497983 | 0.603 | KG | 170 | 170 | LP10 | LP10 | SITOR fuse link, with blade contacts, NH2, In: 630 A, aR, Un AC: 690 V, Un DC: 440 V, front indicator | - | 0 | 0
3NE8701-1 |  | 3NE8701-1 | 1 | UN | 1 | 2 | A | D | N | N | 85361050 | 10 | 4011209457331 | 143 | G | 48.8 | 48.2 | LP10 | LP10 | SITOR fuse link, with Bolt-on links, NH000, In: 32 A, gR, Un AC: 690 V, Un DC: 440 V, front indicator | Lista Papel 2020 SI | 0 | 0
3NE8702-1 |  | 3NE8702-1 | 1 | UN | 1 | 2 | A | D | N | N | 85361050 | 10 | 4011209457348 | 144 | G | 48.8 | 48.2 | LP10 | LP10 | SITOR fuse link, with Bolt-on links, NH000, In: 40 A, gR, Un AC: 690 V, Un DC: 440 V, front indicator | Lista Papel 2020 SI | 0 | 0
3NE8714-1 |  | 3NE8714-1 | 1 | UN | 1 | 2 | A | D | N | N | 85361050 | 10 | 4011209457317 | 139 | G | 47.3 | 46.6 | LP10 | LP10 | SITOR fuse link, with Bolt-on links, NH000, In: 20 A, gR, Un AC: 690 V, Un DC: 440 V, front indicator | Lista Papel 2020 SI | 0 | 0
3NE8715-1 |  | 3NE8715-1 | 1 | UN | 1 | 2 | A | D | N | N | 85361050 | 10 | 4011209457324 | 143 | G | 48.8 | 48.2 | LP10 | LP10 | SITOR fuse link, with Bolt-on links, NH000, In: 25 A, gR, Un AC: 690 V, Un DC: 440 V, front indicator | Lista Papel 2020 SI | 0 | 0
3NE8717-1 |  | 3NE8717-1 | 1 | UN | 1 | 2 | A | D | N | N | 85361050 | 10 | 4011209457355 | 144 | G | 48.8 | 48.2 | LP10 | LP10 | SITOR fuse link, with Bolt-on links, NH000, In: 50 A, gR, Un AC: 690 V, Un DC: 440 V, front indicator | Lista Papel 2020 SI | 0 | 0
3NE8718-1 |  | 3NE8718-1 | 1 | UN | 1 | 2 | A | D | N | N | 85361050 | 10 | 4011209457362 | 144 | G | 48.8 | 48.2 | LP10 | LP10 | SITOR fuse link, with Bolt-on links, NH000, In: 63 A, gR, Un AC: 690 V, Un DC: 440 V, front indicator | Lista Papel 2020 SI | 0 | 0
3NE8720-1 |  | 3NE8720-1 | 1 | UN | 1 | 2 | A | D | N | N | 85361090 | 10 | 4011209457379 | 144 | G | 54.1 | 53.3 | LP10 | LP10 | SITOR fuse link, with Bolt-on links, NH000, In: 80 A, aR, Un AC: 690 V, Un DC: 440 V, front indicator | Lista Papel 2020 SI | 0 | 0
3NE8721-1 |  | 3NE8721-1 | 1 | UN | 1 | 2 | A | D | N | N | 85361090 | 10 | 4011209457386 | 143 | G | 54.1 | 53.3 | LP10 | LP10 | SITOR fuse link, with Bolt-on links, NH000, In: 100 A, aR, Un AC: 690 V, Un DC: 440 V, front indicator | Lista Papel 2020 SI | 0 | 0
3NE8722-1 |  | 3NE8722-1 | 1 | UN | 1 | 2 | A | D | N | N | 85361090 | 10 | 4011209457393 | 146 | G | 54.1 | 53.3 | LP10 | LP10 | SITOR fuse link, with Bolt-on links, NH000, In: 125 A, aR, Un AC: 690 V, Un DC: 440 V, front indicator | Lista Papel 2020 SI | 0 | 0
3NE8724-1 |  | 3NE8724-1 | 1 | UN | 1 | 2 | A | D | N | N | 85361090 | 10 | 4011209457409 | 146 | G | 67.2 | 66.3 | LP10 | LP10 | SITOR fuse link, with Bolt-on links, NH000, In: 160 A, aR, Un AC: 690 V, Un DC: 440 V, front indicator | Lista Papel 2020 SI | 0 | 0
3NE8725-1 |  | 3NE8725-1 | 1 | UN | 1 | 2 | A | D | N | N | 85361090 | 10 | 4011209457416 | 144 | G | 81.3 | 80.3 | LP10 | LP10 | SITOR fuse link, with Bolt-on links, NH000, In: 200 A, aR, Un AC: 690 V, Un DC: 440 V, front indicator | Lista Papel 2020 SI | 0 | 0
3NE8727-1 |  | 3NE8727-1 | 1 | UN | 1 | 2 | A | D | N | N | 85361090 | 10 | 4011209457423 | 144 | G | 81.3 | 80.3 | LP10 | LP10 | SITOR fuse link, with Bolt-on links, NH000, In: 250 A, aR, Un AC: 690 V, Un DC: 440 V, front indicator | Lista Papel 2020 SI | 0 | 0
3NE8731-1 |  | 3NE8731-1 | 1 | UN | 1 | 2 | A | D | N | N | 85361090 | 10 | 4011209457430 | 144 | G | 90 | 88.8 | LP10 | LP10 | SITOR fuse link, with Bolt-on links, NH000, In: 315 A, aR, Un AC: 690 V, Un DC: 440 V, front indicator | Lista Papel 2020 SI | 0 | 0
3NE8801-0MK |  | 3NE8801-0MK | 1 | UN | 1 | 2 | A | D | N | N | 85361050 | 3 | 4001869497990 | 0.139 | KG | 36.04 | 36.04 | LP10 | LP10 | SITOR fuse link, with blade contacts, NH000, In: 32 A, gR, Un AC: 690 V, Un DC: 440 V, front indicator | - | 0 | 0
3NE8802-0MK |  | 3NE8802-0MK | 1 | UN | 1 | 2 | A | D | N | N | 85361050 | 3 | 4001869498003 | 0.139 | KG | 37.54 | 37.54 | LP10 | LP10 | SITOR fuse link, with blade contacts, NH000, In: 40 A, gR, Un AC: 690 V, Un DC: 440 V, front indicator | - | 0 | 0
3NE8810-0MK |  | 3NE8810-0MK | 1 | UN | 1 | 2 | A | D | N | N | 85361010 | 3 | 4001869498010 | 142 | G | 28.15 | 28.15 | LP10 | LP10 | SITOR fuse link, with blade contacts, NH000, In: 6 A, gR, Un AC: 690 V, Un DC: 440 V, front indicator | - | 0 | 0
3NE8812-0MK |  | 3NE8812-0MK | 1 | UN | 1 | 2 | A | D | N | N | 85361010 | 3 | 4001869498027 | 0.139 | KG | 29.78 | 29.78 | LP10 | LP10 | SITOR fuse link, with blade contacts, NH000, In: 10 A, gR, Un AC: 690 V, Un DC: 440 V, front indicator | - | 0 | 0
3NE8813-0MK |  | 3NE8813-0MK | 1 | UN | 1 | 2 | A | D | N | N | 85361050 | 3 | 4001869498034 | 141 | G | 31.28 | 31.28 | LP10 | LP10 | SITOR fuse link, with blade contacts, NH000, In: 16 A, gR, Un AC: 690 V, Un DC: 440 V, front indicator | - | 0 | 0
3NE8814-0MK |  | 3NE8814-0MK | 1 | UN | 1 | 2 | A | D | N | N | 85361050 | 3 | 4001869498041 | 0.138 | KG | 32.78 | 32.78 | LP10 | LP10 | SITOR fuse link, with blade contacts, NH000, In: 20 A, gR, Un AC: 690 V, Un DC: 440 V, front indicator | - | 0 | 0
3NE8815-0MK |  | 3NE8815-0MK | 1 | UN | 1 | 2 | A | D | N | N | 85361050 | 3 | 4001869498058 | 0.139 | KG | 34.27 | 34.27 | LP10 | LP10 | SITOR fuse link, with blade contacts, NH000, In: 25 A, gR, Un AC: 690 V, Un DC: 440 V, front indicator | - | 0 | 0
3NE8817-0MK |  | 3NE8817-0MK | 1 | UN | 1 | 2 | A | D | N | N | 85361050 | 3 | 4001869498065 | 0.137 | KG | 38.22 | 38.22 | LP10 | LP10 | SITOR fuse link, with blade contacts, NH000, In: 50 A, gR, Un AC: 690 V, Un DC: 440 V, front indicator | - | 0 | 0
3NE8818-0MK |  | 3NE8818-0MK | 1 | UN | 1 | 2 | A | D | N | N | 85361050 | 3 | 4001869498072 | 0.137 | KG | 38.9 | 38.9 | LP10 | LP10 | SITOR fuse link, with blade contacts, NH000, In: 63 A, gR, Un AC: 690 V, Un DC: 440 V, front indicator | - | 0 | 0
3NE8820-0MK |  | 3NE8820-0MK | 1 | UN | 1 | 2 | A | D | N | N | 85361090 | 3 | 4001869498089 | 0.14 | KG | 40.66 | 40.66 | LP10 | LP10 | SITOR fuse link, with blade contacts, NH000, In: 80 A, aR, Un AC: 690 V, Un DC: 440 V, front indicator | - | 0 | 0
3NE8821-0MK |  | 3NE8821-0MK | 1 | UN | 1 | 2 | A | D | N | N | 85361090 | 3 | 4001869498096 | 0.14 | KG | 43.79 | 43.79 | LP10 | LP10 | SITOR fuse link, with blade contacts, NH000, In: 100 A, aR, Un AC: 690 V, Un DC: 440 V, front indicator | - | 0 | 0
3NE8822-0MK |  | 3NE8822-0MK | 1 | UN | 1 | 2 | A | D | N | N | 85361090 | 3 | 4001869498102 | 0.14 | KG | 46.92 | 46.92 | LP10 | LP10 | SITOR fuse link, with blade contacts, NH000, In: 125 A, aR, Un AC: 690 V, Un DC: 440 V, front indicator | - | 0 | 0
3NE8824-0MK |  | 3NE8824-0MK | 1 | UN | 1 | 2 | A | D | N | N | 85361090 | 3 | 4001869498119 | 0.139 | KG | 49.91 | 49.91 | LP10 | LP10 | SITOR fuse link, with blade contacts, NH000, In: 160 A, aR, Un AC: 500 V, Un DC: 440 V, front indicator | - | 0 | 0
3NE9330-0MK07 |  | 3NE9330-0MK07 | 1 | UN | 1 | 30 | D | D | N | N | 85361090 | 1 | 4001869498126 | 2.489 | KG | 1064.88 | 1064.88 | LP10 | LP10 | SITOR fuse link, with slotted blade contacts, NH2, In: 315 A, aR, Un DC: 3000 V, without indicator | - | 0 | 0
3NE9440-6 |  | 3NE9440-6 | 1 | UN | 1 | 20 | D | D | N | N | 85361090 | 3 | 4011209268098 | 1.123 | KG | 178.2 | 175.5 | LP10 | LP10 | SITOR fuse link, with female thread on both sides, In: 850 A, gR, Un AC: 600 V, Un DC: 250 V, front indicator | Lista Papel 2020 SI | 0 | 0
3NE9450 |  | 3NE9450 | 1 | UN | 1 | 20 | D | D | N | N | 85361090 | 3 | 4011209110458 | 1.124 | KG | 167.6 | 164.8 | LP10 | LP10 | SITOR fuse link, with female thread on both sides, In: 1250 A, aR, Un AC: 600 V, Un DC: 440 V, front indicator | Lista Papel 2020 SI | 0 | 0
3NE9450-7 |  | 3NE9450-7 | 1 | UN | 1 | 30 | D | D | N | N | 85361090 | 3 | 4011209240520 | 1.148 | KG | 167.6 | 164.8 | LP10 | LP10 | SITOR fuse link, with female thread on both sides, In: 1250 A, aR, Un AC: 600 V, Un DC: 440 V, front indicator | Lista Papel 2020 SI | 0 | 0
3NE9622-1C |  | 3NE9622-1C | 1 | UN | 1 | 30 | D | D | N | N | 85351000 | 1 | 4001869419527 | 2.506 | KG | 767.04 | 767.04 | LP10 | LP10 | SITOR fuse link, with slotted blade contacts, NH3, In: 125 A, aR, Un AC: 2500 V, Un DC: 1500 V, front indicator | - | 0 | 0
3NE9632-1C |  | 3NE9632-1C | 1 | UN | 1 | 30 | D | D | N | N | 85351000 | 1 | 4001869369754 | 2.439 | KG | 785.4 | 774.5 | LP10 | LP10 | SITOR fuse link, with slotted blade contacts, NH3, In: 400 A, aR, Un AC: 2500 V, Un DC: 1500 V, front indicator | Lista Papel 2020 SI | 0 | 0
3NE9634-1C |  | 3NE9634-1C | 1 | UN | 1 | 30 | D | D | N | N | 85351000 | 1 | 4001869369761 | 2.532 | KG | 818.4 | 808 | LP10 | LP10 | SITOR fuse link, with slotted blade contacts, NH3, In: 500 A, aR, Un AC: 2500 V, Un DC: 1500 V, front indicator | Lista Papel 2020 SI | 0 | 0
3NE9636-1C |  | 3NE9636-1C | 1 | UN | 1 | 30 | D | D | N | N | 85351000 | 1 | 4001869369778 | 2566 | G | 859.3 | 848.2 | LP10 | LP10 | SITOR fuse link, with slotted blade contacts, NH3, In: 630 A, aR, Un AC: 2500 V, Un DC: 1500 V, front indicator | Lista Papel 2020 SI | 0 | 0
3NG1002 |  | 3NG1002 | 1 | UN | 1 | 2 | A | D | N | N | 85389099 | 3 | 4001869020365 | 81 | G | 9.7 | 9.4 | LP01 | LP01 | LV HRC disconnecting blade Sz. 00 Insulated grip lug | Lista Papel 2020 SI | 0 | 0
3NG1102 |  | 3NG1102 | 1 | UN | 1 | 39 | X | D | N | N | 85389099 | 1 | 4001869020372 | 121 | G | 20.4 | 19.8 | LP01 | LP01 | LV HRC disconnecting blade Sz. 0 Insulated grip lug | Lista Papel 2020 SI | 0 | 0
3NG1202 |  | 3NG1202 | 1 | UN | 1 | 2 | A | D | N | N | 85389099 | 1 | 4001869064284 | 165 | G | 22.1 | 21.5 | LP01 | LP01 | LV HRC disconnecting blade Sz. 1 Insulated grip lug | Lista Papel 2020 SI | 0 | 0
3NG1302 |  | 3NG1302 | 1 | UN | 1 | 2 | A | D | N | N | 85389099 | 1 | 4001869020389 | 252 | G | 33.8 | 32.8 | LP01 | LP01 | LV HRC disconnecting blade Sz. 2 Insulated grip lug | Lista Papel 2020 SI | 0 | 0
3NG1402 |  | 3NG1402 | 1 | UN | 1 | 2 | A | D | N | N | 85389099 | 1 | 4001869020396 | 304 | G | 39 | 37.8 | LP01 | LP01 | LV HRC disconnecting blade Sz. 3 Insulated grip lug | Lista Papel 2020 SI | 0 | 0
3NG1503 |  | 3NG1503 | 1 | UN | 1 | 23 | D | D | N | N | 85389099 | 3 | 4001869061399 | 816 | G | 88.3 | 85.9 | LP01 | LP01 | LV HRC disconnecting blade Sz. 4 1000 A | Lista Papel 2020 SI | 0 | 0
3NG1505 |  | 3NG1505 | 1 | UN | 1 | 2 | A | D | N | N | 85389099 | 1 | 4001869020419 | 721 | G | 112.2 | 109.1 | LP01 | LP01 | LV HRC disconnecting blade Sz. 4A | Lista Papel 2020 SI | 0 | 0
3NH3030 |  | 3NH3030 | 1 | UN | 1 | 2 | A | D | N | N | 85369095 | 3 | 4001869020426 | 218 | G | 14.8 | 14.7 | LP01 | LP01 | LV HRC fuse base Sz. 00, 1-pole 160 A 690 V (1000 V) Flat terminal, 95 mm2 | Lista Papel 2020 SI | 0 | 0
3NH3031 |  | 3NH3031 | 1 | UN | 1 | 5 | B | D | N | N | 85369095 | 3 | 4001869020440 | 270 | G | 18.2 | 18.1 | LP01 | LP01 | LV HRC fuse base Sz. 00, 1-pole 160 A 690 V (1000 V) Plug-in connection, 2.2-50 mm2 | Lista Papel 2020 SI | 0 | 0
3NH3032 |  | 3NH3032 | 1 | UN | 1 | 2 | A | D | N | N | 85369095 | 3 | 4001869020457 | 218 | G | 16.5 | 16.4 | LP01 | LP01 | LV HRC fuse base Sz. 00, 1-pole 160 A 690 V (1000 V) Saddle-type connector, 6 x 70 mm2 | Lista Papel 2020 SI | 0 | 0
3NH3051 |  | 3NH3051 | 1 | UN | 1 | 2 | A | D | N | N | 85369095 | 1 | 4001869271675 | 0.139 | KG | 13.7 | 13.6 | LP01 | LP01 | LV HRC fuse base Sz. 00, 1-pole 160 A 690 V (1000 V) with flat terminal for snapping onto standard mounting rail | Lista Papel 2020 SI | 0 | 0
3NH3053 |  | 3NH3053 | 1 | UN | 1 | 2 | A | D | N | N | 85369095 | 1 | 4001869271699 | 129 | G | 16.7 | 16.6 | LP01 | LP01 | LV HRC fuse base Sz. 00, 1-pole 160 A 690 V (1000 V) with box terminal 50 mm2 for snapping onto standard mounting rail | Lista Papel 2020 SI | 0 | 0
3NH3120 |  | 3NH3120 | 1 | UN | 1 | 2 | A | D | N | N | 85369095 | 3 | 4001869020518 | 423 | G | 22.9 | 22.7 | LP01 | LP01 | LV HRC fuse base Sz. 0, 1-pole 160 A 690 V (1000 V) flat terminal | Lista Papel 2020 SI | 0 | 0
3NH3220 |  | 3NH3220 | 1 | UN | 1 | 5 | B | D | N | N | 85369095 | 3 | 4001869020532 | 771 | G | 34.2 | 34 | LP01 | LP01 | LV HRC fuse base Sz. 1, 1-pole 250 A 690 V (1000 V) Double busbar terminal | Lista Papel 2020 SI | 0 | 0
3NH3230 |  | 3NH3230 | 1 | UN | 1 | 2 | A | D | N | N | 85369095 | 3 | 4001869020549 | 0.76 | KG | 34.3 | 34 | LP01 | LP01 | LV HRC fuse base Sz. 1, 1-pole 250 A 690 V (1000 V) flat terminal | Lista Papel 2020 SI | 0 | 0
3NH3320 |  | 3NH3320 | 1 | UN | 1 | 2 | A | D | N | N | 85369095 | 1 | 4001869020570 | 817 | G | 43.3 | 43 | LP01 | LP01 | LV HRC fuse base Sz. 2, 1-pole 400 A 690 V (1000 V) Double busbar terminal | Lista Papel 2020 SI | 0 | 0
3NH3330 |  | 3NH3330 | 1 | UN | 1 | 2 | A | D | N | N | 85369095 | 1 | 4001869020587 | 0.817 | KG | 43.4 | 43.1 | LP01 | LP01 | LV HRC fuse base Sz. 2, 1-pole 400 A 690 V (1000 V) flat terminal | Lista Papel 2020 SI | 0 | 0
3NH3420 |  | 3NH3420 | 1 | UN | 1 | 2 | A | D | N | N | 85369095 | 1 | 4001869020600 | 1.076 | KG | 68.9 | 68.4 | LP01 | LP01 | LV HRC fuse base Sz. 3, 1-pole 630 A 690 V (1000 V) Double busbar terminal | Lista Papel 2020 SI | 0 | 0
3NH3430 |  | 3NH3430 | 1 | UN | 1 | 2 | A | D | N | N | 85369095 | 1 | 4001869020617 | 1.07 | KG | 68.9 | 68.4 | LP01 | LP01 | LV HRC fuse base Sz. 3, 1-pole 630 A 690 V (1000 V) flat terminal | Lista Papel 2020 SI | 0 | 0
3NH3530 |  | 3NH3530 | 1 | UN | 1 | 2 | A | D | N | N | 85369095 | 1 | 4001869060576 | 3.107 | KG | 151.1 | 150.4 | LP01 | LP01 | LV HRC fuse base Sz. 4, 1-pole 1250 A, 690 V flat terminal | Lista Papel 2020 SI | 0 | 0
3NH4030 |  | 3NH4030 | 1 | UN | 1 | 2 | A | D | N | N | 85369095 | 1 | 4001869020624 | 0.709 | KG | 45 | 44.7 | LP01 | LP01 | LV HRC fuse base Sz. 00, 3-pole 160 A 690 V (1000 V) Flat terminal, 95 mm2 | Lista Papel 2020 SI | 0 | 0
3NH4032 |  | 3NH4032 | 1 | UN | 1 | 5 | B | D | N | N | 85369095 | 1 | 4001869020655 | 0.718 | KG | 51.1 | 50.7 | LP01 | LP01 | LV HRC fuse base Sz. 00, 3-pole 160 A 690 V (1000 V) Saddle-type connector, 6-70 mm2 | Lista Papel 2020 SI | 0 | 0
3NH4230 |  | 3NH4230 | 1 | UN | 1 | 2 | A | D | N | N | 85369095 | 1 | 4001869020730 | 2.09 | KG | 123.5 | 122.2 | LP01 | LP01 | LV HRC fuse base Sz. 1, 3-pole 250 A 690 V flat terminal | Lista Papel 2020 SI | 0 | 0
3NH5023 |  | 3NH5023 | 1 | UN | 1 | 2 | A | D | N | N | 85389099 | 3 | 4001869498171 | 304 | G | 22.5 | 22.5 | LP01 | LP01 | SITOR fuse holder 315 A 690 V 1-pole with bolt terminal with fixing dimension 80 mm | - | 0 | 0
3NH5323 |  | 3NH5323 | 1 | UN | 1 | 2 | A | D | N | N | 85389099 | 3 | 4001869498188 | 0.35 | KG | 24.83 | 24.83 | LP01 | LP01 | SITOR fuse holder 400 A 690 V 1-pole with bolt terminal with fixing dimension 80 mm | - | 0 | 0
3NH5423 |  | 3NH5423 | 1 | UN | 1 | 2 | A | D | N | N | 85389099 | 3 | 4001869498195 | 0.546 | KG | 49.96 | 49.96 | LP01 | LP01 | SITOR fuse holder 1600 A 690 V 1-pole with bolt terminal with fixing dimension 80 mm | - | 0 | 0
3NH5463 |  | 3NH5463 | 1 | UN | 1 | 2 | A | D | N | N | 85389099 | 3 | 4001869498201 | 595 | G | 59.75 | 59.75 | LP01 | LP01 | SITOR fuse holder 1250 A 1250 V 1-pole with bolt terminal with fixing dimension 110 mm | - | 0 | 0
3NH5473 |  | 3NH5473 | 1 | UN | 1 | 2 | A | D | N | N | 85389099 | 3 | 4001869498218 | 0.7 | KG | 69.65 | 69.65 | LP01 | LP01 | SITOR fuse holder 630 A 1800 V 1-pole with bolt terminal with fixing dimension 170 mm | - | 0 | 0
3NH5723 |  | 3NH5723 | 1 | UN | 1 | 2 | A | D | EAR99 | N | 85389099 | 3 | 4001869498164 | 0.187 | KG | 19.98 | 19.98 | LP01 | LP01 | SITOR fuse holder 50 A 690 V 1-pole with bolt terminal with fixing dimension 75 mm | - | 0 | 0
3NH7030 |  | 3NH7030 | 1 | UN | 1 | 2 | A | D | N | N | 85369095 | 1 | 4001869183374 | 411 | G | 75.1 | 74.6 | LP01 | LP01 | LV HRC fuse base Sz. 00, 1-pole 160 A 690 V with swivel equipment with flat terminal | Lista Papel 2020 SI | 0 | 0
3NH7230 |  | 3NH7230 | 1 | UN | 1 | 2 | A | D | N | N | 85369095 | 1 | 4001869183381 | 1.09 | KG | 190 | 188.2 | LP01 | LP01 | LV HRC fuse base Sz. 1, 1-pole 250 A 690 V with swivel equipment with flat terminal | Lista Papel 2020 SI | 0 | 0
3NH7260-4 |  | 3NH7260-4 | 1 | UN | 1 | 2 | A | D | N | N | 85369095 | 1 | 4001869429557 | 1.306 | KG | 470.9 | 458.3 | LP10 | LP10 | LV HRC fuse base Size 1L 250 A 1000 V for photovoltaic applications | Lista Papel 2020 SI | 0 | 0
3NH7261-4 |  | 3NH7261-4 | 1 | UN | 1 | 2 | A | D | N | N | 85359000 | 1 | 4001869429588 | 1.337 | KG | 601.75 | 601.75 | LP10 | LP10 | LV HRC fuse base Size 1x L 250 A 1500 V for photovoltaic applications | - | 0 | 0
3NH7262-4KK01 |  | 3NH7262-4KK01 | 1 | UN | 1 | 2 | A | D | EAR99 | N | 85389099 | 1 | 4001869484266 | 1.201 | KG | 122.09 | 122.09 | LP10 | LP10 | LV HRC fuse base with microswitch 250 A 1000 V Size 1 for photovoltaic applications | - | 0 | 0
3NH7330 |  | 3NH7330 | 1 | UN | 1 | 2 | A | D | N | N | 85369095 | 1 | 4001869183398 | 2.075 | KG | 305 | 302.6 | LP01 | LP01 | LV HRC fuse base Sz. 3630 A (Sz. 2400 A) 690 V 1-pole with swivel equipment with flat terminal | Lista Papel 2020 SI | 0 | 0
3NH7331 |  | 3NH7331 | 1 | UN | 1 | 2 | A | D | N | N | 85369095 | 1 | 4001869226125 | 2.453 | KG | 311.37 | 311.37 | LP01 | LP01 | LV HRC bus-mounting fuse base Sz. 3 630 A (Sz. 2400 A) 690 V 1-pole with swivel equipment with flat terminal with claw fixing | - | 0 | 0
3NH7332 |  | 3NH7332 | 1 | UN | 1 | 16 | D | D | N | N | 85369095 | 1 | 4001869226156 | 2.282 | KG | 311.37 | 311.37 | LP01 | LP01 | LV HRC bus-mounting fuse base Sz. 3 630 A (Sz. 2400 A) 690 V 1-pole with swivel equipment with flat terminal with screw mounting | - | 0 | 0
3NH7360-4 |  | 3NH7360-4 | 1 | UN | 1 | 2 | A | D | N | N | 85369095 | 1 | 4001869429564 | 1.724 | KG | 564 | 548.5 | LP10 | LP10 | LV HRC fuse base Size 2L 400 A 1000 V for photovoltaic applications | Lista Papel 2020 SI | 0 | 0
3NH7360-4KK01 |  | 3NH7360-4KK01 | 1 | UN | 1 | 2 | A | D | N | N | 85389099 | 1 | 4001869484273 | 1.781 | KG | 545.2 | 545.2 | LP10 | LP10 | LV HRC fuse base with microswitch 400 A 1000 V Size 2L for photovoltaic applications | - | 0 | 0
3NH7361-4 |  | 3NH7361-4 | 1 | UN | 1 | 2 | A | D | N | N | 85359000 | 1 | 4001869429595 | 1.729 | KG | 697.45 | 697.45 | LP10 | LP10 | LV HRC fuse base Size 2xL 400 A 1500 V for photovoltaic applications | - | 0 | 0
3NH7460-4 |  | 3NH7460-4 | 1 | UN | 1 | 2 | A | D | EAR99 | N | 85369095 | 1 | 4001869429571 | 2.301 | KG | 717.75 | 717.75 | LP10 | LP10 | LV HRC fuse base Size 3L 630 A 1000 V for photovoltaic applications | - | 0 | 0
3NH7520 |  | 3NH7520 | 1 | UN | 1 | 2 | A | D | N | N | 85369095 | 1 | 4001869104416 | 5.168 | KG | 412.3 | 409.3 | LP01 | LP01 | LV HRC fuse base Sz. 4A, 1-pole 1250 A, 690 V with flat terminal | Lista Papel 2020 SI | 0 | 0
3NJ4101-3BF01 |  | 3NJ4101-3BF01 | 1 | UN | 1 | 15 | C | D | N | N | 85365080 | 1 | 4011209915190 | 1.98 | KG | 235.62 | 235.62 | LP21 | LP21 | In-line fuse switch disconnector 1-pole selectable, Sz. 00 I=160 A, U=690 V AC Flat terminal M8 for cable lug 1x 10-95 mm2 | - | 0 | 0
3NJ4103-3BF01 |  | 3NJ4103-3BF01 | 1 | UN | 1 | 15 | C | D | N | N | 85365080 | 1 | 4011209513372 | 2.14 | KG | 240.24 | 240.24 | LP21 | LP21 | In-line fuse switch disconnector 3-pole selectable, Sz. 00 I=160 A, U=690 V AC Flat terminal M8 for cable lug 1x 10-95 mm2 | - | 0 | 0
3NJ4103-3BF02 |  | 3NJ4103-3BF02 | 1 | UN | 1 | 2 | A | D | N | N | 85369095 | 1 | 4011209652330 | 1.15 | KG | 132.13 | 132.13 | LP21 | LP21 | In-line fuse switch disconnector 3-pole selectable, Sz. 00 I=160 A, U=690 V Screw terminal M8 New design | - | 0 | 0
3NJ4103-3BF12 |  | 3NJ4103-3BF12 | 1 | UN | 1 | 2 | A | D | N | N | 85365080 | 1 | 4011209687707 | 1.11 | KG | 145.07 | 145.07 | LP21 | LP21 | In-line fuse switch disconnector 3-pole selectable, Sz. 00 I=160 A, U=690 V Screw terminal M8 new design Current transformer installation possible | - | 0 | 0
3NJ4103-3BR02 |  | 3NJ4103-3BR02 | 1 | UN | 1 | 2 | A | D | N | N | 85369095 | 1 | 4011209652323 | 1.12 | KG | 174.17 | 174.17 | LP21 | LP21 | In-line fuse switch disconnector 3-pole selectable, Sz. 00 I=160 A, U=690 V Box terminal up to 70 mm2 new design | - | 0 | 0
3NJ4103-3CF02 |  | 3NJ4103-3CF02 | 1 | UN | 1 | 30 | D | D | N | N | 85365080 | 1 | 4011209777934 | 1.557 | KG | 1120.35 | 1120.35 | LP21 | LP21 | In-line fuse switch disconnector 3-pole selectable, Sz. 00 I=160 A, U=690 V Flat terminal M8 new design with electronic fuse monitoring | - | 0 | 0
3NJ4103-3CF12 |  | 3NJ4103-3CF12 | 1 | UN | 1 | 15 | C | D | N | N | 85365080 | 1 | 4011209777941 | 1.538 | KG | 1245.09 | 1245.09 | LP21 | LP21 | In-line fuse switch disconnector 3-pole selectable, Sz. 00/000 I=160 A, U=690 V AC Flat terminal M8 new design for current transformers that can be integrated with electronic fuse monitoring | - | 0 | 0
3NJ4121-3BF01 |  | 3NJ4121-3BF01 | 1 | UN | 1 | 2 | A | D | N | N | 85365080 | 1 | 4011209513150 | 4.908 | KG | 420.42 | 420.42 | LP21 | LP21 | In-line fuse switch disconnector 1-pole selectable, Sz. 1 I=250 A, U=690 V Screw terminal M10, new design | - | 0 | 0
3NJ4121-3BF11 |  | 3NJ4121-3BF11 | 1 | UN | 1 | 15 | C | D | N | N | 85365080 | 1 | 4011209687745 | 4.89 | KG | 524.37 | 524.37 | LP21 | LP21 | In-line fuse switch disconnector 1-pole selectable, Sz. 1 I=250 A, U=690 V Screw terminal M10, new design Current transformer installation possible | - | 0 | 0
3NJ4123-3BF01 |  | 3NJ4123-3BF01 | 1 | UN | 1 | 2 | A | D | N | N | 85365080 | 1 | 4011209513181 | 5.08 | KG | 420.42 | 420.42 | LP21 | LP21 | In-line fuse switch disconnector 3-pole selectable, Sz. 1 I=250 A, U=690 V Screw terminal M10, new design | - | 0 | 0
3NJ4123-3BF11 |  | 3NJ4123-3BF11 | 1 | UN | 1 | 2 | A | D | N | N | 85365080 | 1 | 4011209687714 | 5.192 | KG | 524.37 | 524.37 | LP21 | LP21 | In-line fuse switch disconnector 3-pole selectable, Sz. 1 I=250 A, U=690 V Screw terminal M10, new design Current transformer installation possible | - | 0 | 0
3NJ4123-3BJ01 |  | 3NJ4123-3BJ01 | 1 | UN | 1 | 2 | A | D | N | N | 85365080 | 1 | 4011209513198 | 5.11 | KG | 420.42 | 420.42 | LP21 | LP21 | In-line fuse switch disconnector 3-pole selectable, Sz. 1 I=250 A, U=690 V Stud terminal M10, new design | - | 0 | 0
3NJ4123-3BT01 |  | 3NJ4123-3BT01 | 1 | UN | 1 | 2 | A | D | N | N | 85365080 | 1 | 4011209513204 | 5.475 | KG | 485.1 | 485.1 | LP21 | LP21 | In-line fuse switch disconnector 3-pole selectable, Sz. 1 I=250 A, U=690 V Direct connection V terminal new design | - | 0 | 0
3NJ4123-3CF01 |  | 3NJ4123-3CF01 | 1 | UN | 1 | 15 | C | D | N | N | 85365080 | 1 | 4011209777873 | 6.28 | KG | 1376.76 | 1376.76 | LP21 | LP21 | In-line fuse switch disconnector 3-pole selectable, Sz. 1 I=250 A, U=690 V Flat terminal M10, new design with electronic fuse Monitoring EFM | - | 0 | 0
3NJ4123-3CF11 |  | 3NJ4123-3CF11 | 1 | UN | 1 | 15 | C | D | N | N | 85365080 | 1 | 4011209777880 | 6.32 | KG | 1342.11 | 1342.11 | LP21 | LP21 | In-line fuse switch disconnector 3-pole selectable, Sz. 1 I=250 A, U=690 V AC Flat terminal M10, new design for current transformers that can be integrated with electronic fuse monitoring | - | 0 | 0
3NJ4131-3BF01 |  | 3NJ4131-3BF01 | 1 | UN | 1 | 2 | A | D | N | N | 85365080 | 1 | 4011209513211 | 4.95 | KG | 431.97 | 431.97 | LP21 | LP21 | In-line fuse switch disconnector 1-pole selectable, Sz. 2 I=400 A, U=690 V Screw terminal M12, new design | - | 0 | 0
3NJ4131-3BF11 |  | 3NJ4131-3BF11 | 1 | UN | 1 | 15 | C | D | N | N | 85365080 | 1 | 4011209687752 | 5.12 | KG | 538.23 | 538.23 | LP21 | LP21 | In-line fuse switch disconnector 1-pole selectable, Sz. 2 I=400 A, U=690 V Screw terminal M12, new design Current transformer installation possible | - | 0 | 0
3NJ4133-3BF01 |  | 3NJ4133-3BF01 | 1 | UN | 1 | 2 | A | D | N | N | 85365080 | 1 | 4011209513242 | 5.12 | KG | 431.97 | 431.97 | LP21 | LP21 | In-line fuse switch disconnector 3-pole selectable, Sz. 2 I=400 A, U=690 V Screw terminal M12, new design | - | 0 | 0
3NJ4133-3BF11 |  | 3NJ4133-3BF11 | 1 | UN | 1 | 2 | A | D | N | N | 85365080 | 1 | 4011209687721 | 5.254 | KG | 538.23 | 538.23 | LP21 | LP21 | In-line fuse switch disconnector 3-pole selectable, Sz. 2 I=400 A, U=690 V Screw terminal M12, new design Current transformer installation possible | - | 0 | 0
3NJ4133-3BJ01 |  | 3NJ4133-3BJ01 | 1 | UN | 1 | 2 | A | D | N | N | 85365080 | 1 | 4011209513259 | 5.16 | KG | 431.97 | 431.97 | LP21 | LP21 | In-line fuse switch disconnector 3-pole selectable, Sz. 2 I=400 A, U=690 V stud terminal M12, new design | - | 0 | 0
3NJ4133-3BT01 |  | 3NJ4133-3BT01 | 1 | UN | 1 | 2 | A | D | N | N | 85365080 | 1 | 4011209513266 | 5.5 | KG | 492.03 | 492.03 | LP21 | LP21 | In-line fuse switch disconnector 3-pole selectable, Sz. 2 I=400 A, U=690 V Direct connection V terminal new design | - | 0 | 0
3NJ4133-3CF01 |  | 3NJ4133-3CF01 | 1 | UN | 1 | 15 | C | D | N | N | 85365080 | 1 | 4011209777897 | 6.35 | KG | 1409.1 | 1409.1 | LP21 | LP21 | In-line fuse switch disconnector 3-pole selectable, Sz. 2 and 1 I=400 A, U=690 V Flat terminal M12, new design with electronic fuse monitoring | - | 0 | 0
3NJ4133-3CF11 |  | 3NJ4133-3CF11 | 1 | UN | 1 | 15 | C | D | N | N | 85365080 | 1 | 4011209777903 | 6.354 | KG | 1501.5 | 1501.5 | LP21 | LP21 | In-line fuse switch disconnector 3-pole selectable, Sz. 2 and 1 I=400 A, U=690 V AC Flat terminal M12, new design for current transformers that can be integrated with electronic fuse monitoring | - | 0 | 0
3NJ4141-3BF01 |  | 3NJ4141-3BF01 | 1 | UN | 1 | 2 | A | D | N | N | 85365080 | 1 | 4011209513273 | 5.91 | KG | 498.96 | 498.96 | LP21 | LP21 | In-line fuse switch disconnector 1-pole selectable, Sz. 3 I=630 A, U=690 V Screw terminal M12, new design | - | 0 | 0
3NJ4141-3BF11 |  | 3NJ4141-3BF11 | 1 | UN | 1 | 15 | C | D | N | N | 85365080 | 1 | 4011209687769 | 5.8 | KG | 628.32 | 628.32 | LP21 | LP21 | In-line fuse switch disconnector 1-pole selectable, Sz. 3 I=630 A, U=690 V Screw terminal M12, new design Current transformer installation possible | - | 0 | 0
3NJ4143-3BF01 |  | 3NJ4143-3BF01 | 1 | UN | 1 | 2 | A | D | N | N | 85365080 | 1 | 4011209513303 | 5.86 | KG | 498.96 | 498.96 | LP21 | LP21 | In-line fuse switch disconnector 3-pole selectable, Sz. 3 I=630 A, U=690 V Screw terminal M12, new design | - | 0 | 0
3NJ4143-3BF11 |  | 3NJ4143-3BF11 | 1 | UN | 1 | 2 | A | D | N | N | 85365080 | 1 | 4011209687738 | 5.934 | KG | 628.32 | 628.32 | LP21 | LP21 | In-line fuse switch disconnector 3-pole selectable, Sz. 3 I=630 A, U=690 V Screw terminal M12, new design Current transformer installation possible | - | 0 | 0
3NJ4143-3BJ01 |  | 3NJ4143-3BJ01 | 1 | UN | 1 | 2 | A | D | N | N | 85365080 | 1 | 4011209513310 | 5.87 | KG | 498.96 | 498.96 | LP21 | LP21 | In-line fuse switch disconnector 3-pole selectable, Sz. 3 I=630 A, U=690 V stud terminal M12, new design | - | 0 | 0
3NJ4143-3BT01 |  | 3NJ4143-3BT01 | 1 | UN | 1 | 2 | A | D | N | N | 85365080 | 1 | 4011209513327 | 6.23 | KG | 552.09 | 552.09 | LP21 | LP21 | In-line fuse switch disconnector 3-pole selectable, Sz. 3 I=630 A, U=690 V Direct connection V terminal new design | - | 0 | 0
3NJ4143-3CF01 |  | 3NJ4143-3CF01 | 1 | UN | 1 | 15 | C | D | N | N | 85365080 | 1 | 4011209777910 | 7.05 | KG | 1443.75 | 1443.75 | LP21 | LP21 | In-line fuse switch disconnector 3-pole selectable, gR 3 and 2 I=630 A, U=690 V Flat terminal M12, new design with electronic fuse monitoring | - | 0 | 0
3NJ4143-3CF11 |  | 3NJ4143-3CF11 | 1 | UN | 1 | 15 | C | D | N | N | 85365080 | 1 | 4011209777927 | 7.09 | KG | 1538.46 | 1538.46 | LP21 | LP21 | In-line fuse switch disconnector 3-pole selectable, gR 3 and 2 I=630 A, U=690 V, AC Flat terminal M12, new design for current transformers that can be integrated with electronic fuse monitoring | - | 0 | 0
3NJ4153-3BF01 |  | 3NJ4153-3BF01 | 1 | UN | 1 | 2 | A | D | N | N | 85389099 | 1 | 4011209823419 | 9 | KG | 993.3 | 993.3 | LP21 | LP21 | Fuse switch disconnector 3-pole selectable, new design for protection of transformers on the secondary side up to 500 kVA for LV HRC fuses GTR 722 A max., 400 V AC, and NH3 Disconnecting blade up to 1000 A | - | 0 | 0
3NJ4163-3BF01 |  | 3NJ4163-3BF01 | 1 | UN | 1 | 15 | C | D | N | N | 85389099 | 1 | 4011209790513 | 15.5 | KG | 2425.5 | 2425.5 | LP21 | LP21 | Fuse switch disconnector 3-pole selectable, new design for protection of transformers on the secondary side up to 800 kVA for LV HRC fuses GTR 2x577 A max., 400 V AC, and NH3 disconnecting blade up to 1600 A | - | 0 | 0
3NJ4173-3BF01 |  | 3NJ4173-3BF01 | 1 | UN | 1 | 15 | C | D | N | N | 85389099 | 1 | 4011209790520 | 25.52 | KG | 3049.2 | 3049.2 | LP21 | LP21 | Fuse switch disconnector 3-pole selectable, new design for protection of transformers on the secondary side up to 1000 kVA for LV HRC fuses GTR 2x722 A max., 400 V AC, and NH3 disconnecting blade up to 2000 A | - | 0 | 0
3NJ4183-3BF01 |  | 3NJ4183-3BF01 | 1 | UN | 1 | 2 | A | D | N | N | 85365080 | 1 | 4011209513365 | 12.64 | KG | 1422.96 | 1422.96 | LP21 | LP21 | Fuse switch disconnector 3-pole selectable, new design for protection of transformers on the secondary side up to 630 kVA for LV HRC fuses GTR 910 A max., 400 V AC, and NH3 disconnecting blade up to 1250 A | - | 0 | 0
3NJ4910-1AA00 |  | 3NJ4910-1AA00 | 1 | UN | 1 | 30 | D | D | N | N | 85444290 | 1 | 4011209777965 | 2.376 | KG | 3649.8 | 3649.8 | LP21 | LP21 | Grounding equipment Accessory for fuse switch disconnector 3NJ 412-3NJ418 with connecting cable 25 mm2 | - | 0 | 0
3NJ4911-1AA00 |  | 3NJ4911-1AA00 | 1 | UN | 1 | 2 | A | D | N | N | 85369010 | 1 | 4011209401402 | 98 | G | 18.04 | 18.04 | LP21 | LP21 | accessory for In-line fuse switch disconnectors 3NJ4103 Kit prism terminal AL/CU 10 to 70 mm2 consists of 3 prism terminals | - | 0 | 0
3NJ4911-2BQ00 |  | 3NJ4911-2BQ00 | 1 | UN | 1 | 2 | A | D | N | N | 85369010 | 1 | 4011209449404 | 967 | G | 100.72 | 100.72 | LP21 | LP21 | Accessory for strips 3NJ41, Sz. NH1-3, Box terminal 95-240 mm2 consists of 3 box terminals | - | 0 | 0
3NJ4911-3AA00 |  | 3NJ4911-3AA00 | 1 | UN | 1 | 2 | A | D | N | N | 85389099 | 1 | 4011209232969 | 132 | G | 17.74 | 17.74 | LP21 | LP21 | accessory for In-line fuse switch disconnectors 3NJ4103 and 3NJ5033, 3NJ5013 Busbar terminals for snapping strip onto busbars 1 MLFB=3 units=QTY 1 | - | 0 | 0
3NJ4911-3BA01 |  | 3NJ4911-3BA01 | 1 | UN | 1 | 2 | A | D | N | N | 85369010 | 1 | 4011209546561 | 602 | G | 85.47 | 85.47 | LP21 | LP21 | accessory for in-line fuse switch disconnectors 3NJ412/13/14 Busbar terminals for snapping strip onto busbars consists of 3 busbar Terminals | - | 0 | 0
3NJ4911-4AA00 |  | 3NJ4911-4AA00 | 1 | UN | 1 | 2 | A | D | N | N | 85389099 | 1 | 4011209260085 | 43 | G | 3.42 | 3.42 | LP21 | LP21 | accessory for In-line fuse switch disconnectors 3NJ4103 Kit saddle terminal CU 1.5 to 70 mm2 1 set = 3 units | - | 0 | 0
3NJ4911-5AA00 |  | 3NJ4911-5AA00 | 1 | UN | 1 | 2 | A | D | N | N | 73181582 | 1 | 4011209627949 | 248 | G | 47.59 | 47.59 | LP21 | LP21 | accessory for In-line fuse switch disconnectors Sz. NH1-3, Kit flat terminal 2 x 240 mm2, Hexagon bolts | - | 0 | 0
3NJ4911-5BA00 |  | 3NJ4911-5BA00 | 1 | UN | 1 | 2 | A | D | N | N | 85369095 | 1 | 4011209741027 | 1.873 | KG | 367.29 | 367.29 | LP21 | LP21 | accessory for In-line fuse switch disconnectors Sz. NH1-3 Kit flat terminal 2 x 300 mm2, 3x 120 mm2 | - | 0 | 0
3NJ4911-5CA00 |  | 3NJ4911-5CA00 | 1 | UN | 1 | 2 | A | D | N | N | 85369095 | 1 | 4011209741034 | 1.898 | KG | 341.88 | 341.88 | LP21 | LP21 | accessory for In-line fuse switch disconnectors Sz. NH1-3 Kit flat terminal 1x 400 mm2 | - | 0 | 0
3NJ4911-6AA00 |  | 3NJ4911-6AA00 | 1 | UN | 1 | 2 | A | D | N | N | 85369095 | 1 | 4011209741058 | 3.198 | KG | 492.03 | 492.03 | LP21 | LP21 | accessory for In-line fuse switch disconnectors Sz. NH3 Kit flat terminal for double strip 3 x 300 mm2, 4 x 185 mm2 | - | 0 | 0
3NJ4911-6BA00 |  | 3NJ4911-6BA00 | 1 | UN | 1 | 2 | A | D | N | N | 85369095 | 1 | 4011209741041 | 4.102 | KG | 709.17 | 709.17 | LP21 | LP21 | accessory for In-line fuse switch disconnectors Sz. NH3 Kit flat terminal for double strip 4x 240mm2 | - | 0 | 0
3NJ4911-6CA00 |  | 3NJ4911-6CA00 | 1 | UN | 1 | 2 | A | D | N | N | 85389099 | 1 | 4011209741065 | 0.05 | KG | 15.55 | 15.55 | LP21 | LP21 | accessory for In-line fuse switch disconnectors Sz. NH3 Mechanical coupling of the operator interventions for double strip | - | 0 | 0
3NJ4912-1AA01 |  | 3NJ4912-1AA01 | 1 | UN | 1 | 2 | A | D | N | N | 85389099 | 1 | 4011209519527 | 103 | G | 22.36 | 22.36 | LP21 | LP21 | accessory for in-line fuse switch disconnectors 3NJ41 Cover in new design | - | 0 | 0
3NJ4912-1DA02 |  | 3NJ4912-1DA02 | 1 | UN | 1 | 2 | A | D | N | N | 85389099 | 1 | 4011209652316 | 161 | G | 24.02 | 24.02 | LP21 | LP21 | accessory for in-line fuse switch disconnectors 3NJ41 Cover in new design | - | 0 | 0
3NJ4912-1EA00 |  | 3NJ4912-1EA00 | 1 | UN | 1 | 2 | A | D | N | N | 85389099 | 1 | 4011209761353 | 462 | G | 563.64 | 563.64 | LP21 | LP21 | accessory for In-line fuse switch disconnectors Sz. NH3 Cover for double strips | - | 0 | 0
3NJ4912-1FA00 |  | 3NJ4912-1FA00 | 1 | UN | 1 | 30 | D | D | N | N | 85389099 | 1 | 4011209915213 | 70 | G | 18.78 | 18.78 | LP21 | LP21 | Cover 132 mm Additional touch protection when using cable lugs for in-line fuse switch disconnectors 3NJ4101, 4103 | - | 0 | 0
3NJ4912-1FA01 |  | 3NJ4912-1FA01 | 1 | UN | 1 | 30 | D | D | N | N | 85389099 | 1 | 4011209915206 | 78 | G | 18.2 | 18.2 | LP21 | LP21 | Cover 100 mm Additional touch protection when using cable lugs for in-line fuse switch disconnectors 3NJ4101, 4103 | - | 0 | 0
3NJ4912-2AA00 |  | 3NJ4912-2AA00 | 1 | UN | 1 | 2 | A | D | N | N | 85389099 | 1 | 4011209005716 | 189 | G | 67.68 | 67.68 | LP21 | LP21 | accessory for in-line fuse switch disconnectors 3NJ41 End cover, 50 mm wide Same height as strips Sz. 1-3 | - | 0 | 0
3NJ4912-2BA00 |  | 3NJ4912-2BA00 | 1 | UN | 1 | 2 | A | D | N | N | 85389099 | 1 | 4011209005723 | 251 | G | 70.69 | 70.69 | LP21 | LP21 | accessory for in-line fuse switch disconnectors 3NJ41 End cover, 100 mm wide | - | 0 | 0
3NJ4912-2CA00 |  | 3NJ4912-2CA00 | 1 | UN | 1 | 2 | A | D | N | N | 85389099 | 1 | 4011209627932 | 93 | G | 65.6 | 65.6 | LP21 | LP21 | accessory for in-line fuse switch disconnectors 3NJ41 End cover, 50 mm wide Same height as strips Sz. 3NJ4103 | - | 0 | 0
3NJ4912-2DA00 |  | 3NJ4912-2DA00 | 1 | UN | 1 | 2 | A | D | N | N | 85389099 | 2 | 4001869524641 | 81 | G | 62.6 | 62.6 | LP21 | LP21 | Lateral masking frame support for in-line fuse switch disconnectors Sz. 00-3 Length 665 mm, width 22 mm with 3 mounting clips | - | 0 | 0
3NJ4912-3AA00 |  | 3NJ4912-3AA00 | 1 | UN | 1 | 2 | A | D | N | N | 85389099 | 1 | 4011209005730 | 118 | G | 26.33 | 26.33 | LP21 | LP21 | accessory for in-line fuse switch disconnectors 3NJ41 Front cover for busbars with busbar spacing 185 mm, 50 mm wide | - | 0 | 0
3NJ4912-3BA01 |  | 3NJ4912-3BA01 | 1 | UN | 1 | 2 | A | D | N | N | 85389099 | 1 | 4011209534629 | 0.28 | KG | 34.19 | 34.19 | LP21 | LP21 | accessory for in-line fuse switch disconnectors 3NJ41 Front cover for busbars with busbar spacing 185 mm, 100 mm wide new design | - | 0 | 0
3NJ4912-3CA00 |  | 3NJ4912-3CA00 | 1 | UN | 1 | 2 | A | D | N | N | 85389099 | 1 | 4011209005747 | 103 | G | 26.33 | 26.33 | LP21 | LP21 | accessory for In-line fuse switch disconnectors 3NJ4103 Front cover for busbars with busbar spacing 100 mm, 50 mm wide | - | 0 | 0
3NJ4913-1AA01 |  | 3NJ4913-1AA01 | 1 | UN | 1 | 2 | A | D | N | N | 85365080 | 1 | 4011209519534 | 26 | G | 50.59 | 50.59 | LP21 | LP21 | accessory for 3-pole selectable strips Sz.00,1-3, retrofittable auxiliary current switch, 1 CO with connection cables new design | - | 0 | 0
3NJ4914-8AA00 |  | 3NJ4914-8AA00 | 1 | UN | 1 | 15 | C | D | N | N | 85361090 | 3 | 4011209449206 | 1.341 | KG | 179.72 | 179.72 | LP21 | LP21 | Accessory for strips 3NJ418, special fuse Sz. NH3, 910 A | - | 0 | 0
3NJ4914-8BA00 |  | 3NJ4914-8BA00 | 1 | UN | 1 | 5 | B | D | N | N | 85369095 | 1 | 4011209777989 | 903 | G | 187.57 | 187.57 | LP21 | LP21 | Disconnecting blade Sz. NH3, 1250A Accessory for fuse switch Disconnector 3NJ 414-3NJ418, (pack = 3 units) | - | 0 | 0
3NJ4915-1BA00 |  | 3NJ4915-1BA00 | 1 | UN | 1 | 2 | A | D | N | N | 85389099 | 1 | 4011209689572 | 22 | G | 13.35 | 13.35 | LP21 | LP21 | Accessory for strips 3NJ41 In-line fuse switch disconnectors Sz. NH00 Holder with distance bushing | - | 0 | 0
3NJ4915-1CA00 |  | 3NJ4915-1CA00 | 1 | UN | 1 | 2 | A | D | N | N | 85366990 | 1 | 4011209689596 | 73 | G | 184.11 | 184.11 | LP21 | LP21 | Accessory for strips 3NJ41 In-line fuse switch disconnectors Sz. NH00 Terminal strip | - | 0 | 0
3NJ4915-1EA10 |  | 3NJ4915-1EA10 | 1 | UN | 1 | 30 | D | D | N | N | 85043180 | 1 | 4011209687776 | 238 | G | 251.79 | 251.79 | LP21 | LP21 | Accessory for strips 3NJ41 In-line fuse switch disconnectors Sz. NH00 Current transformers can be integrated 100/1 A, Cl. 0.5 | - | 0 | 0
3NJ4915-1EA20 |  | 3NJ4915-1EA20 | 1 | UN | 1 | 15 | C | D | N | N | 85043180 | 1 | 4011209687790 | 241 | G | 158.93 | 158.93 | LP21 | LP21 | Accessory for strips 3NJ41 In-line fuse switch disconnectors Sz. NH00 Current transformers can be integrated 100/1 A, Cl. 1 | - | 0 | 0
3NJ4915-1EB10 |  | 3NJ4915-1EB10 | 1 | UN | 1 | 15 | C | D | N | N | 85043180 | 1 | 4011209687813 | 241 | G | 215.99 | 215.99 | LP21 | LP21 | Accessory for strips 3NJ41 In-line fuse switch disconnectors Sz. NH00 Current transformers can be integrated 100/5 A, Cl. 0.5 | - | 0 | 0
3NJ4915-1EB20 |  | 3NJ4915-1EB20 | 1 | UN | 1 | 15 | C | D | N | N | 85043180 | 1 | 4011209687837 | 233 | G | 127.97 | 127.97 | LP21 | LP21 | Accessory for strips 3NJ41 In-line fuse switch disconnectors Sz. NH00 Current transformers can be integrated 100/5 A, Cl. 1 | - | 0 | 0
3NJ4915-1FA10 |  | 3NJ4915-1FA10 | 1 | UN | 1 | 30 | D | D | N | N | 85043180 | 1 | 4011209687783 | 240 | G | 251.79 | 251.79 | LP21 | LP21 | Accessory for strips 3NJ41 In-line fuse switch disconnectors Sz. NH00 Current transformers can be integrated 150/1 A, Cl. 0.5 | - | 0 | 0
3NJ4915-1FA11 |  | 3NJ4915-1FA11 | 1 | UN | 1 | 30 | D | D | N | N | 85043180 | 1 | 4011209689664 | 0.244 | KG | 579.81 | 579.81 | LP21 | LP21 | Accessory for strips 3NJ41 In-line fuse switch disconnectors Sz. NH00 Current transformers can be integrated 150/1 A, Cl. 0.5 legal-for-trade calibrated | - | 0 | 0
3NJ4915-1FA20 |  | 3NJ4915-1FA20 | 1 | UN | 1 | 2 | A | D | N | N | 85043180 | 1 | 4011209687806 | 238 | G | 142.3 | 142.3 | LP21 | LP21 | Accessory for strips 3NJ41 In-line fuse switch disconnectors Sz. NH00 Current transformers can be integrated 150/1 A, Cl. 1 | - | 0 | 0
3NJ4915-1FB10 |  | 3NJ4915-1FB10 | 1 | UN | 1 | 30 | D | D | N | N | 85043180 | 1 | 4011209687820 | 238 | G | 215.99 | 215.99 | LP21 | LP21 | Accessory for strips 3NJ41 In-line fuse switch disconnectors Sz. NH00 Current transformers can be integrated 150/5 A, Cl. 0.5 | - | 0 | 0
3NJ4915-1FB11 |  | 3NJ4915-1FB11 | 1 | UN | 1 | 30 | D | D | N | N | 85043180 | 1 | 4011209689671 | 235 | G | 545.16 | 545.16 | LP21 | LP21 | Accessory for strips 3NJ41 In-line fuse switch disconnectors Sz. NH00 Current transformers can be integrated 150/5 A, Cl. 0.5 legal-for-trade calibrated | - | 0 | 0
3NJ4915-1FB20 |  | 3NJ4915-1FB20 | 1 | UN | 1 | 2 | A | D | N | N | 85043180 | 1 | 4011209687844 | 240 | G | 114.81 | 114.81 | LP21 | LP21 | Accessory for strips 3NJ41 In-line fuse switch disconnectors Sz. NH00 Current transformers can be integrated 150/5 A, Cl. 1 | - | 0 | 0
3NJ4915-2BA00 |  | 3NJ4915-2BA00 | 1 | UN | 1 | 2 | A | D | N | N | 85389099 | 1 | 4011209689589 | 97 | G | 36.73 | 36.73 | LP21 | LP21 | Accessory for strips 3NJ41 In-line fuse switch disconnectors Sz. NH1-3 Holder with distance bushing | - | 0 | 0
3NJ4915-2CA00 |  | 3NJ4915-2CA00 | 1 | UN | 1 | 2 | A | D | N | N | 85444290 | 1 | 4011209689602 | 107 | G | 321.09 | 321.09 | LP21 | LP21 | Accessory for strips 3NJ41 In-line fuse switch disconnectors Sz. NH1-3 Terminal strip with cable harness | - | 0 | 0
3NJ4915-2DA20 |  | 3NJ4915-2DA20 | 1 | UN | 1 | 30 | D | D | N | N | 85043180 | 1 | 4011209687998 | 0.216 | KG | 105.34 | 105.34 | LP21 | LP21 | Accessory for strips 3NJ41 In-line fuse switch disconnectors Sz. NH1-3 Current transformers can be integrated 75/1 A, Cl. 1 | - | 0 | 0
3NJ4915-2DB20 |  | 3NJ4915-2DB20 | 1 | UN | 1 | 30 | D | D | N | N | 85043180 | 1 | 4011209687851 | 0.209 | KG | 105.34 | 105.34 | LP21 | LP21 | Accessory for strips 3NJ41 In-line fuse switch disconnectors Sz. NH1-3 Current transformers can be integrated 75/5 A, Cl. 1 | - | 0 | 0
3NJ4915-2EA10 |  | 3NJ4915-2EA10 | 1 | UN | 1 | 30 | D | D | N | N | 85043180 | 1 | 4011209688025 | 0.217 | KG | 146.22 | 146.22 | LP21 | LP21 | Accessory for strips 3NJ41 In-line fuse switch disconnectors Sz. NH1-3 Current transformers can be integrated 100/1 A, Cl. 0.5 | - | 0 | 0
3NJ4915-2EA20 |  | 3NJ4915-2EA20 | 1 | UN | 1 | 15 | C | D | N | N | 85043180 | 1 | 4011209688018 | 204 | G | 105.34 | 105.34 | LP21 | LP21 | Accessory for strips 3NJ41 In-line fuse switch disconnectors Sz. NH1-3 Current transformers can be integrated 100/1 A, Cl. 1 | - | 0 | 0
3NJ4915-2EB10 |  | 3NJ4915-2EB10 | 1 | UN | 1 | 30 | D | D | N | N | 85043180 | 1 | 4011209687882 | 203 | G | 146.22 | 146.22 | LP21 | LP21 | Accessory for strips 3NJ41 In-line fuse switch disconnectors Sz. NH1-3 Current transformers can be integrated 100/5 A, Cl. 0.5 | - | 0 | 0
3NJ4915-2EB20 |  | 3NJ4915-2EB20 | 1 | UN | 1 | 30 | D | D | N | N | 85043180 | 1 | 4011209687875 | 210 | G | 105.34 | 105.34 | LP21 | LP21 | Accessory for strips 3NJ41 In-line fuse switch disconnectors Sz. NH1-3 Current transformers can be integrated 100/5 A, Cl. 1 | - | 0 | 0
3NJ4915-2FA10 |  | 3NJ4915-2FA10 | 1 | UN | 1 | 15 | C | D | N | N | 85043180 | 1 | 4011209688049 | 203 | G | 146.22 | 146.22 | LP21 | LP21 | Accessory for strips 3NJ41 In-line fuse switch disconnectors Sz. NH1-3 Current transformers can be integrated 150/1 A, Cl. 0.5 | - | 0 | 0
3NJ4915-2FA20 |  | 3NJ4915-2FA20 | 1 | UN | 1 | 30 | D | D | N | N | 85043180 | 1 | 4011209688032 | 0.213 | KG | 105.34 | 105.34 | LP21 | LP21 | Accessory for strips 3NJ41 In-line fuse switch disconnectors Sz. NH1-3 Current transformers can be integrated 150/1 A, Cl. 1 | - | 0 | 0
3NJ4915-2FB10 |  | 3NJ4915-2FB10 | 1 | UN | 1 | 30 | D | D | N | N | 85043180 | 1 | 4011209687905 | 0.201 | KG | 146.22 | 146.22 | LP21 | LP21 | Accessory for strips 3NJ41 In-line fuse switch disconnectors Sz. NH1-3 Current transformers can be integrated 150/5 A, Cl. 0.5 | - | 0 | 0
3NJ4915-2FB20 |  | 3NJ4915-2FB20 | 1 | UN | 1 | 30 | D | D | N | N | 85043180 | 1 | 4011209687899 | 0.2 | KG | 105.34 | 105.34 | LP21 | LP21 | Accessory for strips 3NJ41 In-line fuse switch disconnectors Sz. NH1-3 Current transformers can be integrated 150/5 A, Cl. 1 | - | 0 | 0
3NJ4915-2GA10 |  | 3NJ4915-2GA10 | 1 | UN | 1 | 30 | D | D | N | N | 85043180 | 1 | 4011209688063 | 0.209 | KG | 146.22 | 146.22 | LP21 | LP21 | Accessory for strips 3NJ41 In-line fuse switch disconnectors Sz. NH1-3 Current transformers can be integrated 250/1 A, Cl. 0.5 | - | 0 | 0
3NJ4915-2GA11 |  | 3NJ4915-2GA11 | 1 | UN | 1 | 30 | D | D | N | N | 85043180 | 1 | 4011209689718 | 207 | G | 480.48 | 480.48 | LP21 | LP21 | Accessory for strips 3NJ41 In-line fuse switch disconnectors Sz. NH1-3 Current transformers can be integrated 250/1 A, Cl. 0.5 legal-for-trade calibrated | - | 0 | 0
3NJ4915-2GA20 |  | 3NJ4915-2GA20 | 1 | UN | 1 | 2 | A | D | N | N | 85043180 | 1 | 4011209688056 | 216 | G | 94.71 | 94.71 | LP21 | LP21 | Accessory for strips 3NJ41 In-line fuse switch disconnectors Sz. NH1-3 Current transformers can be integrated 250/1 A, Cl. 1 | - | 0 | 0
3NJ4915-2GB10 |  | 3NJ4915-2GB10 | 1 | UN | 1 | 30 | D | D | N | N | 85043180 | 1 | 4011209687929 | 199 | G | 146.22 | 146.22 | LP21 | LP21 | Accessory for strips 3NJ41 In-line fuse switch disconnectors Sz. NH1-3 Current transformers can be integrated 250/5 A, Cl. 0.5 | - | 0 | 0
3NJ4915-2GB11 |  | 3NJ4915-2GB11 | 1 | UN | 1 | 30 | D | D | N | N | 85043180 | 1 | 4011209689688 | 0.203 | KG | 480.48 | 480.48 | LP21 | LP21 | Accessory for strips 3NJ41 In-line fuse switch disconnectors Sz. NH1-3 Current transformers can be integrated 250/5 A, Cl. 0.5 legal-for-trade calibrated | - | 0 | 0
3NJ4915-2GB20 |  | 3NJ4915-2GB20 | 1 | UN | 1 | 2 | A | D | N | N | 85043180 | 1 | 4011209687912 | 207 | G | 94.71 | 94.71 | LP21 | LP21 | Accessory for strips 3NJ41 In-line fuse switch disconnectors Sz. NH1-3 Current transformers can be integrated 250/5 A, Cl. 1 | - | 0 | 0
3NJ4915-2HA10 |  | 3NJ4915-2HA10 | 1 | UN | 1 | 30 | D | D | N | N | 85043180 | 1 | 4011209688087 | 200 | G | 146.22 | 146.22 | LP21 | LP21 | Accessory for strips 3NJ41 In-line fuse switch disconnectors Sz. NH1-3 Current transformers can be integrated 400/1 A, Cl. 0.5 | - | 0 | 0
3NJ4915-2HA11 |  | 3NJ4915-2HA11 | 1 | UN | 1 | 30 | D | D | N | N | 85043180 | 1 | 4011209689725 | 201 | G | 480.48 | 480.48 | LP21 | LP21 | Accessory for strips 3NJ41 In-line fuse switch disconnectors Sz. NH1-3 Current transformers can be integrated 400/1 A, Cl. 0.5 legal-for-trade calibrated | - | 0 | 0
3NJ4915-2HA20 |  | 3NJ4915-2HA20 | 1 | UN | 1 | 2 | A | D | N | N | 85043180 | 1 | 4011209688070 | 210 | G | 94.71 | 94.71 | LP21 | LP21 | Accessory for strips 3NJ41 In-line fuse switch disconnectors Sz. NH1-3 Current transformers can be integrated 400/1 A, Cl. 1 | - | 0 | 0
3NJ4915-2HB10 |  | 3NJ4915-2HB10 | 1 | UN | 1 | 30 | D | D | N | N | 85043180 | 1 | 4011209687943 | 189 | G | 146.22 | 146.22 | LP21 | LP21 | Accessory for strips 3NJ41 In-line fuse switch disconnectors Sz. NH1-3 Current transformers can be integrated 400/5 A, Cl. 0.5 | - | 0 | 0
3NJ4915-2HB11 |  | 3NJ4915-2HB11 | 1 | UN | 1 | 30 | D | D | N | N | 85043180 | 1 | 4011209689695 | 189 | G | 480.48 | 480.48 | LP21 | LP21 | Accessory for strips 3NJ41 In-line fuse switch disconnectors Sz. NH1-3 Current transformers can be integrated 400/5 A, Cl. 0.5 legal-for-trade calibrated | - | 0 | 0
3NJ4915-2HB20 |  | 3NJ4915-2HB20 | 1 | UN | 1 | 2 | A | D | N | N | 85043180 | 1 | 4011209687936 | 211 | G | 94.71 | 94.71 | LP21 | LP21 | Accessory for strips 3NJ41 In-line fuse switch disconnectors Sz. NH1-3 Current transformers can be integrated 400/5 A, Cl. 1, 5 VA | - | 0 | 0
3NJ4915-2JA10 |  | 3NJ4915-2JA10 | 1 | UN | 1 | 30 | D | D | N | N | 85043180 | 1 | 4011209688100 | 196 | G | 146.22 | 146.22 | LP21 | LP21 | Accessory for strips 3NJ41 In-line fuse switch disconnectors Sz. NH1-3 Current transformers can be integrated 500/1 A, Cl. 0.5 | - | 0 | 0
3NJ4915-2JA20 |  | 3NJ4915-2JA20 | 1 | UN | 1 | 30 | D | D | N | N | 85043180 | 1 | 4011209688094 | 200 | G | 105.34 | 105.34 | LP21 | LP21 | Accessory for strips 3NJ41 In-line fuse switch disconnectors Sz. NH1-3 Current transformers can be integrated 500/1 A, Cl. 1 | - | 0 | 0
3NJ4915-2JB10 |  | 3NJ4915-2JB10 | 1 | UN | 1 | 30 | D | D | N | N | 85043180 | 1 | 4011209687967 | 0.197 | KG | 146.22 | 146.22 | LP21 | LP21 | Accessory for strips 3NJ41 In-line fuse switch disconnectors Sz. NH1-3 Current transformers can be integrated 500/5 A, Cl. 0.5 | - | 0 | 0
3NJ4915-2JB20 |  | 3NJ4915-2JB20 | 1 | UN | 1 | 30 | D | D | N | N | 85043180 | 1 | 4011209687950 | 196 | G | 105.34 | 105.34 | LP21 | LP21 | Accessory for strips 3NJ41 In-line fuse switch disconnectors Sz. NH1-3 Current transformers can be integrated 500/5 A, Cl. 1 | - | 0 | 0
3NJ4915-2KA10 |  | 3NJ4915-2KA10 | 1 | UN | 1 | 30 | D | D | N | N | 85043180 | 1 | 4011209688124 | 213 | G | 146.22 | 146.22 | LP21 | LP21 | Accessory for strips 3NJ41 In-line fuse switch disconnectors Sz. NH1-3 Current transformers can be integrated 600/1 A, Cl. 0.5 | - | 0 | 0
3NJ4915-2KA11 |  | 3NJ4915-2KA11 | 1 | UN | 1 | 30 | D | D | N | N | 85043180 | 1 | 4011209689732 | 203 | G | 628.32 | 628.32 | LP21 | LP21 | Accessory for strips 3NJ41 In-line fuse switch disconnectors Sz. NH1-3 Current transformers can be integrated 600/1 A, Cl. 0.5 legal-for-trade calibrated | - | 0 | 0
3NJ4915-2KA20 |  | 3NJ4915-2KA20 | 1 | UN | 1 | 2 | A | D | N | N | 85043180 | 1 | 4011209688117 | 196 | G | 94.71 | 94.71 | LP21 | LP21 | Accessory for strips 3NJ41 In-line fuse switch disconnectors Sz. NH1-3 Current transformers can be integrated 600/1 A, Cl. 1 | - | 0 | 0
3NJ4915-2KB10 |  | 3NJ4915-2KB10 | 1 | UN | 1 | 30 | D | D | N | N | 85043180 | 1 | 4011209687981 | 0.198 | KG | 146.22 | 146.22 | LP21 | LP21 | Accessory for strips 3NJ41 In-line fuse switch disconnectors Sz. NH1-3 Current transformers can be integrated 600/5 A, Cl. 0.5 | - | 0 | 0
3NJ4915-2KB11 |  | 3NJ4915-2KB11 | 1 | UN | 1 | 30 | D | D | N | N | 85043180 | 1 | 4011209689701 | 201 | G | 628.32 | 628.32 | LP21 | LP21 | Accessory for strips 3NJ41 In-line fuse switch disconnectors Sz. NH1-3 Current transformers can be integrated 600/5 A, Cl. 0.5 legal-for-trade calibrated | - | 0 | 0
3NJ4915-2KB20 |  | 3NJ4915-2KB20 | 1 | UN | 1 | 2 | A | D | N | N | 85043180 | 1 | 4011209687974 | 196 | G | 94.71 | 94.71 | LP21 | LP21 | Accessory for strips 3NJ41 In-line fuse switch disconnectors Sz. NH1-3 Current transformers can be integrated 600/5 A, Cl. 1 | - | 0 | 0
3NJ4918-0AA00 |  | 3NJ4918-0AA00 | 1 | UN | 1 | 2 | A | D | N | N | 85389099 | 1 | 4011209005754 | 115 | G | 40.19 | 40.19 | LP21 | LP21 | accessory for in-line fuse switch disconnectors 3NJ41 Mounting clips for pole center distance 185 mm 1 MLFB=4 units=QTY1 | - | 0 | 0
3NJ4918-0DA02 |  | 3NJ4918-0DA02 | 1 | UN | 1 | 2 | A | D | N | N | 85389099 | 1 | 4011209652309 | 738 | G | 64.22 | 64.22 | LP21 | LP21 | accessory for in-line fuse switch disconnectors 3NJ41 Adapter for comb. 3NJ4103 to pole center distance 185 mm | - | 0 | 0
3NJ4918-0DB02 |  | 3NJ4918-0DB02 | 1 | UN | 1 | 30 | D | D | N | N | 85369095 | 1 | 4011209693876 | 1.231 | KG | 150.38 | 150.38 | LP21 | LP21 | accessory for in-line fuse switch disconnectors 3NJ41 Adapter for comb. 3NJ4103 with 3NJ412-4 to pole center distance 185 mm with busbar terminal | - | 0 | 0
3NJ4918-0DC02 |  | 3NJ4918-0DC02 | 1 | UN | 1 | 5 | B | D | N | N | 73181588 | 1 | 4011209788978 | 64 | G | 13.35 | 13.35 | LP21 | LP21 | Mounting screws M8x40 with spring washers for adapter 3NJ4918 for mounting the fuse switch disconnectors with integrated converter. (pack = 3 units) | - | 0 | 0
3NJ4918-0EA00 |  | 3NJ4918-0EA00 | 1 | UN | 1 | 2 | A | D | N | N | 85389099 | 1 | 4011209207943 | 246 | G | 62.14 | 62.14 | LP21 | LP21 | accessory for in-line fuse switch disconnectors 3NJ41 Adapter for setting up 3NJ4103 on center pole distance 60 mm | - | 0 | 0
3NJ4918-1AA00 |  | 3NJ4918-1AA00 | 1 | UN | 1 | 2 | A | D | N | N | 85389099 | 1 | 4011209503076 | 125 | G | 32.34 | 32.34 | LP21 | LP21 | accessory for in-line fuse switch disconnectors 3NJ41 Fastening hook for Sz. 1 to 3 comprises 10 fastening hooks | - | 0 | 0
3NJ5643-0BB00 |  | 3NJ5643-0BB00 | 1 | UN | 1 | 2 | A | D | N | N | 85365080 | 1 | 4011209005778 | 20.5 | KG | 1665.51 | 1665.51 | LP21 | LP21 | In-line fuse switch disconnector 1-pole selectable, gR 4A, I=1250 A Flat terminal M16x 60 | - | 0 | 0
3NJ5930-3BB |  | 3NJ5930-3BB | 1 | UN | 1 | 2 | A | D | N | N | 85389099 | 1 | 4011209499256 | 693 | G | 77.39 | 77.39 | LP21 | LP21 | accessory for in-line fuse switch disconnectors 3NJ5013 Adapter strip for 2xSz. 00, height compensation | - | 0 | 0
3NJ5974-0AB |  | 3NJ5974-0AB | 1 | UN | 1 | 2 | A | D | N | N | 85389099 | 1 | 4011209005785 | 460 | G | 34.42 | 34.42 | LP21 | LP21 | accessory for in-line fuse switch disconnectors 3NJ41 Busbar holder, 3-phase Pole center distance 100 mm or 185 mm | - | 0 | 0
3NJ6202-3AA00-0AA0 |  | 3NJ6202-3AA00-0AA0 | 1 | UN | 1 | 15 | C | D | N | N | 85365080 | 1 | 4011209697003 | 3.79 | KG | 882.36 | 882.36 | LP21 | LP21 | Switch disconnector with fuses In-line design, pluggable NH00 160 A, 2-pole High switching capacity H manual operation without auxiliary switch without current transformer without ammeter | - | 0 | 0
3NJ6202-4AA00-0AA0 |  | 3NJ6202-4AA00-0AA0 | 1 | UN | 1 | 15 | C | D | N | N | 85365080 | 1 | 4011209697041 | 3.63 | KG | 3231.9 | 3231.9 | LP21 | LP21 | Switch disconnector with fuses In-line design, pluggable NH00 160 A, 2-pole High switching capacity H Motorized operating mechanism without auxiliary switch without current transformer without ammeter | - | 0 | 0
3NJ6203-1AA00-0AA0 |  | 3NJ6203-1AA00-0AA0 | 1 | UN | 1 | 1 | A | D | N | N | 85365080 | 1 | 4011209696648 | 4.02 | KG | 495.9 | 495.9 | LP21 | LP21 | Switch disconnector with fuses In-line design, pluggable NH00 160 A, 3-pole Standard switching capacity S manual operation without auxiliary switch without current transformer without ammeter | - | 0 | 0
3NJ6203-1AA00-0BD4 |  | 3NJ6203-1AA00-0BD4 | 1 | UN | 1 | 5 | B | D | N | N | 85365080 | 1 | 4011209922396 | 15.921 | KG | 805.41 | 805.41 | LP21 | LP21 | Switch disconnector with fuses In-line design, pluggable NH00 160 A, 3-pole Standard switching capacity S manual operation without auxiliary switch 1 current transformer on Multifunctional connector 100/5A, Cl. 1 | - | 0 | 0
3NJ6203-1AA00-0BE4 |  | 3NJ6203-1AA00-0BE4 | 1 | UN | 1 | 5 | B | D | N | N | 85365080 | 1 | 4011209922242 | 3.63 | KG | 805.41 | 805.41 | LP21 | LP21 | Switch disconnector with fuses In-line design, pluggable NH00 160 A, 3-pole Standard switching capacity S manual operation without auxiliary switch 1 current transformer on Multifunctional connector 150/5A, Cl. 1 | - | 0 | 0
3NJ6203-1AA00-0CB4 |  | 3NJ6203-1AA00-0CB4 | 1 | UN | 1 | 5 | B | D | N | N | 85365080 | 1 | 4011209845138 | 3.63 | KG | 1084.14 | 1084.14 | LP21 | LP21 | Switch disconnector with fuses In-line design, pluggable NH00 160 A, 3-pole Standard switching capacity S manual operation without auxiliary switch 3 current transformers for Multifunctional connector 50/5 A, Cl. 1 | - | 0 | 0
3NJ6203-1AA00-0CD2 |  | 3NJ6203-1AA00-0CD2 | 1 | UN | 1 | 5 | B | D | N | N | 85365080 | 1 | 4011209922372 | 27.7 | KG | 1383.39 | 1383.39 | LP21 | LP21 | Switch disconnector with fuses In-line design, pluggable NH00 160 A, 3-pole Standard switching capacity S manual operation without auxiliary switch 3 current transformers for Multifunctional connector 100/1 A, Cl. 0.5 | - | 0 | 0
3NJ6203-1AA00-0CD4 |  | 3NJ6203-1AA00-0CD4 | 1 | UN | 1 | 5 | B | D | N | N | 85365080 | 1 | 4011209845121 | 3.63 | KG | 1084.14 | 1084.14 | LP21 | LP21 | Switch disconnector with fuses In-line design, pluggable NH00 160 A, 3-pole Standard switching capacity S manual operation without auxiliary switch 3 current transformers for Multifunctional connector 100/5A, Cl. 1 | - | 0 | 0
3NJ6203-1AA00-0CE4 |  | 3NJ6203-1AA00-0CE4 | 1 | UN | 1 | 5 | B | D | N | N | 85365080 | 1 | 4011209891050 | 3.63 | KG | 1084.14 | 1084.14 | LP21 | LP21 | Switch disconnector with fuses In-line design, pluggable NH00 160 A, 3-pole Standard switching capacity S manual operation without auxiliary switch 3 current transformers for Multifunctional connector 150/5A, Cl. 1 | - | 0 | 0
3NJ6203-1AA00-0CE5 |  | 3NJ6203-1AA00-0CE5 | 1 | UN | 1 | 5 | B | D | N | N | 85365080 | 1 | 4011209922457 | 3.63 | KG | 1383.39 | 1383.39 | LP21 | LP21 | Switch disconnector with fuses In-line design, pluggable NH00 160 A, 3-pole Standard switching capacity S manual operation without auxiliary switch 3 current transformers for Multifunctional connector 150/5 A, Cl. 0.5 | - | 0 | 0
3NJ6203-1AA00-1DB4 |  | 3NJ6203-1AA00-1DB4 | 1 | UN | 1 | 5 | B | D | N | N | 85365080 | 1 | 4011209922167 | 3.63 | KG | 760.95 | 760.95 | LP21 | LP21 | Switch disconnector with fuses In-line design, pluggable NH00 160 A, 3-pole Standard switching capacity S manual operation without auxiliary switch 1 current transformer on 1 ammeter, Moving iron 50/5 A, Cl. 1 2-fold overload | - | 0 | 0
3NJ6203-1AA00-1DD4 |  | 3NJ6203-1AA00-1DD4 | 1 | UN | 1 | 5 | B | D | N | N | 85365080 | 1 | 4011209922204 | 3.63 | KG | 760.95 | 760.95 | LP21 | LP21 | Switch disconnector with fuses In-line design, pluggable NH00 160 A, 3-pole Standard switching capacity S manual operation without auxiliary switch 1 current transformer on 1 ammeter, Moving iron 100/5 A, Cl. 1 2-fold overload | - | 0 | 0
3NJ6203-1AA00-1DE1 |  | 3NJ6203-1AA00-1DE1 | 1 | UN | 1 | 5 | B | D | N | N | 85365080 | 1 | 4011209892637 | 4.32 | KG | 760.95 | 760.95 | LP21 | LP21 | Switch disconnector with fuses In-line design, pluggable NH00 160 A, 3-pole Standard switching capacity S manual operation without auxiliary switch 1 current transformer on 1 ammeter, Moving iron 150/1 A, Cl. 1 2-fold overload | - | 0 | 0
3NJ6203-1AA00-1DE4 |  | 3NJ6203-1AA00-1DE4 | 1 | UN | 1 | 5 | B | D | N | N | 85365080 | 1 | 4011209922150 | 4.34 | KG | 760.95 | 760.95 | LP21 | LP21 | Switch disconnector with fuses In-line design, pluggable NH00 160 A, 3-pole Standard switching capacity S manual operation without auxiliary switch 1 current transformer on 1 ammeter, Moving iron 150/5 A, Cl. 1 2-fold overload | - | 0 | 0
3NJ6203-1AA00-1EE1 |  | 3NJ6203-1AA00-1EE1 | 1 | UN | 1 | 5 | B | D | N | N | 85365080 | 1 | 4011209922235 | 4.4 | KG | 911.43 | 911.43 | LP21 | LP21 | Switch disconnector with fuses In-line design, pluggable NH00 160 A, 3-pole Standard switching capacity S manual operation without auxiliary switch 1 current transformer on 1 ammeter, Moving iron Multifunctional connector 150/1A, Cl. 1 | - | 0 | 0
3NJ6203-1AA00-1FB4 |  | 3NJ6203-1AA00-1FB4 | 1 | UN | 1 | 5 | B | D | N | N | 85365080 | 1 | 4011209922525 | 3.63 | KG | 1190.16 | 1190.16 | LP21 | LP21 | Switch disconnector with fuses In-line design, pluggable NH00 160 A, 3-pole Standard switching capacity S manual operation without auxiliary switch 3 current transformers for 1 ammeter, Moving iron Multifunctional connector 50/5 A, Cl. 1 | - | 0 | 0
3NJ6203-1AA00-1FD1 |  | 3NJ6203-1AA00-1FD1 | 1 | UN | 1 | 5 | B | D | N | N | 85365080 | 1 | 4011209922785 | 4.858 | KG | 1190.16 | 1190.16 | LP21 | LP21 | Switch disconnector with fuses In-line design, pluggable NH00 160 A, 3-pole Standard switching capacity S manual operation without auxiliary switch 3 current transformers for 1 ammeter, Moving iron Multifunctional connector 100/1A, Cl. 1 | - | 0 | 0
3NJ6203-1AA00-1FD4 |  | 3NJ6203-1AA00-1FD4 | 1 | UN | 1 | 5 | B | D | N | N | 85365080 | 1 | 4011209922532 | 3.63 | KG | 1190.16 | 1190.16 | LP21 | LP21 | Switch disconnector with fuses In-line design, pluggable NH00 160 A, 3-pole Standard switching capacity S manual operation without auxiliary switch 3 current transformers for 1 ammeter, Moving iron Multifunctional connector 100/5A, Cl. 1 | - | 0 | 0
3NJ6203-1AA00-1FE4 |  | 3NJ6203-1AA00-1FE4 | 1 | UN | 1 | 5 | B | D | N | N | 85365080 | 1 | 4011209922143 | 3.63 | KG | 1190.16 | 1190.16 | LP21 | LP21 | Switch disconnector with fuses In-line design, pluggable NH00 160 A, 3-pole Standard switching capacity S manual operation without auxiliary switch 3 current transformers for 1 ammeter, Moving iron Multifunctional connector 150/5A, Cl. 1 | - | 0 | 0
3NJ6203-1AA00-2DB1 |  | 3NJ6203-1AA00-2DB1 | 1 | UN | 1 | 5 | B | D | N | N | 85365080 | 1 | 4011209922419 | 3.63 | KG | 918.27 | 918.27 | LP21 | LP21 | Switch disconnector with fuses In-line design, pluggable NH00 160 A, 3-pole Standard switching capacity S manual operation without auxiliary switch 1 current transformer on 1 ammeter, Bimetal 50/1 A, Cl. 1 1, 2-fold overload | - | 0 | 0
3NJ6203-1AA00-2DD1 |  | 3NJ6203-1AA00-2DD1 | 1 | UN | 1 | 5 | B | D | N | N | 85365080 | 1 | 4011209866546 | 3.63 | KG | 918.27 | 918.27 | LP21 | LP21 | Switch disconnector with fuses In-line design, pluggable NH00 160 A, 3-pole Standard switching capacity S manual operation without auxiliary switch 1 current transformer on 1 ammeter, Bimetal 100/1 A, Cl. 1 1, 2-fold overload | - | 0 | 0
3NJ6203-1AA00-2DE4 |  | 3NJ6203-1AA00-2DE4 | 1 | UN | 1 | 5 | B | D | N | N | 85365080 | 1 | 4011209867789 | 3.63 | KG | 918.27 | 918.27 | LP21 | LP21 | Switch disconnector with fuses In-line design, pluggable NH00 160 A, 3-pole Standard switching capacity S manual operation without auxiliary switch 1 current transformer on 1 ammeter, Bimetal 150/5 A, Cl. 1 1, 2-fold overload | - | 0 | 0
3NJ6203-1AA00-2EE4 |  | 3NJ6203-1AA00-2EE4 | 1 | UN | 1 | 5 | B | D | N | N | 85365080 | 1 | 4011209922549 | 3.63 | KG | 1061.91 | 1061.91 | LP21 | LP21 | Switch disconnector with fuses In-line design, pluggable NH00 160 A, 3-pole Standard switching capacity S manual operation without auxiliary switch 1 current transformer on 1 ammeter, Bimetal Multifunctional connector 150/5A, Cl. 1 | - | 0 | 0
3NJ6203-1AA01-0AA0 |  | 3NJ6203-1AA01-0AA0 | 1 | UN | 1 | 5 | B | D | N | N | 85365080 | 1 | 4011209922211 | 4.14 | KG | 665.7 | 665.7 | LP21 | LP21 | Switch disconnector with fuses In-line design, pluggable NH00 160 A, 3-pole Standard switching capacity S manual operation 1 NO auxiliary switch on Multifunctional connector without current transformer without ammeter | - | 0 | 0
3NJ6203-1AA03-0AA0 |  | 3NJ6203-1AA03-0AA0 | 1 | UN | 1 | 5 | B | D | N | N | 85365080 | 1 | 4011209922136 | 4.13 | KG | 713.07 | 713.07 | LP21 | LP21 | Switch disconnector with fuses In-line design, pluggable NH00 160 A, 3-pole Standard switching capacity S manual operation 1 NO+ 1 NC auxiliary switch on Multifunctional connector without current transformer without ammeter | - | 0 | 0
3NJ6203-1AA03-0CD1 |  | 3NJ6203-1AA03-0CD1 | 1 | UN | 1 | 5 | B | D | N | N | 85365080 | 1 | 4011209922488 | 27.7 | KG | 1301.31 | 1301.31 | LP21 | LP21 | Switch disconnector with fuses In-line design, pluggable NH00 160 A, 3-pole Standard switching capacity S manual operation 1 NO+ 1 NC auxiliary switch on Multifunctional connector 3 current transformers for Multifunctional connector 100/1A, Cl. 1 | - | 0 | 0
3NJ6203-1AB00-1EE1 |  | 3NJ6203-1AB00-1EE1 | 1 | UN | 1 | 5 | B | D | N | N | 85365080 | 1 | 4011209897441 | 3.83 | KG | 1409.04 | 1409.04 | LP21 | LP21 | Switch disconnector with fuses In-line design, pluggable NH00 160 A, 3-pole Standard switching capacity S manual operation Fuse monitoring EFM 10 without auxiliary switch 1 current transformer on 1 ammeter, Moving iron Multifunctional connector 150/1A, Cl. 1 | - | 0 | 0
3NJ6203-1AB01-0AA0 |  | 3NJ6203-1AB01-0AA0 | 1 | UN | 1 | 5 | B | D | N | N | 85365080 | 1 | 4011209922105 | 3.83 | KG | 1163.31 | 1163.31 | LP21 | LP21 | Switch disconnector with fuses In-line design, pluggable NH00 160 A, 3-pole Standard switching capacity S manual operation Fuse monitoring EFM 10 1 NO auxiliary switch on Multifunctional connector without current transformer without ammeter | - | 0 | 0
3NJ6203-1AC03-1EE4 |  | 3NJ6203-1AC03-1EE4 | 1 | UN | 1 | 5 | B | D | N | N | 85365080 | 1 | 4011209901407 | 3.83 | KG | 1807.47 | 1807.47 | LP21 | LP21 | Switch disconnector with fuses In-line design, pluggable NH00 160 A, 3-pole Standard switching capacity S manual operation Fuse monitoring EFM 20 1 NO+ 1 NC auxiliary switch on Multifunctional connector 1 current transformer on 1 ammeter, Moving iron Multifunctional connector 150/5A, Cl. 1 | - | 0 | 0
3NJ6203-3AA00-0AA0 |  | 3NJ6203-3AA00-0AA0 | 1 | UN | 1 | 1 | A | D | N | N | 85365080 | 1 | 4011209696686 | 4.07 | KG | 567.72 | 567.72 | LP21 | LP21 | Switch disconnector with fuses In-line design, pluggable NH00 160 A, 3-pole High switching capacity H manual operation without auxiliary switch without current transformer without ammeter | - | 0 | 0
3NJ6203-3AA00-0CE1 |  | 3NJ6203-3AA00-0CE1 | 1 | UN | 1 | 5 | B | D | N | N | 85365080 | 1 | 4011209849426 | 3.63 | KG | 1155.96 | 1155.96 | LP21 | LP21 | Switch disconnector with fuses In-line design, pluggable NH00 160 A, 3-pole High switching capacity H manual operation without auxiliary switch 3 current transformers for Multifunctional connector 150/1A, Cl. 1 | - | 0 | 0
3NJ6203-3AA00-0CE4 |  | 3NJ6203-3AA00-0CE4 | 1 | UN | 1 | 5 | B | D | N | N | 85365080 | 1 | 4011209922198 | 3.63 | KG | 1155.96 | 1155.96 | LP21 | LP21 | Switch disconnector with fuses In-line design, pluggable NH00 160 A, 3-pole High switching capacity H manual operation without auxiliary switch 3 current transformers for Multifunctional connector 150/5A, Cl. 1 | - | 0 | 0
3NJ6203-3AA00-1DE1 |  | 3NJ6203-3AA00-1DE1 | 1 | UN | 1 | 5 | B | D | N | N | 85365080 | 1 | 4011209922358 | 3.63 | KG | 832.77 | 832.77 | LP21 | LP21 | Switch disconnector with fuses In-line design, pluggable NH00 160 A, 3-pole High switching capacity H manual operation without auxiliary switch 1 current transformer on 1 ammeter, Moving iron 150/1 A, Cl. 1 2-fold overload | - | 0 | 0
3NJ6203-3AA00-1ED1 |  | 3NJ6203-3AA00-1ED1 | 1 | UN | 1 | 5 | B | D | N | N | 85365080 | 1 | 4011209922082 | 3.63 | KG | 983.25 | 983.25 | LP21 | LP21 | Switch disconnector with fuses In-line design, pluggable NH00 160 A, 3-pole High switching capacity H manual operation without auxiliary switch 1 current transformer on 1 ammeter, Moving iron Multifunctional connector 100/1A, Cl. 1 | - | 0 | 0
3NJ6203-3AA03-0AA0 |  | 3NJ6203-3AA03-0AA0 | 1 | UN | 1 | 5 | B | D | N | N | 85365080 | 1 | 4011209849433 | 4.23 | KG | 784.89 | 784.89 | LP21 | LP21 | Switch disconnector with fuses In-line design, pluggable NH00 160 A, 3-pole High switching capacity H manual operation 1 NO+ 1 NC auxiliary switch on Multifunctional connector without current transformer without ammeter | - | 0 | 0
3NJ6203-3AB03-1DD1 |  | 3NJ6203-3AB03-1DD1 | 1 | UN | 1 | 5 | B | D | N | N | 85365080 | 1 | 4011209900370 | 3.83 | KG | 1547.55 | 1547.55 | LP21 | LP21 | Switch disconnector with fuses In-line design, pluggable NH00 160 A, 3-pole High switching capacity H manual operation Fuse monitoring EFM 10 1 NO+ 1 NC auxiliary switch on Multifunctional connector 1 current transformer on 1 ammeter, Moving iron 100/1 A, Cl. 1 2-fold overload | - | 0 | 0
3NJ6203-3AB03-1FB1 |  | 3NJ6203-3AB03-1FB1 | 1 | UN | 1 | 5 | B | D | N | N | 85365080 | 1 | 4011209901070 | 3.83 | KG | 1976.76 | 1976.76 | LP21 | LP21 | Switch disconnector with fuses In-line design, pluggable NH00 160 A, 3-pole High switching capacity H manual operation Fuse monitoring EFM 10 1 NO+ 1 NC auxiliary switch on Multifunctional connector 3 current transformers for 1 ammeter, Moving iron Multifunctional connector 50/1A, Cl. 1 | - | 0 | 0
3NJ6203-3AC00-0AA0 |  | 3NJ6203-3AC00-0AA0 | 1 | UN | 1 | 5 | B | D | N | N | 85365080 | 1 | 4011209902718 | 3.966 | KG | 1246.59 | 1246.59 | LP21 | LP21 | Switch disconnector with fuses In-line design, pluggable NH00 160 A, 3-pole High switching capacity H Manual operation Fuse monitoring EFM 20 without auxiliary switch without current transformer without ammeter | - | 0 | 0
3NJ6203-4AA00-0AA0 |  | 3NJ6203-4AA00-0AA0 | 1 | UN | 1 | 15 | C | D | N | N | 85365080 | 1 | 4011209696723 | 4.95 | KG | 2941.2 | 2941.2 | LP21 | LP21 | Switch disconnector with fuses In-line design, pluggable NH00 160 A, 3-pole High switching capacity H Motorized operating mechanism without auxiliary switch without current transformer without ammeter | - | 0 | 0
3NJ6203-4AA03-0AA0 |  | 3NJ6203-4AA03-0AA0 | 1 | UN | 1 | 15 | C | D | N | N | 85365080 | 1 | 4011209859524 | 3.63 | KG | 3158.37 | 3158.37 | LP21 | LP21 | Switch disconnector with fuses In-line design, pluggable NH00 160 A, 3-pole High switching capacity H Motorized operating mechanism 1 NO+ 1 NC auxiliary switch on Multifunctional connector without current transformer without ammeter | - | 0 | 0
3NJ6204-1AA00-0AA0 |  | 3NJ6204-1AA00-0AA0 | 1 | UN | 1 | 1 | A | D | N | N | 85365080 | 1 | 4011209760813 | 5.88 | KG | 885.78 | 885.78 | LP21 | LP21 | Switch disconnector with fuses In-line design, pluggable NH00 160 A, 4-pole Standard switching capacity S manual operation without auxiliary switch without current transformer without ammeter | - | 0 | 0
3NJ6204-2AA00-0AA0 |  | 3NJ6204-2AA00-0AA0 | 1 | UN | 1 | 15 | C | D | N | N | 85365080 | 1 | 4011209760844 | 6.72 | KG | 3231.9 | 3231.9 | LP21 | LP21 | Switch disconnector with fuses In-line design, pluggable NH00 160 A, 4-pole Standard switching capacity S Motor drive, without auxiliary switch without current transformer without ammeter | - | 0 | 0
3NJ6212-3AA00-0AA0 |  | 3NJ6212-3AA00-0AA0 | 1 | UN | 1 | 15 | C | D | N | N | 85365080 | 1 | 4011209697010 | 6.73 | KG | 1595.43 | 1595.43 | LP21 | LP21 | Switch disconnector with fuses In-line design, pluggable NH1 250 A, 2-pole High switching capacity H manual operation without auxiliary switch without current transformer without ammeter | - | 0 | 0
3NJ6212-4AA00-0AA0 |  | 3NJ6212-4AA00-0AA0 | 1 | UN | 1 | 15 | C | D | N | N | 85365080 | 1 | 4011209697058 | 6.75 | KG | 3967.2 | 3967.2 | LP21 | LP21 | Switch disconnector with fuses In-line design, pluggable NH1 250 A, 2-pole High switching capacity H Motorized operating mechanism without auxiliary switch without current transformer without ammeter | - | 0 | 0
3NJ6213-1AA00-0AA0 |  | 3NJ6213-1AA00-0AA0 | 1 | UN | 1 | 1 | A | D | N | N | 85365080 | 1 | 4011209696655 | 7.26 | KG | 788.31 | 788.31 | LP21 | LP21 | Switch disconnector with fuses In-line design, pluggable NH1 250 A, 3-pole Standard switching capacity S manual operation without auxiliary switch without current transformer without ammeter | - | 0 | 0
3NJ6213-1AA00-0BD4 |  | 3NJ6213-1AA00-0BD4 | 1 | UN | 1 | 5 | B | D | N | N | 85365080 | 1 | 4011209924116 | 27.7 | KG | 1097.82 | 1097.82 | LP21 | LP21 | Switch disconnector with fuses In-line design, pluggable NH1 250 A, 3-pole Standard switching capacity S manual operation without auxiliary switch 1 current transformer on Multifunctional connector 100/5A, Cl. 1 | - | 0 | 0
3NJ6213-1AA00-0BE4 |  | 3NJ6213-1AA00-0BE4 | 1 | UN | 1 | 5 | B | D | N | N | 85365080 | 1 | 4011209924062 | 7.6 | KG | 1097.82 | 1097.82 | LP21 | LP21 | Switch disconnector with fuses In-line design, pluggable NH1 250 A, 3-pole Standard switching capacity S manual operation without auxiliary switch 1 current transformer on Multifunctional connector 150/5A, Cl. 1 | - | 0 | 0
3NJ6213-1AA00-0BG1 |  | 3NJ6213-1AA00-0BG1 | 1 | UN | 1 | 5 | B | D | N | N | 85365080 | 1 | 4011209924154 | 6.75 | KG | 1097.82 | 1097.82 | LP21 | LP21 | Switch disconnector with fuses In-line design, pluggable NH1 250 A, 3-pole Standard switching capacity S manual operation without auxiliary switch 1 current transformer on Multifunctional connector 250/1A, Cl. 1 | - | 0 | 0
3NJ6213-1AA00-0BG4 |  | 3NJ6213-1AA00-0BG4 | 1 | UN | 1 | 5 | B | D | N | N | 85365080 | 1 | 4011209924079 | 6.75 | KG | 1097.82 | 1097.82 | LP21 | LP21 | Switch disconnector with fuses In-line design, pluggable NH1 250 A, 3-pole Standard switching capacity S manual operation without auxiliary switch 1 current transformer on Multifunctional connector 250/5A, Cl. 1 | - | 0 | 0
3NJ6213-1AA00-0CD4 |  | 3NJ6213-1AA00-0CD4 | 1 | UN | 1 | 5 | B | D | N | N | 85365080 | 1 | 4011209924123 | 6.75 | KG | 1376.55 | 1376.55 | LP21 | LP21 | Switch disconnector with fuses In-line design, pluggable NH1 250 A, 3-pole Standard switching capacity S manual operation without auxiliary switch 3 current transformers for Multifunctional connector 100/5A, Cl. 1 | - | 0 | 0
3NJ6213-1AA00-0CE4 |  | 3NJ6213-1AA00-0CE4 | 1 | UN | 1 | 5 | B | D | N | N | 85365080 | 1 | 4011209924185 | 6.75 | KG | 1376.55 | 1376.55 | LP21 | LP21 | Switch disconnector with fuses In-line design, pluggable NH1 250 A, 3-pole Standard switching capacity S manual operation without auxiliary switch 3 current transformers for Multifunctional connector 150/5A, Cl. 1 | - | 0 | 0
3NJ6213-1AA00-0CF2 |  | 3NJ6213-1AA00-0CF2 | 1 | UN | 1 | 5 | B | D | N | N | 85365080 | 1 | 4011209924208 | 27.7 | KG | 1675.8 | 1675.8 | LP21 | LP21 | Switch disconnector with fuses In-line design, pluggable NH1 250 A, 3-pole Standard switching capacity S manual operation without auxiliary switch 3 current transformers for Multifunctional connector 200/1 A, Cl. 0.5 | - | 0 | 0
3NJ6213-1AA00-0CF4 |  | 3NJ6213-1AA00-0CF4 | 1 | UN | 1 | 5 | B | D | N | N | 85365080 | 1 | 4011209924161 | 6.75 | KG | 1376.55 | 1376.55 | LP21 | LP21 | Switch disconnector with fuses In-line design, pluggable NH1 250 A, 3-pole Standard switching capacity S manual operation without auxiliary switch 3 current transformers for Multifunctional connector 200/5A, Cl. 1 | - | 0 | 0
3NJ6213-1AA00-0CG1 |  | 3NJ6213-1AA00-0CG1 | 1 | UN | 1 | 5 | B | D | N | N | 85365080 | 1 | 4011209924031 | 6.75 | KG | 1376.55 | 1376.55 | LP21 | LP21 | Switch disconnector with fuses In-line design, pluggable NH1 250 A, 3-pole Standard switching capacity S manual operation without auxiliary switch 3 current transformers for Multifunctional connector 250/1A, Cl. 1 | - | 0 | 0
3NJ6213-1AA00-0CG4 |  | 3NJ6213-1AA00-0CG4 | 1 | UN | 1 | 5 | B | D | N | N | 85365080 | 1 | 4011209892408 | 6.75 | KG | 1376.55 | 1376.55 | LP21 | LP21 | Switch disconnector with fuses In-line design, pluggable NH1 250 A, 3-pole Standard switching capacity S manual operation without auxiliary switch 3 current transformers for Multifunctional connector 250/5A, Cl. 1 | - | 0 | 0
3NJ6213-1AA00-0CG5 |  | 3NJ6213-1AA00-0CG5 | 1 | UN | 1 | 5 | B | D | N | N | 85365080 | 1 | 4011209924239 | 6.75 | KG | 1675.8 | 1675.8 | LP21 | LP21 | Switch disconnector with fuses In-line design, pluggable NH1 250 A, 3-pole Standard switching capacity S manual operation without auxiliary switch 3 current transformers for Multifunctional connector 250/5 A, Cl. 0.5 | - | 0 | 0
3NJ6213-1AA00-1DF4 |  | 3NJ6213-1AA00-1DF4 | 1 | UN | 1 | 5 | B | D | N | N | 85365080 | 1 | 4011209924000 | 6.75 | KG | 1053.36 | 1053.36 | LP21 | LP21 | Switch disconnector with fuses In-line design, pluggable NH1 250 A, 3-pole Standard switching capacity S manual operation without auxiliary switch 1 current transformer on 1 ammeter, Moving iron 200/5 A, Cl. 1 2-fold overload | - | 0 | 0
3NJ6213-1AA00-1DG1 |  | 3NJ6213-1AA00-1DG1 | 1 | UN | 1 | 5 | B | D | N | N | 85365080 | 1 | 4011209892644 | 7.62 | KG | 1053.36 | 1053.36 | LP21 | LP21 | Switch disconnector with fuses In-line design, pluggable NH1 250 A, 3-pole Standard switching capacity S manual operation without auxiliary switch 1 current transformer on 1 ammeter, Moving iron 250/1 A, Cl. 1 2-fold overload | - | 0 | 0
3NJ6213-1AA00-1DG4 |  | 3NJ6213-1AA00-1DG4 | 1 | UN | 1 | 5 | B | D | N | N | 85365080 | 1 | 4011209851696 | 7.68 | KG | 1053.36 | 1053.36 | LP21 | LP21 | Switch disconnector with fuses In-line design, pluggable NH1 250 A, 3-pole Standard switching capacity S manual operation without auxiliary switch 1 current transformer on 1 ammeter, Moving iron 250/5 A, Cl. 1 2-fold overload | - | 0 | 0
3NJ6213-1AA00-1EG1 |  | 3NJ6213-1AA00-1EG1 | 1 | UN | 1 | 5 | B | D | N | N | 85365080 | 1 | 4011209924048 | 7.69 | KG | 1203.84 | 1203.84 | LP21 | LP21 | Switch disconnector with fuses In-line design, pluggable NH1 250 A, 3-pole Standard switching capacity S manual operation without auxiliary switch 1 current transformer on 1 ammeter, Moving iron Multifunctional connector 250/1A, Cl. 1 | - | 0 | 0
3NJ6213-1AA00-1FF1 |  | 3NJ6213-1AA00-1FF1 | 1 | UN | 1 | 5 | B | D | N | N | 85365080 | 1 | 4011209851702 | 17.7 | KG | 1482.57 | 1482.57 | LP21 | LP21 | Switch disconnector with fuses In-line design, pluggable NH1 250 A, 3-pole Standard switching capacity S manual operation without auxiliary switch 3 current transformers for 1 ammeter, Moving iron Multifunctional connector 200/1A, Cl. 1 | - | 0 | 0
3NJ6213-1AA00-1FF4 |  | 3NJ6213-1AA00-1FF4 | 1 | UN | 1 | 5 | B | D | N | N | 85365080 | 1 | 4011209924277 | 6.75 | KG | 1482.57 | 1482.57 | LP21 | LP21 | Switch disconnector with fuses In-line design, pluggable NH1 250 A, 3-pole Standard switching capacity S manual operation without auxiliary switch 3 current transformers for 1 ammeter, Moving iron Multifunctional connector 200/5A, Cl. 1 | - | 0 | 0
3NJ6213-1AA00-1FG1 |  | 3NJ6213-1AA00-1FG1 | 1 | UN | 1 | 5 | B | D | N | N | 85365080 | 1 | 4011209851719 | 8.32 | KG | 1482.57 | 1482.57 | LP21 | LP21 | Switch disconnector with fuses In-line design, pluggable NH1 250 A, 3-pole Standard switching capacity S manual operation without auxiliary switch 3 current transformers for 1 ammeter, Moving iron Multifunctional connector 250/1A, Cl. 1 | - | 0 | 0
3NJ6213-1AA00-1FG4 |  | 3NJ6213-1AA00-1FG4 | 1 | UN | 1 | 5 | B | D | N | N | 85365080 | 1 | 4011209892903 | 8.22 | KG | 1482.57 | 1482.57 | LP21 | LP21 | Switch disconnector with fuses In-line design, pluggable NH1 250 A, 3-pole Standard switching capacity S manual operation without auxiliary switch 3 current transformers for 1 ammeter, Moving iron Multifunctional connector 250/5A, Cl. 1 | - | 0 | 0
3NJ6213-1AA00-2DF1 |  | 3NJ6213-1AA00-2DF1 | 1 | UN | 1 | 5 | B | D | N | N | 85365080 | 1 | 4011209924055 | 6.75 | KG | 1210.68 | 1210.68 | LP21 | LP21 | Switch disconnector with fuses In-line design, pluggable NH1 250 A, 3-pole Standard switching capacity S manual operation without auxiliary switch 1 current transformer on 1 ammeter, Bimetal 200/1 A, Cl. 1 1, 2-fold overload | - | 0 | 0
3NJ6213-1AA00-2DG4 |  | 3NJ6213-1AA00-2DG4 | 1 | UN | 1 | 5 | B | D | N | N | 85365080 | 1 | 4011209841956 | 6.75 | KG | 1210.68 | 1210.68 | LP21 | LP21 | Switch disconnector with fuses In-line design, pluggable NH1 250 A, 3-pole Standard switching capacity S manual operation without auxiliary switch 1 current transformer on 1 ammeter, Bimetal 250/5 A, Cl. 1 1, 2-fold overload | - | 0 | 0
3NJ6213-1AA00-2EG4 |  | 3NJ6213-1AA00-2EG4 | 1 | UN | 1 | 5 | B | D | N | N | 85365080 | 1 | 4011209924246 | 6.75 | KG | 1354.32 | 1354.32 | LP21 | LP21 | Switch disconnector with fuses In-line design, pluggable NH1 250 A, 3-pole Standard switching capacity S manual operation without auxiliary switch 1 current transformer on 1 ammeter, Bimetal Multifunctional connector 250/5A, Cl. 1 | - | 0 | 0
3NJ6213-1AA01-0AA0 |  | 3NJ6213-1AA01-0AA0 | 1 | UN | 1 | 5 | B | D | N | N | 85365080 | 1 | 4011209782686 | 6.75 | KG | 958.11 | 958.11 | LP21 | LP21 | Switch disconnector with fuses In-line design, pluggable NH1 250 A, 3-pole Standard switching capacity S manual operation 1 NO auxiliary switch on Multifunctional connector without current transformer without ammeter | - | 0 | 0
3NJ6213-1AA03-0AA0 |  | 3NJ6213-1AA03-0AA0 | 1 | UN | 1 | 5 | B | D | N | N | 85365080 | 1 | 4011209923997 | 7.466 | KG | 1005.48 | 1005.48 | LP21 | LP21 | Switch disconnector with fuses In-line design, pluggable NH1 250 A, 3-pole Standard switching capacity S manual operation 1 NO+ 1 NC auxiliary switch on Multifunctional connector without current transformer without ammeter | - | 0 | 0
3NJ6213-1AA03-0CF1 |  | 3NJ6213-1AA03-0CF1 | 1 | UN | 1 | 5 | B | D | N | N | 85365080 | 1 | 4011209924260 | 27.7 | KG | 1593.72 | 1593.72 | LP21 | LP21 | Switch disconnector with fuses In-line design, pluggable NH1 250 A, 3-pole Standard switching capacity S manual operation 1 NO+ 1 NC auxiliary switch on Multifunctional connector 3 current transformers for Multifunctional connector 200/1A, Cl. 1 | - | 0 | 0
3NJ6213-1AA03-2DG1 |  | 3NJ6213-1AA03-2DG1 | 1 | UN | 1 | 5 | B | D | N | N | 85365080 | 1 | 4011209856523 | 27.7 | KG | 1427.85 | 1427.85 | LP21 | LP21 | Switch disconnector with fuses In-line design, pluggable NH1 250 A, 3-pole Standard switching capacity S manual operation 1 NO+ 1 NC auxiliary switch on Multifunctional connector 1 current transformer on 1 ammeter, Bimetal 250/1 A, Cl. 1 1, 2-fold overload | - | 0 | 0
3NJ6213-3AA00-0AA0 |  | 3NJ6213-3AA00-0AA0 | 1 | UN | 1 | 1 | A | D | N | N | 85365080 | 1 | 4011209696693 | 7.35 | KG | 1065.33 | 1065.33 | LP21 | LP21 | Switch disconnector with fuses In-line design, pluggable NH1 250 A, 3-pole High switching capacity H manual operation without auxiliary switch without current transformer without ammeter | - | 0 | 0
3NJ6213-3AA00-0CG1 |  | 3NJ6213-3AA00-0CG1 | 1 | UN | 1 | 5 | B | D | N | N | 85365080 | 1 | 4011209923942 | 6.75 | KG | 1653.57 | 1653.57 | LP21 | LP21 | Switch disconnector with fuses In-line design, pluggable NH1 250 A, 3-pole High switching capacity H manual operation without auxiliary switch 3 current transformers for Multifunctional connector 250/1A, Cl. 1 | - | 0 | 0
3NJ6213-3AA00-0CG4 |  | 3NJ6213-3AA00-0CG4 | 1 | UN | 1 | 5 | B | D | N | N | 85365080 | 1 | 4011209923966 | 6.75 | KG | 1653.57 | 1653.57 | LP21 | LP21 | Switch disconnector with fuses In-line design, pluggable NH1 250 A, 3-pole High switching capacity H manual operation without auxiliary switch 3 current transformers for Multifunctional connector 250/5A, Cl. 1 | - | 0 | 0
3NJ6213-3AA00-1DB1 |  | 3NJ6213-3AA00-1DB1 | 1 | UN | 1 | 5 | B | D | N | N | 85365080 | 1 | 4011209924222 | 27.7 | KG | 1330.38 | 1330.38 | LP21 | LP21 | Switch disconnector with fuses In-line design, pluggable NH1 250 A, 3-pole High switching capacity H manual operation without auxiliary switch 1 current transformer on 1 ammeter, Moving iron 50/1 A, Cl. 1 2-fold overload | - | 0 | 0
3NJ6213-3AA00-1DG1 |  | 3NJ6213-3AA00-1DG1 | 1 | UN | 1 | 5 | B | D | N | N | 85365080 | 1 | 4011209924178 | 6.75 | KG | 1330.38 | 1330.38 | LP21 | LP21 | Switch disconnector with fuses In-line design, pluggable NH1 250 A, 3-pole High switching capacity H manual operation without auxiliary switch 1 current transformer on 1 ammeter, Moving iron 250/1 A, Cl. 1 2-fold overload | - | 0 | 0
3NJ6213-3AA00-1FF1 |  | 3NJ6213-3AA00-1FF1 | 1 | UN | 1 | 5 | B | D | N | N | 85365080 | 1 | 4011209923959 | 6.75 | KG | 1759.59 | 1759.59 | LP21 | LP21 | Switch disconnector with fuses In-line design, pluggable NH1 250 A, 3-pole High switching capacity H manual operation without auxiliary switch 3 current transformers for 1 ammeter, Moving iron Multifunctional connector 200/1A, Cl. 1 | - | 0 | 0
3NJ6213-3AA03-0AA0 |  | 3NJ6213-3AA03-0AA0 | 1 | UN | 1 | 5 | B | D | N | N | 85365080 | 1 | 4011209856202 | 12.7 | KG | 1282.5 | 1282.5 | LP21 | LP21 | Switch disconnector with fuses In-line design, pluggable NH1 250 A, 3-pole High switching capacity H manual operation 1 NO+ 1 NC auxiliary switch on Multifunctional connector without current transformer without ammeter | - | 0 | 0
3NJ6213-4AA00-0AA0 |  | 3NJ6213-4AA00-0AA0 | 1 | UN | 1 | 15 | C | D | N | N | 85365080 | 1 | 4011209696730 | 7.6 | KG | 3385.8 | 3385.8 | LP21 | LP21 | Switch disconnector with fuses In-line design, pluggable NH1 250 A, 3-pole High switching capacity H Motorized operating mechanism without auxiliary switch without current transformer without ammeter | - | 0 | 0
3NJ6213-4AB03-1DG1 |  | 3NJ6213-4AB03-1DG1 | 1 | UN | 1 | 15 | C | D | N | N | 85365080 | 1 | 4011209900639 | 7.45 | KG | 4449.42 | 4449.42 | LP21 | LP21 | Switch disconnector with fuses In-line design, pluggable NH1 250 A, 3-pole High switching capacity H Motor drive, Fuse monitoring EFM 10 1 NO+ 1 NC auxiliary switch on Multifunctional connector 1 current transformer on 1 ammeter, Moving iron 250/1 A, Cl. 1 2-fold overload | - | 0 | 0
3NJ6214-1AA00-0AA0 |  | 3NJ6214-1AA00-0AA0 | 1 | UN | 1 | 1 | A | D | N | N | 85365080 | 1 | 4011209760837 | 9.32 | KG | 1395.36 | 1395.36 | LP21 | LP21 | Switch disconnector with fuses In-line design, pluggable NH1 250 A, 4-pole Standard switching capacity S manual operation without auxiliary switch without current transformer without ammeter | - | 0 | 0
3NJ6214-2AA00-0AA0 |  | 3NJ6214-2AA00-0AA0 | 1 | UN | 1 | 15 | C | D | N | N | 85365080 | 1 | 4011209760875 | 10.38 | KG | 3779.1 | 3779.1 | LP21 | LP21 | Switch disconnector with fuses In-line design, pluggable NH1 250 A, 4-pole Standard switching capacity S Motor drive, without auxiliary switch without current transformer without ammeter | - | 0 | 0
3NJ6222-3AA00-0AA0 |  | 3NJ6222-3AA00-0AA0 | 1 | UN | 1 | 15 | C | D | N | N | 85365080 | 1 | 4011209697027 | 13.319 | KG | 2171.7 | 2171.7 | LP21 | LP21 | Switch disconnector with fuses In-line design, pluggable NH2 400 A, 2-pole High switching capacity H manual operation without auxiliary switch without current transformer without ammeter | - | 0 | 0
3NJ6222-4AA00-0AA0 |  | 3NJ6222-4AA00-0AA0 | 1 | UN | 1 | 15 | C | D | EAR99 | N | 85365080 | 1 | 4011209697065 | 15 | KG | 4531.5 | 4531.5 | LP21 | LP21 | Switch disconnector with fuses In-line design, pluggable NH2 400 A, 2-pole High switching capacity H Motorized operating mechanism without auxiliary switch without current transformer without ammeter | - | 0 | 0
3NJ6223-1AA00-0AA0 |  | 3NJ6223-1AA00-0AA0 | 1 | UN | 1 | 1 | A | D | N | N | 85365080 | 1 | 4011209696662 | 16.48 | KG | 1258.56 | 1258.56 | LP21 | LP21 | Switch disconnector with fuses In-line design, pluggable NH2 400 A, 3-pole Standard switching capacity S manual operation without auxiliary switch without current transformer without ammeter | - | 0 | 0
3NJ6223-1AA00-0BH4 |  | 3NJ6223-1AA00-0BH4 | 1 | UN | 1 | 5 | B | D | N | N | 85365080 | 1 | 4011209925625 | 15 | KG | 1537.29 | 1537.29 | LP21 | LP21 | Switch disconnector with fuses In-line design, pluggable NH2 400 A, 3-pole Standard switching capacity S manual operation without auxiliary switch 1 current transformer on Multifunctional connector 300/5A, Cl. 1 | - | 0 | 0
3NJ6223-1AA00-0BJ1 |  | 3NJ6223-1AA00-0BJ1 | 1 | UN | 1 | 5 | B | D | N | N | 85365080 | 1 | 4011209847514 | 15 | KG | 1537.29 | 1537.29 | LP21 | LP21 | Switch disconnector with fuses In-line design, pluggable NH2 400 A, 3-pole Standard switching capacity S manual operation without auxiliary switch 1 current transformer on Multifunctional connector 400/1A, Cl. 1 | - | 0 | 0
3NJ6223-1AA00-0CH3 |  | 3NJ6223-1AA00-0CH3 | 1 | UN | 1 | 30 | D | D | N | N | 85365080 | 1 | 4011209925533 | 15 | KG | 3447.36 | 3447.36 | LP21 | LP21 | Switch disconnector with fuses In-line design, pluggable NH2 400 A, 3-pole Standard switching capacity S manual operation without auxiliary switch 3 current transformers for Multifunctional connector 300/1 A, Cl. 0.5 calibrated | - | 0 | 0
3NJ6223-1AA00-0CH4 |  | 3NJ6223-1AA00-0CH4 | 1 | UN | 1 | 5 | B | D | N | N | 85365080 | 1 | 4011209925526 | 15 | KG | 1711.71 | 1711.71 | LP21 | LP21 | Switch disconnector with fuses In-line design, pluggable NH2 400 A, 3-pole Standard switching capacity S manual operation without auxiliary switch 3 current transformers for Multifunctional connector 300/5A, Cl. 1 | - | 0 | 0
3NJ6223-1AA00-0CJ1 |  | 3NJ6223-1AA00-0CJ1 | 1 | UN | 1 | 5 | B | D | N | N | 85365080 | 1 | 4011209925649 | 15 | KG | 1711.71 | 1711.71 | LP21 | LP21 | Switch disconnector with fuses In-line design, pluggable NH2 400 A, 3-pole Standard switching capacity S manual operation without auxiliary switch 3 current transformers for Multifunctional connector 400/1A, Cl. 1 | - | 0 | 0
3NJ6223-1AA00-0CJ2 |  | 3NJ6223-1AA00-0CJ2 | 1 | UN | 1 | 5 | B | D | N | N | 85365080 | 1 | 4011209925663 | 15 | KG | 2089.62 | 2089.62 | LP21 | LP21 | Switch disconnector with fuses In-line design, pluggable NH2 400 A, 3-pole Standard switching capacity S manual operation without auxiliary switch 3 current transformers for Multifunctional connector 400/1 A, Cl. 0.5 | - | 0 | 0
3NJ6223-1AA00-0CJ4 |  | 3NJ6223-1AA00-0CJ4 | 1 | UN | 1 | 5 | B | D | N | N | 85365080 | 1 | 4011209892385 | 15 | KG | 1711.71 | 1711.71 | LP21 | LP21 | Switch disconnector with fuses In-line design, pluggable NH2 400 A, 3-pole Standard switching capacity S manual operation without auxiliary switch 3 current transformers for Multifunctional connector 400/5A, Cl. 1 | - | 0 | 0
3NJ6223-1AA00-0CJ5 |  | 3NJ6223-1AA00-0CJ5 | 1 | UN | 1 | 5 | B | D | N | N | 85365080 | 1 | 4011209925748 | 15 | KG | 2089.62 | 2089.62 | LP21 | LP21 | Switch disconnector with fuses In-line design, pluggable NH2 400 A, 3-pole Standard switching capacity S manual operation without auxiliary switch 3 current transformers for Multifunctional connector 400/5 A, Cl. 0.5 | - | 0 | 0
3NJ6223-1AA00-1DH1 |  | 3NJ6223-1AA00-1DH1 | 1 | UN | 1 | 5 | B | D | N | N | 85365080 | 1 | 4011209925410 | 15 | KG | 1467.18 | 1467.18 | LP21 | LP21 | Switch disconnector with fuses In-line design, pluggable NH2 400 A, 3-pole Standard switching capacity S manual operation without auxiliary switch 1 current transformer on 1 ammeter, Moving iron 300/1 A, Cl. 1 2-fold overload | - | 0 | 0
3NJ6223-1AA00-1DH4 |  | 3NJ6223-1AA00-1DH4 | 1 | UN | 1 | 5 | B | D | N | N | 85365080 | 1 | 4011209925571 | 15 | KG | 1467.18 | 1467.18 | LP21 | LP21 | Switch disconnector with fuses In-line design, pluggable NH2 400 A, 3-pole Standard switching capacity S manual operation without auxiliary switch 1 current transformer on 1 ammeter, Moving iron 300/5 A, Cl. 1 2-fold overload | - | 0 | 0
3NJ6223-1AA00-1DJ1 |  | 3NJ6223-1AA00-1DJ1 | 1 | UN | 1 | 5 | B | D | N | N | 85365080 | 1 | 4011209925885 | 15.921 | KG | 1467.18 | 1467.18 | LP21 | LP21 | Switch disconnector with fuses In-line design, pluggable NH2 400 A, 3-pole Standard switching capacity S manual operation without auxiliary switch 1 current transformer on 1 ammeter, Moving iron 400/1 A, Cl. 1 2-fold overload | - | 0 | 0
3NJ6223-1AA00-1DJ4 |  | 3NJ6223-1AA00-1DJ4 | 1 | UN | 1 | 5 | B | D | N | N | 85365080 | 1 | 4011209892736 | 16.17 | KG | 1467.18 | 1467.18 | LP21 | LP21 | Switch disconnector with fuses In-line design, pluggable NH2 400 A, 3-pole Standard switching capacity S manual operation without auxiliary switch 1 current transformer on 1 ammeter, Moving iron 400/5 A, Cl. 1 2-fold overload | - | 0 | 0
3NJ6223-1AA00-1EJ1 |  | 3NJ6223-1AA00-1EJ1 | 1 | UN | 1 | 5 | B | D | N | N | 85365080 | 1 | 4011209925618 | 15 | KG | 1639.89 | 1639.89 | LP21 | LP21 | Switch disconnector with fuses In-line design, pluggable NH2 400 A, 3-pole Standard switching capacity S manual operation without auxiliary switch 1 current transformer on 1 ammeter, Moving iron Multifunctional connector 400/1A, Cl. 1 | - | 0 | 0
3NJ6223-1AA00-1FH1 |  | 3NJ6223-1AA00-1FH1 | 1 | UN | 1 | 5 | B | D | N | N | 85365080 | 1 | 4011209925724 | 17.329 | KG | 1819.44 | 1819.44 | LP21 | LP21 | Switch disconnector with fuses In-line design, pluggable NH2 400 A, 3-pole Standard switching capacity S manual operation without auxiliary switch 3 current transformers for 1 ammeter, Moving iron Multifunctional connector 300/1A, Cl. 1 | - | 0 | 0
3NJ6223-1AA00-1FJ1 |  | 3NJ6223-1AA00-1FJ1 | 1 | UN | 1 | 5 | B | D | N | N | 85365080 | 1 | 4011209925731 | 17.7 | KG | 1819.44 | 1819.44 | LP21 | LP21 | Switch disconnector with fuses In-line design, pluggable NH2 400 A, 3-pole Standard switching capacity S manual operation without auxiliary switch 3 current transformers for 1 ammeter, Moving iron Multifunctional connector 400/1A, Cl. 1 | - | 0 | 0
3NJ6223-1AA00-1FJ4 |  | 3NJ6223-1AA00-1FJ4 | 1 | UN | 1 | 5 | B | D | N | N | 85365080 | 1 | 4011209892927 | 15 | KG | 1819.44 | 1819.44 | LP21 | LP21 | Switch disconnector with fuses In-line design, pluggable NH2 400 A, 3-pole Standard switching capacity S manual operation without auxiliary switch 3 current transformers for 1 ammeter, Moving iron Multifunctional connector 400/5A, Cl. 1 | - | 0 | 0
3NJ6223-1AA00-2DH1 |  | 3NJ6223-1AA00-2DH1 | 1 | UN | 1 | 5 | B | D | N | N | 85365080 | 1 | 4011209925595 | 15 | KG | 1621.08 | 1621.08 | LP21 | LP21 | Switch disconnector with fuses In-line design, pluggable NH2 400 A, 3-pole Standard switching capacity S manual operation without auxiliary switch 1 current transformer on 1 ammeter, Bimetal 300/1 A, Cl. 1 1, 2-fold overload | - | 0 | 0
3NJ6223-1AA00-2DJ1 |  | 3NJ6223-1AA00-2DJ1 | 1 | UN | 1 | 5 | B | D | N | N | 85365080 | 1 | 4011209915510 | 15 | KG | 1621.08 | 1621.08 | LP21 | LP21 | Switch disconnector with fuses In-line design, pluggable NH2 400 A, 3-pole Standard switching capacity S manual operation without auxiliary switch 1 current transformer on 1 ammeter, Bimetal 400/1 A, Cl. 1 1, 2-fold overload | - | 0 | 0
3NJ6223-1AA00-2DJ4 |  | 3NJ6223-1AA00-2DJ4 | 1 | UN | 1 | 5 | B | D | N | N | 85365080 | 1 | 4011209865860 | 15 | KG | 1621.08 | 1621.08 | LP21 | LP21 | Switch disconnector with fuses In-line design, pluggable NH2 400 A, 3-pole Standard switching capacity S manual operation without auxiliary switch 1 current transformer on 1 ammeter, Bimetal 400/5 A, Cl. 1 1, 2-fold overload | - | 0 | 0
3NJ6223-1AA00-2EJ4 |  | 3NJ6223-1AA00-2EJ4 | 1 | UN | 1 | 5 | B | D | N | N | 85365080 | 1 | 4011209925786 | 15 | KG | 1792.08 | 1792.08 | LP21 | LP21 | Switch disconnector with fuses In-line design, pluggable NH2 400 A, 3-pole Standard switching capacity S manual operation without auxiliary switch 1 current transformer on 1 ammeter, Bimetal Multifunctional connector 400/5A, Cl. 1 | - | 0 | 0
3NJ6223-1AA03-0AA0 |  | 3NJ6223-1AA03-0AA0 | 1 | UN | 1 | 5 | B | D | N | N | 85365080 | 1 | 4011209925557 | 0.023 | KG | 1475.73 | 1475.73 | LP21 | LP21 | Switch disconnector with fuses In-line design, pluggable NH2 400 A, 3-pole Standard switching capacity S manual operation 1 NO+ 1 NC auxiliary switch on Multifunctional connector without current transformer without ammeter | - | 0 | 0
3NJ6223-1AA03-2DJ1 |  | 3NJ6223-1AA03-2DJ1 | 1 | UN | 1 | 5 | B | D | N | N | 85365080 | 1 | 4011209925717 | 27.7 | KG | 1838.25 | 1838.25 | LP21 | LP21 | Switch disconnector with fuses In-line design, pluggable NH2 400 A, 3-pole Standard switching capacity S manual operation 1 NO+ 1 NC auxiliary switch on Multifunctional connector 1 current transformer on 1 ammeter, Bimetal 400/1 A, Cl. 1 1, 2-fold overload | - | 0 | 0
3NJ6223-3AA00-0AA0 |  | 3NJ6223-3AA00-0AA0 | 1 | UN | 1 | 1 | A | D | N | N | 85365080 | 1 | 4011209696709 | 16.48 | KG | 1463.76 | 1463.76 | LP21 | LP21 | Switch disconnector with fuses In-line design, pluggable NH2 400 A, 3-pole High switching capacity H manual operation without auxiliary switch without current transformer without ammeter | - | 0 | 0
3NJ6223-3AA00-0CJ1 |  | 3NJ6223-3AA00-0CJ1 | 1 | UN | 1 | 5 | B | D | N | N | 85365080 | 1 | 4011209892743 | 15 | KG | 1916.91 | 1916.91 | LP21 | LP21 | Switch disconnector with fuses In-line design, pluggable NH2 400 A, 3-pole High switching capacity H manual operation without auxiliary switch 3 current transformers for Multifunctional connector 400/1A, Cl. 1 | - | 0 | 0
3NJ6223-3AA00-0CJ4 |  | 3NJ6223-3AA00-0CJ4 | 1 | UN | 1 | 5 | B | D | N | N | 85365080 | 1 | 4011209925755 | 15 | KG | 1916.91 | 1916.91 | LP21 | LP21 | Switch disconnector with fuses In-line design, pluggable NH2 400 A, 3-pole High switching capacity H manual operation without auxiliary switch 3 current transformers for Multifunctional connector 400/5A, Cl. 1 | - | 0 | 0
3NJ6223-3AA00-1DJ1 |  | 3NJ6223-3AA00-1DJ1 | 1 | UN | 1 | 5 | B | D | N | N | 85365080 | 1 | 4011209925670 | 15 | KG | 1672.38 | 1672.38 | LP21 | LP21 | Switch disconnector with fuses In-line design, pluggable NH2 400 A, 3-pole High switching capacity H manual operation without auxiliary switch 1 current transformer on 1 ammeter, Moving iron 400/1 A, Cl. 1 2-fold overload | - | 0 | 0
3NJ6223-3AA00-1FH1 |  | 3NJ6223-3AA00-1FH1 | 1 | UN | 1 | 5 | B | D | N | N | 85365080 | 1 | 4011209925496 | 15 | KG | 2024.64 | 2024.64 | LP21 | LP21 | Switch disconnector with fuses In-line design, pluggable NH2 400 A, 3-pole High switching capacity H manual operation without auxiliary switch 3 current transformers for 1 ammeter, Moving iron Multifunctional connector 300/1A, Cl. 1 | - | 0 | 0
3NJ6223-3AA03-0AA0 |  | 3NJ6223-3AA03-0AA0 | 1 | UN | 1 | 5 | B | D | N | N | 85365080 | 1 | 4011209925892 | 15.5 | KG | 1680.93 | 1680.93 | LP21 | LP21 | Switch disconnector with fuses In-line design, pluggable NH2 400 A, 3-pole High switching capacity H manual operation 1 NO+ 1 NC auxiliary switch on Multifunctional connector without current transformer without ammeter | - | 0 | 0
3NJ6223-4AA00-0AA0 |  | 3NJ6223-4AA00-0AA0 | 1 | UN | 1 | 15 | C | D | N | N | 85365080 | 1 | 4011209696747 | 16.27 | KG | 3813.3 | 3813.3 | LP21 | LP21 | Switch disconnector with fuses In-line design, pluggable NH2 400 A, 3-pole High switching capacity H Motorized operating mechanism without auxiliary switch without current transformer without ammeter | - | 0 | 0
3NJ6224-1AA00-0AA0 |  | 3NJ6224-1AA00-0AA0 | 1 | UN | 1 | 1 | A | D | N | N | 85365080 | 1 | 4011209760851 | 18.719 | KG | 2086.2 | 2086.2 | LP21 | LP21 | Switch disconnector with fuses In-line design, pluggable NH2 400 A, 4-pole Standard switching capacity S manual operation without auxiliary switch without current transformer without ammeter | - | 0 | 0
3NJ6224-2AA00-0AA0 |  | 3NJ6224-2AA00-0AA0 | 1 | UN | 1 | 15 | C | D | N | N | 85365080 | 1 | 4011209760882 | 18.9 | KG | 4411.8 | 4411.8 | LP21 | LP21 | Switch disconnector with fuses In-line design, pluggable NH2 400 A, 4-pole Standard switching capacity S Motor drive, without auxiliary switch without current transformer without ammeter | - | 0 | 0
3NJ6232-3AA00-0AA0 |  | 3NJ6232-3AA00-0AA0 | 1 | UN | 1 | 15 | C | D | N | N | 85365080 | 1 | 4011209697034 | 13.55 | KG | 2274.3 | 2274.3 | LP21 | LP21 | Switch disconnector with fuses In-line design, pluggable NH3 630 A, 2-pole High switching capacity H manual operation without auxiliary switch without current transformer without ammeter | - | 0 | 0
3NJ6232-4AA00-0AA0 |  | 3NJ6232-4AA00-0AA0 | 1 | UN | 1 | 15 | C | D | EAR99 | N | 85365080 | 1 | 4011209697072 | 15.36 | KG | 4685.4 | 4685.4 | LP21 | LP21 | Switch disconnector with fuses In-line design, pluggable NH3 630 A, 2-pole High switching capacity H Motorized operating mechanism without auxiliary switch without current transformer without ammeter | - | 0 | 0
3NJ6233-1AA00-0AA0 |  | 3NJ6233-1AA00-0AA0 | 1 | UN | 1 | 1 | A | D | N | N | 85365080 | 1 | 4011209696679 | 16.11 | KG | 1409.04 | 1409.04 | LP21 | LP21 | Switch disconnector with fuses In-line design, pluggable NH3 630 A, 3-pole Standard switching capacity S manual operation without auxiliary switch without current transformer without ammeter | - | 0 | 0
3NJ6233-1AA00-0BL1 |  | 3NJ6233-1AA00-0BL1 | 1 | UN | 1 | 5 | B | D | N | N | 85365080 | 1 | 4011209840812 | 15.36 | KG | 1687.77 | 1687.77 | LP21 | LP21 | Switch disconnector with fuses In-line design, pluggable NH3 630 A, 3-pole Standard switching capacity S manual operation without auxiliary switch 1 current transformer on Multifunctional connector 600/1A, Cl. 1 | - | 0 | 0
3NJ6233-1AA00-0CJ4 |  | 3NJ6233-1AA00-0CJ4 | 1 | UN | 1 | 5 | B | D | N | N | 85365080 | 1 | 4011209927049 | 15.36 | KG | 1862.19 | 1862.19 | LP21 | LP21 | Switch disconnector with fuses In-line design, pluggable NH3 630 A, 3-pole Standard switching capacity S manual operation without auxiliary switch 3 current transformers for Multifunctional connector 400/5A, Cl. 1 | - | 0 | 0
3NJ6233-1AA00-0CK4 |  | 3NJ6233-1AA00-0CK4 | 1 | UN | 1 | 5 | B | D | N | N | 85365080 | 1 | 4011209927056 | 15.36 | KG | 1862.19 | 1862.19 | LP21 | LP21 | Switch disconnector with fuses In-line design, pluggable NH3 630 A, 3-pole Standard switching capacity S manual operation without auxiliary switch 3 current transformers for Multifunctional connector 500/5A, Cl. 1 | - | 0 | 0
3NJ6233-1AA00-0CL1 |  | 3NJ6233-1AA00-0CL1 | 1 | UN | 1 | 5 | B | D | N | N | 85365080 | 1 | 4011209926905 | 17.52 | KG | 1862.19 | 1862.19 | LP21 | LP21 | Switch disconnector with fuses In-line design, pluggable NH3 630 A, 3-pole Standard switching capacity S manual operation without auxiliary switch 3 current transformers for Multifunctional connector 600/1A, Cl. 1 | - | 0 | 0
3NJ6233-1AA00-0CL4 |  | 3NJ6233-1AA00-0CL4 | 1 | UN | 1 | 5 | B | D | N | N | 85365080 | 1 | 4011209892378 | 15.36 | KG | 1862.19 | 1862.19 | LP21 | LP21 | Switch disconnector with fuses In-line design, pluggable NH3 630 A, 3-pole Standard switching capacity S manual operation without auxiliary switch 3 current transformers for Multifunctional connector 600/5A, Cl. 1 | - | 0 | 0
3NJ6233-1AA00-1DL1 |  | 3NJ6233-1AA00-1DL1 | 1 | UN | 1 | 5 | B | D | N | N | 85365080 | 1 | 4011209891296 | 16.68 | KG | 1617.66 | 1617.66 | LP21 | LP21 | Switch disconnector with fuses In-line design, pluggable NH3 630 A, 3-pole Standard switching capacity S manual operation without auxiliary switch 1 current transformer on 1 ammeter, Moving iron 600/1 A, Cl. 1 2-fold overload | - | 0 | 0
3NJ6233-1AA00-1DL4 |  | 3NJ6233-1AA00-1DL4 | 1 | UN | 1 | 5 | B | D | N | N | 85365080 | 1 | 4011209926882 | 15.36 | KG | 1617.66 | 1617.66 | LP21 | LP21 | Switch disconnector with fuses In-line design, pluggable NH3 630 A, 3-pole Standard switching capacity S manual operation without auxiliary switch 1 current transformer on 1 ammeter, Moving iron 600/5 A, Cl. 1 2-fold overload | - | 0 | 0
3NJ6233-1AA00-1EL1 |  | 3NJ6233-1AA00-1EL1 | 1 | UN | 1 | 5 | B | D | N | N | 85365080 | 1 | 4011209926936 | 16.79 | KG | 1790.37 | 1790.37 | LP21 | LP21 | Switch disconnector with fuses In-line design, pluggable NH3 630 A, 3-pole Standard switching capacity S manual operation without auxiliary switch 1 current transformer on 1 ammeter, Moving iron Multifunctional connector 600/1A, Cl. 1 | - | 0 | 0
3NJ6233-1AA00-1FK1 |  | 3NJ6233-1AA00-1FK1 | 1 | UN | 1 | 5 | B | D | N | N | 85365080 | 1 | 4011209892965 | 17.27 | KG | 1969.92 | 1969.92 | LP21 | LP21 | Switch disconnector with fuses In-line design, pluggable NH3 630 A, 3-pole Standard switching capacity S manual operation without auxiliary switch 3 current transformers for 1 ammeter, Moving iron Multifunctional connector 500/1A, Cl. 1 | - | 0 | 0
3NJ6233-1AA00-1FL1 |  | 3NJ6233-1AA00-1FL1 | 1 | UN | 1 | 5 | B | D | N | N | 85365080 | 1 | 4011209926868 | 15.36 | KG | 1969.92 | 1969.92 | LP21 | LP21 | Switch disconnector with fuses In-line design, pluggable NH3 630 A, 3-pole Standard switching capacity S manual operation without auxiliary switch 3 current transformers for 1 ammeter, Moving iron Multifunctional connector 600/1A, Cl. 1 | - | 0 | 0
3NJ6233-1AA00-2DH1 |  | 3NJ6233-1AA00-2DH1 | 1 | UN | 1 | 5 | B | D | N | N | 85365080 | 1 | 4011209927070 | 27.7 | KG | 1771.56 | 1771.56 | LP21 | LP21 | Switch disconnector with fuses In-line design, pluggable NH3 630 A, 3-pole Standard switching capacity S manual operation without auxiliary switch 1 current transformer on 1 ammeter, Bimetal 300/1 A, Cl. 1 1, 2-fold overload | - | 0 | 0
3NJ6233-1AA00-2DJ1 |  | 3NJ6233-1AA00-2DJ1 | 1 | UN | 1 | 5 | B | D | N | N | 85365080 | 1 | 4011209927087 | 27.7 | KG | 1771.56 | 1771.56 | LP21 | LP21 | Switch disconnector with fuses In-line design, pluggable NH3 630 A, 3-pole Standard switching capacity S manual operation without auxiliary switch 1 current transformer on 1 ammeter, Bimetal 400/1 A, Cl. 1 1, 2-fold overload | - | 0 | 0
3NJ6233-1AA00-2DK1 |  | 3NJ6233-1AA00-2DK1 | 1 | UN | 1 | 5 | B | D | N | N | 85365080 | 1 | 4011209926844 | 15.36 | KG | 1771.56 | 1771.56 | LP21 | LP21 | Switch disconnector with fuses In-line design, pluggable NH3 630 A, 3-pole Standard switching capacity S manual operation without auxiliary switch 1 current transformer on 1 ammeter, Bimetal 500/1 A, Cl. 1 1, 2-fold overload | - | 0 | 0
3NJ6233-1AA00-2DL1 |  | 3NJ6233-1AA00-2DL1 | 1 | UN | 1 | 5 | B | D | N | N | 85365080 | 1 | 4011209897915 | 15.36 | KG | 1771.56 | 1771.56 | LP21 | LP21 | Switch disconnector with fuses In-line design, pluggable NH3 630 A, 3-pole Standard switching capacity S manual operation without auxiliary switch 1 current transformer on 1 ammeter, Bimetal 600/1 A, Cl. 1 1, 2-fold overload | - | 0 | 0
3NJ6233-1AA00-2EL4 |  | 3NJ6233-1AA00-2EL4 | 1 | UN | 1 | 5 | B | D | N | N | 85365080 | 1 | 4011209927186 | 15.36 | KG | 1942.56 | 1942.56 | LP21 | LP21 | Switch disconnector with fuses In-line design, pluggable NH3 630 A, 3-pole Standard switching capacity S manual operation without auxiliary switch 1 current transformer on 1 ammeter, Bimetal Multifunctional connector 600/5A, Cl. 1 | - | 0 | 0
3NJ6233-1AA01-0AA0 |  | 3NJ6233-1AA01-0AA0 | 1 | UN | 1 | 5 | B | D | N | N | 85365080 | 1 | 4011209927292 | 16.63 | KG | 1578.84 | 1578.84 | LP21 | LP21 | Switch disconnector with fuses In-line design, pluggable NH3 630 A, 3-pole Standard switching capacity S manual operation 1 NO auxiliary switch on Multifunctional connector without current transformer without ammeter | - | 0 | 0
3NJ6233-1AA01-2DK1 |  | 3NJ6233-1AA01-2DK1 | 1 | UN | 1 | 5 | B | D | N | N | 85365080 | 1 | 4011209926929 | 15.36 | KG | 1941.36 | 1941.36 | LP21 | LP21 | Switch disconnector with fuses In-line design, pluggable NH3 630 A, 3-pole Standard switching capacity S manual operation 1 NO auxiliary switch on Multifunctional connector 1 current transformer on 1 ammeter, Bimetal 500/1 A, Cl. 1 1, 2-fold overload | - | 0 | 0
3NJ6233-1AA01-2DL1 |  | 3NJ6233-1AA01-2DL1 | 1 | UN | 1 | 5 | B | D | N | N | 85365080 | 1 | 4011209897908 | 15.36 | KG | 1941.36 | 1941.36 | LP21 | LP21 | Switch disconnector with fuses In-line design, pluggable NH3 630 A, 3-pole Standard switching capacity S manual operation 1 NO auxiliary switch on Multifunctional connector 1 current transformer on 1 ammeter, Bimetal 600/1 A, Cl. 1 1, 2-fold overload | - | 0 | 0
3NJ6233-1AA03-0AA0 |  | 3NJ6233-1AA03-0AA0 | 1 | UN | 1 | 5 | B | D | N | N | 85365080 | 1 | 4011209926875 | 16.28 | KG | 1626.21 | 1626.21 | LP21 | LP21 | Switch disconnector with fuses In-line design, pluggable NH3 630 A, 3-pole Standard switching capacity S manual operation 1 NO+ 1 NC auxiliary switch on Multifunctional connector without current transformer without ammeter | - | 0 | 0
3NJ6233-3AA00-0AA0 |  | 3NJ6233-3AA00-0AA0 | 1 | UN | 1 | 1 | A | D | N | N | 85365080 | 1 | 4011209696716 | 16.48 | KG | 1564.65 | 1564.65 | LP21 | LP21 | Switch disconnector with fuses In-line design, pluggable NH3 630 A, 3-pole High switching capacity H manual operation without auxiliary switch without current transformer without ammeter | - | 0 | 0
3NJ6233-3AA00-0CL1 |  | 3NJ6233-3AA00-0CL1 | 1 | UN | 1 | 5 | B | D | N | N | 85365080 | 1 | 4011209927018 | 15.36 | KG | 2017.8 | 2017.8 | LP21 | LP21 | Switch disconnector with fuses In-line design, pluggable NH3 630 A, 3-pole High switching capacity H manual operation without auxiliary switch 3 current transformers for Multifunctional connector 600/1A, Cl. 1 | - | 0 | 0
3NJ6233-3AA00-1DK1 |  | 3NJ6233-3AA00-1DK1 | 1 | UN | 1 | 5 | B | D | N | N | 85365080 | 1 | 4011209900790 | 15.36 | KG | 1773.27 | 1773.27 | LP21 | LP21 | Switch disconnector with fuses In-line design, pluggable NH3 630 A, 3-pole High switching capacity H manual operation without auxiliary switch 1 current transformer on 1 ammeter, Moving iron 500/1 A, Cl. 1 2-fold overload | - | 0 | 0
3NJ6233-3AA00-1DL1 |  | 3NJ6233-3AA00-1DL1 | 1 | UN | 1 | 5 | B | D | N | N | 85365080 | 1 | 4011209927032 | 15.36 | KG | 1773.27 | 1773.27 | LP21 | LP21 | Switch disconnector with fuses In-line design, pluggable NH3 630 A, 3-pole High switching capacity H manual operation without auxiliary switch 1 current transformer on 1 ammeter, Moving iron 600/1 A, Cl. 1 2-fold overload | - | 0 | 0
3NJ6233-3AA03-0AA0 |  | 3NJ6233-3AA03-0AA0 | 1 | UN | 1 | 5 | B | D | N | N | 85365080 | 1 | 4011209878204 | 16.29 | KG | 1781.82 | 1781.82 | LP21 | LP21 | Switch disconnector with fuses In-line design, pluggable NH3 630 A, 3-pole High switching capacity H manual operation 1 NO+ 1 NC auxiliary switch on Multifunctional connector without current transformer without ammeter | - | 0 | 0
3NJ6233-4AA00-0AA0 |  | 3NJ6233-4AA00-0AA0 | 1 | UN | 1 | 15 | C | D | N | N | 85365080 | 1 | 4011209696754 | 16.54 | KG | 3864.6 | 3864.6 | LP21 | LP21 | Switch disconnector with fuses In-line design, pluggable NH3 630 A, 3-pole High switching capacity H Motorized operating mechanism without auxiliary switch without current transformer without ammeter | - | 0 | 0
3NJ6233-4AA03-0AA0 |  | 3NJ6233-4AA03-0AA0 | 1 | UN | 1 | 15 | C | D | N | N | 85365080 | 1 | 4011209927025 | 15.36 | KG | 4081.77 | 4081.77 | LP21 | LP21 | Switch disconnector with fuses In-line design, pluggable NH3 630 A, 3-pole High switching capacity H Motorized operating mechanism 1 NO+ 1 NC auxiliary switch on Multifunctional connector without current transformer without ammeter | - | 0 | 0
3NJ6234-1AA00-0AA0 |  | 3NJ6234-1AA00-0AA0 | 1 | UN | 1 | 1 | A | D | N | N | 85365080 | 1 | 4011209760868 | 25 | KG | 2616.3 | 2616.3 | LP21 | LP21 | Switch disconnector with fuses In-line design, pluggable NH3 630 A, 4-pole Standard switching capacity S manual operation without auxiliary switch without current transformer without ammeter | - | 0 | 0
3NJ6234-2AA00-0AA0 |  | 3NJ6234-2AA00-0AA0 | 1 | UN | 1 | 15 | C | D | N | N | 85365080 | 1 | 4011209760899 | 20 | KG | 4941.9 | 4941.9 | LP21 | LP21 | Switch disconnector with fuses In-line design, pluggable NH3 630 A, 4-pole Standard switching capacity S Motor drive, without auxiliary switch without current transformer without ammeter | - | 0 | 0
3NJ6243-3AA00-0AA0 |  | 3NJ6243-3AA00-0AA0 | 1 | UN | 1 | 30 | D | D | N | N | 85365080 | 1 | 4011209760981 | 4.05 | KG | 607.05 | 607.05 | LP21 | LP21 | Switch disconnector with fuses In-line design, pluggable BS A3, 3-pole High switching capacity H manual operation without auxiliary switch without current transformer without ammeter | - | 0 | 0
3NJ6253-3AA00-0AA0 |  | 3NJ6253-3AA00-0AA0 | 1 | UN | 1 | 30 | D | D | N | N | 85365080 | 1 | 4011209760998 | 3.63 | KG | 728.46 | 728.46 | LP21 | LP21 | Switch disconnector with fuses In-line design, pluggable BS A3, 3-pole High switching capacity H manual operation without auxiliary switch without current transformer without ammeter | - | 0 | 0
3NJ6262-3AA00-0AA0 |  | 3NJ6262-3AA00-0AA0 | 1 | UN | 1 | 30 | D | D | N | N | 85365080 | 1 | 4011209697423 | 3.63 | KG | 1379.97 | 1379.97 | LP21 | LP21 | Switch disconnector with fuses In-line design, pluggable BS 00T, 2-pole High switching capacity H manual operation without auxiliary switch without current transformer without ammeter | - | 0 | 0
3NJ6262-4AA00-0AA0 |  | 3NJ6262-4AA00-0AA0 | 1 | UN | 1 | 30 | D | D | N | N | 85365080 | 1 | 4011209697461 | 3.63 | KG | 3727.8 | 3727.8 | LP21 | LP21 | Switch disconnector with fuses In-line design, pluggable BS 00T, 2-pole High switching capacity H Motorized operating mechanism without auxiliary switch without current transformer without ammeter | - | 0 | 0
3NJ6263-3AA00-0AA0 |  | 3NJ6263-3AA00-0AA0 | 1 | UN | 1 | 30 | D | D | N | N | 85365080 | 1 | 4011209697102 | 3.63 | KG | 837.9 | 837.9 | LP21 | LP21 | Switch disconnector with fuses In-line design, pluggable BS 00T, 3-pole High switching capacity H manual operation without auxiliary switch without current transformer without ammeter | - | 0 | 0
3NJ6263-4AA00-0AA0 |  | 3NJ6263-4AA00-0AA0 | 1 | UN | 1 | 30 | D | D | N | N | 85365080 | 1 | 4011209697140 | 3.63 | KG | 3197.7 | 3197.7 | LP21 | LP21 | Switch disconnector with fuses In-line design, pluggable BS 00T, 3-pole High switching capacity H Motorized operating mechanism without auxiliary switch without current transformer without ammeter | - | 0 | 0
3NJ6264-1AA00-0AA0 |  | 3NJ6264-1AA00-0AA0 | 1 | UN | 1 | 30 | D | D | N | N | 85365080 | 1 | 4011209761001 | 5.853 | KG | 2052 | 2052 | LP21 | LP21 | Switch disconnector with fuses In-line design, pluggable BS 00T, 4-pole Standard switching capacity S manual operation without auxiliary switch without current transformer without ammeter | - | 0 | 0
3NJ6264-2AA00-0AA0 |  | 3NJ6264-2AA00-0AA0 | 1 | UN | 1 | 30 | D | D | N | N | 85365080 | 1 | 4011209761049 | 6.16 | KG | 4394.7 | 4394.7 | LP21 | LP21 | Switch disconnector with fuses In-line design, pluggable BS 00T, 4-pole Standard switching capacity S Motor drive, without auxiliary switch without current transformer without ammeter | - | 0 | 0
3NJ6272-3AA00-0AA0 |  | 3NJ6272-3AA00-0AA0 | 1 | UN | 1 | 30 | D | D | N | N | 85365080 | 1 | 4011209697430 | 6.75 | KG | 2496.6 | 2496.6 | LP21 | LP21 | Switch disconnector with fuses In-line design, pluggable BS B2, 2-pole High switching capacity H manual operation without auxiliary switch without current transformer without ammeter | - | 0 | 0
3NJ6272-4AA00-0AA0 |  | 3NJ6272-4AA00-0AA0 | 1 | UN | 1 | 30 | D | D | N | N | 85365080 | 1 | 4011209697478 | 6.75 | KG | 4873.5 | 4873.5 | LP21 | LP21 | Switch disconnector with fuses In-line design, pluggable BS B2, 2-pole High switching capacity H Motorized operating mechanism without auxiliary switch without current transformer without ammeter | - | 0 | 0
3NJ6273-3AA00-0AA0 |  | 3NJ6273-3AA00-0AA0 | 1 | UN | 1 | 30 | D | D | N | N | 85365080 | 1 | 4011209697119 | 6.75 | KG | 1328.67 | 1328.67 | LP21 | LP21 | Switch disconnector with fuses In-line design, pluggable BS B2, 3-pole High switching capacity H manual operation without auxiliary switch without current transformer without ammeter | - | 0 | 0
3NJ6273-4AA00-0AA0 |  | 3NJ6273-4AA00-0AA0 | 1 | UN | 1 | 30 | D | D | N | N | 85365080 | 1 | 4011209697157 | 6.75 | KG | 3693.6 | 3693.6 | LP21 | LP21 | Switch disconnector with fuses In-line design, pluggable BS B2, 3-pole High switching capacity H Motorized operating mechanism without auxiliary switch without current transformer without ammeter | - | 0 | 0
3NJ6274-1AA00-0AA0 |  | 3NJ6274-1AA00-0AA0 | 1 | UN | 1 | 30 | D | D | N | N | 85365080 | 1 | 4011209761018 | 10.38 | KG | 2718.9 | 2718.9 | LP21 | LP21 | Switch disconnector with fuses In-line design, pluggable BS B2, 4-pole Standard switching capacity S manual operation without auxiliary switch without current transformer without ammeter | - | 0 | 0
3NJ6274-2AA00-0AA0 |  | 3NJ6274-2AA00-0AA0 | 1 | UN | 1 | 30 | D | D | N | N | 85365080 | 1 | 4011209761056 | 10.38 | KG | 5095.8 | 5095.8 | LP21 | LP21 | Switch disconnector with fuses In-line design, pluggable BS B2, 4-pole Standard switching capacity S Motor drive, without auxiliary switch without current transformer without ammeter | - | 0 | 0
3NJ6282-3AA00-0AA0 |  | 3NJ6282-3AA00-0AA0 | 1 | UN | 1 | 30 | D | D | N | N | 85365080 | 1 | 4011209697447 | 15 | KG | 3368.7 | 3368.7 | LP21 | LP21 | Switch disconnector with fuses In-line design, pluggable BS B4, 2-pole High switching capacity H manual operation without auxiliary switch without current transformer without ammeter | - | 0 | 0
3NJ6282-4AA00-0AA0 |  | 3NJ6282-4AA00-0AA0 | 1 | UN | 1 | 30 | D | D | N | N | 85365080 | 1 | 4011209697485 | 15 | KG | 5745.6 | 5745.6 | LP21 | LP21 | Switch disconnector with fuses In-line design, pluggable BS B4, 2-pole High switching capacity H Motorized operating mechanism without auxiliary switch without current transformer without ammeter | - | 0 | 0
3NJ6283-3AA00-0AA0 |  | 3NJ6283-3AA00-0AA0 | 1 | UN | 1 | 30 | D | D | N | N | 85365080 | 1 | 4011209697126 | 15 | KG | 2120.4 | 2120.4 | LP21 | LP21 | Switch disconnector with fuses In-line design, pluggable BS B4, 3-pole High switching capacity H manual operation without auxiliary switch without current transformer without ammeter | - | 0 | 0
3NJ6283-4AA00-0AA0 |  | 3NJ6283-4AA00-0AA0 | 1 | UN | 1 | 30 | D | D | N | N | 85365080 | 1 | 4011209697164 | 15 | KG | 4446 | 4446 | LP21 | LP21 | Switch disconnector with fuses In-line design, pluggable BS B4, 3-pole High switching capacity H Motorized operating mechanism without auxiliary switch without current transformer without ammeter | - | 0 | 0
3NJ6284-1AA00-0AA0 |  | 3NJ6284-1AA00-0AA0 | 1 | UN | 1 | 30 | D | D | N | N | 85365080 | 1 | 4011209761025 | 18.38 | KG | 4736.7 | 4736.7 | LP21 | LP21 | Switch disconnector with fuses In-line design, pluggable BS B4, 4-pole Standard switching capacity S manual operation without auxiliary switch without current transformer without ammeter | - | 0 | 0
3NJ6284-2AA00-0AA0 |  | 3NJ6284-2AA00-0AA0 | 1 | UN | 1 | 30 | D | D | N | N | 85365080 | 1 | 4011209761070 | 18.9 | KG | 7079.4 | 7079.4 | LP21 | LP21 | Switch disconnector with fuses In-line design, pluggable BS B4, 4-pole Standard switching capacity S Motor drive, without auxiliary switch without current transformer without ammeter | - | 0 | 0
3NJ6292-3AA00-0AA0 |  | 3NJ6292-3AA00-0AA0 | 1 | UN | 1 | 30 | D | D | N | N | 85365080 | 1 | 4011209697454 | 15.36 | KG | 3608.1 | 3608.1 | LP21 | LP21 | Switch disconnector with fuses In-line design, pluggable BS 3T, 2-pole High switching capacity H manual operation without auxiliary switch without current transformer without ammeter | - | 0 | 0
3NJ6292-4AA00-0AA0 |  | 3NJ6292-4AA00-0AA0 | 1 | UN | 1 | 30 | D | D | N | N | 85365080 | 1 | 4011209697492 | 15.36 | KG | 5950.8 | 5950.8 | LP21 | LP21 | Switch disconnector with fuses In-line design, pluggable BS 3T, 2-pole High switching capacity H Motorized operating mechanism without auxiliary switch without current transformer without ammeter | - | 0 | 0
3NJ6293-3AA00-0AA0 |  | 3NJ6293-3AA00-0AA0 | 1 | UN | 1 | 30 | D | D | N | N | 85365080 | 1 | 4011209697133 | 15.36 | KG | 2223 | 2223 | LP21 | LP21 | Switch disconnector with fuses In-line design, pluggable BS 3T, 3-pole High switching capacity H manual operation without auxiliary switch without current transformer without ammeter | - | 0 | 0
3NJ6293-4AA00-0AA0 |  | 3NJ6293-4AA00-0AA0 | 1 | UN | 1 | 30 | D | D | N | N | 85365080 | 1 | 4011209697171 | 15.36 | KG | 4599.9 | 4599.9 | LP21 | LP21 | Switch disconnector with fuses In-line design, pluggable BS 3T, 3-pole High switching capacity H Motorized operating mechanism without auxiliary switch without current transformer without ammeter | - | 0 | 0
3NJ6294-1AA00-0AA0 |  | 3NJ6294-1AA00-0AA0 | 1 | UN | 1 | 30 | D | D | N | N | 85365080 | 1 | 4011209761032 | 20 | KG | 6002.1 | 6002.1 | LP21 | LP21 | Switch disconnector with fuses In-line design, pluggable BS 3T, 4-pole Standard switching capacity S manual operation without auxiliary switch without current transformer without ammeter | - | 0 | 0
3NJ6294-2AA00-0AA0 |  | 3NJ6294-2AA00-0AA0 | 1 | UN | 1 | 30 | D | D | N | N | 85365080 | 1 | 4011209761087 | 20 | KG | 8344.8 | 8344.8 | LP21 | LP21 | Switch disconnector with fuses In-line design, pluggable BS 3T, 4-pole Standard switching capacity S Motor drive, without auxiliary switch without current transformer without ammeter | - | 0 | 0
3NJ6900-2BC00 |  | 3NJ6900-2BC00 | 1 | UN | 1 | 2 | A | D | N | N | 85365080 | 1 | 4011209697690 | 0.015 | KG | 37.11 | 37.11 | LP21 | LP21 | accessory for Switch disconnector with fuses In-line design, pluggable Auxiliary current switch 1 NO | - | 0 | 0
3NJ6900-2CC00 |  | 3NJ6900-2CC00 | 1 | UN | 1 | 2 | A | D | N | N | 85365080 | 1 | 4011209697706 | 0.014 | KG | 37.11 | 37.11 | LP21 | LP21 | accessory for Switch disconnector with fuses In-line design, pluggable Auxiliary current switch 1 NC | - | 0 | 0
3NJ6900-4CB00 |  | 3NJ6900-4CB00 | 1 | UN | 1 | 2 | A | D | N | N | 85389099 | 1 | 4011209697911 | 0.335 | KG | 24.8 | 24.8 | LP21 | LP21 | accessory for Switch disconnector with fuses In-line design, pluggable End cover Overall height 50 mm, IP41, ventilated | - | 0 | 0
3NJ6900-4FB00 |  | 3NJ6900-4FB00 | 1 | UN | 1 | 15 | C | D | N | N | 85389099 | 1 | 4011209697928 | 0.28 | KG | 53.87 | 53.87 | LP21 | LP21 | accessory for Switch disconnector with fuses In-line design, pluggable Guide rails Overall depth 200 mm | - | 0 | 0
3NJ6900-4FC00 |  | 3NJ6900-4FC00 | 1 | UN | 1 | 15 | C | D | N | N | 85389099 | 1 | 4011209697935 | 0.513 | KG | 66.18 | 66.18 | LP21 | LP21 | accessory for Switch disconnector with fuses In-line design, pluggable Guide rails Overall depth 400 mm | - | 0 | 0
3NJ6900-4GA00 |  | 3NJ6900-4GA00 | 1 | UN | 1 | 2 | A | D | N | N | 85389099 | 1 | 4011209697775 | 0.045 | KG | 27.02 | 27.02 | LP21 | LP21 | accessory for Switch disconnector with fuses In-line design, pluggable Holder for ammeter | - | 0 | 0
3NJ6900-4HB11 |  | 3NJ6900-4HB11 | 1 | UN | 1 | 2 | A | D | N | N | 90303320 | 1 | 4011209738737 | 0.082 | KG | 76.27 | 76.27 | LP21 | LP21 | accessory for Switch disconnector with fuses In-line design, pluggable Ammeter, Moving iron 50/1 A, Cl. 1, 0.6 VA 2-fold overload | - | 0 | 0
3NJ6900-4HB12 |  | 3NJ6900-4HB12 | 1 | UN | 1 | 2 | A | D | N | N | 90303320 | 1 | 4011209738751 | 0.063 | KG | 224.01 | 224.01 | LP21 | LP21 | accessory for Switch disconnector with fuses In-line design, pluggable Ammeter, Bimetal 50/1 A, Cl. 1, 1 VA 1, 2-fold overload | - | 0 | 0
3NJ6900-4HB21 |  | 3NJ6900-4HB21 | 1 | UN | 1 | 2 | A | D | N | N | 90303320 | 1 | 4011209738744 | 0.09 | KG | 76.27 | 76.27 | LP21 | LP21 | accessory for Switch disconnector with fuses In-line design, pluggable Ammeter, Moving iron 50/5 A, Cl. 1, 0.6 VA 2-fold overload | - | 0 | 0
3NJ6900-4HB22 |  | 3NJ6900-4HB22 | 1 | UN | 1 | 0 | A | D | N | N | 90303320 | 1 | 4011209738768 | 0.1 | KG | 224.01 | 224.01 | LP21 | LP21 | accessory for Switch disconnector with fuses In-line design, pluggable Ammeter, Bimetal 50/5 A, Cl. 1, 1 VA 1, 2-fold overload | - | 0 | 0
3NJ6900-4HD11 |  | 3NJ6900-4HD11 | 1 | UN | 1 | 2 | A | D | N | N | 90303320 | 1 | 4011209722545 | 0.086 | KG | 76.27 | 76.27 | LP21 | LP21 | accessory for Switch disconnector with fuses In-line design, pluggable Ammeter, Moving iron 100/1 A, Cl. 1, 0.6 VA 2-fold overload | - | 0 | 0
3NJ6900-4HD12 |  | 3NJ6900-4HD12 | 1 | UN | 1 | 2 | A | D | N | N | 90303320 | 1 | 4011209722712 | 0.068 | KG | 224.01 | 224.01 | LP21 | LP21 | accessory for Switch disconnector with fuses In-line design, pluggable Ammeter, Bimetal 100/1 A, Cl. 1, 1 VA 1, 2-fold overload | - | 0 | 0
3NJ6900-4HD21 |  | 3NJ6900-4HD21 | 1 | UN | 1 | 2 | A | D | N | N | 90303320 | 1 | 4011209722613 | 0.093 | KG | 76.27 | 76.27 | LP21 | LP21 | accessory for Switch disconnector with fuses In-line design, pluggable Ammeter, Moving iron 100/5 A, Cl. 1, 0.6 VA 2-fold overload | - | 0 | 0
3NJ6900-4HD22 |  | 3NJ6900-4HD22 | 1 | UN | 1 | 2 | A | D | N | N | 90303320 | 1 | 4011209722781 | 0.069 | KG | 224.01 | 224.01 | LP21 | LP21 | accessory for Switch disconnector with fuses In-line design, pluggable Ammeter, Bimetal 100/5 A, Cl. 1, 1 VA 1, 2-fold overload | - | 0 | 0
3NJ6900-4HE11 |  | 3NJ6900-4HE11 | 1 | UN | 1 | 2 | A | D | N | N | 90303320 | 1 | 4011209722552 | 0.085 | KG | 76.27 | 76.27 | LP21 | LP21 | accessory for Switch disconnector with fuses In-line design, pluggable Ammeter, Moving iron 150/1 A, Cl. 1, 0.6 VA 2-fold overload | - | 0 | 0
3NJ6900-4HE12 |  | 3NJ6900-4HE12 | 1 | UN | 1 | 2 | A | D | N | N | 90303320 | 1 | 4011209722729 | 0.068 | KG | 224.01 | 224.01 | LP21 | LP21 | accessory for Switch disconnector with fuses In-line design, pluggable Ammeter, Bimetal 150/1 A, Cl. 1, 1 VA 1, 2-fold overload | - | 0 | 0
3NJ6900-4HE21 |  | 3NJ6900-4HE21 | 1 | UN | 1 | 2 | A | D | N | N | 90303320 | 1 | 4011209722620 | 0.092 | KG | 76.27 | 76.27 | LP21 | LP21 | accessory for Switch disconnector with fuses In-line design, pluggable Ammeter, Moving iron 150/5 A, Cl. 1, 0.6 VA 2-fold overload | - | 0 | 0
3NJ6900-4HE22 |  | 3NJ6900-4HE22 | 1 | UN | 1 | 2 | A | D | N | N | 90303320 | 1 | 4011209722798 | 0.069 | KG | 224.01 | 224.01 | LP21 | LP21 | accessory for Switch disconnector with fuses In-line design, pluggable Ammeter, Bimetal 150/5 A, Cl. 1, 1 VA 1, 2-fold overload | - | 0 | 0
3NJ6900-4HF11 |  | 3NJ6900-4HF11 | 1 | UN | 1 | 2 | A | D | N | N | 90303320 | 1 | 4011209740457 | 0.084 | KG | 76.27 | 76.27 | LP21 | LP21 | accessory for Switch disconnector with fuses In-line design, pluggable Ammeter, Moving iron 200/1 A, Cl. 1, 0.6 VA 2-fold overload | - | 0 | 0
3NJ6900-4HF12 |  | 3NJ6900-4HF12 | 1 | UN | 1 | 2 | A | D | N | N | 90303320 | 1 | 4011209740495 | 0.066 | KG | 224.01 | 224.01 | LP21 | LP21 | accessory for Switch disconnector with fuses In-line design, pluggable Ammeter, Bimetal 200/1 A, Cl. 1, 1 VA 1, 2-fold overload | - | 0 | 0
3NJ6900-4HF21 |  | 3NJ6900-4HF21 | 1 | UN | 1 | 2 | A | D | N | N | 90303320 | 1 | 4011209740471 | 0.092 | KG | 76.27 | 76.27 | LP21 | LP21 | accessory for Switch disconnector with fuses In-line design, pluggable Ammeter, Moving iron 200/5 A, Cl. 1, 0.6 VA 2-fold overload | - | 0 | 0
3NJ6900-4HF22 |  | 3NJ6900-4HF22 | 1 | UN | 1 | 2 | A | D | N | N | 90303320 | 1 | 4011209740518 | 0.068 | KG | 224.01 | 224.01 | LP21 | LP21 | accessory for Switch disconnector with fuses In-line design, pluggable Ammeter, Bimetal 200/5 A, Cl. 1, 1 VA 1, 2-fold overload | - | 0 | 0
3NJ6900-4HG11 |  | 3NJ6900-4HG11 | 1 | UN | 1 | 2 | A | D | N | N | 90303320 | 1 | 4011209722569 | 0.086 | KG | 76.27 | 76.27 | LP21 | LP21 | accessory for Switch disconnector with fuses In-line design, pluggable Ammeter, Moving iron 250/1 A, Cl. 1, 0.6 VA 2-fold overload | - | 0 | 0
3NJ6900-4HG12 |  | 3NJ6900-4HG12 | 1 | UN | 1 | 2 | A | D | N | N | 90303320 | 1 | 4011209722804 | 0.066 | KG | 224.01 | 224.01 | LP21 | LP21 | accessory for Switch disconnector with fuses In-line design, pluggable Ammeter, Bimetal 250/1 A, Cl. 1, 1 VA 1, 2-fold overload | - | 0 | 0
3NJ6900-4HG21 |  | 3NJ6900-4HG21 | 1 | UN | 1 | 2 | A | D | N | N | 90303320 | 1 | 4011209722637 | 0.089 | KG | 76.27 | 76.27 | LP21 | LP21 | accessory for Switch disconnector with fuses In-line design, pluggable Ammeter, Moving iron 250/5 A, Cl. 1, 0.6 VA 2-fold overload | - | 0 | 0
3NJ6900-4HG22 |  | 3NJ6900-4HG22 | 1 | UN | 1 | 2 | A | D | N | N | 90303320 | 1 | 4011209722736 | 0.066 | KG | 224.01 | 224.01 | LP21 | LP21 | accessory for Switch disconnector with fuses In-line design, pluggable Ammeter, Bimetal 250/5 A, Cl. 1, 1 VA 1, 2-fold overload | - | 0 | 0
3NJ6900-4HH11 |  | 3NJ6900-4HH11 | 1 | UN | 1 | 2 | A | D | N | N | 90303320 | 1 | 4011209722576 | 0.085 | KG | 76.27 | 76.27 | LP21 | LP21 | accessory for Switch disconnector with fuses In-line design, pluggable Ammeter, Moving iron 300/1 A, Cl. 1, 0.6 VA 2-fold overload | - | 0 | 0
3NJ6900-4HH12 |  | 3NJ6900-4HH12 | 1 | UN | 1 | 2 | A | D | N | N | 90303320 | 1 | 4011209722743 | 0.067 | KG | 224.01 | 224.01 | LP21 | LP21 | accessory for Switch disconnector with fuses In-line design, pluggable Ammeter, Bimetal 300/1 A, Cl. 1, 1 VA 1, 2-fold overload | - | 0 | 0
3NJ6900-4HH21 |  | 3NJ6900-4HH21 | 1 | UN | 1 | 2 | A | D | N | N | 90303320 | 1 | 4011209722644 | 0.092 | KG | 76.27 | 76.27 | LP21 | LP21 | accessory for Switch disconnector with fuses In-line design, pluggable Ammeter, Moving iron 300/5 A, Cl. 1, 0.6 VA 2-fold overload | - | 0 | 0
3NJ6900-4HH22 |  | 3NJ6900-4HH22 | 1 | UN | 1 | 2 | A | D | N | N | 90303320 | 1 | 4011209722811 | 0.068 | KG | 224.01 | 224.01 | LP21 | LP21 | accessory for Switch disconnector with fuses In-line design, pluggable Ammeter, Bimetal 300/5 A, Cl. 1, 1 VA 1, 2-fold overload | - | 0 | 0
3NJ6900-4HJ11 |  | 3NJ6900-4HJ11 | 1 | UN | 1 | 2 | A | D | N | N | 90303320 | 1 | 4011209722583 | 0.087 | KG | 76.27 | 76.27 | LP21 | LP21 | accessory for Switch disconnector with fuses In-line design, pluggable Ammeter, Moving iron 400/1 A, Cl. 1, 0.6 VA 2-fold overload | - | 0 | 0
3NJ6900-4HJ12 |  | 3NJ6900-4HJ12 | 1 | UN | 1 | 2 | A | D | N | N | 90303320 | 1 | 4011209722750 | 0.07 | KG | 224.01 | 224.01 | LP21 | LP21 | accessory for Switch disconnector with fuses In-line design, pluggable Ammeter, Bimetal 400/1 A, Cl. 1, 1 VA 1, 2-fold overload | - | 0 | 0
3NJ6900-4HJ21 |  | 3NJ6900-4HJ21 | 1 | UN | 1 | 2 | A | D | N | N | 90303320 | 1 | 4011209722651 | 0.093 | KG | 76.27 | 76.27 | LP21 | LP21 | accessory for Switch disconnector with fuses In-line design, pluggable Ammeter, Moving iron 400/5 A, Cl. 1, 0.6 VA 2-fold overload | - | 0 | 0
3NJ6900-4HJ22 |  | 3NJ6900-4HJ22 | 1 | UN | 1 | 2 | A | D | N | N | 90303320 | 1 | 4011209722828 | 0.068 | KG | 224.01 | 224.01 | LP21 | LP21 | accessory for Switch disconnector with fuses In-line design, pluggable Ammeter, Bimetal 400/5 A, Cl. 1, 1 VA 1, 2-fold overload | - | 0 | 0
3NJ6900-4HK11 |  | 3NJ6900-4HK11 | 1 | UN | 1 | 2 | A | D | N | N | 90303320 | 1 | 4011209722590 | 0.085 | KG | 76.27 | 76.27 | LP21 | LP21 | accessory for Switch disconnector with fuses In-line design, pluggable Ammeter, Moving iron 500/1 A, Cl. 1, 0.6 VA 2-fold overload | - | 0 | 0
3NJ6900-4HK12 |  | 3NJ6900-4HK12 | 1 | UN | 1 | 2 | A | D | N | N | 90303320 | 1 | 4011209722767 | 0.067 | KG | 224.01 | 224.01 | LP21 | LP21 | accessory for Switch disconnector with fuses In-line design, pluggable Ammeter, Bimetal 500/1 A, Cl. 1, 1 VA 1, 2-fold overload | - | 0 | 0
3NJ6900-4HK21 |  | 3NJ6900-4HK21 | 1 | UN | 1 | 2 | A | D | N | N | 90303320 | 1 | 4011209722668 | 0.094 | KG | 76.27 | 76.27 | LP21 | LP21 | accessory for Switch disconnector with fuses In-line design, pluggable Ammeter, Moving iron 500/5 A, Cl. 1, 0.6 VA 2-fold overload | - | 0 | 0
3NJ6900-4HK22 |  | 3NJ6900-4HK22 | 1 | UN | 1 | 2 | A | D | N | N | 90303320 | 1 | 4011209722835 | 0.076 | KG | 224.01 | 224.01 | LP21 | LP21 | accessory for Switch disconnector with fuses In-line design, pluggable Ammeter, Bimetal 500/5 A, Cl. 1, 1 VA 1, 2-fold overload | - | 0 | 0
3NJ6900-4HL11 |  | 3NJ6900-4HL11 | 1 | UN | 1 | 2 | A | D | N | N | 90303320 | 1 | 4011209722606 | 0.086 | KG | 76.27 | 76.27 | LP21 | LP21 | accessory for Switch disconnector with fuses In-line design, pluggable Ammeter, Moving iron 600/1 A, Cl. 1, 0.6 VA 2-fold overload | - | 0 | 0
3NJ6900-4HL12 |  | 3NJ6900-4HL12 | 1 | UN | 1 | 2 | A | D | N | N | 90303320 | 1 | 4011209722774 | 0.068 | KG | 224.01 | 224.01 | LP21 | LP21 | accessory for Switch disconnector with fuses In-line design, pluggable Ammeter, Bimetal 600/1 A, Cl. 1, 1 VA 1, 2-fold overload | - | 0 | 0
3NJ6900-4HL21 |  | 3NJ6900-4HL21 | 1 | UN | 1 | 2 | A | D | N | N | 90303320 | 1 | 4011209722675 | 0.086 | KG | 76.27 | 76.27 | LP21 | LP21 | accessory for Switch disconnector with fuses In-line design, pluggable Ammeter, Moving iron 600/5 A, Cl. 1, 0.6 VA 2-fold overload | - | 0 | 0
3NJ6900-4HL22 |  | 3NJ6900-4HL22 | 1 | UN | 1 | 2 | A | D | N | N | 90303320 | 1 | 4011209722842 | 0.07 | KG | 224.01 | 224.01 | LP21 | LP21 | accessory for Switch disconnector with fuses In-line design, pluggable Ammeter, Bimetal 600/5 A, Cl. 1, 1 VA 1, 2-fold overload | - | 0 | 0
3NJ6900-4LL |  | 3NJ6900-4LL | 1 | UN | 1 | 2 | A | D | N | N | 85389099 | 1 | 4011209947870 | 0.04 | KG | 24.8 | 24.8 | LP21 | LP21 | Accessory for 3NJ62 Switch disconnector with fuses In-line design manual operation Locking device for padlocks of all sizes | - | 0 | 0
3NJ6904-1DA00 |  | 3NJ6904-1DA00 | 1 | UN | 1 | 2 | A | D | N | N | 85389099 | 1 | 4011209697553 | 0.065 | KG | 57.97 | 57.97 | LP21 | LP21 | accessory for Switch disconnector with fuses In-line design, plug-in, NH00 Terminal cover only for 4-pole | - | 0 | 0
3NJ6920-2BB00 |  | 3NJ6920-2BB00 | 1 | UN | 1 | 2 | A | D | N | N | 85365080 | 1 | 4011209697638 | 0.103 | KG | 70.11 | 70.11 | LP21 | LP21 | accessory for Switch disconnector with fuses In-line design, plug-in, NH00 Auxiliary current switch 1 NO with cover | - | 0 | 0
3NJ6920-2CB00 |  | 3NJ6920-2CB00 | 1 | UN | 1 | 2 | A | D | N | N | 85365080 | 1 | 4011209697645 | 0.092 | KG | 70.11 | 70.11 | LP21 | LP21 | accessory for Switch disconnector with fuses In-line design, plug-in, NH00 Auxiliary current switch 1 NC with cover | - | 0 | 0
3NJ6920-3BB11 |  | 3NJ6920-3BB11 | 1 | UN | 1 | 2 | A | D | N | N | 85043180 | 1 | 4011209736856 | 0.171 | KG | 74.56 | 74.56 | LP21 | LP21 | accessory for Switch disconnector with fuses In-line design, pluggable current transformer 50/1 A, Cl. 1, 1 VA | - | 0 | 0
3NJ6920-3BB21 |  | 3NJ6920-3BB21 | 1 | UN | 1 | 2 | A | D | N | N | 85043180 | 1 | 4011209736863 | 0.167 | KG | 64.13 | 64.13 | LP21 | LP21 | accessory for Switch disconnector with fuses In-line design, pluggable current transformer 50/5 A, Cl. 1, 1 VA | - | 0 | 0
3NJ6920-3BD11 |  | 3NJ6920-3BD11 | 1 | UN | 1 | 2 | A | D | N | N | 85043180 | 1 | 4011209726819 | 0.182 | KG | 74.56 | 74.56 | LP21 | LP21 | accessory for Switch disconnector with fuses In-line design, pluggable current transformer 100/1 A, Cl. 1, 2.5 VA | - | 0 | 0
3NJ6920-3BD12 |  | 3NJ6920-3BD12 | 1 | UN | 1 | 2 | A | D | N | N | 85043180 | 1 | 4011209736870 | 0.184 | KG | 172.71 | 172.71 | LP21 | LP21 | accessory for Switch disconnector with fuses In-line design, pluggable current transformer 100/1 A, Cl. 0.5, 1.5 VA | - | 0 | 0
3NJ6920-3BD13 |  | 3NJ6920-3BD13 | 1 | UN | 1 | 30 | D | D | N | N | 85043180 | 1 | 4011209736887 | 0.184 | KG | 518.13 | 518.13 | LP21 | LP21 | accessory for Switch disconnector with fuses In-line design, pluggable current transformer 100/1 A, Cl. 0.5, legal-for-trade calibrated Bushing opening 14 mm | - | 0 | 0
3NJ6920-3BD21 |  | 3NJ6920-3BD21 | 1 | UN | 1 | 2 | A | D | N | N | 85043180 | 1 | 4011209726826 | 0.175 | KG | 64.13 | 64.13 | LP21 | LP21 | accessory for Switch disconnector with fuses In-line design, pluggable current transformer 100/5 A, Cl. 1, 2.5 VA | - | 0 | 0
3NJ6920-3BD22 |  | 3NJ6920-3BD22 | 1 | UN | 1 | 2 | A | D | N | N | 85043180 | 1 | 4011209736894 | 0.19 | KG | 160.06 | 160.06 | LP21 | LP21 | accessory for Switch disconnector with fuses In-line design, pluggable current transformer 100/5 A, Cl. 0.5, 1.5 VA | - | 0 | 0
3NJ6920-3BD23 |  | 3NJ6920-3BD23 | 1 | UN | 1 | 30 | D | D | N | N | 85043180 | 1 | 4011209736900 | 0.19 | KG | 489.06 | 489.06 | LP21 | LP21 | accessory for Switch disconnector with fuses In-line design, pluggable current transformer 100/5 A, Cl. 0.5, legal-for-trade calibrated Bushing opening 14 mm | - | 0 | 0
3NJ6920-3BE11 |  | 3NJ6920-3BE11 | 1 | UN | 1 | 2 | A | D | N | N | 85043180 | 1 | 4011209726833 | 0.192 | KG | 74.56 | 74.56 | LP21 | LP21 | accessory for Switch disconnector with fuses In-line design, pluggable current transformer 150/1 A, Cl. 1, 2.5 VA | - | 0 | 0
3NJ6920-3BE12 |  | 3NJ6920-3BE12 | 1 | UN | 1 | 2 | A | D | N | N | 85043180 | 1 | 4011209736917 | 0.182 | KG | 177.84 | 177.84 | LP21 | LP21 | accessory for Switch disconnector with fuses In-line design, pluggable current transformer 150/1 A, Cl. 0.5, 1.5 VA | - | 0 | 0
3NJ6920-3BE13 |  | 3NJ6920-3BE13 | 1 | UN | 1 | 30 | D | D | N | N | 85043180 | 1 | 4011209736924 | 0.226 | KG | 518.13 | 518.13 | LP21 | LP21 | accessory for Switch disconnector with fuses In-line design, pluggable current transformer 150/1 A, Cl. 0.5, legal-for-trade calibrated Bushing opening 14 mm | - | 0 | 0
3NJ6920-3BE21 |  | 3NJ6920-3BE21 | 1 | UN | 1 | 2 | A | D | N | N | 85043180 | 1 | 4011209726840 | 0.185 | KG | 64.13 | 64.13 | LP21 | LP21 | accessory for Switch disconnector with fuses In-line design, pluggable current transformer 150/5 A, Cl. 1, 1.5 VA | - | 0 | 0
3NJ6920-3BE22 |  | 3NJ6920-3BE22 | 1 | UN | 1 | 2 | A | D | N | N | 85043180 | 1 | 4011209736931 | 0.187 | KG | 162.79 | 162.79 | LP21 | LP21 | accessory for Switch disconnector with fuses In-line design, pluggable current transformer 150/5 A, Cl. 0.5, 1.5 VA | - | 0 | 0
3NJ6920-3BE23 |  | 3NJ6920-3BE23 | 1 | UN | 1 | 30 | D | D | N | N | 85043180 | 1 | 4011209736948 | 0.182 | KG | 489.06 | 489.06 | LP21 | LP21 | accessory for Switch disconnector with fuses In-line design, pluggable current transformer 150/5 A, Cl. 0.5, legal-for-trade calibrated Bushing opening 14 mm | - | 0 | 0
3NJ6920-3DB00 |  | 3NJ6920-3DB00 | 1 | UN | 1 | 2 | A | D | N | N | 85049099 | 1 | 4011209697799 | 0.066 | KG | 65.49 | 65.49 | LP21 | LP21 | accessory for Switch disconnector with fuses In-line design, plug-in, NH00 Current transformer busbars for 1 current transformer | - | 0 | 0
3NJ6920-3DC00 |  | 3NJ6920-3DC00 | 1 | UN | 1 | 2 | A | D | N | N | 85049099 | 1 | 4011209697782 | 0.189 | KG | 174.42 | 174.42 | LP21 | LP21 | accessory for Switch disconnector with fuses In-line design, plug-in, NH00 Current transformer busbars for 3 current transformers | - | 0 | 0
3NJ6920-3DD00 |  | 3NJ6920-3DD00 | 1 | UN | 1 | 2 | A | D | N | N | 85049099 | 1 | 4011209702394 | 0.259 | KG | 237.69 | 237.69 | LP21 | LP21 | accessory for Switch disconnector with fuses In-line design, plug-in, NH00 Current transformer busbars for 4 current transformers | - | 0 | 0
3NJ6920-3DE00 |  | 3NJ6920-3DE00 | 1 | UN | 1 | 30 | D | D | N | N | 85049099 | 1 | 4011209761223 | 0.062 | KG | 71.82 | 71.82 | LP21 | LP21 | accessory for Switch disconnector with fuses In-line design, plug-in, NH00 Current transformer busbars for 1 current transformer with 14 mm bushing opening | - | 0 | 0
3NJ6920-3DF00 |  | 3NJ6920-3DF00 | 1 | UN | 1 | 30 | D | D | N | N | 85049099 | 1 | 4011209761230 | 0.182 | KG | 193.23 | 193.23 | LP21 | LP21 | accessory for Switch disconnector with fuses In-line design, plug-in, NH00 Current transformer busbars for 3 current transformers with 14 mm bushing opening | - | 0 | 0
3NJ6920-3DG00 |  | 3NJ6920-3DG00 | 1 | UN | 1 | 30 | D | D | N | N | 85049099 | 1 | 4011209761247 | 0.248 | KG | 259.92 | 259.92 | LP21 | LP21 | accessory for Switch disconnector with fuses In-line design, plug-in, NH00 Current transformer busbars for 4 current transformers with 14 mm bushing opening | - | 0 | 0
3NJ6920-3EB01 |  | 3NJ6920-3EB01 | 1 | UN | 1 | 2 | A | D | N | N | 85366990 | 1 | 4001869564937 | 0.043 | KG | 99.86 | 99.86 | LP21 | LP21 | Accessories for switch disconnector with fuses, in-line design Pluggable NH00, 1 multifunctional connector 6 x 2.5 mm2 with mounting screws for devices 3NJ62 as of delivery date 2018-02-01 | - | 0 | 0
3NJ6920-3ED01 |  | 3NJ6920-3ED01 | 1 | UN | 1 | 2 | A | D | N | N | 85366990 | 1 | 4001869564944 | 0.042 | KG | 93.2 | 93.2 | LP21 | LP21 | Accessories for switch disconnector with fuses, in-line design Pluggable NH00, 1 multifunctional connector 8 x 2.5 mm2 with mounting screws for devices as of delivery date 2018-02-01 | - | 0 | 0
3NJ6920-3EE01 |  | 3NJ6920-3EE01 | 1 | UN | 1 | 2 | A | D | N | N | 85366990 | 1 | 4001869564951 | 0.064 | KG | 141.76 | 141.76 | LP21 | LP21 | Accessories for switch disconnector with fuses, in-line design pluggable NH00, 1 multifunctional connector 10 x 1.5 mm2, 8 x 2.5 mm2 with mounting screws for devices as of delivery date 2018-02-01 | - | 0 | 0
3NJ6920-3FB00 |  | 3NJ6920-3FB00 | 1 | UN | 1 | 2 | A | D | N | N | 85389099 | 1 | 4011209719385 | 110 | G | 408.69 | 408.69 | LP21 | LP21 | accessory for Switch disconnector with fuses In-line design, plug-in, NH00 Electronic fuse monitoring EFM 10, for AC networks | - | 0 | 0
3NJ6920-3FC00 |  | 3NJ6920-3FC00 | 1 | UN | 1 | 2 | A | D | N | N | 85389099 | 1 | 4011209822641 | 110 | G | 506.16 | 506.16 | LP21 | LP21 | accessory for Switch disconnector with fuses In-line design, plug-in, NH00 Electronic fuse monitoring and line monitoring EFM 20, for AC networks | - | 0 | 0
3NJ6920-3FE00 |  | 3NJ6920-3FE00 | 1 | UN | 1 | 2 | A | D | N | N | 85389099 | 1 | 4011209822702 | 110 | G | 506.16 | 506.16 | LP21 | LP21 | accessory for Switch disconnector with fuses In-line design, plug-in, NH00 Electronic fuse monitoring and line monitoring EFM 25, for DC networks | - | 0 | 0
3NJ6923-1BA00 |  | 3NJ6923-1BA00 | 1 | UN | 1 | 2 | A | D | N | N | 85369010 | 1 | 4011209697577 | 0.239 | KG | 93.54 | 93.54 | LP21 | LP21 | accessory for Switch disconnector with fuses In-line design, plug-in, NH00 Connection terminals Single terminals for 2 and 3-pole devices 10-95 mm2 (1 set = 3 units) | - | 0 | 0
3NJ6923-1DA00 |  | 3NJ6923-1DA00 | 1 | UN | 1 | 2 | A | D | N | N | 85389099 | 1 | 4011209697522 | 0.1 | KG | 57.97 | 57.97 | LP21 | LP21 | accessory for Switch disconnector with fuses In-line design, plug-in, NH00 Terminal cover for 2 and 3-pole devices | - | 0 | 0
3NJ6923-1EB00 |  | 3NJ6923-1EB00 | 1 | UN | 1 | 2 | A | D | N | N | 85369095 | 1 | 4011209697829 | 1.998 | KG | 215.46 | 215.46 | LP21 | LP21 | accessory for Switch disconnector with fuses In-line design, plug-in, NH00 Contact extension for 3-pole devices | - | 0 | 0
3NJ6923-4BB00 |  | 3NJ6923-4BB00 | 1 | UN | 1 | 2 | A | D | N | N | 85389099 | 1 | 4011209697881 | 0.37 | KG | 72.85 | 72.85 | LP21 | LP21 | accessory for Switch disconnector with fuses In-line design, plug-in, NH00 Front panel for 3NJ6203-1, 3NJ6203-3, 3NJ6204-1 | - | 0 | 0
3NJ6923-4BC00 |  | 3NJ6923-4BC00 | 1 | UN | 1 | 2 | A | D | N | N | 85389099 | 1 | 4011209822535 | 0.4 | KG | 72.85 | 72.85 | LP21 | LP21 | accessory for Switch disconnector with fuses In-line design, plug-in, NH00 Front panel for 3NJ6243-3, 3NJ6253-3, 3NJ6263-3 3NJ6264-1 | - | 0 | 0
3NJ6924-1BA00 |  | 3NJ6924-1BA00 | 1 | UN | 1 | 2 | A | D | N | N | 85369010 | 1 | 4011209697607 | 0.235 | KG | 123.46 | 123.46 | LP21 | LP21 | accessory for Switch disconnector with fuses In-line design, plug-in, NH00 Connection terminals Single terminals for 4-pole devices 10-95 mm2 (1 set = 4 units) | - | 0 | 0
3NJ6924-1EB00 |  | 3NJ6924-1EB00 | 1 | UN | 1 | 2 | A | D | N | N | 85369095 | 1 | 4011209697850 | 2.81 | KG | 453.15 | 453.15 | LP21 | LP21 | accessory for Switch disconnector with fuses In-line design, plug-in, NH00 Contact extension for 4-pole devices | - | 0 | 0
3NJ6930-2BB00 |  | 3NJ6930-2BB00 | 1 | UN | 1 | 2 | A | D | N | N | 85365080 | 1 | 4011209697652 | 0.061 | KG | 70.11 | 70.11 | LP21 | LP21 | accessory for Switch disconnector with fuses In-line design, plug-in, NH1 Auxiliary current switch 1 NO with cover | - | 0 | 0
3NJ6930-2CB00 |  | 3NJ6930-2CB00 | 1 | UN | 1 | 2 | A | D | N | N | 85365080 | 1 | 4011209697669 | 0.06 | KG | 70.11 | 70.11 | LP21 | LP21 | accessory for Switch disconnector with fuses In-line design, plug-in, NH1 Auxiliary current switch 1 NC with cover | - | 0 | 0
3NJ6930-3BF11 |  | 3NJ6930-3BF11 | 1 | UN | 1 | 2 | A | D | N | N | 85043180 | 1 | 4011209736955 | 0.191 | KG | 74.56 | 74.56 | LP21 | LP21 | accessory for Switch disconnector with fuses In-line design, pluggable current transformer 200/1 A, Cl. 1, 2.5 VA | - | 0 | 0
3NJ6930-3BF12 |  | 3NJ6930-3BF12 | 1 | UN | 1 | 2 | A | D | N | N | 85043180 | 1 | 4011209736962 | 0.188 | KG | 172.71 | 172.71 | LP21 | LP21 | accessory for Switch disconnector with fuses In-line design, pluggable current transformer 200/1 A, Cl. 0.5, 5 VA | - | 0 | 0
3NJ6930-3BF21 |  | 3NJ6930-3BF21 | 1 | UN | 1 | 2 | A | D | N | N | 85043180 | 1 | 4011209736986 | 0.162 | KG | 64.13 | 64.13 | LP21 | LP21 | accessory for Switch disconnector with fuses In-line design, pluggable current transformer 200/5 A, Cl. 1, 2.5 VA | - | 0 | 0
3NJ6930-3BF22 |  | 3NJ6930-3BF22 | 1 | UN | 1 | 2 | A | D | N | N | 85043180 | 1 | 4011209736993 | 0.167 | KG | 160.06 | 160.06 | LP21 | LP21 | accessory for Switch disconnector with fuses In-line design, pluggable current transformer 200/5 A, Cl. 0.5, 2.5 VA | - | 0 | 0
3NJ6930-3BG11 |  | 3NJ6930-3BG11 | 1 | UN | 1 | 2 | A | D | N | N | 85043180 | 1 | 4011209726857 | 0.19 | KG | 74.56 | 74.56 | LP21 | LP21 | accessory for Switch disconnector with fuses In-line design, pluggable current transformer 250/1 A, Cl. 1, 5 VA | - | 0 | 0
3NJ6930-3BG12 |  | 3NJ6930-3BG12 | 1 | UN | 1 | 2 | A | D | N | N | 85043180 | 1 | 4011209737013 | 0.186 | KG | 171 | 171 | LP21 | LP21 | accessory for Switch disconnector with fuses In-line design, pluggable current transformer 250/1 A, Cl. 0.5, 2.5 VA | - | 0 | 0
3NJ6930-3BG21 |  | 3NJ6930-3BG21 | 1 | UN | 1 | 2 | A | D | N | N | 85043180 | 1 | 4011209726864 | 0.184 | KG | 64.13 | 64.13 | LP21 | LP21 | accessory for Switch disconnector with fuses In-line design, pluggable current transformer 250/5 A, Cl. 1, 2.5 VA | - | 0 | 0
3NJ6930-3BG22 |  | 3NJ6930-3BG22 | 1 | UN | 1 | 2 | A | D | N | N | 85043180 | 1 | 4011209737037 | 0.177 | KG | 156.98 | 156.98 | LP21 | LP21 | accessory for Switch disconnector with fuses In-line design, pluggable current transformer 250/5 A, Cl. 0.5, 2.5 VA | - | 0 | 0
3NJ6930-3DB00 |  | 3NJ6930-3DB00 | 1 | UN | 1 | 2 | A | D | N | N | 85049099 | 1 | 4011209697812 | 0.122 | KG | 67.89 | 67.89 | LP21 | LP21 | accessory for Switch disconnector with fuses In-line design, plug-in, NH1 Current transformer busbars for 1 current transformer | - | 0 | 0
3NJ6930-3DC00 |  | 3NJ6930-3DC00 | 1 | UN | 1 | 2 | A | D | N | N | 85049099 | 1 | 4011209697805 | 0.346 | KG | 182.97 | 182.97 | LP21 | LP21 | accessory for Switch disconnector with fuses In-line design, plug-in, NH1 Current transformer busbars for 3 current transformers | - | 0 | 0
3NJ6930-3DD00 |  | 3NJ6930-3DD00 | 1 | UN | 1 | 2 | A | D | N | N | 85049099 | 1 | 4011209702400 | 0.382 | KG | 241.11 | 241.11 | LP21 | LP21 | accessory for Switch disconnector with fuses In-line design, plug-in, NH1 Current transformer busbars for 4 current transformers | - | 0 | 0
3NJ6930-3FB00 |  | 3NJ6930-3FB00 | 1 | UN | 1 | 2 | A | D | N | N | 85389099 | 1 | 4011209719392 | 110 | G | 408.69 | 408.69 | LP21 | LP21 | accessory for Switch disconnector with fuses In-line design, plug-in, NH1 Electronic fuse monitoring EFM 10, for AC networks | - | 0 | 0
3NJ6930-3FC00 |  | 3NJ6930-3FC00 | 1 | UN | 1 | 2 | A | D | N | N | 85389099 | 1 | 4011209822658 | 110 | G | 506.16 | 506.16 | LP21 | LP21 | accessory for Switch disconnector with fuses In-line design, plug-in, NH1 Electronic fuse monitoring and line monitoring EFM 20, for AC networks | - | 0 | 0
3NJ6930-3FE00 |  | 3NJ6930-3FE00 | 1 | UN | 1 | 2 | A | D | N | N | 85389099 | 1 | 4011209822689 | 110 | G | 506.16 | 506.16 | LP21 | LP21 | accessory for Switch disconnector with fuses In-line design, plug-in, NH1 Electronic fuse monitoring and line monitoring EFM 25, for DC networks | - | 0 | 0
3NJ6933-1BA00 |  | 3NJ6933-1BA00 | 1 | UN | 1 | 2 | A | D | N | N | 85369010 | 1 | 4011209697584 | 0.44 | KG | 123.46 | 123.46 | LP21 | LP21 | accessory for Switch disconnector with fuses In-line design, plug-in, NH1 connection terminals Single terminals for 2 and 3-pole devices 16-300 mm2 (1 set = 3 units) | - | 0 | 0
3NJ6933-1DA01 |  | 3NJ6933-1DA01 | 1 | UN | 1 | 2 | A | D | N | N | 85389099 | 1 | 4011209937666 | 0.159 | KG | 62.07 | 62.07 | LP21 | LP21 | accessory for Switch disconnector with fuses In-line design, plug-in, NH1 Terminal cover for 2 and 3-pole devices | - | 0 | 0
3NJ6933-1DB00 |  | 3NJ6933-1DB00 | 1 | UN | 1 | 2 | A | D | N | N | 85389099 | 1 | 4011209697560 | 0.026 | KG | 27.02 | 27.02 | LP21 | LP21 | accessory for Switch disconnector with fuses In-line design, plug-in, NH1 Internal terminal cover for 2 and 3-pole devices Cover of the phases L1 and L3 | - | 0 | 0
3NJ6933-1EB00 |  | 3NJ6933-1EB00 | 1 | UN | 1 | 2 | A | D | N | N | 85369095 | 1 | 4011209697836 | 2.82 | KG | 282.15 | 282.15 | LP21 | LP21 | accessory for Switch disconnector with fuses In-line design, plug-in, NH1 Contact extension for 3-pole devices | - | 0 | 0
3NJ6933-4BB00 |  | 3NJ6933-4BB00 | 1 | UN | 1 | 2 | A | D | N | N | 85389099 | 1 | 4011209697898 | 0.521 | KG | 90.12 | 90.12 | LP21 | LP21 | accessory for Switch disconnector with fuses In-line design, plug-in, NH1 Front panel for 3NJ6213-1, 3NJ6213-3, 3NJ6214-1 | - | 0 | 0
3NJ6933-4BC00 |  | 3NJ6933-4BC00 | 1 | UN | 1 | 2 | A | D | N | N | 85389099 | 1 | 4011209822542 | 0.5 | KG | 90.12 | 90.12 | LP21 | LP21 | accessory for Switch disconnector with fuses In-line design, plug-in, NH1 Front panel for 3NJ6273-3, 3NJ6274-1 | - | 0 | 0
3NJ6934-1BA00 |  | 3NJ6934-1BA00 | 1 | UN | 1 | 2 | A | D | N | N | 85369010 | 1 | 4011209697614 | 0.876 | KG | 163.48 | 163.48 | LP21 | LP21 | accessory for Switch disconnector with fuses In-line design, plug-in, NH1 connection terminals Single terminals for 4-pole devices 16-300 mm2 (1 set = 4 units) | - | 0 | 0
3NJ6934-1EB00 |  | 3NJ6934-1EB00 | 1 | UN | 1 | 2 | A | D | N | N | 85369095 | 1 | 4011209697867 | 4.103 | KG | 331.74 | 331.74 | LP21 | LP21 | accessory for Switch disconnector with fuses In-line design, plug-in, NH1 Contact extension for 4-pole devices | - | 0 | 0
3NJ6940-2BB00 |  | 3NJ6940-2BB00 | 1 | UN | 1 | 2 | A | D | N | N | 85365080 | 1 | 4011209697676 | 0.025 | KG | 70.11 | 70.11 | LP21 | LP21 | accessory for Switch disconnector with fuses In-line design, plug-in, NH2, 3 Auxiliary current switch 1 NO with cover | - | 0 | 0
3NJ6940-2CB00 |  | 3NJ6940-2CB00 | 1 | UN | 1 | 2 | A | D | N | N | 85365080 | 1 | 4011209697683 | 0.025 | KG | 70.11 | 70.11 | LP21 | LP21 | accessory for Switch disconnector with fuses In-line design, plug-in, NH2, 3 Auxiliary current switch 1 NC with cover | - | 0 | 0
3NJ6940-3BH11 |  | 3NJ6940-3BH11 | 1 | UN | 1 | 2 | A | D | N | N | 85043180 | 1 | 4011209726871 | 0.329 | KG | 80.37 | 80.37 | LP21 | LP21 | accessory for Switch disconnector with fuses In-line design, pluggable current transformer 300/1 A, Cl. 1, 5 VA | - | 0 | 0
3NJ6940-3BH12 |  | 3NJ6940-3BH12 | 1 | UN | 1 | 2 | A | D | N | N | 85043180 | 1 | 4011209726888 | 0.423 | KG | 229.14 | 229.14 | LP21 | LP21 | accessory for Switch disconnector with fuses In-line design, pluggable current transformer 300/1 A, Cl. 0.5, 5 VA | - | 0 | 0
3NJ6940-3BH13 |  | 3NJ6940-3BH13 | 1 | UN | 1 | 30 | D | D | N | N | 85043180 | 1 | 4011209737051 | 0.433 | KG | 555.75 | 555.75 | LP21 | LP21 | accessory for Switch disconnector with fuses In-line design, pluggable current transformer 300/1 A, Cl. 0.5, legal-for-trade calibrated, 5 VA | - | 0 | 0
3NJ6940-3BH21 |  | 3NJ6940-3BH21 | 1 | UN | 1 | 2 | A | D | N | N | 85043180 | 1 | 4011209726895 | 0.29 | KG | 68.57 | 68.57 | LP21 | LP21 | accessory for Switch disconnector with fuses In-line design, pluggable current transformer 300/5 A, Cl. 1, 5 VA | - | 0 | 0
3NJ6940-3BH22 |  | 3NJ6940-3BH22 | 1 | UN | 1 | 2 | A | D | N | N | 85043180 | 1 | 4011209726901 | 0.397 | KG | 186.39 | 186.39 | LP21 | LP21 | accessory for Switch disconnector with fuses In-line design, pluggable current transformer 300/5 A, Cl. 0.5, 5 VA | - | 0 | 0
3NJ6940-3BH23 |  | 3NJ6940-3BH23 | 1 | UN | 1 | 30 | D | D | N | N | 85043180 | 1 | 4011209737068 | 0.429 | KG | 571.14 | 571.14 | LP21 | LP21 | accessory for Switch disconnector with fuses In-line design, pluggable current transformer 300/5 A, Cl. 0.5, legal-for-trade calibrated, 5 VA | - | 0 | 0
3NJ6940-3BJ11 |  | 3NJ6940-3BJ11 | 1 | UN | 1 | 2 | A | D | N | N | 85043180 | 1 | 4011209726918 | 0.362 | KG | 80.37 | 80.37 | LP21 | LP21 | accessory for Switch disconnector with fuses In-line design, pluggable current transformer 400/1 A, Cl. 1, 5 VA | - | 0 | 0
3NJ6940-3BJ12 |  | 3NJ6940-3BJ12 | 1 | UN | 1 | 2 | A | D | N | N | 85043180 | 1 | 4011209726925 | 0.362 | KG | 220.59 | 220.59 | LP21 | LP21 | accessory for Switch disconnector with fuses In-line design, pluggable current transformer 400/1 A, Cl. 0.5, 5 VA | - | 0 | 0
3NJ6940-3BJ13 |  | 3NJ6940-3BJ13 | 1 | UN | 1 | 30 | D | D | N | N | 85043180 | 1 | 4011209737495 | 0.371 | KG | 586.53 | 586.53 | LP21 | LP21 | accessory for Switch disconnector with fuses In-line design, pluggable current transformer 400/1 A, Cl. 0.5, legal-for-trade calibrated, 5 VA | - | 0 | 0
3NJ6940-3BJ21 |  | 3NJ6940-3BJ21 | 1 | UN | 1 | 2 | A | D | N | N | 85043180 | 1 | 4011209726932 | 0.332 | KG | 68.57 | 68.57 | LP21 | LP21 | accessory for Switch disconnector with fuses In-line design, pluggable current transformer 400/5 A, Cl. 1, 5 VA | - | 0 | 0
3NJ6940-3BJ22 |  | 3NJ6940-3BJ22 | 1 | UN | 1 | 2 | A | D | N | N | 85043180 | 1 | 4011209726949 | 0.346 | KG | 172.71 | 172.71 | LP21 | LP21 | accessory for Switch disconnector with fuses In-line design, pluggable current transformer 400/5 A, Cl. 0.5, 5 VA | - | 0 | 0
3NJ6940-3BJ23 |  | 3NJ6940-3BJ23 | 1 | UN | 1 | 30 | D | D | N | N | 85043180 | 1 | 4011209737501 | 0.355 | KG | 571.14 | 571.14 | LP21 | LP21 | accessory for Switch disconnector with fuses In-line design, pluggable current transformer 400/5 A, Cl. 0.5, legal-for-trade calibrated, 5 VA | - | 0 | 0
3NJ6940-3BK11 |  | 3NJ6940-3BK11 | 1 | UN | 1 | 2 | A | D | N | N | 85043180 | 1 | 4011209726956 | 0.38 | KG | 80.37 | 80.37 | LP21 | LP21 | accessory for Switch disconnector with fuses In-line design, pluggable current transformer 500/1 A, Cl. 1, 5 VA | - | 0 | 0
3NJ6940-3BK12 |  | 3NJ6940-3BK12 | 1 | UN | 1 | 2 | A | D | N | N | 85043180 | 1 | 4011209726963 | 0.38 | KG | 220.59 | 220.59 | LP21 | LP21 | accessory for Switch disconnector with fuses In-line design, pluggable current transformer 500/1 A, Cl. 0.5, 5 VA | - | 0 | 0
3NJ6940-3BK13 |  | 3NJ6940-3BK13 | 1 | UN | 1 | 30 | D | D | N | N | 85043180 | 1 | 4011209737518 | 0.37 | KG | 586.53 | 586.53 | LP21 | LP21 | accessory for Switch disconnector with fuses In-line design, pluggable current transformer 500/1 A, Cl. 0.5, legal-for-trade calibrated, 5 VA | - | 0 | 0
3NJ6940-3BK21 |  | 3NJ6940-3BK21 | 1 | UN | 1 | 2 | A | D | N | N | 85043180 | 1 | 4011209726970 | 0.343 | KG | 68.57 | 68.57 | LP21 | LP21 | accessory for Switch disconnector with fuses In-line design, pluggable current transformer 500/5 A, Cl. 1, 5 VA | - | 0 | 0
3NJ6940-3BK22 |  | 3NJ6940-3BK22 | 1 | UN | 1 | 2 | A | D | N | N | 85043180 | 1 | 4011209726987 | 0.339 | KG | 172.71 | 172.71 | LP21 | LP21 | accessory for Switch disconnector with fuses In-line design, pluggable current transformer 500/5 A, Cl. 0.5, 5 VA | - | 0 | 0
3NJ6940-3BK23 |  | 3NJ6940-3BK23 | 1 | UN | 1 | 30 | D | D | N | N | 85043180 | 1 | 4011209737525 | 0.38 | KG | 571.14 | 571.14 | LP21 | LP21 | accessory for Switch disconnector with fuses In-line design, pluggable current transformer 500/5 A, Cl. 0.5, legal-for-trade calibrated, 5 VA | - | 0 | 0
3NJ6940-3BL11 |  | 3NJ6940-3BL11 | 1 | UN | 1 | 2 | A | D | N | N | 85043180 | 1 | 4011209726994 | 0.317 | KG | 80.37 | 80.37 | LP21 | LP21 | accessory for Switch disconnector with fuses In-line design, pluggable current transformer 600/1 A, Cl. 1, 5 VA | - | 0 | 0
3NJ6940-3BL12 |  | 3NJ6940-3BL12 | 1 | UN | 1 | 2 | A | D | N | N | 85043180 | 1 | 4011209727007 | 0.321 | KG | 215.46 | 215.46 | LP21 | LP21 | accessory for Switch disconnector with fuses In-line design, pluggable current transformer 600/1 A, Cl. 0.5, 5 VA | - | 0 | 0
3NJ6940-3BL13 |  | 3NJ6940-3BL13 | 1 | UN | 1 | 30 | D | D | N | N | 85043180 | 1 | 4011209737532 | 0.334 | KG | 707.94 | 707.94 | LP21 | LP21 | accessory for Switch disconnector with fuses In-line design, pluggable current transformer 600/1 A, Cl. 0.5, legal-for-trade calibrated, 5 VA | - | 0 | 0
3NJ6940-3BL21 |  | 3NJ6940-3BL21 | 1 | UN | 1 | 2 | A | D | N | N | 85043180 | 1 | 4011209727014 | 0.318 | KG | 68.57 | 68.57 | LP21 | LP21 | accessory for Switch disconnector with fuses In-line design, pluggable current transformer 600/5 A, Cl. 1, 5 VA | - | 0 | 0
3NJ6940-3BL22 |  | 3NJ6940-3BL22 | 1 | UN | 1 | 2 | A | D | N | N | 85043180 | 1 | 4011209727021 | 0.307 | KG | 165.87 | 165.87 | LP21 | LP21 | accessory for Switch disconnector with fuses In-line design, pluggable current transformer 600/5 A, Cl. 0.5, 5 VA | - | 0 | 0
3NJ6940-3BL23 |  | 3NJ6940-3BL23 | 1 | UN | 1 | 30 | D | D | N | N | 85043180 | 1 | 4011209737549 | 0.391 | KG | 699.39 | 699.39 | LP21 | LP21 | accessory for Switch disconnector with fuses In-line design, pluggable current transformer 600/5 A, Cl. 0.5, legal-for-trade calibrated, 5 VA | - | 0 | 0
3NJ6940-3EC00 |  | 3NJ6940-3EC00 | 1 | UN | 1 | 2 | A | D | N | N | 85366990 | 1 | 4011209697768 | 0.083 | KG | 125.34 | 125.34 | LP21 | LP21 | accessory for Switch disconnector with fuses In-line design, plug-in, NH2, 3 Multifunctional connector 8 x 2.5 mm2 with mounting screws | - | 0 | 0
3NJ6940-3ED00 |  | 3NJ6940-3ED00 | 1 | UN | 1 | 2 | A | D | N | N | 85366990 | 1 | 4011209697744 | 0.084 | KG | 125.34 | 125.34 | LP21 | LP21 | accessory for Switch disconnector with fuses In-line design, plug-in, NH2, 3 Multifunctional connector 8 x 2.5 mm2 | - | 0 | 0
3NJ6940-3EF00 |  | 3NJ6940-3EF00 | 1 | UN | 1 | 2 | A | D | N | N | 85366990 | 1 | 4011209697751 | 0.111 | KG | 171 | 171 | LP21 | LP21 | accessory for Switch disconnector with fuses In-line design, plug-in, NH2, 3 Multifunctional connector 12x 1.5 mm2 and 8x 2.5 mm2 | - | 0 | 0
3NJ6940-3FB00 |  | 3NJ6940-3FB00 | 1 | UN | 1 | 2 | A | D | N | N | 85389099 | 1 | 4011209719408 | 110 | G | 408.69 | 408.69 | LP21 | LP21 | accessory for Switch disconnector with fuses In-line design, plug-in, NH2 and NH3 Electronic fuse monitoring EFM 10, for AC networks | - | 0 | 0
3NJ6940-3FC00 |  | 3NJ6940-3FC00 | 1 | UN | 1 | 2 | A | D | N | N | 85389099 | 1 | 4011209822665 | 110 | G | 506.16 | 506.16 | LP21 | LP21 | accessory for Switch disconnector with fuses In-line design, plug-in, NH2 and NH3 Electronic fuse monitoring and line monitoring EFM20, for AC networks | - | 0 | 0
3NJ6940-3FE00 |  | 3NJ6940-3FE00 | 1 | UN | 1 | 2 | A | D | N | N | 85389099 | 1 | 4011209822672 | 110 | G | 506.16 | 506.16 | LP21 | LP21 | accessory for Switch disconnector with fuses In-line design, plug-in, NH2 and NH3 Electronic fuse monitoring and line monitoring EFM 25, for DC networks | - | 0 | 0
3NJ6943-1CA00 |  | 3NJ6943-1CA00 | 1 | UN | 1 | 2 | A | D | N | N | 85369010 | 1 | 4011209697591 | 0.87 | KG | 227.43 | 227.43 | LP21 | LP21 | accessory for Switch disconnector with fuses In-line design, plug-in, NH2, 3 connection terminals Double terminals for 2 and 3-pole devices 2 x 16-300 mm2 (1 set = 6 units) | - | 0 | 0
3NJ6943-1DA00 |  | 3NJ6943-1DA00 | 1 | UN | 1 | 2 | A | D | N | N | 85389099 | 1 | 4011209697546 | 0.211 | KG | 115.77 | 115.77 | LP21 | LP21 | accessory for Switch disconnector with fuses In-line design, plug-in, NH2, 3 Terminal cover for 2 and 3-pole devices | - | 0 | 0
3NJ6943-1EB00 |  | 3NJ6943-1EB00 | 1 | UN | 1 | 2 | A | D | N | N | 85369095 | 1 | 4011209697843 | 4.2 | KG | 478.8 | 478.8 | LP21 | LP21 | accessory for Switch disconnector with fuses In-line design, plug-in, NH2, 3 Contact extension for 3-pole devices | - | 0 | 0
3NJ6943-4BB00 |  | 3NJ6943-4BB00 | 1 | UN | 1 | 2 | A | D | N | N | 85389099 | 1 | 4011209697904 | 0.851 | KG | 125.34 | 125.34 | LP21 | LP21 | accessory for Switch disconnector with fuses In-line design, plug-in, NH2 Front panel for 3NJ6223-1, 3NJ6223-3, 3NJ6224-1 | - | 0 | 0
3NJ6943-4BC00 |  | 3NJ6943-4BC00 | 1 | UN | 1 | 2 | A | D | N | N | 85389099 | 1 | 4011209822559 | 0.7 | KG | 125.34 | 125.34 | LP21 | LP21 | accessory for Switch disconnector with fuses In-line design, plug-in, NH2 Front panel for 3NJ6283-3, 3NJ6284-1 | - | 0 | 0
3NJ6944-1CA00 |  | 3NJ6944-1CA00 | 1 | UN | 1 | 2 | A | D | N | N | 85369010 | 1 | 4011209697621 | 1.175 | KG | 314.64 | 314.64 | LP21 | LP21 | accessory for Switch disconnector with fuses In-line design, plug-in, NH2, 3 connection terminals Double terminals for 4-pole devices 2 x 16-300 mm2 (1 set = 8 units) | - | 0 | 0
3NJ6944-1EB00 |  | 3NJ6944-1EB00 | 1 | UN | 1 | 2 | A | D | N | N | 85369095 | 1 | 4011209697874 | 8.62 | KG | 1280.79 | 1280.79 | LP21 | LP21 | accessory for Switch disconnector with fuses In-line design, plug-in, NH2, 3 Contact extension for 4-pole devices | - | 0 | 0
3NJ6953-4BB00 |  | 3NJ6953-4BB00 | 1 | UN | 1 | 2 | A | D | N | N | 85389099 | 1 | 4011209822528 | 0.849 | KG | 125.34 | 125.34 | LP21 | LP21 | accessory for Switch disconnector with fuses In-line design, plug-in, NH3 Front panel for 3NJ6233-1, 3NJ6233-3, 3NJ6234-1 | - | 0 | 0
3NJ6953-4BC00 |  | 3NJ6953-4BC00 | 1 | UN | 1 | 0 | A | D | N | N | 85389099 | 1 | 4011209822566 | 0.7 | KG | 125.34 | 125.34 | LP21 | LP21 | accessory for Switch disconnector with fuses In-line design, plug-in, NH3 Front panel for 3NJ6293-3, 3NJ6294-1 | - | 0 | 0
3NP1121-1CA20 |  | 3NP1121-1CA20 | 1 | UN | 1 | 1 | A | D | EAR99 | N | 85362090 | 1 | 4001869564357 | 256 | G | 39.1 | 39.1 | LP21 | LP21 | SENTRON, fuse switch disconnector 3NP1, 1-pole, NH000, 160 A, for assembly and installation on mounting plate, box terminal, cover level 45 mm | - | 0 | 0
3NP1121-1CA24 |  | 3NP1121-1CA24 | 1 | UN | 1 | 2 | A | D | EAR99 | N | 85365080 | 1 | 4001869567068 | 331 | G | 137.24 | 137.24 | LP21 | LP21 | SENTRON, fuse switch disconnector 3NP1, 1-pole, NH000, 160 A, for assembly and installation on mounting plate, Box terminal, Fuse monitoring electronic EFM15, cover level 45mm | - | 0 | 0
3NP1123-1BB20 |  | 3NP1123-1BB20 | 1 | UN | 1 | 2 | A | D | EAR99 | N | 85362090 | 1 | 4011209699977 | 934 | G | 99.83 | 99.83 | LP21 | LP21 | SENTRON, Fuse switch disconnector 3NP1, 3-pole, NH000, 160 A, for 8US busbar system 40 mm, box terminal, Cover level 32/70 mm | - | 0 | 0
3NP1123-1BB22 |  | 3NP1123-1BB22 | 1 | UN | 1 | 2 | A | D | N | N | 85362090 | 1 | 4011209700031 | 1.11 | KG | 321.48 | 321.48 | LP21 | LP21 | SENTRON, Fuse switch disconnector 3NP1, 3-pole, NH000, 160 A, for 8US busbar system 40 mm, box terminal, Fuse monitoring: electronic EFM10, Cover level 32/70 mm | - | 0 | 0
3NP1123-1BB23 |  | 3NP1123-1BB23 | 1 | UN | 1 | 30 | D | D | N | N | 85362090 | 1 | 4011209700048 | 1.107 | KG | 396.68 | 396.68 | LP21 | LP21 | SENTRON, Fuse switch disconnector 3NP1, 3-pole, NH000, 160 A, for 8US busbar system 40 mm, box terminal, Fuse monitoring: electronic EFM20, Cover level 32/70 mm | - | 0 | 0
3NP1123-1BC20 |  | 3NP1123-1BC20 | 1 | UN | 1 | 1 | A | D | EAR99 | N | 85362090 | 1 | 4011209699991 | 945 | G | 105.47 | 105.47 | LP21 | LP21 | SENTRON, Fuse switch disconnector 3NP1, 3-pole, NH000, 160 A, for 8US busbar system 60 mm, box terminal, Cover level 32/70 mm | - | 0 | 0
3NP1123-1BC22 |  | 3NP1123-1BC22 | 1 | UN | 1 | 2 | A | D | EAR99 | N | 85362090 | 1 | 4011209700079 | 1.095 | KG | 321.48 | 321.48 | LP21 | LP21 | SENTRON, Fuse switch disconnector 3NP1, 3-pole, NH000, 160 A, for 8US busbar system 60 mm, Box terminal, Fuse monitoring: electronic EFM10, Cover level 32/70 mm | - | 0 | 0
3NP1123-1BC23 |  | 3NP1123-1BC23 | 1 | UN | 1 | 30 | D | D | EAR99 | N | 85362090 | 1 | 4011209700086 | 1.129 | KG | 396.68 | 396.68 | LP21 | LP21 | SENTRON, Fuse switch disconnector 3NP1, 3-pole, NH000, 160 A, for 8US busbar system 60 mm, Box terminal, Fuse monitoring: electronic EFM20, Cover level 32/70 mm | - | 0 | 0
3NP1123-1BC24 |  | 3NP1123-1BC24 | 1 | UN | 1 | 2 | A | D | EAR99 | N | 85365080 | 1 | 4001869567266 | 1.09 | KG | 240.64 | 240.64 | LP21 | LP21 | SENTRON, fuse switch disconnector 3NP1, 3-pole, NH000, 160 A, for 60mm 8US busbar system, box terminal, Fuse monitoring electronic EFM15, cover level 32/70 mm | - | 0 | 0
3NP1123-1CA20 |  | 3NP1123-1CA20 | 1 | UN | 1 | 1 | A | D | EAR99 | N | 85362090 | 1 | 4011209699960 | 543 | G | 69.4 | 65.1 | LP21 | LP21 | SENTRON, Fuse switch disconnector 3NP1, 3-pole, NH000, 160 A, for assembly and installation on Mounting plate, box terminal, Cover level 45 mm | Lista Papel 2020 SI | 0 | 0
3NP1123-1CA22 |  | 3NP1123-1CA22 | 1 | UN | 1 | 2 | A | D | EAR99 | N | 85362090 | 1 | 4011209700017 | 691 | G | 293.28 | 293.28 | LP21 | LP21 | SENTRON, Fuse switch disconnector 3NP1, 3-pole, NH000, 160 A, for assembly and installation on Mounting plate, box terminal, Fuse monitoring: electronic EFM10, Cover level 45 mm | - | 0 | 0
3NP1123-1CA23 |  | 3NP1123-1CA23 | 1 | UN | 1 | 30 | D | D | EAR99 | N | 85362090 | 1 | 4011209700024 | 712 | G | 364.72 | 364.72 | LP21 | LP21 | SENTRON, Fuse switch disconnector 3NP1, 3-pole, NH000, 160 A, for assembly and installation on Mounting plate, box terminal, Fuse monitoring: electronic EFM20, Cover level 45 mm | - | 0 | 0
3NP1123-1CA24 |  | 3NP1123-1CA24 | 1 | UN | 1 | 2 | A | D | EAR99 | N | 85365080 | 1 | 4001869567075 | 676 | G | 212.44 | 212.44 | LP21 | LP21 | SENTRON, fuse switch disconnector 3NP1, 3-pole, NH000, 160 A, for assembly and installation on mounting plate, Box terminal, Fuse monitoring electronic EFM15, cover level 45mm | - | 0 | 0
3NP1123-1CF20-Z | X95 | 3NP1123-1CF20-ZX95 | 1 | UN | 1 | 30 | D | D | EAR99 | N | 85362090 | 32 | 4011209910317 | 528 | G | 80.84 | 80.84 | LP21 | LP21 | fuse switch disconnector 3-pole, NH000, 160A mounting on mounting plate cover level 45mm box terminal with mounted std. mounting rail | - | 0 | 0
3NP1123-1JB20 |  | 3NP1123-1JB20 | 1 | UN | 1 | 30 | D | D | EAR99 | N | 85362090 | 1 | 4011209699984 | 0.907 | KG | 99.83 | 99.83 | LP21 | LP21 | SENTRON, Fuse switch disconnector 3NP1, 3-pole, NH000, 160 A, for Rittal busbar system 40 mm, box terminal, Cover level 32/70 mm | - | 0 | 0
3NP1123-1JB22 |  | 3NP1123-1JB22 | 1 | UN | 1 | 30 | D | D | N | N | 85362090 | 1 | 4011209700055 | 1.075 | KG | 321.48 | 321.48 | LP21 | LP21 | SENTRON, Fuse switch disconnector 3NP1, 3-pole, NH000, 160 A, for Rittal busbar system 40 mm, box terminal, Fuse monitoring: electronic EFM10, Cover level 32/70 mm | - | 0 | 0
3NP1123-1JB23 |  | 3NP1123-1JB23 | 1 | UN | 1 | 30 | D | D | N | N | 85362090 | 1 | 4011209700062 | 1.08 | KG | 396.68 | 396.68 | LP21 | LP21 | SENTRON, Fuse switch disconnector 3NP1, 3-pole, NH000, 160 A, for Rittal busbar system 40 mm, box terminal, Fuse monitoring: electronic EFM20, Cover level 32/70 mm | - | 0 | 0
3NP1123-1JC20 |  | 3NP1123-1JC20 | 1 | UN | 1 | 2 | A | D | EAR99 | N | 85362090 | 1 | 4011209700000 | 902 | G | 105.47 | 105.47 | LP21 | LP21 | SENTRON, Fuse switch disconnector 3NP1, 3-pole, NH000, 160 A, for Rittal busbar system 60 mm, box terminal, Cover level 32/70 mm | - | 0 | 0
3NP1123-1JC22 |  | 3NP1123-1JC22 | 1 | UN | 1 | 30 | D | D | EAR99 | N | 85362090 | 1 | 4011209700093 | 1.069 | KG | 321.48 | 321.48 | LP21 | LP21 | SENTRON, Fuse switch disconnector 3NP1, 3-pole, NH000, 160 A, for Rittal busbar system 60 mm, Box terminal, Fuse monitoring: electronic EFM10, Cover level 32/70 mm | - | 0 | 0
3NP1123-1JC23 |  | 3NP1123-1JC23 | 1 | UN | 1 | 30 | D | D | EAR99 | N | 85362090 | 1 | 4011209700109 | 1.086 | KG | 396.68 | 396.68 | LP21 | LP21 | SENTRON, Fuse switch disconnector 3NP1, 3-pole, NH000, 160 A, for Rittal busbar system 60 mm, Box terminal, Fuse monitoring: electronic EFM20, Cover level 32/70 mm | - | 0 | 0
3NP1124-1BC20 |  | 3NP1124-1BC20 | 1 | UN | 1 | 1 | A | D | EAR99 | N | 85362090 | 1 | 4001869564364 | 1.548 | KG | 175.59 | 175.59 | LP21 | LP21 | SENTRON, fuse switch disconnector 3NP1, 4-pole, NH000, 160 A, for 8US busbar system 60 mm, box terminal, cover level 32/70 mm | - | 0 | 0
3NP1124-1CA20 |  | 3NP1124-1CA20 | 1 | UN | 1 | 1 | A | D | EAR99 | N | 85362090 | 1 | 4001869564371 | 797 | G | 124.27 | 124.27 | LP21 | LP21 | SENTRON, fuse switch disconnector 3NP1, 4-pole, NH000, 160 A, for assembly and installation on mounting plate, box terminal, cover level 45 mm | - | 0 | 0
3NP1131-1CA10 |  | 3NP1131-1CA10 | 1 | UN | 1 | 1 | A | D | EAR99 | N | 85362090 | 1 | 4001869564388 | 399 | G | 40.98 | 40.98 | LP21 | LP21 | SENTRON, fuse switch disconnector 3NP1, 1-pole, NH00, 160 A, for assembly and installation on mounting plate, flat terminal, cover level 45 mm | - | 0 | 0
3NP1131-1CA14 |  | 3NP1131-1CA14 | 1 | UN | 1 | 2 | A | D | EAR99 | N | 85365080 | 1 | 4001869566924 | 463 | G | 139.12 | 139.12 | LP21 | LP21 | SENTRON, fuse switch disconnector 3NP1, 1-pole, NH00, 160 A, for assembly and installation on mounting plate, Flat terminal, Fuse monitoring electronic EFM15, cover level 45mm | - | 0 | 0
3NP1131-1CA20 |  | 3NP1131-1CA20 | 1 | UN | 1 | 1 | A | D | EAR99 | N | 85362090 | 1 | 4001869564395 | 405 | G | 49.07 | 49.07 | LP21 | LP21 | SENTRON, fuse switch disconnector 3NP1, 1-pole, NH00, 160 A, for assembly and installation on mounting plate, box terminal, cover level 45 mm | - | 0 | 0
3NP1131-1CA24 |  | 3NP1131-1CA24 | 1 | UN | 1 | 2 | A | D | EAR99 | N | 85365080 | 1 | 4001869567082 | 474 | G | 147.2 | 147.2 | LP21 | LP21 | SENTRON, fuse switch disconnector 3NP1, 1-pole, NH00, 160 A, for assembly and installation on mounting plate, Box terminal, Fuse monitoring electronic EFM15, cover level 45mm | - | 0 | 0
3NP1133-1BB10 |  | 3NP1133-1BB10 | 1 | UN | 1 | 2 | A | D | EAR99 | N | 85362090 | 1 | 4011209700253 | 1.092 | KG | 113.18 | 113.18 | LP21 | LP21 | SENTRON, Fuse switch disconnector 3NP1, 3-pole, NH00, 160 A, for Busbar system 8US 40 mm, flat terminal, Cover level 32/70 mm | - | 0 | 0
3NP1133-1BB11 |  | 3NP1133-1BB11 | 1 | UN | 1 | 30 | D | D | N | N | 85362090 | 1 | 4011209701649 | 1.715 | KG | 310.2 | 310.2 | LP21 | LP21 | SENTRON, Fuse switch disconnector 3NP1, 3-pole, NH00, 160 A, for Busbar system 8US 40 mm, flat terminal, Fuse monitoring: electromechanical, Cover level 32/70 mm | - | 0 | 0
3NP1133-1BB12 |  | 3NP1133-1BB12 | 1 | UN | 1 | 30 | D | D | EAR99 | N | 85362090 | 1 | 4011209700369 | 1.415 | KG | 332.76 | 332.76 | LP21 | LP21 | SENTRON, Fuse switch disconnector 3NP1, 3-pole, NH00, 160 A, for Busbar system 8US 40 mm, flat terminal, Fuse monitoring: electronic EFM10, Cover level 32/70 mm | - | 0 | 0
3NP1133-1BB13 |  | 3NP1133-1BB13 | 1 | UN | 1 | 30 | D | D | N | N | 85362090 | 1 | 4011209700383 | 1 | KG | 406.08 | 406.08 | LP21 | LP21 | SENTRON, Fuse switch disconnector 3NP1, 3-pole, NH00, 160 A, for Busbar system 8US 40 mm, flat terminal, Fuse monitoring: electronic EFM20, Cover level 32/70 mm | - | 0 | 0
3NP1133-1BB20 |  | 3NP1133-1BB20 | 1 | UN | 1 | 2 | A | D | EAR99 | N | 85362090 | 1 | 4011209700260 | 1.101 | KG | 120.51 | 120.51 | LP21 | LP21 | SENTRON, Fuse switch disconnector 3NP1, 3-pole, NH00, 160 A, for Busbar system 8US 40 mm, Box terminal, Cover level 32/70 mm | - | 0 | 0
3NP1133-1BB21 |  | 3NP1133-1BB21 | 1 | UN | 1 | 30 | D | D | EAR99 | N | 85362090 | 1 | 4011209701656 | 1.678 | KG | 317.72 | 317.72 | LP21 | LP21 | SENTRON, Fuse switch disconnector 3NP1, 3-pole, NH00, 160 A, for Busbar system 8US 40 mm, Box terminal, Fuse monitoring: electromechanical, Cover level 32/70 mm | - | 0 | 0
3NP1133-1BB22 |  | 3NP1133-1BB22 | 1 | UN | 1 | 30 | D | D | N | N | 85362090 | 1 | 4011209700376 | 1.395 | KG | 340.28 | 340.28 | LP21 | LP21 | SENTRON, Fuse switch disconnector 3NP1, 3-pole, NH00, 160 A, for Busbar system 8US 40 mm, Box terminal, Fuse monitoring: electronic EFM10, Cover level 32/70 mm | - | 0 | 0
3NP1133-1BB23 |  | 3NP1133-1BB23 | 1 | UN | 1 | 30 | D | D | N | N | 85362090 | 1 | 4011209700390 | 1 | KG | 411.72 | 411.72 | LP21 | LP21 | SENTRON, Fuse switch disconnector 3NP1, 3-pole, NH00, 160 A, for Busbar system 8US 40 mm, Box terminal, Fuse monitoring: electronic EFM20, Cover level 32/70 mm | - | 0 | 0
3NP1133-1BC10 |  | 3NP1133-1BC10 | 1 | UN | 1 | 1 | A | D | EAR99 | N | 85362090 | 1 | 4011209700284 | 1.091 | KG | 113.18 | 113.18 | LP21 | LP21 | SENTRON, Fuse switch disconnector 3NP1, 3-pole, NH00, 160 A, for Busbar system 8US 60 mm, flat terminal, Cover level 32/70 mm | - | 0 | 0
3NP1133-1BC11 |  | 3NP1133-1BC11 | 1 | UN | 1 | 2 | A | D | EAR99 | N | 85362090 | 1 | 4011209701687 | 1.669 | KG | 310.2 | 310.2 | LP21 | LP21 | SENTRON, Fuse switch disconnector 3NP1, 3-pole, NH00, 160 A, for Busbar system 8US 60 mm, flat terminal, Fuse monitoring: electromechanical, Cover level 32/70 mm | - | 0 | 0
3NP1133-1BC12 |  | 3NP1133-1BC12 | 1 | UN | 1 | 2 | A | D | EAR99 | N | 85362090 | 1 | 4011209700444 | 1.368 | KG | 332.76 | 332.76 | LP21 | LP21 | SENTRON, Fuse switch disconnector 3NP1, 3-pole, NH00, 160 A, for Busbar system 8US 60 mm, flat terminal, Fuse monitoring: electronic EFM10, Cover level 32/70 mm | - | 0 | 0
3NP1133-1BC13 |  | 3NP1133-1BC13 | 1 | UN | 1 | 30 | D | D | EAR99 | N | 85362090 | 1 | 4011209700468 | 1.401 | KG | 406.08 | 406.08 | LP21 | LP21 | SENTRON, Fuse switch disconnector 3NP1, 3-pole, NH00, 160 A, for Busbar system 8US 60 mm, flat terminal, Fuse monitoring: electronic EFM20, Cover level 32/70 mm | - | 0 | 0
3NP1133-1BC14 |  | 3NP1133-1BC14 | 1 | UN | 1 | 2 | A | D | EAR99 | N | 85365080 | 1 | 4001869567198 | 1.356 | KG | 253.8 | 253.8 | LP21 | LP21 | SENTRON, fuse switch disconnector 3NP1, 3-pole, NH00, 160 A, for 60mm 8US busbar system, flat terminal, Fuse monitoring electronic EFM15, cover level 32/70 mm | - | 0 | 0
3NP1133-1BC20 |  | 3NP1133-1BC20 | 1 | UN | 1 | 1 | A | D | EAR99 | N | 85362090 | 1 | 4011209700307 | 1.086 | KG | 120.51 | 120.51 | LP21 | LP21 | SENTRON, Fuse switch disconnector 3NP1, 3-pole, NH00, 160 A, for Busbar system 8US 60 mm, Box terminal, Cover level 32/70 mm | - | 0 | 0
3NP1133-1BC21 |  | 3NP1133-1BC21 | 1 | UN | 1 | 2 | A | D | EAR99 | N | 85362090 | 1 | 4011209700833 | 1.682 | KG | 317.72 | 317.72 | LP21 | LP21 | SENTRON, Fuse switch disconnector 3NP1, 3-pole, NH00, 160 A, for Busbar system 8US 60 mm, Box terminal, Fuse monitoring: electromechanical, Cover level 32/70 mm | - | 0 | 0
3NP1133-1BC22 |  | 3NP1133-1BC22 | 1 | UN | 1 | 2 | A | D | EAR99 | N | 85362090 | 1 | 4011209700451 | 1.386 | KG | 340.28 | 340.28 | LP21 | LP21 | SENTRON, Fuse switch disconnector 3NP1, 3-pole, NH00, 160 A, for Busbar system 8US 60 mm, Box terminal, Fuse monitoring: electronic EFM10, Cover level 32/70 mm | - | 0 | 0
3NP1133-1BC23 |  | 3NP1133-1BC23 | 1 | UN | 1 | 30 | D | D | EAR99 | N | 85362090 | 1 | 4011209700475 | 1.399 | KG | 411.72 | 411.72 | LP21 | LP21 | SENTRON, Fuse switch disconnector 3NP1, 3-pole, NH00, 160 A, for Busbar system 8US 60 mm, Box terminal, Fuse monitoring: electronic EFM20, Cover level 32/70 mm | - | 0 | 0
3NP1133-1BC24 |  | 3NP1133-1BC24 | 1 | UN | 1 | 2 | A | D | EAR99 | N | 85365080 | 1 | 4001869567273 | 1.366 | KG | 261.32 | 261.32 | LP21 | LP21 | SENTRON, fuse switch disconnector 3NP1, 3-pole, NH00, 160 A, for 60mm 8US busbar system, box terminal, Fuse monitoring electronic EFM15, cover level 32/70 mm | - | 0 | 0
3NP1133-1CA10 |  | 3NP1133-1CA10 | 1 | UN | 1 | 1 | A | D | EAR99 | N | 85362090 | 1 | 4011209700239 | 789 | G | 72.5 | 68.1 | LP21 | LP21 | SENTRON, Fuse switch disconnector 3NP1, 3-pole, NH00, 160 A, for assembly and installation on mounting plate, flat terminal, Cover level 45 mm | Lista Papel 2020 SI | 0 | 0
3NP1133-1CA11 |  | 3NP1133-1CA11 | 1 | UN | 1 | 2 | A | D | EAR99 | N | 85362090 | 1 | 4011209701625 | 1.37 | KG | 270.72 | 270.72 | LP21 | LP21 | SENTRON, Fuse switch disconnector 3NP1, 3-pole, NH00, 160 A, for assembly and installation on mounting plate, flat terminal, Fuse monitoring: electromechanical, Cover level 45 mm | - | 0 | 0
3NP1133-1CA12 |  | 3NP1133-1CA12 | 1 | UN | 1 | 2 | A | D | EAR99 | N | 85362090 | 1 | 4011209700321 | 1.069 | KG | 297.04 | 297.04 | LP21 | LP21 | SENTRON, Fuse switch disconnector 3NP1, 3-pole, NH00, 160 A, for assembly and installation on mounting plate, flat terminal, Fuse monitoring: electronic EFM10, Cover level 45 mm | - | 0 | 0
3NP1133-1CA13 |  | 3NP1133-1CA13 | 1 | UN | 1 | 30 | D | D | EAR99 | N | 85362090 | 1 | 4011209700345 | 1.083 | KG | 370.36 | 370.36 | LP21 | LP21 | SENTRON, Fuse switch disconnector 3NP1, 3-pole, NH00, 160 A, for assembly and installation on mounting plate, flat terminal, Fuse monitoring: electronic EFM20, Cover level 45 mm | - | 0 | 0
3NP1133-1CA14 |  | 3NP1133-1CA14 | 1 | UN | 1 | 2 | A | D | EAR99 | N | 85365080 | 1 | 4001869566931 | 1.047 | KG | 214.32 | 214.32 | LP21 | LP21 | SENTRON, fuse switch disconnector 3NP1, 3-pole, NH00, 160 A, for assembly and installation on mounting plate, Flat terminal, Fuse monitoring electronic EFM15, cover level 45mm | - | 0 | 0
3NP1133-1CA20 |  | 3NP1133-1CA20 | 1 | UN | 1 | 1 | A | D | EAR99 | N | 85362090 | 1 | 4011209700246 | 827 | G | 86.9 | 81.6 | LP21 | LP21 | SENTRON, Fuse switch disconnector 3NP1, 3-pole, NH00, 160 A, for assembly and installation on mounting plate, Box terminal, Cover level 45 mm | Lista Papel 2020 SI | 0 | 0
3NP1133-1CA21 |  | 3NP1133-1CA21 | 1 | UN | 1 | 2 | A | D | EAR99 | N | 85362090 | 1 | 4011209701632 | 1.383 | KG | 285.76 | 285.76 | LP21 | LP21 | SENTRON, Fuse switch disconnector 3NP1, 3-pole, NH00, 160 A, for assembly and installation on mounting plate, Box terminal, Fuse monitoring: electromechanical, Cover level 45 mm | - | 0 | 0
3NP1133-1CA22 |  | 3NP1133-1CA22 | 1 | UN | 1 | 2 | A | D | EAR99 | N | 85362090 | 1 | 4011209700338 | 1.091 | KG | 310.2 | 310.2 | LP21 | LP21 | SENTRON, Fuse switch disconnector 3NP1, 3-pole, NH00, 160 A, for assembly and installation on mounting plate, Box terminal, Fuse monitoring: electronic EFM10, Cover level 45 mm | - | 0 | 0
3NP1133-1CA23 |  | 3NP1133-1CA23 | 1 | UN | 1 | 30 | D | D | EAR99 | N | 85362090 | 1 | 4011209700352 | 1.127 | KG | 387.28 | 387.28 | LP21 | LP21 | SENTRON, Fuse switch disconnector 3NP1, 3-pole, NH00, 160 A, for assembly and installation on mounting plate, Box terminal, Fuse monitoring: electronic EFM20, Cover level 45 mm | - | 0 | 0
3NP1133-1CA24 |  | 3NP1133-1CA24 | 1 | UN | 1 | 2 | A | D | EAR99 | N | 85365080 | 1 | 4001869567099 | 1.07 | KG | 229.36 | 229.36 | LP21 | LP21 | SENTRON, fuse switch disconnector 3NP1, 3-pole, NH00, 160 A, for assembly and installation on mounting plate, Box terminal, Fuse monitoring electronic EFM15, cover level 45mm | - | 0 | 0
3NP1133-1JB10 |  | 3NP1133-1JB10 | 1 | UN | 1 | 30 | D | D | N | N | 85362090 | 1 | 4011209700277 | 1.126 | KG | 113.18 | 113.18 | LP21 | LP21 | SENTRON, Fuse switch disconnector 3NP1, 3-pole, NH00, 160 A, for Rittal busbar system 40 mm, flat terminal, Cover level 32/70 mm | - | 0 | 0
3NP1133-1JB11 |  | 3NP1133-1JB11 | 1 | UN | 1 | 30 | D | D | EAR99 | N | 85362090 | 1 | 4011209701663 | 1.699 | KG | 310.2 | 310.2 | LP21 | LP21 | SENTRON, Fuse switch disconnector 3NP1, 3-pole, NH00, 160 A, for Rittal busbar system 40 mm, flat terminal, Fuse monitoring: electromechanical, Cover level 32/70 mm | - | 0 | 0
3NP1133-1JB12 |  | 3NP1133-1JB12 | 1 | UN | 1 | 30 | D | D | N | N | 85362090 | 1 | 4011209700406 | 1.362 | KG | 332.76 | 332.76 | LP21 | LP21 | SENTRON, Fuse switch disconnector 3NP1, 3-pole, NH00, 160 A, for Rittal busbar system 40 mm, flat terminal, Fuse monitoring: electronic EFM10, Cover level 32/70 mm | - | 0 | 0
3NP1133-1JB13 |  | 3NP1133-1JB13 | 1 | UN | 1 | 30 | D | D | EAR99 | N | 85362090 | 1 | 4011209700420 | 1.376 | KG | 406.08 | 406.08 | LP21 | LP21 | SENTRON, Fuse switch disconnector 3NP1, 3-pole, NH00, 160 A, for Rittal busbar system 40 mm, flat terminal, Fuse monitoring: electronic EFM20, Cover level 32/70 mm | - | 0 | 0
3NP1133-1JB20 |  | 3NP1133-1JB20 | 1 | UN | 1 | 30 | D | D | N | N | 85362090 | 1 | 4011209701564 | 1.092 | KG | 120.51 | 120.51 | LP21 | LP21 | SENTRON, Fuse switch disconnector 3NP1, 3-pole, NH00, 160 A, for Rittal busbar system 40 mm, Box terminal, Cover level 32/70 mm | - | 0 | 0
3NP1133-1JB21 |  | 3NP1133-1JB21 | 1 | UN | 1 | 30 | D | D | N | N | 85362090 | 1 | 4011209701670 | 1.69 | KG | 317.72 | 317.72 | LP21 | LP21 | SENTRON, Fuse switch disconnector 3NP1, 3-pole, NH00, 160 A, for Rittal busbar system 40 mm, Box terminal, Fuse monitoring: electromechanical, Cover level 32/70 mm | - | 0 | 0
3NP1133-1JB22 |  | 3NP1133-1JB22 | 1 | UN | 1 | 30 | D | D | N | N | 85362090 | 1 | 4011209700413 | 1.364 | KG | 340.28 | 340.28 | LP21 | LP21 | SENTRON, Fuse switch disconnector 3NP1, 3-pole, NH00, 160 A, for Rittal busbar system 40 mm, Box terminal, Fuse monitoring: electronic EFM10, Cover level 32/70 mm | - | 0 | 0
3NP1133-1JB23 |  | 3NP1133-1JB23 | 1 | UN | 1 | 30 | D | D | EAR99 | N | 85362090 | 1 | 4011209700437 | 1.414 | KG | 411.72 | 411.72 | LP21 | LP21 | SENTRON, Fuse switch disconnector 3NP1, 3-pole, NH00, 160 A, for Rittal busbar system 40 mm, Box terminal, Fuse monitoring: electronic EFM20, Cover level 32/70 mm | - | 0 | 0
3NP1133-1JC10 |  | 3NP1133-1JC10 | 1 | UN | 1 | 2 | A | D | EAR99 | N | 85362090 | 1 | 4011209700291 | 1.103 | KG | 113.18 | 113.18 | LP21 | LP21 | SENTRON, Fuse switch disconnector 3NP1, 3-pole, NH00, 160 A, for Rittal busbar system 60 mm, flat terminal, Cover level 32/70 mm | - | 0 | 0
3NP1133-1JC11 |  | 3NP1133-1JC11 | 1 | UN | 1 | 2 | A | D | EAR99 | N | 85362090 | 1 | 4011209701571 | 1.674 | KG | 310.2 | 310.2 | LP21 | LP21 | SENTRON, Fuse switch disconnector 3NP1, 3-pole, NH00, 160 A, for Rittal busbar system 60 mm, flat terminal, Fuse monitoring: electromechanical, Cover level 32/70 mm | - | 0 | 0
3NP1133-1JC12 |  | 3NP1133-1JC12 | 1 | UN | 1 | 30 | D | D | EAR99 | N | 85362090 | 1 | 4011209701588 | 1.36 | KG | 332.76 | 332.76 | LP21 | LP21 | SENTRON, Fuse switch disconnector 3NP1, 3-pole, NH00, 160 A, for Rittal busbar system 60 mm, flat terminal, Fuse monitoring: electronic EFM10, Cover level 32/70 mm | - | 0 | 0
3NP1133-1JC13 |  | 3NP1133-1JC13 | 1 | UN | 1 | 30 | D | D | EAR99 | N | 85362090 | 1 | 4011209701601 | 1.403 | KG | 406.08 | 406.08 | LP21 | LP21 | SENTRON, Fuse switch disconnector 3NP1, 3-pole, NH00, 160 A, for Rittal busbar system 60 mm, flat terminal, Fuse monitoring: electronic EFM20, Cover level 32/70 mm | - | 0 | 0
3NP1133-1JC20 |  | 3NP1133-1JC20 | 1 | UN | 1 | 2 | A | D | EAR99 | N | 85362090 | 1 | 4011209700314 | 1.086 | KG | 120.51 | 120.51 | LP21 | LP21 | SENTRON, Fuse switch disconnector 3NP1, 3-pole, NH00, 160 A, for Rittal busbar system 60 mm, Box terminal, Cover level 32/70 mm | - | 0 | 0
3NP1133-1JC21 |  | 3NP1133-1JC21 | 1 | UN | 1 | 30 | D | D | EAR99 | N | 85362090 | 1 | 4011209700840 | 1.672 | KG | 317.72 | 317.72 | LP21 | LP21 | SENTRON, Fuse switch disconnector 3NP1, 3-pole, NH00, 160 A, for Rittal busbar system 60 mm, Box terminal, Fuse monitoring: electromechanical, Cover level 32/70 mm | - | 0 | 0
3NP1133-1JC22 |  | 3NP1133-1JC22 | 1 | UN | 1 | 30 | D | D | EAR99 | N | 85362090 | 1 | 4011209701595 | 1.378 | KG | 340.28 | 340.28 | LP21 | LP21 | SENTRON, Fuse switch disconnector 3NP1, 3-pole, NH00, 160 A, for Rittal busbar system 60 mm, Box terminal, Fuse monitoring: electronic EFM10, Cover level 32/70 mm | - | 0 | 0
3NP1133-1JC23 |  | 3NP1133-1JC23 | 1 | UN | 1 | 30 | D | D | N | N | 85362090 | 1 | 4011209701618 | 1.413 | KG | 411.72 | 411.72 | LP21 | LP21 | SENTRON, Fuse switch disconnector 3NP1, 3-pole, NH00, 160 A, for Rittal busbar system 60 mm, Box terminal, Fuse monitoring: electronic EFM20, Cover level 32/70 mm | - | 0 | 0
3NP1134-1BC10 |  | 3NP1134-1BC10 | 1 | UN | 1 | 1 | A | D | EAR99 | N | 85362090 | 1 | 4001869564401 | 1.765 | KG | 189.88 | 189.88 | LP21 | LP21 | SENTRON, fuse switch disconnector 3NP1, 4-pole, NH00, 160 A, for busbar system 8US 60 mm, flat terminal, cover level 32/70 mm | - | 0 | 0
3NP1134-1BC20 |  | 3NP1134-1BC20 | 1 | UN | 1 | 1 | A | D | EAR99 | N | 85362090 | 1 | 4001869564418 | 1.797 | KG | 212.44 | 212.44 | LP21 | LP21 | SENTRON, fuse switch disconnector 3NP1, 4-pole, NH00, 160 A, for busbar system 8US 60 mm, box terminal, cover level 32/70 mm | - | 0 | 0
3NP1134-1CA10 |  | 3NP1134-1CA10 | 1 | UN | 1 | 1 | A | D | EAR99 | N | 85362090 | 1 | 4001869564425 | 1.179 | KG | 129.53 | 129.53 | LP21 | LP21 | SENTRON, fuse switch disconnector 3NP1, 4-pole, NH00, 160 A, for assembly and installation on mounting plate, flat terminal, cover level 45 mm | - | 0 | 0
3NP1134-1CA20 |  | 3NP1134-1CA20 | 1 | UN | 1 | 1 | A | D | EAR99 | N | 85362090 | 1 | 4001869564432 | 1.195 | KG | 152.47 | 152.47 | LP21 | LP21 | SENTRON, fuse switch disconnector 3NP1, 4-pole, NH00, 160 A, for assembly and installation on mounting plate, box terminal, cover level 45 mm | - | 0 | 0
3NP1141-1DA10 |  | 3NP1141-1DA10 | 1 | UN | 1 | 1 | A | D | EAR99 | N | 85365080 | 1 | 4001869566863 | 1.322 | KG | 120.13 | 120.13 | LP21 | LP21 | SENTRON, fuse switch disconnector 3NP1, 1-pole, NH1, 250 A, for assembly and installation on mounting plate, Flat terminal, cover level 70mm | - | 0 | 0
3NP1141-1DA14 |  | 3NP1141-1DA14 | 1 | UN | 1 | 2 | A | D | EAR99 | N | 85365080 | 1 | 4001869566948 | 1.38 | KG | 218.08 | 218.08 | LP21 | LP21 | SENTRON, fuse switch disconnector 3NP1, 1-pole, NH1, 250 A, for assembly and installation on mounting plate, Flat terminal, Fuse monitoring electronic EFM15, cover level 70mm | - | 0 | 0
3NP1141-1DA20 |  | 3NP1141-1DA20 | 1 | UN | 1 | 2 | A | D | EAR99 | N | 85365080 | 1 | 4001869567006 | 1.372 | KG | 138.74 | 138.74 | LP21 | LP21 | SENTRON, fuse switch disconnector 3NP1, 1-pole, NH1, 250 A, for assembly and installation on mounting plate, Box terminal, cover level 70mm | - | 0 | 0
3NP1141-1DA24 |  | 3NP1141-1DA24 | 1 | UN | 1 | 5 | B | D | EAR99 | N | 85365080 | 1 | 4001869567105 | 1.434 | KG | 236.88 | 236.88 | LP21 | LP21 | SENTRON, fuse switch disconnector 3NP1, 1-pole, NH1, 250 A, for assembly and installation on mounting plate, Box terminal, Fuse monitoring electronic EFM15, cover level 70mm | - | 0 | 0
3NP1143-1BC10 |  | 3NP1143-1BC10 | 1 | UN | 1 | 1 | A | D | EAR99 | N | 85362090 | 1 | 4011209761452 | 3.26 | KG | 360.96 | 360.96 | LP21 | LP21 | SENTRON, Fuse switch disconnector 3NP1, 3-pole, NH1, 250 A, for Busbar system 8US 60 mm, flat terminal, Cover level 32/70 mm | - | 0 | 0
3NP1143-1BC11 |  | 3NP1143-1BC11 | 1 | UN | 1 | 2 | A | D | EAR99 | N | 85362090 | 1 | 4011209761476 | 3.927 | KG | 556.48 | 556.48 | LP21 | LP21 | SENTRON, Fuse switch disconnector 3NP1, 3-pole, NH1, 250 A, for Busbar system 8US 60 mm, flat terminal, Fuse monitoring: electromechanical, Cover level 32/70 mm | - | 0 | 0
3NP1143-1BC12 |  | 3NP1143-1BC12 | 1 | UN | 1 | 2 | A | D | EAR99 | N | 85362090 | 1 | 4011209761490 | 3.58 | KG | 584.68 | 584.68 | LP21 | LP21 | SENTRON, Fuse switch disconnector 3NP1, 3-pole, NH1, 250 A, for Busbar system 8US 60 mm, flat terminal, Fuse monitoring: electronic EFM10, Cover level 32/70 mm | - | 0 | 0
3NP1143-1BC13 |  | 3NP1143-1BC13 | 1 | UN | 1 | 30 | D | D | EAR99 | N | 85362090 | 1 | 4011209761513 | 3.604 | KG | 656.12 | 656.12 | LP21 | LP21 | SENTRON, Fuse switch disconnector 3NP1, 3-pole, NH1, 250 A, for Busbar system 8US 60 mm, flat terminal, Fuse monitoring: electronic EFM20, Cover level 32/70 mm | - | 0 | 0
3NP1143-1BC14 |  | 3NP1143-1BC14 | 1 | UN | 1 | 2 | A | D | EAR99 | N | 85365080 | 1 | 4001869567204 | 3.59 | KG | 503.84 | 503.84 | LP21 | LP21 | SENTRON, fuse switch disconnector 3NP1, 3-pole, NH1, 250 A, for 60mm 8US busbar system, flat terminal, Fuse monitoring electronic EFM15, cover level 32/70 mm | - | 0 | 0
3NP1143-1BC20 |  | 3NP1143-1BC20 | 1 | UN | 1 | 1 | A | D | EAR99 | N | 85362090 | 1 | 4011209761469 | 3.312 | KG | 383.52 | 383.52 | LP21 | LP21 | SENTRON, Fuse switch disconnector 3NP1, 3-pole, NH1, 250 A, for Busbar system 8US 60 mm, Box terminal, Cover level 32/70 mm | - | 0 | 0
3NP1143-1BC21 |  | 3NP1143-1BC21 | 1 | UN | 1 | 2 | A | D | EAR99 | N | 85362090 | 1 | 4011209761483 | 4 | KG | 579.04 | 579.04 | LP21 | LP21 | SENTRON, Fuse switch disconnector 3NP1, 3-pole, NH1, 250 A, for Busbar system 8US 60 mm, Box terminal, Fuse monitoring: electromechanical, Cover level 32/70 mm | - | 0 | 0
3NP1143-1BC22 |  | 3NP1143-1BC22 | 1 | UN | 1 | 2 | A | D | EAR99 | N | 85362090 | 1 | 4011209761506 | 3.691 | KG | 603.48 | 603.48 | LP21 | LP21 | SENTRON, Fuse switch disconnector 3NP1, 3-pole, NH1, 250 A, for Busbar system 8US 60 mm, Box terminal, Fuse monitoring: electronic EFM10, Cover level 32/70 mm | - | 0 | 0
3NP1143-1BC23 |  | 3NP1143-1BC23 | 1 | UN | 1 | 30 | D | D | EAR99 | N | 85362090 | 1 | 4011209761520 | 3.711 | KG | 674.92 | 674.92 | LP21 | LP21 | SENTRON, Fuse switch disconnector 3NP1, 3-pole, NH1, 250 A, for Busbar system 8US 60 mm, Box terminal, Fuse monitoring: electronic EFM20, Cover level 32/70 mm | - | 0 | 0
3NP1143-1BC24 |  | 3NP1143-1BC24 | 1 | UN | 1 | 2 | A | D | EAR99 | N | 85365080 | 1 | 4001869567280 | 3.659 | KG | 522.64 | 522.64 | LP21 | LP21 | SENTRON, fuse switch disconnector 3NP1, 3-pole, NH1, 250 A, for 60mm 8US busbar system, box terminal, Fuse monitoring electronic EFM15, cover level 32/70 mm | - | 0 | 0
3NP1143-1DA10 |  | 3NP1143-1DA10 | 1 | UN | 1 | 1 | A | D | EAR99 | N | 85362090 | 1 | 4011209761377 | 2.81 | KG | 212.3 | 199.5 | LP21 | LP21 | SENTRON, Fuse switch disconnector 3NP1, 3-pole, NH1, 250 A, for assembly and installation on mounting plate, flat terminal, cover level 70 mm | Lista Papel 2020 SI | 0 | 0
3NP1143-1DA11 |  | 3NP1143-1DA11 | 1 | UN | 1 | 2 | A | D | EAR99 | N | 85362090 | 1 | 4011209761391 | 3.42 | KG | 409.84 | 409.84 | LP21 | LP21 | SENTRON, Fuse switch disconnector 3NP1, 3-pole, NH1, 250 A, for assembly and installation on mounting plate, flat terminal, Fuse monitoring: electromechanical, Cover level 70 mm | - | 0 | 0
3NP1143-1DA12 |  | 3NP1143-1DA12 | 1 | UN | 1 | 2 | A | D | EAR99 | N | 85362090 | 1 | 4011209761414 | 3.107 | KG | 438.04 | 438.04 | LP21 | LP21 | SENTRON, Fuse switch disconnector 3NP1, 3-pole, NH1, 250 A, for assembly and installation on mounting plate, flat terminal, Fuse monitoring: electronic EFM10, Cover level 70 mm | - | 0 | 0
3NP1143-1DA13 |  | 3NP1143-1DA13 | 1 | UN | 1 | 30 | D | D | EAR99 | N | 85362090 | 1 | 4011209761438 | 3.147 | KG | 513.24 | 513.24 | LP21 | LP21 | SENTRON, Fuse switch disconnector 3NP1, 3-pole, NH1, 250 A, for assembly and installation on mounting plate, flat terminal, Fuse monitoring: electronic EFM20, Cover level 70 mm | - | 0 | 0
3NP1143-1DA14 |  | 3NP1143-1DA14 | 1 | UN | 1 | 2 | A | D | EAR99 | N | 85365080 | 1 | 4001869566955 | 3.085 | KG | 357.2 | 357.2 | LP21 | LP21 | SENTRON, fuse switch disconnector 3NP1, 3-pole, NH1, 250 A, for assembly and installation on mounting plate, Flat terminal, Fuse monitoring electronic EFM15, cover level 70mm | - | 0 | 0
3NP1143-1DA20 |  | 3NP1143-1DA20 | 1 | UN | 1 | 2 | A | D | EAR99 | N | 85362090 | 1 | 4011209761384 | 2.999 | KG | 245.2 | 230.6 | LP21 | LP21 | SENTRON, Fuse switch disconnector 3NP1, 3-pole, NH1, 250 A, for assembly and installation on mounting plate, Box terminal, Cover level 70 mm | Lista Papel 2020 SI | 0 | 0
3NP1143-1DA21 |  | 3NP1143-1DA21 | 1 | UN | 1 | 30 | D | D | EAR99 | N | 85362090 | 1 | 4011209761407 | 3.693 | KG | 454.96 | 454.96 | LP21 | LP21 | SENTRON, Fuse switch disconnector 3NP1, 3-pole, NH1, 250 A, for assembly and installation on mounting plate, Box terminal, Fuse monitoring: electromechanical, Cover level 70 mm | - | 0 | 0
3NP1143-1DA22 |  | 3NP1143-1DA22 | 1 | UN | 1 | 30 | D | D | EAR99 | N | 85362090 | 1 | 4011209761421 | 3.32 | KG | 475.64 | 475.64 | LP21 | LP21 | SENTRON, Fuse switch disconnector 3NP1, 3-pole, NH1, 250 A, for assembly and installation on mounting plate, Box terminal, Fuse monitoring: electronic EFM10, Cover level 70 mm | - | 0 | 0
3NP1143-1DA23 |  | 3NP1143-1DA23 | 1 | UN | 1 | 30 | D | D | N | N | 85362090 | 1 | 4011209761445 | 3.344 | KG | 548.96 | 548.96 | LP21 | LP21 | SENTRON, Fuse switch disconnector 3NP1, 3-pole, NH1, 250 A, for assembly and installation on mounting plate, Box terminal, Fuse monitoring: electronic EFM20, Cover level 70 mm | - | 0 | 0
3NP1143-1DA24 |  | 3NP1143-1DA24 | 1 | UN | 1 | 5 | B | D | EAR99 | N | 85365080 | 1 | 4001869567112 | 3.236 | KG | 392.92 | 392.92 | LP21 | LP21 | SENTRON, fuse switch disconnector 3NP1, 3-pole, NH1, 250 A, for assembly and installation on mounting plate, Box terminal, Fuse monitoring electronic EFM15, cover level 70mm | - | 0 | 0
3NP1143-1JC10 |  | 3NP1143-1JC10 | 1 | UN | 1 | 2 | A | D | EAR99 | N | 85362090 | 1 | 4011209778795 | 3.246 | KG | 360.96 | 360.96 | LP21 | LP21 | SENTRON, Fuse switch disconnector 3NP1, 3-pole, NH1, 250 A, for Rittal busbar system 60 mm, flat terminal, Cover level 32/70 mm | - | 0 | 0
3NP1143-1JC11 |  | 3NP1143-1JC11 | 1 | UN | 1 | 2 | A | D | EAR99 | N | 85362090 | 1 | 4011209778818 | 3.957 | KG | 556.48 | 556.48 | LP21 | LP21 | SENTRON, Fuse switch disconnector 3NP1, 3-pole, NH1, 250 A, for Rittal busbar system 60 mm, flat terminal, Fuse monitoring: electromechanical, Cover level 32/70 mm | - | 0 | 0
3NP1143-1JC12 |  | 3NP1143-1JC12 | 1 | UN | 1 | 30 | D | D | EAR99 | N | 85362090 | 1 | 4011209778832 | 3.68 | KG | 584.68 | 584.68 | LP21 | LP21 | SENTRON, Fuse switch disconnector 3NP1, 3-pole, NH1, 250 A, for Rittal busbar system 60 mm, flat terminal, Fuse monitoring: electronic EFM10, Cover level 32/70 mm | - | 0 | 0
3NP1143-1JC13 |  | 3NP1143-1JC13 | 1 | UN | 1 | 30 | D | D | EAR99 | N | 85362090 | 1 | 4011209778856 | 3.663 | KG | 656.12 | 656.12 | LP21 | LP21 | SENTRON, Fuse switch disconnector 3NP1, 3-pole, NH1, 250 A, for Rittal busbar system 60 mm, flat terminal, Fuse monitoring: electronic EFM20, Cover level 32/70 mm | - | 0 | 0
3NP1143-1JC20 |  | 3NP1143-1JC20 | 1 | UN | 1 | 2 | A | D | EAR99 | N | 85362090 | 1 | 4011209778801 | 3.386 | KG | 383.52 | 383.52 | LP21 | LP21 | SENTRON, Fuse switch disconnector 3NP1, 3-pole, NH1, 250 A, for Rittal busbar system 60 mm, Box terminal, Cover level 32/70 mm | - | 0 | 0
3NP1143-1JC21 |  | 3NP1143-1JC21 | 1 | UN | 1 | 30 | D | D | EAR99 | N | 85362090 | 1 | 4011209778825 | 4.103 | KG | 579.04 | 579.04 | LP21 | LP21 | SENTRON, Fuse switch disconnector 3NP1, 3-pole, NH1, 250 A, for Rittal busbar system 60 mm, Box terminal, Fuse monitoring: electromechanical, Cover level 32/70 mm | - | 0 | 0
3NP1143-1JC22 |  | 3NP1143-1JC22 | 1 | UN | 1 | 30 | D | D | EAR99 | N | 85362090 | 1 | 4011209778849 | 3.73 | KG | 603.48 | 603.48 | LP21 | LP21 | SENTRON, Fuse switch disconnector 3NP1, 3-pole, NH1, 250 A, for Rittal busbar system 60 mm, Box terminal, Fuse monitoring: electronic EFM10, Cover level 32/70 mm | - | 0 | 0
3NP1143-1JC23 |  | 3NP1143-1JC23 | 1 | UN | 1 | 30 | D | D | EAR99 | N | 85362090 | 1 | 4011209778863 | 3.72 | KG | 674.92 | 674.92 | LP21 | LP21 | SENTRON, Fuse switch disconnector 3NP1, 3-pole, NH1, 250 A, for Rittal busbar system 60 mm, Box terminal, Fuse monitoring: electronic EFM20, Cover level 32/70 mm | - | 0 | 0
3NP1144-1BC10 |  | 3NP1144-1BC10 | 1 | UN | 1 | 1 | A | D | EAR99 | N | 85365080 | 1 | 4001869567167 | 4.812 | KG | 562.12 | 562.12 | LP21 | LP21 | SENTRON, fuse switch disconnector 3NP1, 4-pole, NH1, 250 A, for 60mm 8US busbar system, flat terminal, cover level 32/70mm | - | 0 | 0
3NP1144-1BC20 |  | 3NP1144-1BC20 | 1 | UN | 1 | 2 | A | D | EAR99 | N | 85365080 | 1 | 4001869567235 | 4.941 | KG | 611 | 611 | LP21 | LP21 | SENTRON, fuse switch disconnector 3NP1, 4-pole, NH1, 250 A, for 60mm 8US busbar system, box terminal, cover level 32/70 mm cover level 32/70 mm | - | 0 | 0
3NP1144-1DA10 |  | 3NP1144-1DA10 | 1 | UN | 1 | 2 | A | D | EAR99 | N | 85365080 | 1 | 4001869566870 | 4.222 | KG | 357.2 | 357.2 | LP21 | LP21 | SENTRON, fuse switch disconnector 3NP1, 4-pole, NH1, 250 A, for assembly and installation on mounting plate, Flat terminal, cover level 70mm | - | 0 | 0
3NP1144-1DA20 |  | 3NP1144-1DA20 | 1 | UN | 1 | 2 | A | D | EAR99 | N | 85365080 | 1 | 4001869567013 | 4.434 | KG | 409.84 | 409.84 | LP21 | LP21 | SENTRON, fuse switch disconnector 3NP1, 4-pole, NH1, 250 A, for assembly and installation on mounting plate, Box terminal, cover level 70mm | - | 0 | 0
3NP1151-1DA10 |  | 3NP1151-1DA10 | 1 | UN | 1 | 1 | A | D | EAR99 | N | 85365080 | 1 | 4001869566887 | 1.736 | KG | 165.25 | 165.25 | LP21 | LP21 | SENTRON, fuse switch disconnector 3NP1, 1-pole, NH2, 400 A, for assembly and installation on mounting plate, Flat terminal, cover level 70mm | - | 0 | 0
3NP1151-1DA14 |  | 3NP1151-1DA14 | 1 | UN | 1 | 2 | A | D | EAR99 | N | 85365080 | 1 | 4001869566962 | 1.797 | KG | 265.08 | 265.08 | LP21 | LP21 | SENTRON, fuse switch disconnector 3NP1, 1-pole, NH2, 400 A, for assembly and installation on mounting plate, Flat terminal, Fuse monitoring electronic EFM15, cover level 70mm | - | 0 | 0
3NP1151-1DA20 |  | 3NP1151-1DA20 | 1 | UN | 1 | 5 | B | D | EAR99 | N | 85365080 | 1 | 4001869567020 | 1.955 | KG | 203.04 | 203.04 | LP21 | LP21 | SENTRON, fuse switch disconnector 3NP1, 1-pole, NH2, 400 A, for assembly and installation on mounting plate, Box terminal, cover level 70mm | - | 0 | 0
3NP1151-1DA24 |  | 3NP1151-1DA24 | 1 | UN | 1 | 15 | C | D | EAR99 | N | 85365080 | 1 | 4001869567129 | 2.016 | KG | 298.92 | 298.92 | LP21 | LP21 | SENTRON, fuse switch disconnector 3NP1, 1-pole, NH2, 400 A, for assembly and installation on mounting plate, Box terminal, Fuse monitoring electronic EFM15, cover level 70mm | - | 0 | 0
3NP1153-1BC10 |  | 3NP1153-1BC10 | 1 | UN | 1 | 2 | A | D | EAR99 | N | 85362090 | 1 | 4011209765603 | 4.38 | KG | 462.48 | 462.48 | LP21 | LP21 | SENTRON, Fuse switch disconnector 3NP1, 3-pole, NH2, 400 A, for Busbar system 8US 60 mm, flat terminal, Cover level 32/70 mm | - | 0 | 0
3NP1153-1BC11 |  | 3NP1153-1BC11 | 1 | UN | 1 | 2 | A | D | EAR99 | N | 85362090 | 1 | 4011209765627 | 5.061 | KG | 661.76 | 661.76 | LP21 | LP21 | SENTRON, Fuse switch disconnector 3NP1, 3-pole, NH2, 400 A, for Busbar system 8US 60 mm, flat terminal, Fuse monitoring: electromechanical, Cover level 32/70 mm | - | 0 | 0
3NP1153-1BC12 |  | 3NP1153-1BC12 | 1 | UN | 1 | 2 | A | D | EAR99 | N | 85362090 | 1 | 4011209765641 | 4.567 | KG | 684.32 | 684.32 | LP21 | LP21 | SENTRON, Fuse switch disconnector 3NP1, 3-pole, NH2, 400 A, for Busbar system 8US 60 mm, flat terminal, Fuse monitoring: electronic EFM10, Cover level 32/70 mm | - | 0 | 0
3NP1153-1BC13 |  | 3NP1153-1BC13 | 1 | UN | 1 | 30 | D | D | EAR99 | N | 85362090 | 1 | 4011209765665 | 4.732 | KG | 755.76 | 755.76 | LP21 | LP21 | SENTRON, Fuse switch disconnector 3NP1, 3-pole, NH2, 400 A, for Busbar system 8US 60 mm, flat terminal, Fuse monitoring: electronic EFM20, Cover level 32/70 mm | - | 0 | 0
3NP1153-1BC14 |  | 3NP1153-1BC14 | 1 | UN | 1 | 2 | A | D | EAR99 | N | 85365080 | 1 | 4001869567211 | 4.548 | KG | 603.48 | 603.48 | LP21 | LP21 | SENTRON, fuse switch disconnector 3NP1, 3-pole, NH2, 400 A, for 60mm 8US busbar system, flat terminal, Fuse monitoring electronic EFM15, cover level 32/70 mm | - | 0 | 0
3NP1153-1BC20 |  | 3NP1153-1BC20 | 1 | UN | 1 | 2 | A | D | EAR99 | N | 85362090 | 1 | 4011209765610 | 4.739 | KG | 494.44 | 494.44 | LP21 | LP21 | SENTRON, Fuse switch disconnector 3NP1, 3-pole, NH2, 400 A, for Busbar system 8US 60 mm, Box terminal, Cover level 32/70 mm | - | 0 | 0
3NP1153-1BC21 |  | 3NP1153-1BC21 | 1 | UN | 1 | 30 | D | D | EAR99 | N | 85362090 | 1 | 4011209765634 | 5.343 | KG | 691.84 | 691.84 | LP21 | LP21 | SENTRON, Fuse switch disconnector 3NP1, 3-pole, NH2, 400 A, for Busbar system 8US 60 mm, Box terminal, Fuse monitoring: electromechanical, Cover level 32/70 mm | - | 0 | 0
3NP1153-1BC22 |  | 3NP1153-1BC22 | 1 | UN | 1 | 30 | D | D | EAR99 | N | 85362090 | 1 | 4011209765658 | 5.059 | KG | 718.16 | 718.16 | LP21 | LP21 | SENTRON, Fuse switch disconnector 3NP1, 3-pole, NH2, 400 A, for Busbar system 8US 60 mm, Box terminal, Fuse monitoring: electronic EFM10, Cover level 32/70 mm | - | 0 | 0
3NP1153-1BC23 |  | 3NP1153-1BC23 | 1 | UN | 1 | 30 | D | D | EAR99 | N | 85362090 | 1 | 4011209765672 | 5.069 | KG | 791.48 | 791.48 | LP21 | LP21 | SENTRON, Fuse switch disconnector 3NP1, 3-pole, NH2, 400 A, for Busbar system 8US 60 mm, Box terminal, Fuse monitoring: electronic EFM20, Cover level 32/70 mm | - | 0 | 0
3NP1153-1BC24 |  | 3NP1153-1BC24 | 1 | UN | 1 | 5 | B | D | EAR99 | N | 85365080 | 1 | 4001869567297 | 4.923 | KG | 635.44 | 635.44 | LP21 | LP21 | SENTRON, fuse switch disconnector 3NP1, 3-pole, NH2, 400 A, for 60mm 8US busbar system, box terminal, Fuse monitoring electronic EFM15, cover level 32/70 mm | - | 0 | 0
3NP1153-1DA10 |  | 3NP1153-1DA10 | 1 | UN | 1 | 1 | A | D | EAR99 | N | 85362090 | 1 | 4011209765528 | 3.77 | KG | 291 | 274.5 | LP21 | LP21 | SENTRON, Fuse switch disconnector 3NP1, 3-pole, NH2, 400 A, for assembly and installation on mounting plate, flat terminal, cover level 70 mm | Lista Papel 2020 SI | 0 | 0
3NP1153-1DA11 |  | 3NP1153-1DA11 | 1 | UN | 1 | 2 | A | D | EAR99 | N | 85362090 | 1 | 4011209765542 | 4.478 | KG | 492.56 | 492.56 | LP21 | LP21 | SENTRON, Fuse switch disconnector 3NP1, 3-pole, NH2, 400 A, for assembly and installation on mounting plate, flat terminal, Fuse monitoring: electromechanical, Cover level 70 mm | - | 0 | 0
3NP1153-1DA12 |  | 3NP1153-1DA12 | 1 | UN | 1 | 2 | A | D | EAR99 | N | 85362090 | 1 | 4011209765566 | 3.967 | KG | 520.76 | 520.76 | LP21 | LP21 | SENTRON, Fuse switch disconnector 3NP1, 3-pole, NH2, 400 A, for assembly and installation on mounting plate, flat terminal, Fuse monitoring: electronic EFM10, Cover level 70 mm | - | 0 | 0
3NP1153-1DA13 |  | 3NP1153-1DA13 | 1 | UN | 1 | 30 | D | D | EAR99 | N | 85362090 | 1 | 4011209765580 | 4.044 | KG | 592.2 | 592.2 | LP21 | LP21 | SENTRON, Fuse switch disconnector 3NP1, 3-pole, NH2, 400 A, for assembly and installation on mounting plate, flat terminal, Fuse monitoring: electronic EFM20, Cover level 70 mm | - | 0 | 0
3NP1153-1DA14 |  | 3NP1153-1DA14 | 1 | UN | 1 | 2 | A | D | EAR99 | N | 85365080 | 1 | 4001869566979 | 3.986 | KG | 441.8 | 441.8 | LP21 | LP21 | SENTRON, fuse switch disconnector 3NP1, 3-pole, NH2, 400 A, for assembly and installation on mounting plate, Flat terminal, Fuse monitoring electronic EFM15, cover level 70mm | - | 0 | 0
3NP1153-1DA20 |  | 3NP1153-1DA20 | 1 | UN | 1 | 2 | A | D | EAR99 | N | 85362090 | 1 | 4011209765535 | 4.401 | KG | 355 | 334.9 | LP21 | LP21 | SENTRON, Fuse switch disconnector 3NP1, 3-pole, NH2, 400 A, for assembly and installation on mounting plate, Box terminal, Cover level 70 mm | Lista Papel 2020 SI | 0 | 0
3NP1153-1DA21 |  | 3NP1153-1DA21 | 1 | UN | 1 | 30 | D | D | N | N | 85362090 | 1 | 4011209765559 | 5.107 | KG | 560.24 | 560.24 | LP21 | LP21 | SENTRON, Fuse switch disconnector 3NP1, 3-pole, NH2, 400 A, for assembly and installation on mounting plate, Box terminal, Fuse monitoring: electromechanical, Cover level 70 mm | - | 0 | 0
3NP1153-1DA22 |  | 3NP1153-1DA22 | 1 | UN | 1 | 30 | D | D | EAR99 | N | 85362090 | 1 | 4011209765573 | 4.824 | KG | 588.44 | 588.44 | LP21 | LP21 | SENTRON, Fuse switch disconnector 3NP1, 3-pole, NH2, 400 A, for assembly and installation on mounting plate, Box terminal, Fuse monitoring: electronic EFM10, Cover level 70 mm | - | 0 | 0
3NP1153-1DA23 |  | 3NP1153-1DA23 | 1 | UN | 1 | 0 | A | D | N | N | 85362090 | 1 | 4011209765597 | 4.822 | KG | 663.64 | 663.64 | LP21 | LP21 | SENTRON, Fuse switch disconnector 3NP1, 3-pole, NH2, 400 A, for assembly and installation on mounting plate, Box terminal, Fuse monitoring: electronic EFM20, Cover level 70 mm | - | 0 | 0
3NP1153-1DA24 |  | 3NP1153-1DA24 | 1 | UN | 1 | 15 | C | D | EAR99 | N | 85365080 | 1 | 4001869567136 | 4.689 | KG | 507.6 | 507.6 | LP21 | LP21 | SENTRON, fuse switch disconnector 3NP1, 3-pole, NH2, 400 A, for assembly and installation on mounting plate, Box terminal, Fuse monitoring electronic EFM15, cover level 70mm | - | 0 | 0
3NP1153-1JC10 |  | 3NP1153-1JC10 | 1 | UN | 1 | 2 | A | D | EAR99 | N | 85362090 | 1 | 4011209778634 | 4.354 | KG | 462.48 | 462.48 | LP21 | LP21 | SENTRON, Fuse switch disconnector 3NP1, 3-pole, NH2, 400 A, for Rittal busbar system 60 mm, flat terminal, Cover level 32/70 mm | - | 0 | 0
3NP1153-1JC11 |  | 3NP1153-1JC11 | 1 | UN | 1 | 30 | D | D | EAR99 | N | 85362090 | 1 | 4011209778658 | 5.021 | KG | 661.76 | 661.76 | LP21 | LP21 | SENTRON, Fuse switch disconnector 3NP1, 3-pole, NH2, 400 A, for Rittal busbar system 60 mm, flat terminal, Fuse monitoring: electromechanical, Cover level 32/70 mm | - | 0 | 0
3NP1153-1JC12 |  | 3NP1153-1JC12 | 1 | UN | 1 | 30 | D | D | EAR99 | N | 85362090 | 1 | 4011209778672 | 4.702 | KG | 684.32 | 684.32 | LP21 | LP21 | SENTRON, Fuse switch disconnector 3NP1, 3-pole, NH2, 400 A, for Rittal busbar system 60 mm, flat terminal, Fuse monitoring: electronic EFM10, Cover level 32/70 mm | - | 0 | 0
3NP1153-1JC13 |  | 3NP1153-1JC13 | 1 | UN | 1 | 30 | D | D | EAR99 | N | 85362090 | 1 | 4011209778696 | 4.671 | KG | 755.76 | 755.76 | LP21 | LP21 | SENTRON, Fuse switch disconnector 3NP1, 3-pole, NH2, 400 A, for Rittal busbar system 60 mm, flat terminal, Fuse monitoring: electronic EFM20, Cover level 32/70 mm | - | 0 | 0
3NP1153-1JC20 |  | 3NP1153-1JC20 | 1 | UN | 1 | 2 | A | D | EAR99 | N | 85362090 | 1 | 4011209778641 | 4.653 | KG | 494.44 | 494.44 | LP21 | LP21 | SENTRON, Fuse switch disconnector 3NP1, 3-pole, NH2, 400 A, for Rittal busbar system 60 mm, Box terminal, Cover level 32/70 mm | - | 0 | 0
3NP1153-1JC21 |  | 3NP1153-1JC21 | 1 | UN | 1 | 30 | D | D | EAR99 | N | 85362090 | 1 | 4011209778665 | 5.236 | KG | 691.84 | 691.84 | LP21 | LP21 | SENTRON, Fuse switch disconnector 3NP1, 3-pole, NH2, 400 A, for Rittal busbar system 60 mm, Box terminal, Fuse monitoring: electromechanical, Cover level 32/70 mm | - | 0 | 0
3NP1153-1JC22 |  | 3NP1153-1JC22 | 1 | UN | 1 | 30 | D | D | EAR99 | N | 85362090 | 1 | 4011209778689 | 5.022 | KG | 718.16 | 718.16 | LP21 | LP21 | SENTRON, Fuse switch disconnector 3NP1, 3-pole, NH2, 400 A, for Rittal busbar system 60 mm, Box terminal, Fuse monitoring: electronic EFM10, Cover level 32/70 mm | - | 0 | 0
3NP1153-1JC23 |  | 3NP1153-1JC23 | 1 | UN | 1 | 30 | D | D | EAR99 | N | 85362090 | 1 | 4011209778702 | 5.046 | KG | 791.48 | 791.48 | LP21 | LP21 | SENTRON, Fuse switch disconnector 3NP1, 3-pole, NH2, 400 A, for Rittal busbar system 60 mm, Box terminal, Fuse monitoring: electronic EFM20, Cover level 32/70 mm | - | 0 | 0
3NP1154-1BC10 |  | 3NP1154-1BC10 | 1 | UN | 1 | 2 | A | D | EAR99 | N | 85365080 | 1 | 4001869567174 | 6.282 | KG | 731.32 | 731.32 | LP21 | LP21 | SENTRON, fuse switch disconnector 3NP1, 4-pole, NH2, 400 A, for 60mm 8US busbar system, flat terminal, cover level 32/70mm | - | 0 | 0
3NP1154-1BC20 |  | 3NP1154-1BC20 | 1 | UN | 1 | 5 | B | D | EAR99 | N | 85365080 | 1 | 4001869567242 | 6.831 | KG | 815.92 | 815.92 | LP21 | LP21 | SENTRON, fuse switch disconnector 3NP1, 4-pole, NH2, 400 A, for 60mm 8US busbar system, box terminal, cover level 32/70 mm cover level 32/70 mm | - | 0 | 0
3NP1154-1DA10 |  | 3NP1154-1DA10 | 1 | UN | 1 | 2 | A | D | EAR99 | N | 85365080 | 1 | 4001869566894 | 5.597 | KG | 483.16 | 483.16 | LP21 | LP21 | SENTRON, fuse switch disconnector 3NP1, 4-pole, NH2, 400 A, for assembly and installation on mounting plate, Flat terminal, cover level 70mm | - | 0 | 0
3NP1154-1DA20 |  | 3NP1154-1DA20 | 1 | UN | 1 | 5 | B | D | EAR99 | N | 85365080 | 1 | 4001869567037 | 6.473 | KG | 588.44 | 588.44 | LP21 | LP21 | SENTRON, fuse switch disconnector 3NP1, 4-pole, NH2, 400 A, for assembly and installation on mounting plate, Box terminal, cover level 70mm | - | 0 | 0
3NP1161-1DA10 |  | 3NP1161-1DA10 | 1 | UN | 1 | 1 | A | D | EAR99 | N | 85365080 | 1 | 4001869566900 | 1.965 | KG | 219.96 | 219.96 | LP21 | LP21 | SENTRON, fuse switch disconnector 3NP1, 1-pole, NH3, 630 A, for assembly and installation on mounting plate, Flat terminal, cover level 70mm | - | 0 | 0
3NP1161-1DA14 |  | 3NP1161-1DA14 | 1 | UN | 1 | 2 | A | D | EAR99 | N | 85365080 | 1 | 4001869566986 | 2.021 | KG | 319.6 | 319.6 | LP21 | LP21 | SENTRON, fuse switch disconnector 3NP1, 1-pole, NH3, 630 A, for assembly and installation on mounting plate, Flat terminal, Fuse monitoring electronic EFM15, cover level 70mm | - | 0 | 0
3NP1161-1DA20 |  | 3NP1161-1DA20 | 1 | UN | 1 | 5 | B | D | EAR99 | N | 85365080 | 1 | 4001869567044 | 2.171 | KG | 259.44 | 259.44 | LP21 | LP21 | SENTRON, fuse switch disconnector 3NP1, 1-pole, NH3, 630 A, for assembly and installation on mounting plate, Box terminal, cover level 70mm | - | 0 | 0
3NP1161-1DA24 |  | 3NP1161-1DA24 | 1 | UN | 1 | 15 | C | D | EAR99 | N | 85365080 | 1 | 4001869567143 | 2.223 | KG | 355.32 | 355.32 | LP21 | LP21 | SENTRON, fuse switch disconnector 3NP1, 1-pole, NH3, 630 A, for assembly and installation on mounting plate, Box terminal, Fuse monitoring electronic EFM15, cover level 70mm | - | 0 | 0
3NP1163-1BC10 |  | 3NP1163-1BC10 | 1 | UN | 1 | 2 | A | D | EAR99 | N | 85362090 | 1 | 4011209765764 | 5.299 | KG | 592.2 | 592.2 | LP21 | LP21 | SENTRON, Fuse switch disconnector 3NP1, 3-pole, NH3, 630 A, for Busbar system 8US 60 mm, flat terminal, Cover level 32/70 mm | - | 0 | 0
3NP1163-1BC11 |  | 3NP1163-1BC11 | 1 | UN | 1 | 2 | A | D | EAR99 | N | 85362090 | 1 | 4011209765788 | 5.868 | KG | 787.72 | 787.72 | LP21 | LP21 | SENTRON, Fuse switch disconnector 3NP1, 3-pole, NH3, 630 A, for Busbar system 8US 60 mm, flat terminal, Fuse monitoring: electromechanical, Cover level 32/70 mm | - | 0 | 0
3NP1163-1BC12 |  | 3NP1163-1BC12 | 1 | UN | 1 | 2 | A | D | EAR99 | N | 85362090 | 1 | 4011209765801 | 5.475 | KG | 815.92 | 815.92 | LP21 | LP21 | SENTRON, Fuse switch disconnector 3NP1, 3-pole, NH3, 630 A, for Busbar system 8US 60 mm, flat terminal, Fuse monitoring: electronic EFM10, Cover level 32/70 mm | - | 0 | 0
3NP1163-1BC13 |  | 3NP1163-1BC13 | 1 | UN | 1 | 30 | D | D | N | N | 85362090 | 1 | 4011209765825 | 5.62 | KG | 887.36 | 887.36 | LP21 | LP21 | SENTRON, Fuse switch disconnector 3NP1, 3-pole, NH3, 630 A, for Busbar system 8US 60 mm, flat terminal, Fuse monitoring: electronic EFM20, Cover level 32/70 mm | - | 0 | 0
3NP1163-1BC14 |  | 3NP1163-1BC14 | 1 | UN | 1 | 2 | A | D | EAR99 | N | 85365080 | 1 | 4001869567228 | 5.468 | KG | 733.2 | 733.2 | LP21 | LP21 | SENTRON, fuse switch disconnector 3NP1, 3-pole, NH3, 630 A, for 60mm 8US busbar system, flat terminal, Fuse monitoring electronic EFM15, cover level 32/70 mm | - | 0 | 0
3NP1163-1BC20 |  | 3NP1163-1BC20 | 1 | UN | 1 | 2 | A | D | EAR99 | N | 85362090 | 1 | 4011209765771 | 5.49 | KG | 626.04 | 626.04 | LP21 | LP21 | SENTRON, Fuse switch disconnector 3NP1, 3-pole, NH3, 630 A, for Busbar system 8US 60 mm, Box terminal, Cover level 32/70 mm | - | 0 | 0
3NP1163-1BC21 |  | 3NP1163-1BC21 | 1 | UN | 1 | 30 | D | D | EAR99 | N | 85362090 | 1 | 4011209765795 | 6.229 | KG | 823.44 | 823.44 | LP21 | LP21 | SENTRON, Fuse switch disconnector 3NP1, 3-pole, NH3, 630 A, for Busbar system 8US 60 mm, Box terminal, Fuse monitoring: electromechanical, Cover level 32/70 mm | - | 0 | 0
3NP1163-1BC22 |  | 3NP1163-1BC22 | 1 | UN | 1 | 30 | D | D | EAR99 | N | 85362090 | 1 | 4011209765818 | 5.803 | KG | 847.88 | 847.88 | LP21 | LP21 | SENTRON, Fuse switch disconnector 3NP1, 3-pole, NH3, 630 A, for Busbar system 8US 60 mm, Box terminal, Fuse monitoring: electronic EFM10, Cover level 32/70 mm | - | 0 | 0
3NP1163-1BC23 |  | 3NP1163-1BC23 | 1 | UN | 1 | 30 | D | D | N | N | 85362090 | 1 | 4011209765832 | 5.92 | KG | 923.08 | 923.08 | LP21 | LP21 | SENTRON, Fuse switch disconnector 3NP1, 3-pole, NH3, 630 A, for Busbar system 8US 60 mm, Box terminal, Fuse monitoring: electronic EFM20, Cover level 32/70 mm | - | 0 | 0
3NP1163-1BC24 |  | 3NP1163-1BC24 | 1 | UN | 1 | 5 | B | D | EAR99 | N | 85365080 | 1 | 4001869567303 | 5.782 | KG | 765.16 | 765.16 | LP21 | LP21 | SENTRON, fuse switch disconnector 3NP1, 3-pole, NH3, 630 A, for 60mm 8US busbar system, box terminal, Fuse monitoring electronic EFM15, cover level 32/70 mm | - | 0 | 0
3NP1163-1DA10 |  | 3NP1163-1DA10 | 1 | UN | 1 | 1 | A | D | EAR99 | N | 85362090 | 1 | 4011209765689 | 4.544 | KG | 389.8 | 366 | LP21 | LP21 | SENTRON, Fuse switch disconnector 3NP1, 3-pole, NH3, 630 A, for assembly and installation on mounting plate, flat terminal, cover level 70 mm | Lista Papel 2020 SI | 0 | 0
3NP1163-1DA11 |  | 3NP1163-1DA11 | 1 | UN | 1 | 2 | A | D | EAR99 | N | 85362090 | 1 | 4011209765702 | 5.326 | KG | 595.96 | 595.96 | LP21 | LP21 | SENTRON, Fuse switch disconnector 3NP1, 3-pole, NH3, 630 A, for assembly and installation on mounting plate, flat terminal, Fuse monitoring: electromechanical, Cover level 70 mm | - | 0 | 0
3NP1163-1DA12 |  | 3NP1163-1DA12 | 1 | UN | 1 | 2 | A | D | EAR99 | N | 85362090 | 1 | 4011209765726 | 4.858 | KG | 622.28 | 622.28 | LP21 | LP21 | SENTRON, Fuse switch disconnector 3NP1, 3-pole, NH3, 630 A, for assembly and installation on mounting plate, flat terminal, Fuse monitoring: electronic EFM10, Cover level 70 mm | - | 0 | 0
3NP1163-1DA13 |  | 3NP1163-1DA13 | 1 | UN | 1 | 30 | D | D | N | N | 85362090 | 1 | 4011209765740 | 4.984 | KG | 693.72 | 693.72 | LP21 | LP21 | SENTRON, Fuse switch disconnector 3NP1, 3-pole, NH3, 630 A, for assembly and installation on mounting plate, flat terminal, Fuse monitoring: electronic EFM20, Cover level 70 mm | - | 0 | 0
3NP1163-1DA14 |  | 3NP1163-1DA14 | 1 | UN | 1 | 2 | A | D | EAR99 | N | 85365080 | 1 | 4001869566993 | 4.915 | KG | 539.56 | 539.56 | LP21 | LP21 | SENTRON, fuse switch disconnector 3NP1, 3-pole, NH3, 630 A, for assembly and installation on mounting plate, Flat terminal, Fuse monitoring electronic EFM15, cover level 70mm | - | 0 | 0
3NP1163-1DA20 |  | 3NP1163-1DA20 | 1 | UN | 1 | 2 | A | D | EAR99 | N | 85362090 | 1 | 4011209765696 | 5.259 | KG | 457.5 | 430.1 | LP21 | LP21 | SENTRON, Fuse switch disconnector 3NP1, 3-pole, NH3, 630 A, for assembly and installation on mounting plate, Box terminal, Cover level 70 mm | Lista Papel 2020 SI | 0 | 0
3NP1163-1DA21 |  | 3NP1163-1DA21 | 1 | UN | 1 | 30 | D | D | EAR99 | N | 85362090 | 1 | 4011209765719 | 5.981 | KG | 667.4 | 667.4 | LP21 | LP21 | SENTRON, Fuse switch disconnector 3NP1, 3-pole, NH3, 630 A, for assembly and installation on mounting plate, Box terminal, Fuse monitoring: electromechanical, Cover level 70 mm | - | 0 | 0
3NP1163-1DA22 |  | 3NP1163-1DA22 | 1 | UN | 1 | 30 | D | D | N | N | 85362090 | 1 | 4011209765733 | 5.583 | KG | 689.96 | 689.96 | LP21 | LP21 | SENTRON, Fuse switch disconnector 3NP1, 3-pole, NH3, 630 A, for assembly and installation on mounting plate, Box terminal, Fuse monitoring: electronic EFM10, Cover level 70 mm | - | 0 | 0
3NP1163-1DA23 |  | 3NP1163-1DA23 | 1 | UN | 1 | 30 | D | D | EAR99 | N | 85362090 | 1 | 4011209765757 | 5.552 | KG | 763.28 | 763.28 | LP21 | LP21 | SENTRON, Fuse switch disconnector 3NP1, 3-pole, NH3, 630 A, for assembly and installation on mounting plate, Box terminal, Fuse monitoring: electronic EFM20, Cover level 70 mm | - | 0 | 0
3NP1163-1DA24 |  | 3NP1163-1DA24 | 1 | UN | 1 | 15 | C | D | EAR99 | N | 85365080 | 1 | 4001869567150 | 5.545 | KG | 611 | 611 | LP21 | LP21 | SENTRON, fuse switch disconnector 3NP1, 3-pole, NH3, 630 A, for assembly and installation on mounting plate, Box terminal, Fuse monitoring electronic EFM15, cover level 70mm | - | 0 | 0
3NP1163-1JC10 |  | 3NP1163-1JC10 | 1 | UN | 1 | 2 | A | D | EAR99 | N | 85362090 | 1 | 4011209778719 | 5.269 | KG | 592.2 | 592.2 | LP21 | LP21 | SENTRON, Fuse switch disconnector 3NP1, 3-pole, NH3, 630 A, for Rittal busbar system 60 mm, flat terminal, Cover level 32/70 mm | - | 0 | 0
3NP1163-1JC11 |  | 3NP1163-1JC11 | 1 | UN | 1 | 30 | D | D | EAR99 | N | 85362090 | 1 | 4011209778733 | 5.871 | KG | 787.72 | 787.72 | LP21 | LP21 | SENTRON, Fuse switch disconnector 3NP1, 3-pole, NH3, 630 A, for Rittal busbar system 60 mm, flat terminal, Fuse monitoring: electromechanical, Cover level 32/70 mm | - | 0 | 0
3NP1163-1JC12 |  | 3NP1163-1JC12 | 1 | UN | 1 | 30 | D | D | EAR99 | N | 85362090 | 1 | 4011209778757 | 5.541 | KG | 815.92 | 815.92 | LP21 | LP21 | SENTRON, Fuse switch disconnector 3NP1, 3-pole, NH3, 630 A, for Rittal busbar system 60 mm, flat terminal, Fuse monitoring: electronic EFM10, Cover level 32/70 mm | - | 0 | 0
3NP1163-1JC13 |  | 3NP1163-1JC13 | 1 | UN | 1 | 30 | D | D | N | N | 85362090 | 1 | 4011209778771 | 5.65 | KG | 887.36 | 887.36 | LP21 | LP21 | SENTRON, Fuse switch disconnector 3NP1, 3-pole, NH3, 630 A, for Rittal busbar system 60 mm, flat terminal, Fuse monitoring: electronic EFM20, Cover level 32/70 mm | - | 0 | 0
3NP1163-1JC20 |  | 3NP1163-1JC20 | 1 | UN | 1 | 2 | A | D | EAR99 | N | 85362090 | 1 | 4011209778726 | 5.602 | KG | 626.04 | 626.04 | LP21 | LP21 | SENTRON, Fuse switch disconnector 3NP1, 3-pole, NH3, 630 A, for Rittal busbar system 60 mm, Box terminal, Cover level 32/70 mm | - | 0 | 0
3NP1163-1JC21 |  | 3NP1163-1JC21 | 1 | UN | 1 | 30 | D | D | EAR99 | N | 85362090 | 1 | 4011209778740 | 6.168 | KG | 823.44 | 823.44 | LP21 | LP21 | SENTRON, Fuse switch disconnector 3NP1, 3-pole, NH3, 630 A, for Rittal busbar system 60 mm, Box terminal, Fuse monitoring: electromechanical, Cover level 32/70 mm | - | 0 | 0
3NP1163-1JC22 |  | 3NP1163-1JC22 | 1 | UN | 1 | 30 | D | D | EAR99 | N | 85362090 | 1 | 4011209778764 | 5.86 | KG | 847.88 | 847.88 | LP21 | LP21 | SENTRON, Fuse switch disconnector 3NP1, 3-pole, NH3, 630 A, for Rittal busbar system 60 mm, Box terminal, Fuse monitoring: electronic EFM10, Cover level 32/70 mm | - | 0 | 0
3NP1163-1JC23 |  | 3NP1163-1JC23 | 1 | UN | 1 | 30 | D | D | N | N | 85362090 | 1 | 4011209778788 | 1 | KG | 923.08 | 923.08 | LP21 | LP21 | SENTRON, Fuse switch disconnector 3NP1, 3-pole, NH3, 630 A, for Rittal busbar system 60 mm, Box terminal, Fuse monitoring: electronic EFM20, Cover level 32/70 mm | - | 0 | 0
3NP1164-1BC10 |  | 3NP1164-1BC10 | 1 | UN | 1 | 2 | A | D | EAR99 | N | 85365080 | 1 | 4001869567181 | 7.32 | KG | 941.88 | 941.88 | LP21 | LP21 | SENTRON, fuse switch disconnector 3NP1, 4-pole, NH3, 630 A, for 60mm 8US busbar system, flat terminal, cover level 32/70mm | - | 0 | 0
3NP1164-1BC20 |  | 3NP1164-1BC20 | 1 | UN | 1 | 5 | B | D | EAR99 | N | 85365080 | 1 | 4001869567259 | 7.845 | KG | 1035.88 | 1035.88 | LP21 | LP21 | SENTRON, fuse switch disconnector 3NP1, 4-pole, NH3, 630 A, for 60mm 8US busbar system, box terminal, cover level 32/70 mm cover level 32/70 mm | - | 0 | 0
3NP1164-1DA10 |  | 3NP1164-1DA10 | 1 | UN | 1 | 2 | A | D | EAR99 | N | 85365080 | 1 | 4001869566917 | 6.6 | KG | 641.08 | 641.08 | LP21 | LP21 | SENTRON, fuse switch disconnector 3NP1, 4-pole, NH3, 630 A, for assembly and installation on mounting plate, Flat terminal, cover level 70mm | - | 0 | 0
3NP1164-1DA20 |  | 3NP1164-1DA20 | 1 | UN | 1 | 5 | B | D | EAR99 | N | 85365080 | 1 | 4001869567051 | 7.388 | KG | 748.24 | 748.24 | LP21 | LP21 | SENTRON, fuse switch disconnector 3NP1, 4-pole, NH3, 630 A, for assembly and installation on mounting plate, Box terminal, cover level 70mm | - | 0 | 0
3NP1900-1EF00 |  | 3NP1900-1EF00 | 1 | UN | 1 | 2 | A | D | EAR99 | N | 85389099 | 1 | 4001869567464 | 67 | G | 25 | 25 | LP21 | LP21 | Assembly kit, for retrofitting of fuction protection against energy theft, for all sizes, accessories for 3NP1 fuse switch disconnectors, Contains parts for retrofitting of 5pc 3NP1 | - | 0 | 0
3NP1900-1HA00 |  | 3NP1900-1HA00 | 1 | UN | 1 | 2 | A | D | EAR99 | N | 85389099 | 1 | 4011209700215 | 24 | G | 49.82 | 49.82 | LP21 | LP21 | Locking device, mechanical interlocking, Accessory for fuse Switch disconnector 3NP1 Contains 10 units | - | 0 | 0
3NP1920-1FA00 |  | 3NP1920-1FA00 | 1 | UN | 1 | 1 | A | D | EAR99 | N | 85365080 | 1 | 4011209700161 | 19 | G | 15.28 | 15.28 | LP21 | LP21 | Auxiliary switch, 1 changeover contact, for Size NH000, accessory for fuse switch disconnector 3NP1 | - | 0 | 0
3NP1920-1FB00 |  | 3NP1920-1FB00 | 1 | UN | 1 | 2 | A | D | EAR99 | N | 85389091 | 1 | 4011209700178 | 19 | G | 21.62 | 21.62 | LP21 | LP21 | Auxiliary switch, 1 changeover contact Solid-state compatible, for Size NH000, accessory for fuse switch disconnector 3NP1 | - | 0 | 0
3NP1921-1BD00 |  | 3NP1921-1BD00 | 1 | UN | 1 | 2 | A | D | N | N | 85365080 | 1 | 4001869567419 | 99 | G | 19.36 | 19.36 | LP21 | LP21 | Supply terminal 16 - 95 mm2, for size NH000 1-pole with box terminal, accessory for fuse switch disconnector 3NP1 Contains 1 terminal | - | 0 | 0
3NP1921-1BE20 |  | 3NP1921-1BE20 | 1 | UN | 1 | 2 | A | D | EAR99 | N | 85369095 | 1 | 4001869565866 | 55 | G | 13.4 | 13.4 | LP21 | LP21 | Triple terminal 3x 2.5 - 16mm2, for size NH000, NH00 1-pole with box terminal, accessory for fuse switch disconnector 3NP1 Contains 1 terminal | - | 0 | 0
3NP1921-1CB00 |  | 3NP1921-1CB00 | 1 | UN | 1 | 2 | A | D | EAR99 | N | 85389099 | 1 | 4001869564449 | 32 | G | 9.95 | 9.95 | LP21 | LP21 | Cable connection cover, for Size NH000 1-pole, accessories for fuse switch disconnector 3NP1 | - | 0 | 0
3NP1921-1EA00 |  | 3NP1921-1EA00 | 1 | UN | 1 | 1 | A | D | EAR99 | N | 85389099 | 1 | 4001869564456 | 33 | G | 8.61 | 8.61 | LP21 | LP21 | Mounting kit, for conversion to installation on standard mounting rail, for Size NH000 1-pole for floor mounting, accessory for fuse switch disconnector 3NP1 | - | 0 | 0
3NP1921-1EC00 |  | 3NP1921-1EC00 | 1 | UN | 1 | 1 | A | D | EAR99 | N | 85389099 | 1 | 4001869564463 | 23 | G | 10.02 | 10.02 | LP21 | LP21 | Mounting kit, for mechanical connection 1- and 3-pole 3NP1, for size NH000 surface mounting, accessories for fuse switch disconnector 3NP1 | - | 0 | 0
3NP1921-1EE10 |  | 3NP1921-1EE10 | 1 | UN | 1 | 1 | A | D | EAR99 | N | 85389099 | 1 | 4001869564470 | 316 | G | 19.55 | 19.55 | LP21 | LP21 | Mounting kit, for creation 1-pole 3NP1 for mounting on 60 mm busbar system 8US for Size NH000 with box terminal, accessory for fuse switch disconnector 3NP1 | - | 0 | 0
3NP1921-1GA00 |  | 3NP1921-1GA00 | 1 | UN | 1 | 2 | A | D | EAR99 | N | 85389099 | 1 | 4001869564487 | 104 | G | 18.22 | 18.22 | LP21 | LP21 | Handle unit standard, without fuse monitoring, for Size NH000 1-pole, switch disconnector 3NP1 switch disconnector 3NP1 switch disconnector 3NP1 | - | 0 | 0
3NP1921-1GB41 |  | 3NP1921-1GB41 | 1 | UN | 1 | 2 | A | D | EAR99 | N | 85389099 | 1 | 4001869567600 | 169 | G | 116.18 | 116.18 | LP21 | LP21 | Fuse carrier with EFM15, for size NH000 1-pole, AC 110 - 690V (L-N) accessories for 3NP1 fuse switch disconnectors | - | 0 | 0
3NP1921-1GB43 |  | 3NP1921-1GB43 | 1 | UN | 1 | 2 | A | D | EAR99 | N | 85389099 | 1 | 4001869567709 | 172 | G | 116.18 | 116.18 | LP21 | LP21 | Fuse carrier with EFM15, for size NH000 1-pole, AC 24 - 230V / DC 24 - 250V accessories for 3NP1 fuse switch disconnectors | - | 0 | 0
3NP1921-1GB44 |  | 3NP1921-1GB44 | 1 | UN | 1 | 2 | A | D | EAR99 | N | 85389099 | 1 | 4001869567754 | 169 | G | 116.18 | 116.18 | LP21 | LP21 | Fuse carrier with EFM15, for size NH000 1-pole, DC 120 - 440V accessories for 3NP1 fuse switch disconnectors | - | 0 | 0
3NP1923-1BD00 |  | 3NP1923-1BD00 | 1 | UN | 1 | 2 | A | D | N | N | 85365080 | 1 | 4011209776128 | 0.26 | KG | 43.24 | 43.24 | LP21 | LP21 | Supply terminal 16 - 95 mm2, for size NH000 with Box terminal, accessory for fuse switch disconnector 3NP1 Contains 3 terminals | - | 0 | 0
3NP1923-1BE20 |  | 3NP1923-1BE20 | 1 | UN | 1 | 2 | A | D | EAR99 | N | 85369095 | 1 | 4011209776135 | 131 | G | 29.7 | 29.7 | LP21 | LP21 | Triple terminal 3x 2.5 - 16 mm2, for size NH000, NH00 with Box terminal, accessory for fuse switch disconnector 3NP1 Contains 3 terminals | - | 0 | 0
3NP1923-1BF10 |  | 3NP1923-1BF10 | 1 | UN | 1 | 2 | A | D | EAR99 | N | 85389099 | 1 | 4011209776159 | 230 | G | 43.8 | 43.8 | LP21 | LP21 | Cover cap, for 1 blank space for 3-phase busbar, for size NH000, accessory for fuse Switch disconnector 3NP1 Contains 20 caps | - | 0 | 0
3NP1923-1BF20 |  | 3NP1923-1BF20 | 1 | UN | 1 | 2 | A | D | EAR99 | N | 85369095 | 1 | 4011209776166 | 1.338 | KG | 180.29 | 180.29 | LP21 | LP21 | 3-phase busbar, for 2x Size NH000, accessory for fuse switch disconnector 3NP1 Contains 5 bars | - | 0 | 0
3NP1923-1BF30 |  | 3NP1923-1BF30 | 1 | UN | 1 | 2 | A | D | EAR99 | N | 85369095 | 1 | 4011209776173 | 2.193 | KG | 231.24 | 231.24 | LP21 | LP21 | 3-phase busbar, for 3x Size NH000, accessory for fuse switch disconnector 3NP1 Contains 5 bars | - | 0 | 0
3NP1923-1BF40 |  | 3NP1923-1BF40 | 1 | UN | 1 | 2 | A | D | EAR99 | N | 85369095 | 1 | 4011209776180 | 3.119 | KG | 172.21 | 172.21 | LP21 | LP21 | 3-phase busbar, for 4x Size NH000, accessory for fuse switch disconnector 3NP1 Contains 3 bars | - | 0 | 0
3NP1923-1BF50 |  | 3NP1923-1BF50 | 1 | UN | 1 | 2 | A | D | N | N | 85366990 | 1 | 4011209776197 | 1.365 | KG | 54.71 | 54.71 | LP21 | LP21 | Link rail for 3- phase busbar, for Size NH000, accessory for fuse switch disconnector 3NP1 Contains 3 bars | - | 0 | 0
3NP1923-1BG40 |  | 3NP1923-1BG40 | 1 | UN | 1 | 2 | A | D | N | N | 85389099 | 1 | 4011209775152 | 7 | G | 8.55 | 8.55 | LP21 | LP21 | Auxiliary conductor connection 0.25 - 1 mm2, for size NH000 with Box terminal, accessory for fuse switch disconnector 3NP1 Contains 3 connections | - | 0 | 0
3NP1923-1CA10 |  | 3NP1923-1CA10 | 1 | UN | 1 | 2 | A | D | EAR99 | N | 85389099 | 1 | 4011209700123 | 0.052 | KG | 5.32 | 5.32 | LP21 | LP21 | Reach-around protection for busbars, Siemens system 8US, for size NH000, Accessory for fuse Switch disconnector 3NP1 | - | 0 | 0
3NP1923-1CA20 |  | 3NP1923-1CA20 | 1 | UN | 1 | 2 | A | D | EAR99 | N | 85389099 | 1 | 4011209700130 | 58 | G | 5.32 | 5.32 | LP21 | LP21 | Reach-around protection for Busbars, system Rittal, for size NH000, accessory for fuse Switch disconnector 3NP1 | - | 0 | 0
3NP1923-1CA30 |  | 3NP1923-1CA30 | 1 | UN | 1 | 1 | A | D | EAR99 | N | 85389099 | 1 | 4001869564494 | 45 | G | 5.32 | 5.32 | LP21 | LP21 | Reach-around protection for busbars, Siemens system 8US compact, for size NH000, accessory for fuse switch disconnector 3NP1 | - | 0 | 0
3NP1923-1CB00 |  | 3NP1923-1CB00 | 1 | UN | 1 | 2 | A | D | EAR99 | N | 85389099 | 1 | 4011209700116 | 46 | G | 9.95 | 9.95 | LP21 | LP21 | Cable connection cover, for Size NH000, accessory for fuse switch disconnector 3NP1 | - | 0 | 0
3NP1923-1CF00 |  | 3NP1923-1CF00 | 1 | UN | 1 | 2 | A | D | EAR99 | N | 85389099 | 1 | 4011209700154 | 23 | G | 5.32 | 5.32 | LP21 | LP21 | Masking frame support for system masking frame, for size NH000, Accessory for fuse Switch disconnector 3NP1 Contains 2 supports | - | 0 | 0
3NP1923-1DA00 |  | 3NP1923-1DA00 | 1 | UN | 1 | 2 | A | D | N | N | 85389099 | 1 | 4011209700222 | 60 | G | 9.95 | 9.95 | LP21 | LP21 | System masking frame 215 x 130 mm, for Size NH000, accessory for fuse switch disconnector 3NP1 | - | 0 | 0
3NP1923-1EA00 |  | 3NP1923-1EA00 | 1 | UN | 1 | 1 | A | D | EAR99 | N | 85389099 | 1 | 4011209701694 | 78 | G | 8.52 | 8.52 | LP21 | LP21 | Mounting kit, for conversion to installation on standard mounting rail, for Size NH000 for floor mounting, accessory for fuse switch disconnector 3NP1 | - | 0 | 0
3NP1923-1GA00 |  | 3NP1923-1GA00 | 1 | UN | 1 | 2 | A | D | EAR99 | N | 85389099 | 1 | 4011209700185 | 0.161 | KG | 33.28 | 33.28 | LP21 | LP21 | Handle unit standard, without Fuse monitoring, for Size NH000, accessory for fuse switch disconnector 3NP1 | - | 0 | 0
3NP1923-1GB20 |  | 3NP1923-1GB20 | 1 | UN | 1 | 2 | A | D | EAR99 | N | 85369095 | 1 | 4011209700192 | 313 | G | 259.44 | 259.44 | LP21 | LP21 | Handle unit with EFM10, for Size NH000, accessory for fuse switch disconnector 3NP1 | - | 0 | 0
3NP1923-1GB30 |  | 3NP1923-1GB30 | 1 | UN | 1 | 2 | A | D | EAR99 | N | 85369095 | 1 | 4011209700208 | 333 | G | 336.52 | 336.52 | LP21 | LP21 | Handle unit with EFM20, for Size NH000, accessory for fuse switch disconnector 3NP1 | - | 0 | 0
3NP1923-1GB42 |  | 3NP1923-1GB42 | 1 | UN | 1 | 2 | A | D | EAR99 | N | 85389099 | 1 | 4001869567655 | 295 | G | 173.34 | 173.34 | LP21 | LP21 | Fuse carrier with EFM15, for size NH000 3-pole, AC 190 - 690V (L-N) accessories for 3NP1 fuse switch disconnectors | - | 0 | 0
3NP1923-1GB45 |  | 3NP1923-1GB45 | 1 | UN | 1 | 2 | A | D | EAR99 | N | 85389099 | 1 | 4001869567808 | 285 | G | 173.34 | 173.34 | LP21 | LP21 | Fuse carrier with EFM15, for size NH000 3-pole, DC 220 - 440V accessories for 3NP1 fuse switch disconnectors | - | 0 | 0
3NP1923-1GB50 |  | 3NP1923-1GB50 | 1 | UN | 1 | 0 | A | D | N | N | 85369095 | 1 | 4011209778900 | 0.315 | KG | 336.52 | 336.52 | LP21 | LP21 | Handle unit with EFM25, for Size NH000, accessory for fuse switch disconnector 3NP1 | - | 0 | 0
3NP1924-1EA00 |  | 3NP1924-1EA00 | 1 | UN | 1 | 2 | A | D | EAR99 | N | 85389099 | 1 | 4001869567457 | 74 | G | 13.72 | 13.72 | LP21 | LP21 | Assembly kit, for modification to DIN rail mounting, for size NH000 4-pole for floor mounting, accessories for 3NP1 fuse switch disconnectors | - | 0 | 0
3NP1924-1ED10 |  | 3NP1924-1ED10 | 1 | UN | 1 | 1 | A | D | EAR99 | N | 85389099 | 1 | 4001869564500 | 284 | G | 32.71 | 32.71 | LP21 | LP21 | Mounting kit, for creation 4-pole 3NP1 for mounting on 60 mm busbar system 8US for Size NH000 with box terminal, accessory for fuse switch disconnector 3NP1 | - | 0 | 0
3NP1924-1MA20 |  | 3NP1924-1MA20 | 1 | UN | 1 | 1 | A | D | EAR99 | N | 85389099 | 1 | 4001869564517 | 121 | G | 15.92 | 15.92 | LP21 | LP21 | LV HRC disconnecting blade Size NH000, leading closing, for 4-pole applications accessory for fuse switch disconnector 3NP1 | - | 0 | 0
3NP1930-1FA00 |  | 3NP1930-1FA00 | 1 | UN | 1 | 1 | A | D | EAR99 | N | 85389091 | 1 | 4011209701526 | 19 | G | 15.28 | 15.28 | LP21 | LP21 | Auxiliary switch, 1 changeover contact, for Size NH00, accessory for fuse switch disconnector 3NP1 | - | 0 | 0
3NP1930-1FB00 |  | 3NP1930-1FB00 | 1 | UN | 1 | 2 | A | D | EAR99 | N | 85389091 | 1 | 4011209701533 | 20 | G | 21.62 | 21.62 | LP21 | LP21 | Auxiliary switch, 1 changeover contact Solid-state compatible, for Size NH00, accessory for fuse switch disconnector 3NP1 | - | 0 | 0
3NP1931-1BA00 |  | 3NP1931-1BA00 | 1 | UN | 1 | 2 | A | D | EAR99 | N | 85389099 | 1 | 4001869564524 | 17 | G | 2.8 | 2.8 | LP21 | LP21 | Saddle terminal 1.5 - 70 mm2, for Size NH00 1-pole with screw terminal, accessory for fuse switch disconnector 3NP1 contains 1 terminal | - | 0 | 0
3NP1931-1BB10 |  | 3NP1931-1BB10 | 1 | UN | 1 | 2 | A | D | N | N | 85389099 | 1 | 4001869564531 | 44 | G | 7.6 | 7.6 | LP21 | LP21 | Prism terminal 16 - 95 mm2, for Size NH00 1-pole with flat terminal, accessory for fuse switch disconnector 3NP1 contains 1 terminal | - | 0 | 0
3NP1931-1BC00 |  | 3NP1931-1BC00 | 1 | UN | 1 | 2 | A | D | EAR99 | N | 85389099 | 1 | 4001869564548 | 66 | G | 33.09 | 33.09 | LP21 | LP21 | Connection block, with box terminal 6 - 70 mm2, for Size NH00 1-pole with flat terminal, 32 mm cover level, accessory for fuse switch disconnector 3NP1 | - | 0 | 0
3NP1931-1BE10 |  | 3NP1931-1BE10 | 1 | UN | 1 | 2 | A | D | EAR99 | N | 85389099 | 1 | 4001869564555 | 1 | KG | 13.4 | 13.4 | LP21 | LP21 | Triple terminal 3x 2.5 - 16 mm2, for Size NH00 1-pole with flat terminal, accessory for fuse switch disconnector 3NP1 contains 1 terminal | - | 0 | 0
3NP1931-1CB00 |  | 3NP1931-1CB00 | 1 | UN | 1 | 1 | A | D | EAR99 | N | 85389099 | 1 | 4001869564562 | 34 | G | 9.95 | 9.95 | LP21 | LP21 | Cable connection cover, for Size NH00 1-pole, accessory for fuse switch disconnector 3NP1 | - | 0 | 0
3NP1931-1CD00 |  | 3NP1931-1CD00 | 1 | UN | 1 | 1 | A | D | EAR99 | N | 85389099 | 1 | 4001869564579 | 50 | G | 13.03 | 13.03 | LP21 | LP21 | Cable connection cover with reach-around protection, for size NH00 1-pole, accessory for fuse switch disconnector 3NP1 | - | 0 | 0
3NP1931-1EB00 |  | 3NP1931-1EB00 | 1 | UN | 1 | 1 | A | D | EAR99 | N | 85389099 | 1 | 4001869564586 | 47 | G | 10.25 | 10.25 | LP21 | LP21 | Mounting kit, for conversion to installation on standard mounting rail, for Size NH00, 32 mm installation on standard mounting rail, for Size NH00 1-pole for fuse switch disconnector 3NP1 | - | 0 | 0
3NP1931-1EC00 |  | 3NP1931-1EC00 | 1 | UN | 1 | 1 | A | D | EAR99 | N | 85389099 | 1 | 4001869564593 | 22 | G | 10.02 | 10.02 | LP21 | LP21 | Mounting kit, for mechanical connection 1- and 3-pole 3NP1, for size NH00 surface mounting, accessories for fuse switch disconnector 3NP1 | - | 0 | 0
3NP1931-1EE10 |  | 3NP1931-1EE10 | 1 | UN | 1 | 1 | A | D | EAR99 | N | 85389099 | 1 | 4001869564609 | 317 | G | 24.63 | 24.63 | LP21 | LP21 | Mounting kit, for creation 1-pole 3NP1 for mounting on 60 mm busbar system 8US for Size NH00 with box terminal, accessory for fuse switch disconnector 3NP1 | - | 0 | 0
3NP1931-1GA00 |  | 3NP1931-1GA00 | 1 | UN | 1 | 2 | A | D | EAR99 | N | 85389099 | 1 | 4001869564616 | 161 | G | 21.06 | 21.06 | LP21 | LP21 | Handle unit standard, without fuse monitoring, for Size NH00 1-pole, accessory for fuse switch disconnector 3NP1 | - | 0 | 0
3NP1931-1GB41 |  | 3NP1931-1GB41 | 1 | UN | 1 | 2 | A | D | N | N | 85389099 | 1 | 4001869567617 | 227 | G | 118.44 | 118.44 | LP21 | LP21 | Fuse carrier with EFM15, for size NH00 1-pole, AC 110 - 690V (L-N) accessories for 3NP1 fuse switch disconnectors | - | 0 | 0
3NP1931-1GB43 |  | 3NP1931-1GB43 | 1 | UN | 1 | 2 | A | D | EAR99 | N | 85389099 | 1 | 4001869567716 | 230 | G | 118.44 | 118.44 | LP21 | LP21 | Fuse carrier with EFM15, for size NH00 1-pole, AC 24 - 230V / DC 24 - 250V accessories for 3NP1 fuse switch disconnectors | - | 0 | 0
3NP1931-1GB44 |  | 3NP1931-1GB44 | 1 | UN | 1 | 2 | A | D | EAR99 | N | 85389099 | 1 | 4001869567761 | 227 | G | 118.44 | 118.44 | LP21 | LP21 | Fuse carrier with EFM15, for size NH00 1-pole, DC 120 - 440V accessories for 3NP1 fuse switch disconnectors | - | 0 | 0
3NP1933-1BA00 |  | 3NP1933-1BA00 | 1 | UN | 1 | 2 | A | D | EAR99 | N | 85389099 | 1 | 4011209701366 | 46 | G | 5.79 | 5.79 | LP21 | LP21 | Saddle terminal 1.5 - 70 mm2, for size NH00 with screw terminal, accessory for fuse switch disconnector 3NP1 Contains 3 terminals | - | 0 | 0
3NP1933-1BB10 |  | 3NP1933-1BB10 | 1 | UN | 1 | 2 | A | D | N | N | 85389099 | 1 | 4011209701359 | 127 | G | 16.9 | 16.9 | LP21 | LP21 | Prism terminal 16 - 95 mm2, for Size NH00 with screw terminal, accessory for fuse switch disconnector 3NP1 Contains 3 terminals | - | 0 | 0
3NP1933-1BC00 |  | 3NP1933-1BC00 | 1 | UN | 1 | 2 | A | D | EAR99 | N | 85369010 | 1 | 4011209701373 | 200 | G | 47.56 | 47.56 | LP21 | LP21 | Connection block, with box terminal 6 - 70 mm2, for Size NH00, 32 mm Cover level with screw terminal, accessory for fuse switch disconnector 3NP1 | - | 0 | 0
3NP1933-1BE10 |  | 3NP1933-1BE10 | 1 | UN | 1 | 2 | A | D | EAR99 | N | 85389099 | 1 | 4011209774964 | 113 | G | 29.7 | 29.7 | LP21 | LP21 | Triple terminal 3x 2.5 - 16 mm2, for size NH00 with screw terminal, accessory for fuse switch disconnector 3NP1 Contains 3 terminals | - | 0 | 0
3NP1933-1BG10 |  | 3NP1933-1BG10 | 1 | UN | 1 | 2 | A | D | EAR99 | N | 85389099 | 1 | 4011209702363 | 0.003 | KG | 8.55 | 8.55 | LP21 | LP21 | Auxiliary conductor connection 0.25 - 1 mm2, for size NH00 with screw terminal, accessory for fuse switch disconnector 3NP1 Contains 3 connections | - | 0 | 0
3NP1933-1BG30 |  | 3NP1933-1BG30 | 1 | UN | 1 | 2 | A | D | N | N | 85389099 | 1 | 4011209701465 | 0.001 | KG | 8.55 | 8.55 | LP21 | LP21 | Auxiliary conductor connection 0.25 - 1 mm2, for size NH00 with prism terminal, accessory for fuse switch disconnector 3NP1 Contains 3 connections | - | 0 | 0
3NP1933-1BG40 |  | 3NP1933-1BG40 | 1 | UN | 1 | 2 | A | D | EAR99 | N | 85389099 | 1 | 4011209701441 | 8 | G | 8.55 | 8.55 | LP21 | LP21 | Auxiliary conductor connection 0.25 - 1 mm2, for size NH00 with Box terminal, accessory for fuse switch disconnector 3NP1 Contains 3 connections | - | 0 | 0
3NP1933-1CA10 |  | 3NP1933-1CA10 | 1 | UN | 1 | 2 | A | D | EAR99 | N | 85389099 | 1 | 4011209701403 | 62 | G | 5.32 | 5.32 | LP21 | LP21 | Reach-around protection for busbars, Siemens system 8US, for size NH00, Accessory for fuse Switch disconnector 3NP1 | - | 0 | 0
3NP1933-1CA20 |  | 3NP1933-1CA20 | 1 | UN | 1 | 2 | A | D | EAR99 | N | 85389099 | 1 | 4011209701410 | 58 | G | 5.32 | 5.32 | LP21 | LP21 | Reach-around protection for Busbars, system Rittal, for size NH00, accessory for fuse switch disconnector 3NP1 | - | 0 | 0
3NP1933-1CB00 |  | 3NP1933-1CB00 | 1 | UN | 1 | 1 | A | D | EAR99 | N | 85389099 | 1 | 4011209701427 | 63 | G | 9.95 | 9.95 | LP21 | LP21 | Cable connection cover, for Size NH00 with screw terminal, accessory for fuse switch disconnector 3NP1 | - | 0 | 0
3NP1933-1CC00 |  | 3NP1933-1CC00 | 1 | UN | 1 | 1 | A | D | EAR99 | N | 85389099 | 1 | 4011209702370 | 87 | G | 14.36 | 14.36 | LP21 | LP21 | Cable connection cover with reach-around protection, for size NH00 for installation on standard mounting rail with screw terminal, accessory for fuse Switch disconnector 3NP1 | - | 0 | 0
3NP1933-1CD00 |  | 3NP1933-1CD00 | 1 | UN | 1 | 1 | A | D | EAR99 | N | 85389099 | 1 | 4011209701397 | 112 | G | 14.36 | 14.36 | LP21 | LP21 | Cable connection cover with reach-around protection, for size NH00 for floor mounting with screw terminal, accessory for fuse switch disconnector 3NP1 | - | 0 | 0
3NP1933-1CF00 |  | 3NP1933-1CF00 | 1 | UN | 1 | 2 | A | D | EAR99 | N | 85389099 | 1 | 4011209701557 | 23 | G | 5.32 | 5.32 | LP21 | LP21 | Masking frame support for system masking frame, for size NH00, Accessory for fuse Switch disconnector 3NP1 Contains 2 supports | - | 0 | 0
3NP1933-1DA00 |  | 3NP1933-1DA00 | 1 | UN | 1 | 2 | A | D | N | N | 85389099 | 1 | 4011209701540 | 35 | G | 9.95 | 9.95 | LP21 | LP21 | System masking frame 215 x 130 mm, for Size NH00, accessory for fuse switch disconnector 3NP1 | - | 0 | 0
3NP1933-1EB00 |  | 3NP1933-1EB00 | 1 | UN | 1 | 1 | A | D | EAR99 | N | 85389099 | 1 | 4011209701472 | 63 | G | 10.25 | 10.25 | LP21 | LP21 | Mounting kit, for conversion to installation on standard mounting rail, for Size NH00 for floor mounting, accessory for fuse switch disconnector 3NP1 | - | 0 | 0
3NP1933-1GA00 |  | 3NP1933-1GA00 | 1 | UN | 1 | 2 | A | D | EAR99 | N | 85389099 | 1 | 4011209701489 | 230 | G | 38.54 | 38.54 | LP21 | LP21 | Handle unit standard, without Fuse monitoring, for Size NH00, accessory for fuse switch disconnector 3NP1 | - | 0 | 0
3NP1933-1GB10 |  | 3NP1933-1GB10 | 1 | UN | 1 | 2 | A | D | EAR99 | N | 85369095 | 1 | 4011209701496 | 674 | G | 250.04 | 250.04 | LP21 | LP21 | Handle unit with MFM, for Size NH00, accessory for fuse switch disconnector 3NP1 | - | 0 | 0
3NP1933-1GB20 |  | 3NP1933-1GB20 | 1 | UN | 1 | 2 | A | D | EAR99 | N | 85369095 | 1 | 4011209701502 | 376 | G | 265.08 | 265.08 | LP21 | LP21 | Handle unit with EFM10, for Size NH00, accessory for fuse switch disconnector 3NP1 | - | 0 | 0
3NP1933-1GB30 |  | 3NP1933-1GB30 | 1 | UN | 1 | 2 | A | D | EAR99 | N | 85369095 | 1 | 4011209701458 | 410 | G | 342.16 | 342.16 | LP21 | LP21 | Handle unit with EFM20, for Size NH00, accessory for fuse switch disconnector 3NP1 | - | 0 | 0
3NP1933-1GB42 |  | 3NP1933-1GB42 | 1 | UN | 1 | 2 | A | D | EAR99 | N | 85389099 | 1 | 4001869567662 | 361 | G | 178.41 | 178.41 | LP21 | LP21 | Fuse carrier with EFM15, for size NH00 3-pole, AC 190 - 690V (L-N) accessories for 3NP1 fuse switch disconnectors | - | 0 | 0
3NP1933-1GB45 |  | 3NP1933-1GB45 | 1 | UN | 1 | 2 | A | D | EAR99 | N | 85389099 | 1 | 4001869567815 | 353 | G | 178.41 | 178.41 | LP21 | LP21 | Fuse carrier with EFM15, for size NH00 3-pole, DC 220 - 440V accessories for 3NP1 fuse switch disconnectors | - | 0 | 0
3NP1933-1GB50 |  | 3NP1933-1GB50 | 1 | UN | 1 | 2 | A | D | N | N | 85369095 | 1 | 4011209778917 | 0.401 | KG | 342.16 | 342.16 | LP21 | LP21 | Handle unit with EFM25, for Size NH00, accessory for fuse switch disconnector 3NP1 | - | 0 | 0
3NP1934-1ED10 |  | 3NP1934-1ED10 | 1 | UN | 1 | 1 | A | D | EAR99 | N | 85389099 | 1 | 4001869564623 | 265 | G | 38.16 | 38.16 | LP21 | LP21 | Mounting kit, for creation 4-pole 3NP1 for mounting on 60 mm busbar system 8US for Size NH00 with box terminal, accessory for fuse switch disconnector 3NP1 | - | 0 | 0
3NP1934-1ED20 |  | 3NP1934-1ED20 | 1 | UN | 1 | 1 | A | D | EAR99 | N | 85389099 | 1 | 4001869564630 | 261 | G | 32.71 | 32.71 | LP21 | LP21 | Mounting kit, for creation 4-pole 3NP1 for mounting on 60 mm busbar system 8US for Size NH00 with flat terminal, accessory for fuse switch disconnector 3NP1 | - | 0 | 0
3NP1934-1MA20 |  | 3NP1934-1MA20 | 1 | UN | 1 | 1 | A | D | EAR99 | N | 85389099 | 1 | 4001869564647 | 125 | G | 15.92 | 15.92 | LP21 | LP21 | LV HRC disconnecting blade Size NH00, leading closing, for 4-pole applications accessory for fuse switch disconnector 3NP1 | - | 0 | 0
3NP1940-1FA00 |  | 3NP1940-1FA00 | 1 | UN | 1 | 1 | A | D | EAR99 | N | 85365080 | 1 | 4011209766082 | 21 | G | 16.66 | 16.66 | LP21 | LP21 | Auxiliary switch, 1 changeover contact, for Size NH1, NH2, NH3, Accessory for fuse switch disconnector 3NP1 | - | 0 | 0
3NP1940-1FB00 |  | 3NP1940-1FB00 | 1 | UN | 1 | 2 | A | D | EAR99 | N | 85365080 | 1 | 4011209766099 | 20 | G | 22.94 | 22.94 | LP21 | LP21 | Auxiliary switch, 1 changeover contact Solid-state compatible, for Size NH1, NH2, NH3, Accessory for fuse Switch disconnector 3NP1 | - | 0 | 0
3NP1941-1BA00 |  | 3NP1941-1BA00 | 1 | UN | 1 | 2 | A | D | EAR99 | N | 85389099 | 1 | 4001869567310 | 41 | G | 8.1 | 8.1 | LP21 | LP21 | Saddle terminal 70 - 120 mm2, for size NH1 1-pole with flat terminal, accessory for fuse switch disconnector 3NP1 Contains 1 terminal | - | 0 | 0
3NP1941-1BB10 |  | 3NP1941-1BB10 | 1 | UN | 1 | 2 | A | D | EAR99 | N | 85369010 | 1 | 4001869567341 | 107 | G | 19.55 | 19.55 | LP21 | LP21 | Prism terminal single 70 - 150mm2, for size NH1 1-pole with flat terminal, accessory for fuse switch disconnector 3NP1 Contains 1 terminal | - | 0 | 0
3NP1941-1BB20 |  | 3NP1941-1BB20 | 1 | UN | 1 | 2 | A | D | EAR99 | N | 85369010 | 1 | 4001869567372 | 158 | G | 32.15 | 32.15 | LP21 | LP21 | Prism terminal double 2x 35 - 70mm2, for size NH1 1-pole with flat terminal, accessory for fuse switch disconnector 3NP1 Contains 1 terminal | - | 0 | 0
3NP1941-1CA10 |  | 3NP1941-1CA10 | 1 | UN | 1 | 2 | A | D | EAR99 | N | 85389099 | 1 | 4001869567563 | 15 | G | 7.63 | 7.63 | LP21 | LP21 | Reach-around protection for busbars, Siemens system 8US, for size NH1 to NH3 1-pole, accessory for 3NP1 fuse switch disconnectors | - | 0 | 0
3NP1941-1CB00 |  | 3NP1941-1CB00 | 1 | UN | 1 | 1 | A | D | EAR99 | N | 85389099 | 1 | 4001869567501 | 100 | G | 12.52 | 12.52 | LP21 | LP21 | Cable connection cover, for size NH1 1-pole, accessories for 3NP1 fuse switch disconnectors | - | 0 | 0
3NP1941-1CD00 |  | 3NP1941-1CD00 | 1 | UN | 1 | 1 | A | D | EAR99 | N | 85389099 | 1 | 4001869567532 | 154 | G | 12.56 | 12.56 | LP21 | LP21 | Cable connection cover with reach-around protection, for size NH1 1-pole, accessories for 3NP1 fuse switch disconnectors | - | 0 | 0
3NP1941-1EC00 |  | 3NP1941-1EC00 | 1 | UN | 1 | 1 | A | D | EAR99 | N | 85389099 | 1 | 4001869567471 | 35 | G | 16.02 | 16.02 | LP21 | LP21 | Assembly kit, for mechanical connection of 1- and 3-pole 3NP1, for sizes NH1 to NH3 floor mounting, accessories 3NP1 fuse switch disconnectors | - | 0 | 0
3NP1941-1GA00 |  | 3NP1941-1GA00 | 1 | UN | 1 | 2 | A | D | EAR99 | N | 85389099 | 1 | 4001869567570 | 562 | G | 26.32 | 26.32 | LP21 | LP21 | Standard fuse carrier, without fuse monitoring, for size NH1 1-pole, accessories for 3NP1 fuse switch disconnectors | - | 0 | 0
3NP1941-1GB41 |  | 3NP1941-1GB41 | 1 | UN | 1 | 2 | A | D | EAR99 | N | 85389099 | 1 | 4001869567624 | 619 | G | 124.46 | 124.46 | LP21 | LP21 | Fuse carrier with EFM15, for size NH1 1-pole, AC 110 - 690V (L-N) accessories for 3NP1 fuse switch disconnectors | - | 0 | 0
3NP1941-1GB43 |  | 3NP1941-1GB43 | 1 | UN | 1 | 2 | A | D | EAR99 | N | 85389099 | 1 | 4001869567723 | 621 | G | 124.46 | 124.46 | LP21 | LP21 | Fuse carrier with EFM15, for size NH1 1-pole, AC 24 - 230V / DC 24 - 250V accessories for 3NP1 fuse switch disconnectors | - | 0 | 0
3NP1941-1GB44 |  | 3NP1941-1GB44 | 1 | UN | 1 | 2 | A | D | EAR99 | N | 85389099 | 1 | 4001869567778 | 618 | G | 124.46 | 124.46 | LP21 | LP21 | Fuse carrier with EFM15, for size NH1 1-pole, DC 120 - 440V accessories for 3NP1 fuse switch disconnectors | - | 0 | 0
3NP1943-1BA00 |  | 3NP1943-1BA00 | 1 | UN | 1 | 2 | A | D | EAR99 | N | 85389099 | 1 | 4011209766068 | 0.132 | KG | 18.05 | 18.05 | LP21 | LP21 | Saddle terminal 70 - 150 mm2, for size NH1 with screw terminal, accessory for fuse switch disconnector 3NP1 Contains 3 terminals | - | 0 | 0
3NP1943-1BB10 |  | 3NP1943-1BB10 | 1 | UN | 1 | 2 | A | D | EAR99 | N | 85369010 | 1 | 4011209773011 | 309 | G | 43.24 | 43.24 | LP21 | LP21 | Prism terminal single 70 - 150 mm2, for size NH1 with screw terminal, accessory for fuse switch disconnector 3NP1 Contains 3 terminals | - | 0 | 0
3NP1943-1BB20 |  | 3NP1943-1BB20 | 1 | UN | 1 | 2 | A | D | EAR99 | N | 85369010 | 1 | 4011209773028 | 470 | G | 71.44 | 71.44 | LP21 | LP21 | Prism terminal double 2x 35 - 70 mm2, for size NH1 with screw terminal, accessory for fuse switch disconnector 3NP1 Contains 3 terminals | - | 0 | 0
3NP1943-1BG10 |  | 3NP1943-1BG10 | 1 | UN | 1 | 2 | A | D | EAR99 | N | 85369010 | 1 | 4011209765979 | 6 | G | 15.77 | 15.77 | LP21 | LP21 | Auxiliary conductor connection 0.25 - 1 mm2, for size NH1, NH2, NH3 with screw terminal, Accessory for fuse Switch disconnector 3NP1 Contains 3 connections | - | 0 | 0
3NP1943-1BG30 |  | 3NP1943-1BG30 | 1 | UN | 1 | 2 | A | D | N | N | 85369010 | 1 | 4011209765993 | 0.008 | KG | 15.77 | 15.77 | LP21 | LP21 | Auxiliary conductor connection 0.25 - 1 mm2, for size NH1 with Saddle terminal or prism terminal, accessory for fuse Switch disconnector 3NP1 Contains 3 connections | - | 0 | 0
3NP1943-1BG40 |  | 3NP1943-1BG40 | 1 | UN | 1 | 2 | A | D | EAR99 | N | 85369010 | 1 | 4011209765986 | 0.011 | KG | 15.77 | 15.77 | LP21 | LP21 | Auxiliary conductor connection 0.25 - 1 mm2, for size NH1 with Box terminal, accessory for fuse switch disconnector 3NP1 Contains 3 connections | - | 0 | 0
3NP1943-1CA10 |  | 3NP1943-1CA10 | 1 | UN | 1 | 2 | A | D | N | N | 85389099 | 1 | 4011209765948 | 0.033 | KG | 7.63 | 7.63 | LP21 | LP21 | Reach-around protection for busbars, Siemens system 8US, for size NH1, accessory for fuse Switch disconnector 3NP1 | - | 0 | 0
3NP1943-1CA20 |  | 3NP1943-1CA20 | 1 | UN | 1 | 2 | A | D | N | N | 85389099 | 1 | 4011209765955 | 0.043 | KG | 7.63 | 7.63 | LP21 | LP21 | Reach-around protection for Busbars, system Rittal, for size NH1, accessory for fuse switch disconnector 3NP1 | - | 0 | 0
3NP1943-1CB00 |  | 3NP1943-1CB00 | 1 | UN | 1 | 1 | A | D | EAR99 | N | 85389099 | 1 | 4011209778931 | 183 | G | 12.52 | 12.52 | LP21 | LP21 | Cable connection cover, for Size NH1, accessory for fuse switch disconnector 3NP1 | - | 0 | 0
3NP1943-1CD00 |  | 3NP1943-1CD00 | 1 | UN | 1 | 1 | A | D | EAR99 | N | 85389099 | 1 | 4011209778924 | 366 | G | 17.13 | 17.13 | LP21 | LP21 | Cable connection cover with reach-around protection, for size NH1, Accessory for fuse Switch disconnector 3NP1 | - | 0 | 0
3NP1943-1CF00 |  | 3NP1943-1CF00 | 1 | UN | 1 | 2 | A | D | EAR99 | N | 85389099 | 1 | 4011209765962 | 44 | G | 7.18 | 7.18 | LP21 | LP21 | Masking frame support for system masking frame, for size NH1, NH2, NH3, accessory for fuse switch disconnector 3NP1 Contains 2 supports | - | 0 | 0
3NP1943-1DA00 |  | 3NP1943-1DA00 | 1 | UN | 1 | 2 | A | D | N | N | 85389099 | 1 | 4011209719804 | 112 | G | 16.17 | 16.17 | LP21 | LP21 | System masking frame 375 x 220 mm, for Size NH1, accessory for fuse switch disconnector 3NP1 | - | 0 | 0
3NP1943-1EB00 |  | 3NP1943-1EB00 | 1 | UN | 1 | 2 | A | D | EAR99 | N | 85389099 | 1 | 4011209766013 | 69 | G | 10.25 | 10.25 | LP21 | LP21 | Mounting kit, for conversion to installation on standard mounting rail, for Size NH1 for floor mounting, accessory for fuse switch disconnector 3NP1 | - | 0 | 0
3NP1943-1GA00 |  | 3NP1943-1GA00 | 1 | UN | 1 | 2 | A | D | EAR99 | N | 85389099 | 1 | 4011209766020 | 774 | G | 47.56 | 47.56 | LP21 | LP21 | Handle unit standard, without Fuse monitoring, for Size NH1, accessory for fuse switch disconnector 3NP1 | - | 0 | 0
3NP1943-1GB10 |  | 3NP1943-1GB10 | 1 | UN | 1 | 2 | A | D | EAR99 | N | 85369095 | 1 | 4011209766037 | 1.375 | KG | 259.44 | 259.44 | LP21 | LP21 | Handle unit with MFM, for Size NH1, accessory for fuse switch disconnector 3NP1 | - | 0 | 0
3NP1943-1GB20 |  | 3NP1943-1GB20 | 1 | UN | 1 | 2 | A | D | EAR99 | N | 85369095 | 1 | 4011209766044 | 1.032 | KG | 276.36 | 276.36 | LP21 | LP21 | Handle unit with EFM10, for Size NH1, accessory for fuse switch disconnector 3NP1 | - | 0 | 0
3NP1943-1GB30 |  | 3NP1943-1GB30 | 1 | UN | 1 | 2 | A | D | N | N | 85369095 | 1 | 4011209766051 | 1.022 | KG | 351.56 | 351.56 | LP21 | LP21 | Handle unit with EFM20, for Size NH1, accessory for fuse switch disconnector 3NP1 | - | 0 | 0
3NP1943-1GB42 |  | 3NP1943-1GB42 | 1 | UN | 1 | 2 | A | D | EAR99 | N | 85389099 | 1 | 4001869567679 | 953 | G | 187.81 | 187.81 | LP21 | LP21 | Fuse carrier with EFM15, for size NH1 3-pole, AC 190 - 690V (L-N) accessories for 3NP1 fuse switch disconnectors | - | 0 | 0
3NP1943-1GB45 |  | 3NP1943-1GB45 | 1 | UN | 1 | 2 | A | D | EAR99 | N | 85389099 | 1 | 4001869567822 | 942 | G | 187.81 | 187.81 | LP21 | LP21 | Fuse carrier with EFM15, for size NH1 3-pole, DC 220 - 440V accessories for 3NP1 fuse switch disconnectors | - | 0 | 0
3NP1943-1GB50 |  | 3NP1943-1GB50 | 1 | UN | 1 | 2 | A | D | N | N | 85369095 | 1 | 4011209778948 | 1.007 | KG | 351.56 | 351.56 | LP21 | LP21 | Handle unit with EFM25, for Size NH1, accessory for fuse switch disconnector 3NP1 | - | 0 | 0
3NP1944-1ED00 |  | 3NP1944-1ED00 | 1 | UN | 1 | 5 | B | D | EAR99 | N | 85389099 | 1 | 4001869567488 | 251 | G | 75.95 | 75.95 | LP21 | LP21 | Assembly kit, for creation of 4-pole 3NP1 for assembly onto 60mm busbar system 8US, for size NH1 with flat or box terminals, accessories for 3NP1 fuse switch disconnectors | - | 0 | 0
3NP1944-1MA20 |  | 3NP1944-1MA20 | 1 | UN | 1 | 2 | A | D | EAR99 | N | 85389099 | 1 | 4001869567426 | 202 | G | 36.28 | 36.28 | LP21 | LP21 | LV HRC Isolating Link, Size NH1, early make, for 4-pole applications, accessories for 3NP1 fuse switch disconnectors | - | 0 | 0
3NP1951-1BA00 |  | 3NP1951-1BA00 | 1 | UN | 1 | 2 | A | D | EAR99 | N | 85389099 | 1 | 4001869567327 | 123 | G | 9.21 | 9.21 | LP21 | LP21 | Saddle terminal 120 - 240mm2, for size NH2 1-pole with flat terminal, accessory for fuse switch disconnector 3NP1 Contains 1 terminal | - | 0 | 0
3NP1951-1BB10 |  | 3NP1951-1BB10 | 1 | UN | 1 | 2 | A | D | EAR99 | N | 85369010 | 1 | 4001869567358 | 172 | G | 22.37 | 22.37 | LP21 | LP21 | Prism terminal single 120 - 240mm2, for size NH2 1-pole with flat terminal, accessory for fuse switch disconnector 3NP1 Contains 1 terminal | - | 0 | 0
3NP1951-1BB20 |  | 3NP1951-1BB20 | 1 | UN | 1 | 2 | A | D | EAR99 | N | 85369010 | 1 | 4001869567389 | 251 | G | 36.28 | 36.28 | LP21 | LP21 | Prism terminal double 2x 70 - 120mm2, for size NH2 1-pole with flat terminal, accessory for fuse switch disconnector 3NP1 Contains 1 terminal | - | 0 | 0
3NP1951-1CB00 |  | 3NP1951-1CB00 | 1 | UN | 1 | 1 | A | D | EAR99 | N | 85389099 | 1 | 4001869567518 | 126 | G | 18.05 | 18.05 | LP21 | LP21 | Cable connection cover, for size NH2 1-pole, accessories for 3NP1 fuse switch disconnectors | - | 0 | 0
3NP1951-1CD00 |  | 3NP1951-1CD00 | 1 | UN | 1 | 1 | A | D | EAR99 | N | 85389099 | 1 | 4001869567549 | 196 | G | 16.54 | 16.54 | LP21 | LP21 | Cable connection cover with reach-around protection, for size NH2 1-pole, accessories for 3NP1 fuse switch disconnectors | - | 0 | 0
3NP1951-1GA00 |  | 3NP1951-1GA00 | 1 | UN | 1 | 2 | A | D | EAR99 | N | 85389099 | 1 | 4001869567587 | 644 | G | 52.45 | 52.45 | LP21 | LP21 | Standard fuse carrier, without fuse monitoring, for size NH2 1-pole, accessories for 3NP1 fuse switch disconnectors | - | 0 | 0
3NP1951-1GB41 |  | 3NP1951-1GB41 | 1 | UN | 1 | 2 | A | D | EAR99 | N | 85389099 | 1 | 4001869567631 | 704 | G | 150.59 | 150.59 | LP21 | LP21 | Fuse carrier with EFM15, for size NH2 1-pole, AC 110 - 690V (L-N) accessories for 3NP1 fuse switch disconnectors | - | 0 | 0
3NP1951-1GB43 |  | 3NP1951-1GB43 | 1 | UN | 1 | 2 | A | D | EAR99 | N | 85389099 | 1 | 4001869567730 | 706 | G | 150.59 | 150.59 | LP21 | LP21 | Fuse carrier with EFM15, for size NH2 1-pole, AC 24 - 230V / DC 24 - 250V accessories for 3NP1 fuse switch disconnectors | - | 0 | 0
3NP1951-1GB44 |  | 3NP1951-1GB44 | 1 | UN | 1 | 2 | A | D | EAR99 | N | 85389099 | 1 | 4001869567785 | 703 | G | 150.59 | 150.59 | LP21 | LP21 | Fuse carrier with EFM15, for size NH2 1-pole, DC 120 - 440V accessories for 3NP1 fuse switch disconnectors | - | 0 | 0
3NP1953-1BA00 |  | 3NP1953-1BA00 | 1 | UN | 1 | 2 | A | D | EAR99 | N | 85389099 | 1 | 4011209766129 | 132 | G | 20.68 | 20.68 | LP21 | LP21 | Saddle terminal 120 - 240 mm2, for size NH2 with screw terminal, accessory for fuse switch disconnector 3NP1 Contains 3 terminals | - | 0 | 0
3NP1953-1BB10 |  | 3NP1953-1BB10 | 1 | UN | 1 | 2 | A | D | EAR99 | N | 85369010 | 1 | 4011209773035 | 509 | G | 49.82 | 49.82 | LP21 | LP21 | Prism terminal single 120 - 240 mm2, for size NH2 with screw terminal, accessory for fuse switch disconnector 3NP1 Contains 3 terminals | - | 0 | 0
3NP1953-1BB20 |  | 3NP1953-1BB20 | 1 | UN | 1 | 2 | A | D | EAR99 | N | 85369010 | 1 | 4011209773042 | 738 | G | 81.03 | 81.03 | LP21 | LP21 | Prism terminal double 2x 70 - 120 mm2, for size NH2 with screw terminal, accessory for fuse switch disconnector 3NP1 Contains 3 terminals | - | 0 | 0
3NP1953-1BG30 |  | 3NP1953-1BG30 | 1 | UN | 1 | 2 | A | D | EAR99 | N | 85369010 | 1 | 4011209766174 | 0.006 | KG | 15.77 | 15.77 | LP21 | LP21 | Auxiliary conductor connection 0.25 - 1 mm2, for size NH2, NH3 with saddle terminal or prism terminal, accessory for fuse switch disconnector 3NP1 Contains 3 connections | - | 0 | 0
3NP1953-1BG40 |  | 3NP1953-1BG40 | 1 | UN | 1 | 2 | A | D | EAR99 | N | 85369010 | 1 | 4011209766167 | 0.034 | KG | 15.77 | 15.77 | LP21 | LP21 | Auxiliary conductor connection 0.25 - 1 mm2, for size NH2, NH3 with box terminal, accessory for fuse switch disconnector 3NP1 Contains 3 connections | - | 0 | 0
3NP1953-1CA10 |  | 3NP1953-1CA10 | 1 | UN | 1 | 2 | A | D | EAR99 | N | 85389099 | 1 | 4011209766143 | 0.038 | KG | 9.95 | 9.95 | LP21 | LP21 | Reach-around protection for busbars, Siemens system 8US, for size NH2, accessory for fuse Switch disconnector 3NP1 | - | 0 | 0
3NP1953-1CA20 |  | 3NP1953-1CA20 | 1 | UN | 1 | 2 | A | D | N | N | 85389099 | 1 | 4011209766150 | 0.041 | KG | 9.95 | 9.95 | LP21 | LP21 | Reach-around protection for Busbars, system Rittal, for size NH2, accessory for fuse switch disconnector 3NP1 | - | 0 | 0
3NP1953-1CB00 |  | 3NP1953-1CB00 | 1 | UN | 1 | 1 | A | D | EAR99 | N | 85389099 | 1 | 4011209779976 | 247 | G | 18.05 | 18.05 | LP21 | LP21 | Cable connection cover, cover, accessory for fuse switch disconnector 3NP1 | - | 0 | 0
3NP1953-1CD00 |  | 3NP1953-1CD00 | 1 | UN | 1 | 1 | A | D | EAR99 | N | 85389099 | 1 | 4011209779983 | 485 | G | 22.75 | 22.75 | LP21 | LP21 | Cable connection cover with reach-around protection, for size NH2, Accessory for fuse Switch disconnector 3NP1 | - | 0 | 0
3NP1953-1DA00 |  | 3NP1953-1DA00 | 1 | UN | 1 | 2 | A | D | N | N | 85389099 | 1 | 4011209719811 | 124 | G | 17.13 | 17.13 | LP21 | LP21 | System masking frame 375 x 245 mm, for Size NH2, accessory for fuse switch disconnector 3NP1 | - | 0 | 0
3NP1953-1GA00 |  | 3NP1953-1GA00 | 1 | UN | 1 | 2 | A | D | EAR99 | N | 85389099 | 1 | 4011209766198 | 842 | G | 95.32 | 95.32 | LP21 | LP21 | Handle unit standard, without Fuse monitoring, for Size NH2, accessory for fuse switch disconnector 3NP1 | - | 0 | 0
3NP1953-1GB10 |  | 3NP1953-1GB10 | 1 | UN | 1 | 2 | A | D | EAR99 | N | 85389099 | 1 | 4011209766204 | 1.381 | KG | 310.2 | 310.2 | LP21 | LP21 | Handle unit with MFM, for Size NH2, accessory for fuse switch disconnector 3NP1 | - | 0 | 0
3NP1953-1GB20 |  | 3NP1953-1GB20 | 1 | UN | 1 | 2 | A | D | N | N | 85369095 | 1 | 4011209766211 | 1.08 | KG | 323.36 | 323.36 | LP21 | LP21 | Handle unit with EFM10, for Size NH2, accessory for fuse switch disconnector 3NP1 | - | 0 | 0
3NP1953-1GB30 |  | 3NP1953-1GB30 | 1 | UN | 1 | 2 | A | D | N | N | 85369095 | 1 | 4011209766228 | 1.107 | KG | 400.44 | 400.44 | LP21 | LP21 | Handle unit with EFM20, for Size NH2, accessory for fuse switch disconnector 3NP1 | - | 0 | 0
3NP1953-1GB42 |  | 3NP1953-1GB42 | 1 | UN | 1 | 2 | A | D | EAR99 | N | 85389099 | 1 | 4001869567686 | 1.018 | KG | 236.88 | 236.88 | LP21 | LP21 | Fuse carrier with EFM15, for size NH2 3-pole, AC 190 - 690V (L-N) accessories for 3NP1 fuse switch disconnectors | - | 0 | 0
3NP1953-1GB45 |  | 3NP1953-1GB45 | 1 | UN | 1 | 2 | A | D | EAR99 | N | 85389099 | 1 | 4001869567839 | 1.018 | KG | 236.88 | 236.88 | LP21 | LP21 | Fuse carrier with EFM15, for size NH2 3-pole, DC 220 - 440V accessories for 3NP1 fuse switch disconnectors | - | 0 | 0
3NP1953-1GB50 |  | 3NP1953-1GB50 | 1 | UN | 1 | 2 | A | D | N | N | 85369095 | 1 | 4011209779969 | 3 | KG | 400.44 | 400.44 | LP21 | LP21 | Handle unit with EFM25, for Size NH2, accessory for fuse switch disconnector 3NP1 | - | 0 | 0
3NP1954-1ED00 |  | 3NP1954-1ED00 | 1 | UN | 1 | 5 | B | D | EAR99 | N | 85389099 | 1 | 4001869567495 | 188 | G | 98.14 | 98.14 | LP21 | LP21 | Assembly kit, for creation of 4-pole 3NP1 for assembly onto 60mm busbar system 8US, for sizes NH2 and NH3 with flat or box terminals, accessories for 3NP1 fuse switch disconnectors | - | 0 | 0
3NP1954-1MA20 |  | 3NP1954-1MA20 | 1 | UN | 1 | 2 | A | D | EAR99 | N | 85389099 | 1 | 4001869567433 | 248 | G | 55.46 | 55.46 | LP21 | LP21 | LV HRC Isolating Link, Size NH2, early make, for 4-pole applications, accessories for 3NP1 fuse switch disconnectors | - | 0 | 0
3NP1961-1BA00 |  | 3NP1961-1BA00 | 1 | UN | 1 | 2 | A | D | EAR99 | N | 85389099 | 1 | 4001869567334 | 126 | G | 12.92 | 12.92 | LP21 | LP21 | Saddle terminal 150 - 300mm2, for size NH3 1-pole with flat terminal, accessory for fuse switch disconnector 3NP1 Contains 1 terminal | - | 0 | 0
3NP1961-1BB10 |  | 3NP1961-1BB10 | 1 | UN | 1 | 2 | A | D | EAR99 | N | 85369010 | 1 | 4001869567365 | 225 | KG | 25.94 | 25.94 | LP21 | LP21 | Prism terminal single 150 - 300mm2, for size NH3 1-pole with flat terminal, accessory for fuse switch disconnector 3NP1 Contains 1 terminal | - | 0 | 0
3NP1961-1BB20 |  | 3NP1961-1BB20 | 1 | UN | 1 | 2 | A | D | EAR99 | N | 85369010 | 1 | 4001869567396 | 355 | KG | 38.54 | 38.54 | LP21 | LP21 | Prism terminal double 2x 150 - 185mm2, for size NH3 1-pole with flat terminal, accessory for fuse switch disconnector 3NP1 Contains 1 terminal | - | 0 | 0
3NP1961-1CB00 |  | 3NP1961-1CB00 | 1 | UN | 1 | 1 | A | D | EAR99 | N | 85389099 | 1 | 4001869567525 | 132 | G | 19.74 | 19.74 | LP21 | LP21 | Cable connection cover, for size NH3 1-pole, accessories for 3NP1 fuse switch disconnectors | - | 0 | 0
3NP1961-1CD00 |  | 3NP1961-1CD00 | 1 | UN | 1 | 1 | A | D | EAR99 | N | 85389099 | 1 | 4001869567556 | 210 | G | 22 | 22 | LP21 | LP21 | Cable connection cover with reach-around protection, for size NH3 1-pole, accessories for 3NP1 fuse switch disconnectors | - | 0 | 0
3NP1961-1GA00 |  | 3NP1961-1GA00 | 1 | UN | 1 | 2 | A | D | N | N | 85389099 | 1 | 4001869567594 | 694 | G | 60.35 | 60.35 | LP21 | LP21 | Standard fuse carrier, without fuse monitoring, for size NH3 1-pole, accessories for 3NP1 fuse switch disconnectors | - | 0 | 0
3NP1961-1GB41 |  | 3NP1961-1GB41 | 1 | UN | 1 | 2 | A | D | EAR99 | N | 85389099 | 1 | 4001869567648 | 760 | G | 158.48 | 158.48 | LP21 | LP21 | Fuse carrier with EFM15, for size NH3 1-pole, AC 110 - 690V (L-N) accessories for 3NP1 fuse switch disconnectors | - | 0 | 0
3NP1961-1GB43 |  | 3NP1961-1GB43 | 1 | UN | 1 | 2 | A | D | EAR99 | N | 85389099 | 1 | 4001869567747 | 763 | G | 158.48 | 158.48 | LP21 | LP21 | Fuse carrier with EFM15, for size NH3 1-pole, AC 24 - 230V / DC 24 - 250V accessories for 3NP1 fuse switch disconnectors | - | 0 | 0
3NP1961-1GB44 |  | 3NP1961-1GB44 | 1 | UN | 1 | 2 | A | D | EAR99 | N | 85389099 | 1 | 4001869567792 | 758 | G | 158.48 | 158.48 | LP21 | LP21 | Fuse carrier with EFM15, for size NH3 1-pole, DC 120 - 440V accessories for 3NP1 fuse switch disconnectors | - | 0 | 0
3NP1963-1BA00 |  | 3NP1963-1BA00 | 1 | UN | 1 | 2 | A | D | EAR99 | N | 85389099 | 1 | 4011209766334 | 137 | G | 28.58 | 28.58 | LP21 | LP21 | Saddle terminal 150 - 300 mm2, for size NH3 with screw terminal, accessory for fuse switch disconnector 3NP1 Contains 3 terminals | - | 0 | 0
3NP1963-1BB10 |  | 3NP1963-1BB10 | 1 | UN | 1 | 2 | A | D | EAR99 | N | 85369010 | 1 | 4011209773059 | 664 | KG | 57.34 | 57.34 | LP21 | LP21 | Prism terminal single 150 - 300 mm2, for size NH3 with screw terminal, accessory for fuse switch disconnector 3NP1 Contains 3 terminals | - | 0 | 0
3NP1963-1BB20 |  | 3NP1963-1BB20 | 1 | UN | 1 | 2 | A | D | EAR99 | N | 85369010 | 1 | 4011209773066 | 1.173 | KG | 85.73 | 85.73 | LP21 | LP21 | Prism terminal double 2x 150 - 185 mm2, for size NH3 with screw terminal, accessory for fuse switch disconnector 3NP1 Contains 3 terminals | - | 0 | 0
3NP1963-1CA10 |  | 3NP1963-1CA10 | 1 | UN | 1 | 2 | A | D | N | N | 85389099 | 1 | 4011209766372 | 0.041 | KG | 16.66 | 16.66 | LP21 | LP21 | Reach-around protection for busbars, Siemens system 8US, for size NH3, accessory for fuse Switch disconnector 3NP1 | - | 0 | 0
3NP1963-1CA20 |  | 3NP1963-1CA20 | 1 | UN | 1 | 2 | A | D | N | N | 85389099 | 1 | 4011209766389 | 0.048 | KG | 16.66 | 16.66 | LP21 | LP21 | Reach-around protection for Busbars, system Rittal, for size NH3, accessory for fuse switch disconnector 3NP1 | - | 0 | 0
3NP1963-1CB00 |  | 3NP1963-1CB00 | 1 | UN | 1 | 1 | A | D | EAR99 | N | 85389099 | 1 | 4011209780002 | 271 | G | 19.93 | 19.93 | LP21 | LP21 | Cable connection cover, for Size NH3, accessory for fuse switch disconnector 3NP1 | - | 0 | 0
3NP1963-1CD00 |  | 3NP1963-1CD00 | 1 | UN | 1 | 1 | A | D | EAR99 | N | 85389099 | 1 | 4011209780019 | 549 | G | 24.44 | 24.44 | LP21 | LP21 | Cable connection cover with reach-around protection, for size NH3, Accessory for fuse Switch disconnector 3NP1 | - | 0 | 0
3NP1963-1DA00 |  | 3NP1963-1DA00 | 1 | UN | 1 | 2 | A | D | N | N | 85389099 | 1 | 4011209719828 | 143 | G | 23.5 | 23.5 | LP21 | LP21 | System masking frame 375 x 290 mm, for Size NH3, accessory for fuse switch disconnector 3NP1 | - | 0 | 0
3NP1963-1GA00 |  | 3NP1963-1GA00 | 1 | UN | 1 | 2 | A | D | N | N | 85389099 | 1 | 4011209766396 | 1.001 | KG | 109.6 | 109.6 | LP21 | LP21 | Handle unit standard, without Fuse monitoring, for Size NH3, accessory for fuse switch disconnector 3NP1 | - | 0 | 0
3NP1963-1GB10 |  | 3NP1963-1GB10 | 1 | UN | 1 | 2 | A | D | EAR99 | N | 85369095 | 1 | 4011209766402 | 1.529 | KG | 323.36 | 323.36 | LP21 | LP21 | Handle unit with MFM, for Size NH3, accessory for fuse switch disconnector 3NP1 | - | 0 | 0
3NP1963-1GB20 |  | 3NP1963-1GB20 | 1 | UN | 1 | 2 | A | D | N | N | 85369095 | 1 | 4011209766419 | 1.232 | KG | 336.52 | 336.52 | LP21 | LP21 | Handle unit with EFM10, for Size NH3, accessory for fuse switch disconnector 3NP1 | - | 0 | 0
3NP1963-1GB30 |  | 3NP1963-1GB30 | 1 | UN | 1 | 2 | A | D | EAR99 | N | 85369095 | 1 | 4011209766426 | 1.265 | KG | 411.72 | 411.72 | LP21 | LP21 | Handle unit with EFM20, for Size NH3, accessory for fuse switch disconnector 3NP1 | - | 0 | 0
3NP1963-1GB42 |  | 3NP1963-1GB42 | 1 | UN | 1 | 2 | A | D | EAR99 | N | 85389099 | 1 | 4001869567693 | 1.186 | KG | 250.04 | 250.04 | LP21 | LP21 | Fuse carrier with EFM15, for size NH3 3-pole, AC 190 - 690V (L-N) accessories for 3NP1 fuse switch disconnectors | - | 0 | 0
3NP1963-1GB45 |  | 3NP1963-1GB45 | 1 | UN | 1 | 2 | A | D | EAR99 | N | 85389099 | 1 | 4001869567846 | 1.175 | KG | 250.04 | 250.04 | LP21 | LP21 | Fuse carrier with EFM15, for size NH3 3-pole, DC 220 - 440V accessories for 3NP1 fuse switch disconnectors | - | 0 | 0
3NP1963-1GB50 |  | 3NP1963-1GB50 | 1 | UN | 1 | 2 | A | D | EAR99 | N | 85369095 | 1 | 4011209780026 | 1.23 | KG | 411.72 | 411.72 | LP21 | LP21 | Handle unit with EFM25, for Size NH3, accessory for fuse switch disconnector 3NP1 | - | 0 | 0
3NP1964-1MA20 |  | 3NP1964-1MA20 | 1 | UN | 1 | 2 | A | D | EAR99 | N | 85389099 | 1 | 4001869567440 | 292 | G | 63.54 | 63.54 | LP21 | LP21 | LV HRC Isolating Link, Size NH3, early make, for 4-pole applications, accessories for 3NP1 fuse switch disconnectors | - | 0 | 0
3NP4010-0CH01 |  | 3NP4010-0CH01 | 1 | UN | 1 | 15 | C | D | EAR99 | N | 85362090 | 1 | 4011209386044 | 0.504 | KG | 185.3 | 185.3 | LP21 | LP21 | SENTRON, Fuse switch disconnector 3NP4, 3-pole, NH000, 160 A, for assembly and installation on mounting plate, box terminal, can also be snapped onto standard mounting rail 35 mm | - | 0 | 0
3NP4015-0CJ01 |  | 3NP4015-0CJ01 | 1 | UN | 1 | 15 | C | D | N | N | 85362090 | 1 | 4011209387881 | 0.937 | KG | 252.88 | 252.88 | LP21 | LP21 | SENTRON, Fuse switch disconnector 3NP4, 3-pole, NH000, 160 A, for 8US busbar system 40 mm, box terminal | - | 0 | 0
3NP4015-0CK01 |  | 3NP4015-0CK01 | 1 | UN | 1 | 15 | C | D | N | N | 85362090 | 1 | 4011209388918 | 0.924 | KG | 252.88 | 252.88 | LP21 | LP21 | SENTRON, Fuse switch disconnector 3NP4, 3-pole, NH000, 160 A, for 8US busbar system 40 mm, box terminal | - | 0 | 0
3NP4015-1CJ01 |  | 3NP4015-1CJ01 | 1 | UN | 1 | 15 | C | D | N | N | 85362090 | 1 | 4011209388901 | 0.861 | KG | 252.88 | 252.88 | LP21 | LP21 | SENTRON, Fuse switch disconnector 3NP4, 3-pole, NH000, 160 A, for 8US busbar system 40 mm, box terminal | - | 0 | 0
3NP4015-1CK01 |  | 3NP4015-1CK01 | 1 | UN | 1 | 15 | C | D | N | N | 85362090 | 1 | 4011209387898 | 0.848 | KG | 252.88 | 252.88 | LP21 | LP21 | SENTRON, Fuse switch disconnector 3NP4, 3-pole, NH000, 160 A, for 8US busbar system 40 mm, box terminal | - | 0 | 0
3NP4016-1CJ01 |  | 3NP4016-1CJ01 | 1 | UN | 1 | 15 | C | D | N | N | 85362090 | 1 | 4011209387904 | 0.928 | KG | 252.88 | 252.88 | LP21 | LP21 | SENTRON, Fuse switch disconnector 3NP4, 3-pole, NH000, 160 A, for 8US busbar system 60 mm, box terminal | - | 0 | 0
3NP4016-1CK01 |  | 3NP4016-1CK01 | 1 | UN | 1 | 15 | C | D | N | N | 85362090 | 1 | 4011209388895 | 0.896 | KG | 252.88 | 252.88 | LP21 | LP21 | SENTRON, Fuse switch disconnector 3NP4, 3-pole, NH000, 160 A, for 8US busbar system 60 mm, box terminal | - | 0 | 0
3NP4070-0CA01 |  | 3NP4070-0CA01 | 1 | UN | 1 | 15 | C | D | N | N | 85362090 | 1 | 4011209369368 | 0.727 | KG | 207.1 | 207.1 | LP21 | LP21 | SENTRON, Fuse switch disconnector 3NP4, 3-pole, NH00, 160 A, for assembly and installation on mounting plate, screw terminal | - | 0 | 0
3NP4070-0CH01 |  | 3NP4070-0CH01 | 1 | UN | 1 | 15 | C | D | EAR99 | N | 85362090 | 1 | 4011209371989 | 0.77 | KG | 252.88 | 252.88 | LP21 | LP21 | SENTRON, Fuse switch disconnector 3NP4, 3-pole, NH00, 160 A, for assembly and installation on mounting plate, box terminal | - | 0 | 0
3NP4070-0CQ01 |  | 3NP4070-0CQ01 | 1 | UN | 1 | 15 | C | D | N | N | 85362090 | 1 | 4011209469297 | 0.784 | KG | 268.14 | 268.14 | LP21 | LP21 | SENTRON, Fuse switch disconnector 3NP4, 3-pole, NH00, 100 A, for assembly and installation on mounting plate, screw terminal | - | 0 | 0
3NP4070-0FA01 |  | 3NP4070-0FA01 | 1 | UN | 1 | 15 | C | D | N | N | 85362090 | 1 | 4011209504479 | 1.13 | KG | 849.11 | 849.11 | LP21 | LP21 | SENTRON, Fuse switch disconnector 3NP4, 3-pole, NH00, 160 A, for assembly and installation on mounting plate, screw terminal, Fuse monitoring: yes | - | 0 | 0
3NP4070-0FH01 |  | 3NP4070-0FH01 | 1 | UN | 1 | 15 | C | D | N | N | 85362090 | 1 | 4011209504462 | 1.254 | KG | 898.16 | 898.16 | LP21 | LP21 | SENTRON, Fuse switch disconnector 3NP4, 3-pole, NH00, 160 A, for assembly and installation on mounting plate, Box terminal, Fuse monitoring: yes | - | 0 | 0
3NP4075-0CE01 |  | 3NP4075-0CE01 | 1 | UN | 1 | 15 | C | D | EAR99 | N | 85362090 | 1 | 4011209371972 | 1.172 | KG | 346.62 | 346.62 | LP21 | LP21 | SENTRON, Fuse switch disconnector 3NP4, 3-pole, NH00, 160 A, for Busbar system 8US 40 mm, screw terminal | - | 0 | 0
3NP4075-0CF01 |  | 3NP4075-0CF01 | 1 | UN | 1 | 15 | C | D | EAR99 | N | 85362090 | 1 | 4011209371965 | 1.171 | KG | 346.62 | 346.62 | LP21 | LP21 | SENTRON, Fuse switch disconnector 3NP4, 3-pole, NH00, 160 A, for Busbar system 8US 40 mm, screw terminal | - | 0 | 0
3NP4075-0CJ01 |  | 3NP4075-0CJ01 | 1 | UN | 1 | 15 | C | D | EAR99 | N | 85362090 | 1 | 4011209371958 | 1.223 | KG | 398.94 | 398.94 | LP21 | LP21 | SENTRON, Fuse switch disconnector 3NP4, 3-pole, NH00, 160 A, for Busbar system 8US 40 mm, box terminal | - | 0 | 0
3NP4075-0CK01 |  | 3NP4075-0CK01 | 1 | UN | 1 | 15 | C | D | EAR99 | N | 85362090 | 1 | 4011209371941 | 1.241 | KG | 398.94 | 398.94 | LP21 | LP21 | SENTRON, Fuse switch disconnector 3NP4, 3-pole, NH00, 160 A, for Busbar system 8US 40 mm, box terminal | - | 0 | 0
3NP4075-0FE01 |  | 3NP4075-0FE01 | 1 | UN | 1 | 15 | C | D | N | N | 85362090 | 1 | 4011209513884 | 1.792 | KG | 981 | 981 | LP21 | LP21 | SENTRON, Fuse switch disconnector 3NP4, 3-pole, NH00, 160 A, for Busbar system 8US 40 mm, screw terminal, Fuse monitoring: yes | - | 0 | 0
3NP4075-0FF01 |  | 3NP4075-0FF01 | 1 | UN | 1 | 15 | C | D | N | N | 85362090 | 1 | 4011209513891 | 1.781 | KG | 981 | 981 | LP21 | LP21 | SENTRON, Fuse switch disconnector 3NP4, 3-pole, NH00, 160 A, for Busbar system 8US 40 mm, screw terminal, Fuse monitoring: yes | - | 0 | 0
3NP4075-0FJ01 |  | 3NP4075-0FJ01 | 1 | UN | 1 | 15 | C | D | N | N | 85362090 | 1 | 4011209513907 | 1.793 | KG | 1031.14 | 1031.14 | LP21 | LP21 | SENTRON, Fuse switch disconnector 3NP4, 3-pole, NH00, 160 A, for Busbar system 8US 40 mm, Box terminal, Fuse monitoring: yes | - | 0 | 0
3NP4075-1CE01 |  | 3NP4075-1CE01 | 1 | UN | 1 | 15 | C | D | EAR99 | N | 85362090 | 1 | 4011209371934 | 1.14 | KG | 341.17 | 341.17 | LP21 | LP21 | SENTRON, Fuse switch disconnector 3NP4, 3-pole, NH00, 160 A, for Busbar system 8US 40 mm, screw terminal | - | 0 | 0
3NP4075-1CF01 |  | 3NP4075-1CF01 | 1 | UN | 1 | 15 | C | D | EAR99 | N | 85362090 | 1 | 4011209371927 | 1.144 | KG | 341.17 | 341.17 | LP21 | LP21 | SENTRON, Fuse switch disconnector 3NP4, 3-pole, NH00, 160 A, for Busbar system 8US 40 mm, screw terminal | - | 0 | 0
3NP4075-1CJ01 |  | 3NP4075-1CJ01 | 1 | UN | 1 | 15 | C | D | EAR99 | N | 85362090 | 1 | 4011209371910 | 1.146 | KG | 388.04 | 388.04 | LP21 | LP21 | SENTRON, Fuse switch disconnector 3NP4, 3-pole, NH00, 160 A, for Busbar system 8US 40 mm, box terminal | - | 0 | 0
3NP4075-1CK01 |  | 3NP4075-1CK01 | 1 | UN | 1 | 15 | C | D | EAR99 | N | 85362090 | 1 | 4011209371903 | 1.21 | KG | 388.04 | 388.04 | LP21 | LP21 | SENTRON, Fuse switch disconnector 3NP4, 3-pole, NH00, 160 A, for Busbar system 8US 40 mm, box terminal | - | 0 | 0
3NP4075-1FE01 |  | 3NP4075-1FE01 | 1 | UN | 1 | 15 | C | D | N | N | 85362090 | 1 | 4011209513921 | 1.542 | KG | 981 | 981 | LP21 | LP21 | SENTRON, Fuse switch disconnector 3NP4, 3-pole, NH00, 160 A, for Busbar system 8US 40 mm, screw terminal, Fuse monitoring: yes | - | 0 | 0
3NP4075-1FF01 |  | 3NP4075-1FF01 | 1 | UN | 1 | 15 | C | D | N | N | 85362090 | 1 | 4011209513938 | 1.534 | KG | 981 | 981 | LP21 | LP21 | SENTRON, Fuse switch disconnector 3NP4, 3-pole, NH00, 160 A, for Busbar system 8US 40 mm, screw terminal, Fuse monitoring: yes | - | 0 | 0
3NP4075-1FJ01 |  | 3NP4075-1FJ01 | 1 | UN | 1 | 15 | C | D | N | N | 85362090 | 1 | 4011209513945 | 1.593 | KG | 1031.14 | 1031.14 | LP21 | LP21 | SENTRON, Fuse switch disconnector 3NP4, 3-pole, NH00, 160 A, for Busbar system 8US 40 mm, Box terminal, Fuse monitoring: yes | - | 0 | 0
3NP4075-1FK01 |  | 3NP4075-1FK01 | 1 | UN | 1 | 15 | C | D | N | N | 85362090 | 1 | 4011209513952 | 1.717 | KG | 1031.14 | 1031.14 | LP21 | LP21 | SENTRON, Fuse switch disconnector 3NP4, 3-pole, NH00, 160 A, for Busbar system 8US 40 mm, Box terminal, Fuse monitoring: yes | - | 0 | 0
3NP4076-1CE01 |  | 3NP4076-1CE01 | 1 | UN | 1 | 15 | C | D | EAR99 | N | 85362090 | 1 | 4011209371897 | 1.18 | KG | 346.62 | 346.62 | LP21 | LP21 | SENTRON, Fuse switch disconnector 3NP4, 3-pole, NH00, 160 A, for Busbar system 8US 60 mm, screw terminal | - | 0 | 0
3NP4076-1CF01 |  | 3NP4076-1CF01 | 1 | UN | 1 | 15 | C | D | EAR99 | N | 85362090 | 1 | 4011209371880 | 1.202 | KG | 346.62 | 346.62 | LP21 | LP21 | SENTRON, Fuse switch disconnector 3NP4, 3-pole, NH00, 160 A, for Busbar system 8US 60 mm, screw terminal | - | 0 | 0
3NP4076-1CJ01 |  | 3NP4076-1CJ01 | 1 | UN | 1 | 15 | C | D | EAR99 | N | 85362090 | 1 | 4011209371873 | 1.215 | KG | 398.94 | 398.94 | LP21 | LP21 | SENTRON, Fuse switch disconnector 3NP4, 3-pole, NH00, 160 A, for Busbar system 8US 60 mm, box terminal | - | 0 | 0
3NP4076-1CK01 |  | 3NP4076-1CK01 | 1 | UN | 1 | 15 | C | D | EAR99 | N | 85362090 | 1 | 4011209371866 | 1.235 | KG | 398.94 | 398.94 | LP21 | LP21 | SENTRON, Fuse switch disconnector 3NP4, 3-pole, NH00, 160 A, for Busbar system 8US 60 mm, box terminal | - | 0 | 0
3NP4076-1CR01 |  | 3NP4076-1CR01 | 1 | UN | 1 | 15 | C | D | N | N | 85362090 | 1 | 4011209552500 | 1.252 | KG | 434.91 | 434.91 | LP21 | LP21 | SENTRON, Fuse switch disconnector 3NP4, 3-pole, NH00, 160 A, for Busbar system 8US 60 mm, box terminal | - | 0 | 0
3NP4076-1CS01 |  | 3NP4076-1CS01 | 1 | UN | 1 | 15 | C | D | N | N | 85362090 | 1 | 4011209504608 | 1.243 | KG | 434.91 | 434.91 | LP21 | LP21 | SENTRON, Fuse switch disconnector 3NP4, 3-pole, NH00, 160 A, for Busbar system 8US 60 mm, box terminal | - | 0 | 0
3NP4076-1FE01 |  | 3NP4076-1FE01 | 1 | UN | 1 | 15 | C | D | N | N | 85362090 | 1 | 4011209513969 | 1.562 | KG | 981 | 981 | LP21 | LP21 | SENTRON, Fuse switch disconnector 3NP4, 3-pole, NH00, 160 A, for Busbar system 8US 60 mm, screw terminal, Fuse monitoring: yes | - | 0 | 0
3NP4076-1FF01 |  | 3NP4076-1FF01 | 1 | UN | 1 | 15 | C | D | N | N | 85362090 | 1 | 4011209513785 | 1.615 | KG | 981 | 981 | LP21 | LP21 | SENTRON, Fuse switch disconnector 3NP4, 3-pole, NH00, 160 A, for Busbar system 8US 60 mm, screw terminal, Fuse monitoring: yes | - | 0 | 0
3NP4076-1FJ01 |  | 3NP4076-1FJ01 | 1 | UN | 1 | 15 | C | D | N | N | 85362090 | 1 | 4011209513976 | 1.622 | KG | 1031.14 | 1031.14 | LP21 | LP21 | SENTRON, Fuse switch disconnector 3NP4, 3-pole, NH00, 160 A, for Busbar system 8US 60 mm, Box terminal, Fuse monitoring: yes | - | 0 | 0
3NP4076-1FK01 |  | 3NP4076-1FK01 | 1 | UN | 1 | 15 | C | D | N | N | 85362090 | 1 | 4011209513983 | 1.683 | KG | 1031.14 | 1031.14 | LP21 | LP21 | SENTRON, Fuse switch disconnector 3NP4, 3-pole, NH00, 160 A, for Busbar system 8US 60 mm, Box terminal, Fuse monitoring: yes | - | 0 | 0
3NP4370-0CA01 |  | 3NP4370-0CA01 | 1 | UN | 1 | 15 | C | D | N | N | 85362090 | 1 | 4011209372153 | 3.54 | KG | 877.45 | 877.45 | LP21 | LP21 | SENTRON, Fuse switch disconnector 3NP4, 3-pole, NH2, 400 A, for assembly and installation on mounting plate, screw terminal | - | 0 | 0
3NP5060-0CA00 |  | 3NP5060-0CA00 | 1 | UN | 1 | 1 | A | D | N | N | 85362090 | 1 | 4011209005976 | 1.61 | KG | 256.5 | 249.1 | LP21 | LP21 | SENTRON, Fuse switch disconnector 3NP5, 3-pole, NH00, 160 A, for assembly and installation on mounting plate, with High-speed closing, screw terminal | Lista Papel 2020 SI | 0 | 0
3NP5060-0CA00-Z | A01 | 3NP5060-0CA00-ZA01 | 1 | UN | 1 | 8 | C | D | N | N | 85362090 | 1 | 4011209552951 | 1.615 | KG | 312.83 | 312.83 | LP21 | LP21 | fuse switch disconnector I = 160 A, U = 690 V for cable lug connection fuse size NH00 tin-coated contacts | - | 0 | 0
3NP5060-0CA10 |  | 3NP5060-0CA10 | 1 | UN | 1 | 3 | B | D | N | N | 85362090 | 1 | 4011209005983 | 1.639 | KG | 300 | 291.5 | LP21 | LP21 | SENTRON, Fuse switch disconnector 3NP5, 3-pole, NH00, 160 A, for assembly and installation on mounting plate, with High-speed closing, screw terminal, Auxiliary switch on switch disconnector: 1 NO+1 NC | Lista Papel 2020 SI | 0 | 0
3NP5060-0CB00 |  | 3NP5060-0CB00 | 1 | UN | 1 | 2 | A | D | N | N | 85362090 | 1 | 4011209005990 | 1.733 | KG | 285.58 | 285.58 | LP21 | LP21 | SENTRON, Fuse switch disconnector 3NP5, 3-pole, NH00, 160 A, for assembly and installation on mounting plate, with High-speed closing, Clamp terminal | - | 0 | 0
3NP5060-0CB10 |  | 3NP5060-0CB10 | 1 | UN | 1 | 3 | B | D | N | N | 85362090 | 1 | 4011209006003 | 1.761 | KG | 323.73 | 323.73 | LP21 | LP21 | SENTRON, Fuse switch disconnector 3NP5, 3-pole, NH00, 160 A, for assembly and installation on mounting plate, with High-speed closing, Clamp terminal, Auxiliary switch at Switch disconnector: 1 NO+1 NC | - | 0 | 0
3NP5060-0EA26 |  | 3NP5060-0EA26 | 1 | UN | 1 | 5 | B | D | N | N | 85362090 | 1 | 4011209109858 | 2.459 | KG | 675.8 | 675.8 | LP21 | LP21 | SENTRON, Fuse switch disconnector 3NP5, 3-pole, NH00, 160 A, for assembly and installation on mounting plate, with High-speed closing, screw terminal, Fuse monitoring: through 3RV, Auxiliary switch at Switch disconnector: 1 NO+1 NC, Auxiliary switch at the Fuse monitoring: 2 NO | - | 0 | 0
3NP5060-0EA26-Z | A02 | 3NP5060-0EA26-ZA02 | 1 | UN | 1 | 7 | C | D | N | N | 85362090 | 1 | 4011209564183 | 2.598 | KG | 723.76 | 723.76 | LP21 | LP21 | fuse switch disconnector I=160A, U=690V, 3-pole AS 1Â NO + 1Â NC for cable lug connection with safety monitoring by 3RV, with AS 2Â NO fuse size NH00 with 3-meter connecting cable | - | 0 | 0
3NP5060-0EA86 |  | 3NP5060-0EA86 | 1 | UN | 1 | 1 | A | D | EAR99 | N | 85362090 | 1 | 4011209006010 | 2.435 | KG | 675.8 | 675.8 | LP21 | LP21 | SENTRON, Fuse switch disconnector 3NP5, 3-pole, NH00, 160 A, for assembly and installation on mounting plate, with High-speed closing, screw terminal, Fuse monitoring: through 3RV, Auxiliary switch at Switch disconnector: 1 NO+1 NC, Auxiliary switch at the Fuse monitoring: 1 NO+1 NC | - | 0 | 0
3NP5060-0EA86-Z | A01 | 3NP5060-0EA86-ZA01 | 1 | UN | 1 | 8 | C | D | N | N | 85362090 | 1 | 4011209552968 | 2.393 | KG | 723.76 | 723.76 | LP21 | LP21 | fuse switch disconnector I=160A, U=690V, 3-pole AS 1Â NO + 1Â NC for cable lug connection with safety monitoring by 3RV, with AS 1Â NO + 1Â NC fuse size NH00 tin-coated contacts | - | 0 | 0
3NP5060-0EA86-Z | A02 | 3NP5060-0EA86-ZA02 | 1 | UN | 1 | 8 | C | D | N | N | 85362090 | 1 | 4011209564169 | 2.598 | KG | 723.76 | 723.76 | LP21 | LP21 | fuse switch disconnector I=160A, U=690V, 3-pole AS 1Â NO + 1Â NC for cable lug connection with safety monitoring by 3RV, with AS 1Â NO + 1Â NC fuse size NH00 with 3-meter connecting cable | - | 0 | 0
3NP5060-0EA86-Z | X95 | 3NP5060-0EA86-ZX95 | 1 | UN | 1 | 5 | B | D | N | N | 85362090 | 7 | 4011209362826 | 2.484 | KG | 675.8 | 675.8 | LP21 | LP21 | fuse switch disconnector I=160A, U=690V, 3-pole AS 1Â NO + 1Â NC for cable lug connection with safety monitoring by 3RV, with AS 1Â NO + 1Â NC fuse size NH00 reusable packaging packaging quantity = 7 units | - | 0 | 0
3NP5060-0EB26 |  | 3NP5060-0EB26 | 1 | UN | 1 | 5 | B | D | N | N | 85362090 | 1 | 4011209084551 | 2.562 | KG | 701.96 | 701.96 | LP21 | LP21 | SENTRON, Fuse switch disconnector 3NP5, 3-pole, NH00, 160 A, for assembly and installation on mounting plate, with High-speed closing, Clamp terminal, Fuse monitoring: through 3VU, Auxiliary switch at Switch disconnector: 1 NO+1 NC, Auxiliary switch at the Fuse monitoring: 2 NO | - | 0 | 0
3NP5060-0EB86 |  | 3NP5060-0EB86 | 1 | UN | 1 | 3 | B | D | N | N | 85362090 | 1 | 4011209006027 | 2.57 | KG | 701.96 | 701.96 | LP21 | LP21 | SENTRON, Fuse switch disconnector 3NP5, 3-pole, NH00, 160 A, for assembly and installation on mounting plate, with High-speed closing, Clamp terminal, Fuse monitoring: through 3VU, Auxiliary switch at Switch disconnector: 1 NO+1 NC, Auxiliary switch at the Fuse monitoring: 1 NO+1 NC | - | 0 | 0
3NP5060-0EB86-Z | A01 | 3NP5060-0EB86-ZA01 | 1 | UN | 1 | 5 | B | D | N | N | 85362090 | 1 | 4011209552975 | 2.549 | KG | 752.1 | 752.1 | LP21 | LP21 | fuse switch disconnector I=160A, U=690V, 3-pole AS 1Â NO + 1Â NC with terminal clamp connection with safety monitoring by 3VU13, with AS 1Â NO + 1Â NC fuse size NH00 tin-coated contacts | - | 0 | 0
3NP5060-0EB86-Z | A02 | 3NP5060-0EB86-ZA02 | 1 | UN | 1 | 8 | C | D | N | N | 85362090 | 1 | 4011209564176 | 2.691 | KG | 752.1 | 752.1 | LP21 | LP21 | fuse switch disconnector I=160A, U=690V, 3-pole AS 1Â NO + 1Â NC with terminal clamp connection with safety monitoring by 3VU13, with AS 1Â NO + 1Â NC fuse size NH00 with 3-meter connecting cable | - | 0 | 0
3NP5060-0HA13 |  | 3NP5060-0HA13 | 1 | UN | 1 | 5 | B | D | N | N | 85362090 | 1 | 4011209469280 | 2.334 | KG | 951.57 | 951.57 | LP21 | LP21 | SENTRON, Fuse switch disconnector 3NP5, 3-pole, NH00, 160 A, for assembly and installation on mounting plate, with High-speed closing, screw terminal, Fuse monitoring: electronic, Auxiliary switch at Switch disconnector: 1 NO+1 NC, Auxiliary switch at the Fuse monitoring: 2 NO+1 NC | - | 0 | 0
3NP5060-0HA13-Z | A02 | 3NP5060-0HA13-ZA02 | 1 | UN | 1 | 10 | C | D | N | N | 85362090 | 1 | 4011209645820 | 2.508 | KG | 740.11 | 740.11 | LP21 | LP21 | fuse switch disconnector for assembly/installation 3-pole, I=160A, U=400/500V AC AS 1Â NO + 1Â NC fuse size NH00 with flat terminal with mounted EFM, self-powered (incl. control cable 1m) AS 2Â NO + 1Â NC with 3-meter connecting cable | - | 0 | 0
3NP5060-0HA13-Z | R01 | 3NP5060-0HA13-ZR01 | 1 | UN | 1 | 5 | B | D | N | N | 85362090 | 1 | 4011209552982 | 2.311 | KG | 729.21 | 729.21 | LP21 | LP21 | fuse switch disconnector for assembly/installation 3-pole, I=160A, U=400/500V AC AS 1Â NO + 1Â NC fuse size NH00 with flat terminal with mounted EFM, self-powered (incl. control cable 1m) AS 2Â NO + 1Â NC EFM closed-circuit principle | - | 0 | 0
3NP5060-0HB13 |  | 3NP5060-0HB13 | 1 | UN | 1 | 5 | B | D | N | N | 85362090 | 1 | 4011209503137 | 2.506 | KG | 990.81 | 990.81 | LP21 | LP21 | SENTRON, Fuse switch disconnector 3NP5, 3-pole, NH00, 160 A, for assembly and installation on mounting plate, with High-speed closing, Clamp terminal, Fuse monitoring: electronic, Auxiliary switch at Switch disconnector: 1 NO+1 NC, Auxiliary switch at the Fuse monitoring: 2 NO+1 NC | - | 0 | 0
3NP5060-0HB13-Z | R01 | 3NP5060-0HB13-ZR01 | 1 | UN | 1 | 7 | C | D | N | N | 85362090 | 1 | 4011209519459 | 2.445 | KG | 760.82 | 760.82 | LP21 | LP21 | fuse switch disconnector for assembly/installation 3-pole, I=160A, U=400/500V AC AS 1Â NO + 1Â NC fuse size NH00 with terminal clamp connection with mounted EFM, self-powered (incl. control cable 1m) AS 2Â NO + 1Â NC EFM closed-circuit principle | - | 0 | 0
3NP5065-1CF00 |  | 3NP5065-1CF00 | 1 | UN | 1 | 6 | C | D | N | N | 85362090 | 1 | 4011209118287 | 2.306 | KG | 408.75 | 408.75 | LP21 | LP21 | SENTRON, Fuse switch disconnector 3NP5, 3-pole, NH00, 160 A, with Adapter for Busbar system 8US 40 mm, with high-speed closing, screw terminal | - | 0 | 0
3NP5065-1CF10 |  | 3NP5065-1CF10 | 1 | UN | 1 | 5 | B | D | N | N | 85362090 | 1 | 4011209091603 | 2.415 | KG | 445.81 | 445.81 | LP21 | LP21 | SENTRON, Fuse switch disconnector 3NP5, 3-pole, NH00, 160 A, with Adapter for Busbar system 8US 40 mm, with high-speed closing, screw terminal, Auxiliary switch on switch disconnector: 1 NO+1 NC | - | 0 | 0
3NP5065-1CG00 |  | 3NP5065-1CG00 | 1 | UN | 1 | 5 | B | D | N | N | 85362090 | 1 | 4011209106864 | 2.351 | KG | 426.19 | 426.19 | LP21 | LP21 | SENTRON, Fuse switch disconnector 3NP5, 3-pole, NH00, 160 A, with Adapter for Busbar system 8US 40 mm, with high-speed closing, Clamp terminal | - | 0 | 0
3NP5065-1CG10 |  | 3NP5065-1CG10 | 1 | UN | 1 | 5 | B | D | N | N | 85362090 | 1 | 4011209275676 | 2.437 | KG | 466.52 | 466.52 | LP21 | LP21 | SENTRON, Fuse switch disconnector 3NP5, 3-pole, NH00, 160 A, with Adapter for Busbar system 8US 40 mm, with high-speed closing, Clamp terminal, Auxiliary switch at Switch disconnector: 1 NO+1 NC | - | 0 | 0
3NP5065-1EF26 |  | 3NP5065-1EF26 | 1 | UN | 1 | 5 | B | D | N | N | 85362090 | 1 | 4011209089426 | 2.807 | KG | 829.49 | 829.49 | LP21 | LP21 | SENTRON, Fuse switch disconnector 3NP5, 3-pole, NH00, 160 A, with Adapter for Busbar system 8US 40 mm, with high-speed closing, screw terminal, Fuse monitoring: through 3VU, Auxiliary switch at Switch disconnector: 1 NO+1 NC, Auxiliary switch at the Fuse monitoring: 2 NO | - | 0 | 0
3NP5065-1EF86 |  | 3NP5065-1EF86 | 1 | UN | 1 | 5 | B | D | N | N | 85362090 | 1 | 4011209006034 | 2.869 | KG | 829.49 | 829.49 | LP21 | LP21 | SENTRON, Fuse switch disconnector 3NP5, 3-pole, NH00, 160 A, with Adapter for Busbar system 8US 40 mm, with high-speed closing, screw terminal, Fuse monitoring: through 3VU, Auxiliary switch at Switch disconnector: 1 NO+1 NC, Auxiliary switch at the Fuse monitoring: 1 NO+1 NC | - | 0 | 0
3NP5065-1EG26 |  | 3NP5065-1EG26 | 1 | UN | 1 | 7 | C | D | N | N | 85362090 | 1 | 4011209355699 | 2.974 | KG | 858.92 | 858.92 | LP21 | LP21 | SENTRON, Fuse switch disconnector 3NP5, 3-pole, NH00, 160 A, with Adapter for Busbar system 8US 40 mm, with high-speed closing, Clamp terminal, Fuse monitoring: through 3VU, Auxiliary switch at Switch disconnector: 1 NO+1 NC, Auxiliary switch at the Fuse monitoring: 2 NO | - | 0 | 0
3NP5065-1EG86 |  | 3NP5065-1EG86 | 1 | UN | 1 | 5 | B | D | N | N | 85362090 | 1 | 4011209126855 | 2.876 | KG | 858.92 | 858.92 | LP21 | LP21 | SENTRON, Fuse switch disconnector 3NP5, 3-pole, NH00, 160 A, with Adapter for Busbar system 8US 40 mm, with high-speed closing, Clamp terminal, Fuse monitoring: through 3VU, Auxiliary switch at Switch disconnector: 1 NO+1 NC, Auxiliary switch at the Fuse monitoring: 1 NO+1 NC | - | 0 | 0
3NP5065-1HF13 |  | 3NP5065-1HF13 | 1 | UN | 1 | 5 | B | D | N | N | 85362090 | 1 | 4011209499218 | 2.697 | KG | 854.56 | 854.56 | LP21 | LP21 | SENTRON, Fuse switch disconnector 3NP5, 3-pole, NH00, 160 A, with Adapter for Busbar system 8US 40 mm, with high-speed closing, screw terminal, Fuse monitoring: electronic, Auxiliary switch at Switch disconnector: 1 NO+1 NC, Auxiliary switch at the Fuse monitoring: 2 NO+1 NC | - | 0 | 0
3NP5065-1HF13-Z | R01 | 3NP5065-1HF13-ZR01 | 1 | UN | 1 | 7 | C | D | N | N | 85362090 | 1 | 4011209519466 | 2.726 | KG | 888.35 | 888.35 | LP21 | LP21 | fuse switch disconnector with adapter for 40mm system 3-pole, I=160A, U=400/500V AC AS 1Â NO + 1Â NC fuse size NH00 with flat terminal with mounted EFM, self-powered (incl. control cable 1m) AS 2Â NO + 2Â NC EFM closed-circuit principle | - | 0 | 0
3NP5260-0CA00 |  | 3NP5260-0CA00 | 1 | UN | 1 | 1 | A | D | N | N | 85362090 | 1 | 4011209006041 | 5.36 | KG | 633.9 | 615.9 | LP21 | LP21 | SENTRON, Fuse switch disconnector 3NP5, 3-pole, NH1, 250 A, for assembly and installation on mounting plate, with High-speed closing, screw terminal | Lista Papel 2020 SI | 0 | 0
3NP5260-0CA00-Z | A01 | 3NP5260-0CA00-ZA01 | 1 | UN | 1 | 8 | C | D | N | N | 85362090 | 1 | 4011209552999 | 5.425 | KG | 694.33 | 694.33 | LP21 | LP21 | fuse switch disconnector I = 250 A, U = 690 V fuse size NH0 and NH1 for cable lug connection tin-coated contacts | - | 0 | 0
3NP5260-0CA10 |  | 3NP5260-0CA10 | 1 | UN | 1 | 2 | A | D | N | N | 85362090 | 1 | 4011209006058 | 5.412 | KG | 669.9 | 650.8 | LP21 | LP21 | SENTRON, Fuse switch disconnector 3NP5, 3-pole, NH1, 250 A, for assembly and installation on mounting plate, with High-speed closing, screw terminal, Auxiliary switch on switch disconnector: 1 NO+1 NC | Lista Papel 2020 SI | 0 | 0
3NP5260-0CB00 |  | 3NP5260-0CB00 | 1 | UN | 1 | 6 | C | D | N | N | 85362090 | 1 | 4011209119390 | 5.649 | KG | 705.23 | 705.23 | LP21 | LP21 | SENTRON, Fuse switch disconnector 3NP5, 3-pole, NH1, 250 A, for assembly and installation on mounting plate, with High-speed closing, Clamp terminal | - | 0 | 0
3NP5260-0CB10 |  | 3NP5260-0CB10 | 1 | UN | 1 | 5 | B | D | N | N | 85362090 | 1 | 4011209128835 | 5.601 | KG | 743.38 | 743.38 | LP21 | LP21 | SENTRON, Fuse switch disconnector 3NP5, 3-pole, NH1, 250 A, for assembly and installation on mounting plate, with High-speed closing, Clamp terminal, Auxiliary switch at Switch disconnector: 1 NO+1 NC | - | 0 | 0
3NP5260-0EA26 |  | 3NP5260-0EA26 | 1 | UN | 1 | 5 | B | D | N | N | 85362090 | 1 | 4011209151390 | 5.981 | KG | 1133.6 | 1133.6 | LP21 | LP21 | SENTRON, Fuse switch disconnector 3NP5, 3-pole, NH1, 250 A, for assembly and installation on mounting plate, with High-speed closing, screw terminal, Fuse monitoring: through 3RV, Auxiliary switch at Switch disconnector: 1 NO+1 NC, Auxiliary switch at the Fuse monitoring: 2 NO | - | 0 | 0
3NP5260-0EA86 |  | 3NP5260-0EA86 | 1 | UN | 1 | 1 | A | D | N | N | 85362090 | 1 | 4011209006065 | 5.962 | KG | 1133.6 | 1133.6 | LP21 | LP21 | SENTRON, Fuse switch disconnector 3NP5, 3-pole, NH1, 250 A, for assembly and installation on mounting plate, with High-speed closing, screw terminal, Fuse monitoring: through 3RV, Auxiliary switch at Switch disconnector: 1 NO+1 NC, Auxiliary switch at the Fuse monitoring: 1 NO+1 NC | - | 0 | 0
3NP5260-0EA86-Z | A01 | 3NP5260-0EA86-ZA01 | 1 | UN | 1 | 8 | C | D | N | N | 85362090 | 1 | 4011209564220 | 5.977 | KG | 1188.1 | 1188.1 | LP21 | LP21 | fuse switch disconnector I = 250 A, U = 690 V AS 1Â NO + 1Â NC for cable lug connection fuse size NH0 and NH1 with safety monitoring by 3RV, 1Â NO + 1Â NC tin-coated contacts | - | 0 | 0
3NP5260-0EA86-Z | A02 | 3NP5260-0EA86-ZA02 | 1 | UN | 1 | 5 | B | D | N | N | 85362090 | 1 | 4011209564213 | 6.139 | KG | 1155.4 | 1155.4 | LP21 | LP21 | fuse switch disconnector I = 250 A, U = 690 V AS 1Â NO + 1Â NC for cable lug connection fuse size NH0 and NH1 with safety monitoring by 3RV, 1Â NO + 1Â NC with 3-meter connecting cable | - | 0 | 0
3NP5260-0EB26 |  | 3NP5260-0EB26 | 1 | UN | 1 | 5 | B | D | N | N | 85362090 | 1 | 4011209230705 | 6.169 | KG | 1199 | 1199 | LP21 | LP21 | SENTRON, Fuse switch disconnector 3NP5, 3-pole, NH1, 250 A, for assembly and installation on mounting plate, with High-speed closing, screw terminal, Fuse monitoring: through 3VU, Auxiliary switch at Switch disconnector: 1 NO+1 NC, Auxiliary switch at the Fuse monitoring: 2 NO | - | 0 | 0
3NP5260-0EB86 |  | 3NP5260-0EB86 | 1 | UN | 1 | 5 | B | D | EAR99 | N | 85362090 | 1 | 4011209124448 | 6.202 | KG | 1199 | 1199 | LP21 | LP21 | SENTRON, Fuse switch disconnector 3NP5, 3-pole, NH1, 250 A, for assembly and installation on mounting plate, with High-speed closing, Clamp terminal, Fuse monitoring: through 3VU, Auxiliary switch at Switch disconnector: 1 NO+1 NC, Auxiliary switch at the Fuse monitoring: 1 NO+1 NC | - | 0 | 0
3NP5260-0HA13 |  | 3NP5260-0HA13 | 1 | UN | 1 | 5 | B | D | N | N | 85362090 | 1 | 4011209469617 | 5.93 | KG | 1471.5 | 1471.5 | LP21 | LP21 | SENTRON, Fuse switch disconnector 3NP5, 3-pole, NH1, 250 A, for assembly and installation on mounting plate, with High-speed closing, screw terminal, Fuse monitoring: electronic, Auxiliary switch at Switch disconnector: 1 NO+1 NC, Auxiliary switch at the Fuse monitoring: 2 NO+1 NC | - | 0 | 0
3NP5260-0HA13-Z | A02 | 3NP5260-0HA13-ZA02 | 1 | UN | 1 | 5 | B | D | N | N | 85362090 | 1 | 4011209564206 | 6.627 | KG | 1188.1 | 1188.1 | LP21 | LP21 | fuse switch disconnector for assembly/installation 3-pole, I=250A, U=400/500V AC AS 1Â NO + 1Â NC fuse size NH0 and NH1 with flat terminal with mounted EFM, self-powered (incl. control cable 1m) AS 2Â NO + 1Â NC with 3-meter connecting cable | - | 0 | 0
3NP5260-0HA13-Z | R01 | 3NP5260-0HA13-ZR01 | 1 | UN | 1 | 5 | B | D | N | N | 85362090 | 1 | 4011209553002 | 6.627 | KG | 1209.9 | 1209.9 | LP21 | LP21 | fuse switch disconnector for assembly/installation 3-pole, I=250A, U=400/500V AC AS 1Â NO + 1Â NC fuse size NH0 and NH1 with flat terminal with mounted EFM, self-powered (incl. control cable 1m) AS 2Â NO + 1Â NC EFM closed-circuit principle | - | 0 | 0
3NP5360-0CA00 |  | 3NP5360-0CA00 | 1 | UN | 1 | 1 | A | D | N | N | 85362090 | 1 | 4011209006072 | 6.51 | KG | 694.3 | 675.2 | LP21 | LP21 | SENTRON, Fuse switch disconnector 3NP5, 3-pole, NH2, 400 A, for assembly and installation on mounting plate, with High-speed closing, screw terminal | Lista Papel 2020 SI | 0 | 0
3NP5360-0CA00-Z | A01 | 3NP5360-0CA00-ZA01 | 1 | UN | 1 | 8 | C | D | N | N | 85362090 | 1 | 4011209553019 | 6.508 | KG | 760.82 | 760.82 | LP21 | LP21 | fuse switch disconnector I = 400 A, U = 690 V for cable lug connection fuse size NH1 and NH2 tin-coated contacts | - | 0 | 0
3NP5360-0CA10 |  | 3NP5360-0CA10 | 1 | UN | 1 | 2 | A | D | N | N | 85362090 | 1 | 4011209006089 | 6.475 | KG | 737.8 | 716.6 | LP21 | LP21 | SENTRON, Fuse switch disconnector 3NP5, 3-pole, NH2, 400 A, for assembly and installation on mounting plate, with High-speed closing, screw terminal, Auxiliary switch on switch disconnector: 1 NO+1 NC | Lista Papel 2020 SI | 0 | 0
3NP5360-0EA26 |  | 3NP5360-0EA26 | 1 | UN | 1 | 5 | B | D | N | N | 85362090 | 1 | 4011209101074 | 7.042 | KG | 1220.8 | 1220.8 | LP21 | LP21 | SENTRON, Fuse switch disconnector 3NP5, 3-pole, NH2, 400 A, for assembly and installation on mounting plate, with High-speed closing, screw terminal, Fuse monitoring: through 3RV, Auxiliary switch at Switch disconnector: 1 NO+1 NC, Auxiliary switch at the Fuse monitoring: 2 NO | - | 0 | 0
3NP5360-0EA86 |  | 3NP5360-0EA86 | 1 | UN | 1 | 1 | A | D | N | N | 85362090 | 1 | 4011209006096 | 7.052 | KG | 1220.8 | 1220.8 | LP21 | LP21 | SENTRON, Fuse switch disconnector 3NP5, 3-pole, NH2, 400 A, for assembly and installation on mounting plate, with High-speed closing, screw terminal, Fuse monitoring: through 3RV, Auxiliary switch at Switch disconnector: 1 NO+1 NC, Auxiliary switch at the Fuse monitoring: 1 NO+1 NC | - | 0 | 0
3NP5360-0EA86-Z | A01 | 3NP5360-0EA86-ZA01 | 1 | UN | 1 | 8 | C | D | N | N | 85362090 | 1 | 4011209553026 | 7.033 | KG | 1264.4 | 1264.4 | LP21 | LP21 | fuse switch disconnector I = 400 A, U = 690 V AS 1Â NO + 1Â NC for cable lug connection fuse size NH1 and NH2 with safety monitoring by 3RV, with 1Â NO + 1Â NC tin-coated contacts | - | 0 | 0
3NP5360-0EA86-Z | A02 | 3NP5360-0EA86-ZA02 | 1 | UN | 1 | 8 | C | D | N | N | 85362090 | 1 | 4011209564237 | 7.202 | KG | 1264.4 | 1264.4 | LP21 | LP21 | fuse switch disconnector I = 400 A, U = 690 V AS 1Â NO + 1Â NC for cable lug connection fuse size NH1 and NH2 with safety monitoring by 3RV, with 1Â NO + 1Â NC with 3-meter connecting cable | - | 0 | 0
3NP5360-0HA13 |  | 3NP5360-0HA13 | 1 | UN | 1 | 5 | B | D | N | N | 85362090 | 1 | 4011209477919 | 6.937 | KG | 1580.5 | 1580.5 | LP21 | LP21 | SENTRON, Fuse switch disconnector 3NP5, 3-pole, NH2, 400 A, for assembly and installation on mounting plate, with High-speed closing, screw terminal, Fuse monitoring: electronic, Auxiliary switch at Switch disconnector: 1 NO+1 NC, Auxiliary switch at the Fuse monitoring: 2 NO+1 NC | - | 0 | 0
3NP5360-0HA13-Z | R01 | 3NP5360-0HA13-ZR01 | 1 | UN | 1 | 7 | C | D | N | N | 85362090 | 1 | 4011209553033 | 8.044 | KG | 1275.3 | 1275.3 | LP21 | LP21 | fuse switch disconnector for assembly/installation 3-pole, I=400A, U=400/500V AC AS 1Â NO + 1Â NC fuse size NH1 and NH2 with flat terminal with mounted EFM, self-powered (incl. control cable 1m) AS 2Â NO + 1Â NC EFM closed-circuit principle | - | 0 | 0
3NP5460-0CA00 |  | 3NP5460-0CA00 | 1 | UN | 1 | 1 | A | D | N | N | 85362090 | 1 | 4011209006102 | 7.89 | KG | 825.7 | 802.4 | LP21 | LP21 | SENTRON, Fuse switch disconnector 3NP5, 3-pole, NH3, 630 A, for assembly and installation on mounting plate, with High-speed closing, screw terminal | Lista Papel 2020 SI | 0 | 0
3NP5460-0CA00-Z | A01 | 3NP5460-0CA00-ZA01 | 1 | UN | 1 | 8 | C | D | N | N | 85362090 | 1 | 4011209553040 | 7.92 | KG | 890.53 | 890.53 | LP21 | LP21 | fuse switch disconnector I = 630 A, U = 690 V for cable lug connection fuse size NH2 and NH3 tin-coated contacts | - | 0 | 0
3NP5460-0CA10 |  | 3NP5460-0CA10 | 1 | UN | 1 | 3 | B | D | N | N | 85362090 | 1 | 4011209006119 | 7.036 | KG | 866 | 841.6 | LP21 | LP21 | SENTRON, Fuse switch disconnector 3NP5, 3-pole, NH3, 630 A, for assembly and installation on mounting plate, with High-speed closing, screw terminal, Auxiliary switch on switch disconnector: 1 NO+1 NC | Lista Papel 2020 SI | 0 | 0
3NP5460-0EA26 |  | 3NP5460-0EA26 | 1 | UN | 1 | 5 | B | D | N | N | 85362090 | 1 | 4011209142312 | 8.443 | KG | 1340.7 | 1340.7 | LP21 | LP21 | SENTRON, Fuse switch disconnector 3NP5, 3-pole, NH3, 630 A, for assembly and installation on mounting plate, with High-speed closing, screw terminal, Fuse monitoring: through 3RV, Auxiliary switch at Switch disconnector: 1 NO+1 NC, Auxiliary switch at the Fuse monitoring: 2 NO | - | 0 | 0
3NP5460-0EA86 |  | 3NP5460-0EA86 | 1 | UN | 1 | 1 | A | D | N | N | 85362090 | 1 | 4011209006126 | 8.437 | KG | 1340.7 | 1340.7 | LP21 | LP21 | SENTRON, Fuse switch disconnector 3NP5, 3-pole, NH3, 630 A, for assembly and installation on mounting plate, with High-speed closing, screw terminal, Fuse monitoring: through 3RV, Auxiliary switch at Switch disconnector: 1 NO+1 NC, Auxiliary switch at the Fuse monitoring: 1 NO+1 NC | - | 0 | 0
3NP5460-0EA86-Z | A01 | 3NP5460-0EA86-ZA01 | 1 | UN | 1 | 8 | C | D | N | N | 85362090 | 1 | 4011209564251 | 8.482 | KG | 1406.1 | 1406.1 | LP21 | LP21 | fuse switch disconnector I = 630 A, U = 690 V AS 1Â NO + 1Â NC for cable lug connection fuse size NH2 and NH3 with safety monitoring by 3RV, with 1Â NO + 1Â NC tin-coated contacts | - | 0 | 0
3NP5460-0EA86-Z | A02 | 3NP5460-0EA86-ZA02 | 1 | UN | 1 | 5 | B | D | N | N | 85362090 | 1 | 4011209564244 | 8.707 | KG | 1406.1 | 1406.1 | LP21 | LP21 | fuse switch disconnector I = 630 A, U = 690 V AS 1Â NO + 1Â NC for cable lug connection fuse size NH2 and NH3 with safety monitoring by 3RV, with 1Â NO + 1Â NC with 3-meter connecting cable | - | 0 | 0
3NP5460-0HA13 |  | 3NP5460-0HA13 | 1 | UN | 1 | 5 | B | D | N | N | 85362090 | 1 | 4011209469853 | 8.313 | KG | 1471.5 | 1471.5 | LP21 | LP21 | SENTRON, Fuse switch disconnector 3NP5, 3-pole, NH3, 630 A, for assembly and installation on mounting plate, with High-speed closing, screw terminal, Fuse monitoring: electronic, Auxiliary switch at Switch disconnector: 1 NO+1 NC, Auxiliary switch at the Fuse monitoring: 2 NO+1 NC | - | 0 | 0
3NP5460-0HA13-Z | R01 | 3NP5460-0HA13-ZR01 | 1 | UN | 1 | 7 | C | D | N | N | 85362090 | 1 | 4011209553057 | 9.16 | KG | 1460.6 | 1460.6 | LP21 | LP21 | fuse switch disconnector for assembly/installation 3-pole, I=630A, U=400/500V AC AS 1Â NO + 1Â NC fuse size NH2 and NH3 with flat terminal with mounted EFM, self-powered (incl. control cable 1m) AS 2Â NO + 1Â NC EFM closed-circuit principle | - | 0 | 0
3NW1006-0HG |  | 3NW1006-0HG | 1 | UN | 1 | 2 | A | D | N | N | 85361010 | 10 | 4001869333649 | 8 | G | 14.65 | 14.65 | LP01 | LP01 | SENTRON, cylindrical fuse link, Class CC, 0.6 A, time-lag, Un AC: 600 V, respect national installation rules! | - | 0 | 0
3NW1008-0HG |  | 3NW1008-0HG | 1 | UN | 1 | 2 | A | D | N | N | 85361010 | 10 | 4001869333656 | 8 | G | 14.65 | 14.65 | LP01 | LP01 | SENTRON, cylindrical fuse link, Class CC, 0.8 A, time-lag, Un AC: 600 V, respect national installation rules! | - | 0 | 0
3NW1010-0HG |  | 3NW1010-0HG | 1 | UN | 1 | 2 | A | D | N | N | 85361010 | 10 | 4001869333663 | 8 | G | 14.65 | 14.65 | LP01 | LP01 | SENTRON, cylindrical fuse link, Class CC, 1 A, time-lag, Un AC: 600 V, respect national installation rules! | - | 0 | 0
3NW1015-0HG |  | 3NW1015-0HG | 1 | UN | 1 | 2 | A | D | N | N | 85361010 | 10 | 4001869333670 | 8 | G | 14.65 | 14.65 | LP01 | LP01 | SENTRON, cylindrical fuse link, Class CC, 1.5 A, time-lag, Un AC: 600 V, respect national installation rules! | - | 0 | 0
3NW1020-0HG |  | 3NW1020-0HG | 1 | UN | 1 | 2 | A | D | N | N | 85361010 | 10 | 4001869333687 | 8 | G | 14.65 | 14.65 | LP01 | LP01 | SENTRON, cylindrical fuse link, Class CC, 2 A, time-lag, Un AC: 600 V, respect national installation rules! | - | 0 | 0
3NW1025-0HG |  | 3NW1025-0HG | 1 | UN | 1 | 2 | A | D | N | N | 85361010 | 10 | 4001869432953 | 8 | G | 14.65 | 14.65 | LP01 | LP01 | SENTRON, cylindrical fuse link, Class CC, 2.5 A, time-lag, Un AC: 600 V, respect national installation rules! | - | 0 | 0
3NW1030-0HG |  | 3NW1030-0HG | 1 | UN | 1 | 2 | A | D | N | N | 85361010 | 10 | 4001869333694 | 0.008 | KG | 14.65 | 14.65 | LP01 | LP01 | SENTRON, cylindrical fuse link, Class CC, 3 A, time-lag, Un AC: 600 V, respect national installation rules! | - | 0 | 0
3NW1040-0HG |  | 3NW1040-0HG | 1 | UN | 1 | 2 | A | D | N | N | 85361010 | 10 | 4001869333700 | 8 | G | 14.65 | 14.65 | LP01 | LP01 | SENTRON, cylindrical fuse link, Class CC, 4 A, time-lag, Un AC: 600 V, respect national installation rules! | - | 0 | 0
3NW1050-0HG |  | 3NW1050-0HG | 1 | UN | 1 | 2 | A | D | N | N | 85361010 | 10 | 4001869333717 | 8 | G | 14.65 | 14.65 | LP01 | LP01 | SENTRON, cylindrical fuse link, Class CC, 5 A, time-lag, Un AC: 600 V, respect national installation rules! | - | 0 | 0
3NW1060-0HG |  | 3NW1060-0HG | 1 | UN | 1 | 2 | A | D | N | N | 85361010 | 10 | 4001869333724 | 8 | G | 14.65 | 14.65 | LP01 | LP01 | SENTRON, cylindrical fuse link, Class CC, 6 A, time-lag, Un AC: 600 V, respect national installation rules! | - | 0 | 0
3NW1075-0HG |  | 3NW1075-0HG | 1 | UN | 1 | 15 | C | D | N | N | 85361010 | 10 | 4001869435329 | 8 | G | 14.65 | 14.65 | LP01 | LP01 | SENTRON, cylindrical fuse link, Class CC, 7.5 A, time-lag, Un AC: 600 V, respect national installation rules! | - | 0 | 0
3NW1080-0HG |  | 3NW1080-0HG | 1 | UN | 1 | 2 | A | D | N | N | 85361010 | 10 | 4001869333731 | 9 | G | 14.65 | 14.65 | LP01 | LP01 | SENTRON, cylindrical fuse link, Class CC, 8 A, time-lag, Un AC: 600 V, respect national installation rules! | - | 0 | 0
3NW1100-0HG |  | 3NW1100-0HG | 1 | UN | 1 | 2 | A | D | N | N | 85361010 | 10 | 4001869333748 | 8 | G | 14.65 | 14.65 | LP01 | LP01 | SENTRON, cylindrical fuse link, Class CC, 10 A, time-lag, Un AC: 600 V, respect national installation rules! | - | 0 | 0
3NW1150-0HG |  | 3NW1150-0HG | 1 | UN | 1 | 2 | A | D | N | N | 85361050 | 10 | 4001869333762 | 9 | G | 14.65 | 14.65 | LP01 | LP01 | SENTRON, cylindrical fuse link, Class CC, 15 A, time-lag, Un AC: 600 V, respect national installation rules! | - | 0 | 0
3NW1200-0HG |  | 3NW1200-0HG | 1 | UN | 1 | 2 | A | D | N | N | 85361050 | 10 | 4001869333779 | 8 | G | 14.65 | 14.65 | LP01 | LP01 | SENTRON, cylindrical fuse link, Class CC, 20 A, time-lag, Un AC: 600 V, respect national installation rules! | - | 0 | 0
3NW1250-0HG |  | 3NW1250-0HG | 1 | UN | 1 | 2 | A | D | N | N | 85361050 | 10 | 4001869333786 | 8 | G | 14.65 | 14.65 | LP01 | LP01 | SENTRON, cylindrical fuse link, Class CC, 25 A, time-lag, Un AC: 600 V, respect national installation rules! | - | 0 | 0
3NW1300-0HG |  | 3NW1300-0HG | 1 | UN | 1 | 2 | A | D | EAR99 | N | 85361050 | 10 | 4001869333793 | 8 | G | 14.65 | 14.65 | LP01 | LP01 | SENTRON, cylindrical fuse link, Class CC, 30 A, time-lag, Un AC: 600 V, respect national installation rules! | - | 0 | 0
3NW2010-0HG |  | 3NW2010-0HG | 1 | UN | 1 | 2 | A | D | EAR99 | N | 85361010 | 10 | 4001869333809 | 8 | G | 16.67 | 16.67 | LP01 | LP01 | SENTRON, cylindrical fuse link, Class CC, 1 A, quick, Un AC: 600 V, respect national installation rules! | - | 0 | 0
3NW2020-0HG |  | 3NW2020-0HG | 1 | UN | 1 | 2 | A | D | EAR99 | N | 85361010 | 10 | 4001869333816 | 8 | G | 16.67 | 16.67 | LP01 | LP01 | SENTRON, cylindrical fuse link, Class CC, 2 A, quick, Un AC: 600 V, respect national installation rules! | - | 0 | 0
3NW2030-0HG |  | 3NW2030-0HG | 1 | UN | 1 | 2 | A | D | EAR99 | N | 85361010 | 10 | 4001869333823 | 8 | G | 16.67 | 16.67 | LP01 | LP01 | SENTRON, cylindrical fuse link, Class CC, 3 A, quick, Un AC: 600 V, respect national installation rules! | - | 0 | 0
3NW2040-0HG |  | 3NW2040-0HG | 1 | UN | 1 | 2 | A | D | EAR99 | N | 85361010 | 10 | 4001869333830 | 8 | G | 16.67 | 16.67 | LP01 | LP01 | SENTRON, cylindrical fuse link, Class CC, 4 A, quick, Un AC: 600 V, respect national installation rules! | - | 0 | 0
3NW2050-0HG |  | 3NW2050-0HG | 1 | UN | 1 | 2 | A | D | N | N | 85361010 | 10 | 4001869333847 | 8 | G | 16.67 | 16.67 | LP01 | LP01 | SENTRON, cylindrical fuse link, Class CC, 5 A, quick, Un AC: 600 V, respect national installation rules! | - | 0 | 0
3NW2060-0HG |  | 3NW2060-0HG | 1 | UN | 1 | 2 | A | D | EAR99 | N | 85361010 | 10 | 4001869333854 | 8 | G | 16.67 | 16.67 | LP01 | LP01 | SENTRON, cylindrical fuse link, Class CC, 6 A, quick, Un AC: 600 V, respect national installation rules! | - | 0 | 0
3NW2080-0HG |  | 3NW2080-0HG | 1 | UN | 1 | 2 | A | D | EAR99 | N | 85361010 | 10 | 4001869333861 | 8 | G | 16.67 | 16.67 | LP01 | LP01 | SENTRON, cylindrical fuse link, Class CC, 8 A, quick, Un AC: 600 V, respect national installation rules! | - | 0 | 0
3NW2100-0HG |  | 3NW2100-0HG | 1 | UN | 1 | 2 | A | D | EAR99 | N | 85361010 | 10 | 4001869333878 | 8 | G | 16.67 | 16.67 | LP01 | LP01 | SENTRON, cylindrical fuse link, Class CC, 10 A, quick, Un AC: 600 V, respect national installation rules! | - | 0 | 0
3NW2120-0HG |  | 3NW2120-0HG | 1 | UN | 1 | 2 | A | D | N | N | 85361050 | 10 | 4001869333885 | 8 | G | 16.67 | 16.67 | LP01 | LP01 | SENTRON, cylindrical fuse link, Class CC, 12 A, quick, Un AC: 600 V, respect national installation rules! | - | 0 | 0
3NW2150-0HG |  | 3NW2150-0HG | 1 | UN | 1 | 2 | A | D | N | N | 85361050 | 10 | 4001869333892 | 9 | G | 16.67 | 16.67 | LP01 | LP01 | SENTRON, cylindrical fuse link, Class CC, 15 A, quick, Un AC: 600 V, respect national installation rules! | - | 0 | 0
3NW2200-0HG |  | 3NW2200-0HG | 1 | UN | 1 | 2 | A | D | N | N | 85361050 | 10 | 4001869333908 | 8 | G | 16.67 | 16.67 | LP01 | LP01 | SENTRON, cylindrical fuse link, Class CC, 20 A, quick, Un AC: 600 V, respect national installation rules! | - | 0 | 0
3NW2250-0HG |  | 3NW2250-0HG | 1 | UN | 1 | 2 | A | D | N | N | 85361050 | 10 | 4001869333915 | 8 | G | 16.67 | 16.67 | LP01 | LP01 | SENTRON, cylindrical fuse link, Class CC, 25 A, quick, Un AC: 600 V, respect national installation rules! | - | 0 | 0
3NW2300-0HG |  | 3NW2300-0HG | 1 | UN | 1 | 2 | A | D | N | N | 85361050 | 10 | 4001869333922 | 8 | G | 16.67 | 16.67 | LP01 | LP01 | SENTRON, cylindrical fuse link, Class CC, 30 A, quick, Un AC: 600 V, respect national installation rules! | - | 0 | 0
3NW3010-0HG |  | 3NW3010-0HG | 1 | UN | 1 | 2 | A | D | N | N | 85361010 | 10 | 4001869333939 | 8 | G | 16.56 | 16.56 | LP01 | LP01 | SENTRON, cylindrical fuse link, Class CC, 1 A, time-lag, current-limiting, Un AC: 600 V, respect national installation rules! | - | 0 | 0
3NW3020-0HG |  | 3NW3020-0HG | 1 | UN | 1 | 2 | A | D | N | N | 85361010 | 10 | 4001869333946 | 8 | G | 16.56 | 16.56 | LP01 | LP01 | SENTRON, cylindrical fuse link, Class CC, 2 A, time-lag, current-limiting, Un AC: 600 V, respect national installation rules! | - | 0 | 0
3NW3030-0HG |  | 3NW3030-0HG | 1 | UN | 1 | 2 | A | D | N | N | 85361010 | 10 | 4001869333953 | 8 | G | 16.56 | 16.56 | LP01 | LP01 | SENTRON, cylindrical fuse link, Class CC, 3 A, time-lag, current-limiting, Un AC: 600 V, respect national installation rules! | - | 0 | 0
3NW3040-0HG |  | 3NW3040-0HG | 1 | UN | 1 | 2 | A | D | N | N | 85361010 | 10 | 4001869333960 | 8 | G | 16.56 | 16.56 | LP01 | LP01 | SENTRON, cylindrical fuse link, Class CC, 4 A, time-lag, current-limiting, Un AC: 600 V, respect national installation rules! | - | 0 | 0
3NW3050-0HG |  | 3NW3050-0HG | 1 | UN | 1 | 2 | A | D | N | N | 85361010 | 10 | 4001869333977 | 8 | G | 16.56 | 16.56 | LP01 | LP01 | SENTRON, cylindrical fuse link, Class CC, 5 A, time-lag, current-limiting, Un AC: 600 V, respect national installation rules! | - | 0 | 0
3NW3060-0HG |  | 3NW3060-0HG | 1 | UN | 1 | 2 | A | D | N | N | 85361010 | 10 | 4001869333984 | 8 | G | 16.56 | 16.56 | LP01 | LP01 | SENTRON, cylindrical fuse link, Class CC, 6 A, time-lag, current-limiting, Un AC: 600 V, respect national installation rules! | - | 0 | 0
3NW3080-0HG |  | 3NW3080-0HG | 1 | UN | 1 | 2 | A | D | N | N | 85361010 | 10 | 4001869333991 | 0.008 | KG | 16.56 | 16.56 | LP01 | LP01 | SENTRON, cylindrical fuse link, Class CC, 8 A, time-lag, current-limiting, Un AC: 600 V, respect national installation rules! | - | 0 | 0
3NW3100-0HG |  | 3NW3100-0HG | 1 | UN | 1 | 2 | A | D | N | N | 85361010 | 10 | 4001869334004 | 8 | G | 16.56 | 16.56 | LP01 | LP01 | SENTRON, cylindrical fuse link, Class CC, 10 A, time-lag, current-limiting, Un AC: 600 V, respect national installation rules! | - | 0 | 0
3NW3120-0HG |  | 3NW3120-0HG | 1 | UN | 1 | 2 | A | D | N | N | 85361050 | 10 | 4001869334011 | 8 | G | 16.56 | 16.56 | LP01 | LP01 | SENTRON, cylindrical fuse link, Class CC, 12 A, time-lag, current-limiting, Un AC: 600 V, respect national installation rules! | - | 0 | 0
3NW3150-0HG |  | 3NW3150-0HG | 1 | UN | 1 | 2 | A | D | N | N | 85361050 | 10 | 4001869334028 | 8 | G | 16.56 | 16.56 | LP01 | LP01 | SENTRON, cylindrical fuse link, Class CC, 15 A, time-lag, current-limiting, Un AC: 600 V, respect national installation rules! | - | 0 | 0
3NW3200-0HG |  | 3NW3200-0HG | 1 | UN | 1 | 2 | A | D | N | N | 85361050 | 10 | 4001869334035 | 8 | G | 16.56 | 16.56 | LP01 | LP01 | SENTRON, cylindrical fuse link, Class CC, 20 A, time-lag, current-limiting, Un AC: 600 V, respect national installation rules! | - | 0 | 0
3NW3250-0HG |  | 3NW3250-0HG | 1 | UN | 1 | 2 | A | D | N | N | 85361050 | 10 | 4001869334042 | 8 | G | 16.56 | 16.56 | LP01 | LP01 | SENTRON, cylindrical fuse link, Class CC, 25 A, time-lag, current-limiting, Un AC: 600 V, respect national installation rules! | - | 0 | 0
3NW3300-0HG |  | 3NW3300-0HG | 1 | UN | 1 | 2 | A | D | N | N | 85361050 | 10 | 4001869334059 | 8 | G | 16.56 | 16.56 | LP01 | LP01 | SENTRON, cylindrical fuse link, Class CC, 30 A, time-lag, current-limiting, Un AC: 600 V, respect national installation rules! | - | 0 | 0
3NW4101-1HG |  | 3NW4101-1HG | 1 | UN | 1 | 10 | C | D | EAR99 | N | 85361050 | 10 | 4001869522586 | 46 | G | 28.08 | 28.08 | LP01 | LP01 | Class J fuse link 6 A 600 V quick-response, respect national installation rules! | - | 0 | 0
3NW4101-2HG |  | 3NW4101-2HG | 1 | UN | 1 | 10 | C | D | EAR99 | N | 85361050 | 10 | 4001869522869 | 45 | G | 29.09 | 29.09 | LP01 | LP01 | Class J fuse link 6 A 600 V time-lag, respect national installation rules! | - | 0 | 0
3NW4103-1HG |  | 3NW4103-1HG | 1 | UN | 1 | 10 | C | D | EAR99 | N | 85361050 | 10 | 4001869522593 | 46 | G | 28.08 | 28.08 | LP01 | LP01 | Class J fuse link 10 A 600 V quick-response, respect national installation rules! | - | 0 | 0
3NW4103-2HG |  | 3NW4103-2HG | 1 | UN | 1 | 10 | C | D | EAR99 | N | 85361050 | 10 | 4001869522876 | 44 | G | 29.09 | 29.09 | LP01 | LP01 | Class J fuse link 10 A 600 V time-lag, respect national installation rules! | - | 0 | 0
3NW4104-1HG |  | 3NW4104-1HG | 1 | UN | 1 | 10 | C | D | EAR99 | N | 85361050 | 10 | 4001869522579 | 46 | G | 27.07 | 27.07 | LP01 | LP01 | Class J fuse link 4 A 600 V quick-response, respect national installation rules! | - | 0 | 0
3NW4104-2HG |  | 3NW4104-2HG | 1 | UN | 1 | 10 | C | D | EAR99 | N | 85361050 | 10 | 4001869522852 | 44 | G | 28.08 | 28.08 | LP01 | LP01 | Class J fuse link 4 A 600 V time-lag, respect national installation rules! | - | 0 | 0
3NW4105-1HG |  | 3NW4105-1HG | 1 | UN | 1 | 10 | C | D | EAR99 | N | 85361050 | 10 | 4001869522609 | 45 | G | 28.08 | 28.08 | LP01 | LP01 | Class J fuse link 15 A 600 V quick-response, respect national installation rules! | - | 0 | 0
3NW4105-2HG |  | 3NW4105-2HG | 1 | UN | 1 | 10 | C | D | EAR99 | N | 85361050 | 10 | 4001869522883 | 48 | G | 29.09 | 29.09 | LP01 | LP01 | Class J fuse link 15 A 600 V time-lag, respect national installation rules! | - | 0 | 0
3NW4107-1HG |  | 3NW4107-1HG | 1 | UN | 1 | 10 | C | D | EAR99 | N | 85361050 | 10 | 4001869522616 | 46 | G | 29.09 | 29.09 | LP01 | LP01 | Class J fuse link 20 A 600 V quick-response, respect national installation rules! | - | 0 | 0
3NW4107-2HG |  | 3NW4107-2HG | 1 | UN | 1 | 10 | C | D | EAR99 | N | 85361050 | 10 | 4001869522890 | 48 | G | 30.1 | 30.1 | LP01 | LP01 | Class J fuse link 20 A 600 V time-lag, respect national installation rules! | - | 0 | 0
3NW4110-1HG |  | 3NW4110-1HG | 1 | UN | 1 | 10 | C | D | EAR99 | N | 85361050 | 10 | 4001869522623 | 46 | G | 29.09 | 29.09 | LP01 | LP01 | Class J fuse link 25 A 600 V quick-response, respect national installation rules! | - | 0 | 0
3NW4110-2HG |  | 3NW4110-2HG | 1 | UN | 1 | 10 | C | D | EAR99 | N | 85361050 | 10 | 4001869522906 | 47 | G | 30.1 | 30.1 | LP01 | LP01 | Class J fuse link 25 A 600 V time-lag, respect national installation rules! | - | 0 | 0
3NW4112-1HG |  | 3NW4112-1HG | 1 | UN | 1 | 10 | C | D | EAR99 | N | 85361050 | 10 | 4001869522630 | 47 | G | 29.09 | 29.09 | LP01 | LP01 | Class J fuse link 30 A 600 V quick-response, respect national installation rules! | - | 0 | 0
3NW4112-2HG |  | 3NW4112-2HG | 1 | UN | 1 | 10 | C | D | EAR99 | N | 85361050 | 10 | 4001869522913 | 48 | G | 30.1 | 30.1 | LP01 | LP01 | Class J fuse link 30 A 600 V time-lag, respect national installation rules! | - | 0 | 0
3NW4113-1HG |  | 3NW4113-1HG | 1 | UN | 1 | 10 | C | D | EAR99 | N | 85361050 | 10 | 4001869522562 | 46 | G | 27.07 | 27.07 | LP01 | LP01 | Class J fuse link 3 A 600 V quick-response, respect national installation rules! | - | 0 | 0
3NW4113-2HG |  | 3NW4113-2HG | 1 | UN | 1 | 10 | C | D | EAR99 | N | 85361050 | 10 | 4001869522845 | 44 | G | 28.08 | 28.08 | LP01 | LP01 | Class J fuse link 3 A 600 V time-lag, respect national installation rules! | - | 0 | 0
3NW4214-1HG |  | 3NW4214-1HG | 1 | UN | 1 | 10 | C | D | EAR99 | N | 85361050 | 10 | 4001869522647 | 83 | G | 39.49 | 39.49 | LP01 | LP01 | Class J fuse link 35 A 600 V quick-response, respect national installation rules! | - | 0 | 0
3NW4214-2HG |  | 3NW4214-2HG | 1 | UN | 1 | 10 | C | D | EAR99 | N | 85361050 | 10 | 4001869522920 | 82 | G | 43.63 | 43.63 | LP01 | LP01 | Class J fuse link 35 A 600 V time-lag, respect national installation rules! | - | 0 | 0
3NW4217-1HG |  | 3NW4217-1HG | 1 | UN | 1 | 10 | C | D | EAR99 | N | 85361050 | 10 | 4001869522654 | 83 | G | 39.49 | 39.49 | LP01 | LP01 | Class J fuse link 40 A 600 V quick-response, respect national installation rules! | - | 0 | 0
3NW4217-2HG |  | 3NW4217-2HG | 1 | UN | 1 | 10 | C | D | EAR99 | N | 85361050 | 10 | 4001869522937 | 82 | G | 43.63 | 43.63 | LP01 | LP01 | Class J fuse link 40 A 600 V time-lag, respect national installation rules! | - | 0 | 0
3NW4218-1HG |  | 3NW4218-1HG | 1 | UN | 1 | 10 | C | D | EAR99 | N | 85361050 | 10 | 4001869522661 | 83 | G | 39.49 | 39.49 | LP01 | LP01 | Class J fuse link 45 A 600 V quick-response, respect national installation rules! | - | 0 | 0
3NW4218-2HG |  | 3NW4218-2HG | 1 | UN | 1 | 10 | C | D | EAR99 | N | 85361050 | 10 | 4001869522944 | 83 | G | 43.63 | 43.63 | LP01 | LP01 | Class J fuse link 45 A 600 V time-lag, respect national installation rules! | - | 0 | 0
3NW4220-1HG |  | 3NW4220-1HG | 1 | UN | 1 | 10 | C | D | EAR99 | N | 85361050 | 10 | 4001869522678 | 83 | G | 41.61 | 41.61 | LP01 | LP01 | Class J fuse link 50 A 600 V quick-response, respect national installation rules! | - | 0 | 0
3NW4220-2HG |  | 3NW4220-2HG | 1 | UN | 1 | 10 | C | D | EAR99 | N | 85361050 | 10 | 4001869522951 | 83 | G | 45.75 | 45.75 | LP01 | LP01 | Class J fuse link 50 A 600 V time-lag, respect national installation rules! | - | 0 | 0
3NW4221-1HG |  | 3NW4221-1HG | 1 | UN | 1 | 10 | C | D | EAR99 | N | 85361050 | 10 | 4001869522685 | 83 | G | 41.61 | 41.61 | LP01 | LP01 | Class J fuse link 60 A 600 V quick-response, respect national installation rules! | - | 0 | 0
3NW4221-2HG |  | 3NW4221-2HG | 1 | UN | 1 | 10 | C | D | EAR99 | N | 85361050 | 10 | 4001869522968 | 84 | G | 45.75 | 45.75 | LP01 | LP01 | Class J fuse link 60 A 600 V time-lag, respect national installation rules! | - | 0 | 0
3NW4323-1HG |  | 3NW4323-1HG | 1 | UN | 1 | 10 | C | D | EAR99 | N | 85361050 | 1 | 4001869522692 | 132 | G | 70.7 | 70.7 | LP01 | LP01 | Class J fuse link 70 A 600 V quick-response, respect national installation rules! | - | 0 | 0
3NW4323-2HG |  | 3NW4323-2HG | 1 | UN | 1 | 10 | C | D | EAR99 | N | 85361050 | 1 | 4001869522975 | 140 | G | 76.86 | 76.86 | LP01 | LP01 | Class J fuse link 70 A 600 V time-lag, respect national installation rules! | - | 0 | 0
3NW4324-1HG |  | 3NW4324-1HG | 1 | UN | 1 | 10 | C | D | EAR99 | N | 85361050 | 1 | 4001869522708 | 132 | G | 70.7 | 70.7 | LP01 | LP01 | Class J fuse link 80 A 600 V quick-response, respect national installation rules! | - | 0 | 0
3NW4324-2HG |  | 3NW4324-2HG | 1 | UN | 1 | 10 | C | D | EAR99 | N | 85361050 | 1 | 4001869522982 | 140 | G | 76.86 | 76.86 | LP01 | LP01 | Class J fuse link 80 A 600 V time-lag, respect national installation rules! | - | 0 | 0
3NW4325-1HG |  | 3NW4325-1HG | 1 | UN | 1 | 10 | C | D | EAR99 | N | 85361050 | 1 | 4001869522715 | 132 | G | 72.72 | 72.72 | LP01 | LP01 | Class J fuse link 90 A 600 V quick-response, respect national installation rules! | - | 0 | 0
3NW4325-2HG |  | 3NW4325-2HG | 1 | UN | 1 | 10 | C | D | EAR99 | N | 85361050 | 1 | 4001869522999 | 140 | G | 78.98 | 78.98 | LP01 | LP01 | Class J fuse link 90 A 600 V time-lag, respect national installation rules! | - | 0 | 0
3NW4330-1HG |  | 3NW4330-1HG | 1 | UN | 1 | 10 | C | D | EAR99 | N | 85361050 | 1 | 4001869522722 | 132 | G | 72.72 | 72.72 | LP01 | LP01 | Class J fuse link 100 A 600 V quick-response, respect national installation rules! | - | 0 | 0
3NW4330-2HG |  | 3NW4330-2HG | 1 | UN | 1 | 10 | C | D | EAR99 | N | 85361050 | 1 | 4001869523002 | 81 | G | 78.98 | 78.98 | LP01 | LP01 | Class J fuse link 100 A 600 V time-lag, respect national installation rules! | - | 0 | 0
3NW4431-1HG |  | 3NW4431-1HG | 1 | UN | 1 | 10 | C | D | EAR99 | N | 85361050 | 1 | 4001869522739 | 381 | G | 109.08 | 109.08 | LP01 | LP01 | Class J fuse link 110 A 600 V quick-response, respect national installation rules! | - | 0 | 0
3NW4431-2HG |  | 3NW4431-2HG | 1 | UN | 1 | 10 | C | D | EAR99 | N | 85361050 | 1 | 4001869523019 | 341 | G | 140.39 | 140.39 | LP01 | LP01 | Class J fuse link 110 A 600 V time-lag, respect national installation rules! | - | 0 | 0
3NW4432-1HG |  | 3NW4432-1HG | 1 | UN | 1 | 10 | C | D | EAR99 | N | 85361050 | 1 | 4001869522746 | 378 | G | 109.08 | 109.08 | LP01 | LP01 | Class J fuse link 125 A 600 V quick-response, respect national installation rules! | - | 0 | 0
3NW4432-2HG |  | 3NW4432-2HG | 1 | UN | 1 | 10 | C | D | EAR99 | N | 85361050 | 1 | 4001869523026 | 343 | G | 140.39 | 140.39 | LP01 | LP01 | Class J fuse link 125 A 600 V time-lag, respect national installation rules! | - | 0 | 0
3NW4434-1HG |  | 3NW4434-1HG | 1 | UN | 1 | 10 | C | D | EAR99 | N | 85361050 | 1 | 4001869522753 | 380 | G | 155.54 | 155.54 | LP01 | LP01 | Class J fuse link 150 A 600 V quick-response, respect national installation rules! | - | 0 | 0
3NW4434-2HG |  | 3NW4434-2HG | 1 | UN | 1 | 10 | C | D | EAR99 | N | 85361050 | 1 | 4001869523033 | 342 | G | 140.39 | 140.39 | LP01 | LP01 | Class J fuse link 150 A 600 V time-lag, respect national installation rules! | - | 0 | 0
3NW4437-1HG |  | 3NW4437-1HG | 1 | UN | 1 | 10 | C | D | EAR99 | N | 85361050 | 1 | 4001869522760 | 384 | G | 186.85 | 186.85 | LP01 | LP01 | Class J fuse link 175 A 600 V quick-response, respect national installation rules! | - | 0 | 0
3NW4437-2HG |  | 3NW4437-2HG | 1 | UN | 1 | 10 | C | D | EAR99 | N | 85361050 | 1 | 4001869523040 | 346 | G | 145.44 | 145.44 | LP01 | LP01 | Class J fuse link 175 A 600 V time-lag, respect national installation rules! | - | 0 | 0
3NW4440-1HG |  | 3NW4440-1HG | 1 | UN | 1 | 10 | C | D | EAR99 | N | 85361050 | 1 | 4001869522777 | 383 | G | 186.85 | 186.85 | LP01 | LP01 | Class J fuse link 200 A 600 V quick-response, respect national installation rules! | - | 0 | 0
3NW4440-2HG |  | 3NW4440-2HG | 1 | UN | 1 | 10 | C | D | EAR99 | N | 85361050 | 1 | 4001869523057 | 342 | G | 145.44 | 145.44 | LP01 | LP01 | Class J fuse link 200 A 600 V time-lag, respect national installation rules! | - | 0 | 0
3NW4544-1HG |  | 3NW4544-1HG | 1 | UN | 1 | 10 | C | D | EAR99 | N | 85361050 | 1 | 4001869522784 | 827 | G | 300.98 | 300.98 | LP01 | LP01 | Class J fuse link 250 A 600 V quick-response, respect national installation rules! | - | 0 | 0
3NW4544-2HG |  | 3NW4544-2HG | 1 | UN | 1 | 10 | C | D | EAR99 | N | 85361050 | 1 | 4001869523064 | 675 | G | 239.37 | 239.37 | LP01 | LP01 | Class J fuse link 250 A 600 V time-lag, respect national installation rules! | - | 0 | 0
3NW4550-1HG |  | 3NW4550-1HG | 1 | UN | 1 | 10 | C | D | EAR99 | N | 85361050 | 1 | 4001869522791 | 829 | G | 300.98 | 300.98 | LP01 | LP01 | Class J fuse link 300 A 600 V quick-response, respect national installation rules! | - | 0 | 0
3NW4550-2HG |  | 3NW4550-2HG | 1 | UN | 1 | 10 | C | D | EAR99 | N | 85361050 | 1 | 4001869523071 | 674 | G | 239.37 | 239.37 | LP01 | LP01 | Class J fuse link 300 A 600 V time-lag, respect national installation rules! | - | 0 | 0
3NW4554-1HG |  | 3NW4554-1HG | 1 | UN | 1 | 10 | C | D | EAR99 | N | 85361050 | 1 | 4001869522807 | 831 | G | 300.98 | 300.98 | LP01 | LP01 | Class J fuse link 350 A 600 V quick-response, respect national installation rules! | - | 0 | 0
3NW4554-2HG |  | 3NW4554-2HG | 1 | UN | 1 | 10 | C | D | EAR99 | N | 85361050 | 1 | 4001869523088 | 676 | G | 239.37 | 239.37 | LP01 | LP01 | Class J fuse link 350 A 600 V time-lag, respect national installation rules! | - | 0 | 0
3NW4560-1HG |  | 3NW4560-1HG | 1 | UN | 1 | 10 | C | D | EAR99 | N | 85361050 | 1 | 4001869522814 | 832 | G | 300.98 | 300.98 | LP01 | LP01 | Class J fuse link 400 A 600 V quick-response, respect national installation rules! | - | 0 | 0
3NW4560-2HG |  | 3NW4560-2HG | 1 | UN | 1 | 10 | C | D | EAR99 | N | 85361050 | 1 | 4001869523095 | 681 | G | 239.37 | 239.37 | LP01 | LP01 | Class J fuse link 400 A 600 V time-lag, respect national installation rules! | - | 0 | 0
3NW4665-1HG |  | 3NW4665-1HG | 1 | UN | 1 | 10 | C | D | EAR99 | N | 85361050 | 1 | 4001869522821 | 1.502 | KG | 436.32 | 436.32 | LP01 | LP01 | Class J fuse link 500 A 600 V quick-response, respect national installation rules! | - | 0 | 0
3NW4665-2HG |  | 3NW4665-2HG | 1 | UN | 1 | 10 | C | D | EAR99 | N | 85361050 | 1 | 4001869523101 | 1.189 | KG | 332.29 | 332.29 | LP01 | LP01 | Class J fuse link 500 A 600 V time-lag, respect national installation rules! | - | 0 | 0
3NW4670-1HG |  | 3NW4670-1HG | 1 | UN | 1 | 10 | C | D | EAR99 | N | 85361050 | 1 | 4001869522838 | 1.27 | KG | 436.32 | 436.32 | LP01 | LP01 | Class J fuse link 600 A 600 V quick-response, respect national installation rules! | - | 0 | 0
3NW4670-2HG |  | 3NW4670-2HG | 1 | UN | 1 | 10 | C | D | EAR99 | N | 85361050 | 1 | 4001869523118 | 1.181 | KG | 332.29 | 332.29 | LP01 | LP01 | Class J fuse link 600 A 600 V time-lag, respect national installation rules! | - | 0 | 0
3NW6000-1 |  | 3NW6000-1 | 1 | UN | 1 | 2 | A | D | N | N | 85361010 | 10 | 4001869335131 | 7 | G | 1.82 | 1.82 | LP11 | LP11 | SENTRON, cylindrical fuse link, 10 x 38 mm, 0.5 A, gG, Un AC: 500 V | - | 0 | 0
3NW6001-1 |  | 3NW6001-1 | 1 | UN | 1 | 2 | A | D | N | N | 85361010 | 10 | 4001869061467 | 7 | G | 1.8 | 1.7 | LP11 | LP11 | SENTRON, cylindrical fuse link, 10 x 38 mm, 6 A, gG, Un AC: 500 V | Lista Papel 2020 SI | 0 | 0
3NW6001-4 |  | 3NW6001-4 | 1 | UN | 1 | 5 | B | D | N | N | 85361010 | 20 | 4001869415901 | 8 | G | 14.2 | 13.8 | LP10 | LP10 | SENTRON, cylindrical fuse link, 10 x 38 mm, 6 A, gPV, Un DC: 1000 V | Lista Papel 2020 SI | 0 | 0
3NW6002-1 |  | 3NW6002-1 | 1 | UN | 1 | 2 | A | D | N | N | 85361010 | 10 | 4001869061474 | 8 | G | 1.8 | 1.7 | LP11 | LP11 | SENTRON, cylindrical fuse link, 10 x 38 mm, 2 A, gG, Un AC: 500 V | Lista Papel 2020 SI | 0 | 0
3NW6002-4 |  | 3NW6002-4 | 1 | UN | 1 | 1 | A | D | N | N | 85361090 | 20 | 4001869468617 | 8 | G | 15.66 | 15.66 | LP10 | LP10 | SENTRON, cylindrical fuse link, 10 x 38 mm, 2 A, gPV, Un DC: 1000 V | - | 0 | 0
3NW6003-1 |  | 3NW6003-1 | 1 | UN | 1 | 2 | A | D | N | N | 85361010 | 10 | 4001869061481 | 8 | G | 1.8 | 1.7 | LP11 | LP11 | SENTRON, cylindrical fuse link, 10 x 38 mm, 10 A, gG, Un AC: 500 V | Lista Papel 2020 SI | 0 | 0
3NW6003-4 |  | 3NW6003-4 | 1 | UN | 1 | 2 | A | D | N | N | 85361010 | 20 | 4001869415925 | 8 | G | 14.4 | 13.9 | LP10 | LP10 | SENTRON, cylindrical fuse link, 10 x 38 mm, 10 A, gPV, Un DC: 1000 V | Lista Papel 2020 SI | 0 | 0
3NW6004-1 |  | 3NW6004-1 | 1 | UN | 1 | 2 | A | D | N | N | 85361010 | 10 | 4001869061498 | 8 | G | 1.8 | 1.7 | LP11 | LP11 | SENTRON, cylindrical fuse link, 10 x 38 mm, 4 A, gG, Un AC: 500 V | Lista Papel 2020 SI | 0 | 0
3NW6004-4 |  | 3NW6004-4 | 1 | UN | 1 | 2 | A | D | N | N | 85361010 | 20 | 4001869415895 | 8 | G | 14.1 | 13.7 | LP10 | LP10 | SENTRON, cylindrical fuse link, 10 x 38 mm, 4 A, gPV, Un DC: 1000 V | Lista Papel 2020 SI | 0 | 0
3NW6005-1 |  | 3NW6005-1 | 1 | UN | 1 | 2 | A | D | N | N | 85361050 | 20 | 4001869061504 | 8 | G | 1.8 | 1.7 | LP11 | LP11 | SENTRON, cylindrical fuse link, 10 x 38 mm, 16 A, gG, Un AC: 500 V | Lista Papel 2020 SI | 0 | 0
3NW6005-4 |  | 3NW6005-4 | 1 | UN | 1 | 2 | A | D | N | N | 85361050 | 20 | 4001869415949 | 8 | G | 14.5 | 14.1 | LP10 | LP10 | SENTRON, cylindrical fuse link, 10 x 38 mm, 16 A, gPV, Un DC: 1000 V | Lista Papel 2020 SI | 0 | 0
3NW6006-1 |  | 3NW6006-1 | 1 | UN | 1 | 2 | A | D | N | N | 85361050 | 10 | 4001869061511 | 8 | G | 1.8 | 1.7 | LP11 | LP11 | SENTRON, cylindrical fuse link, 10 x 38 mm, 12 A, gG, Un AC: 500 V | Lista Papel 2020 SI | 0 | 0
3NW6006-4 |  | 3NW6006-4 | 1 | UN | 1 | 2 | A | D | EAR99 | N | 85361050 | 20 | 4001869415932 | 8 | G | 14.4 | 13.9 | LP10 | LP10 | SENTRON, cylindrical fuse link, 10 x 38 mm, 12 A, gPV, Un DC: 1000 V | Lista Papel 2020 SI | 0 | 0
3NW6007-1 |  | 3NW6007-1 | 1 | UN | 1 | 5 | B | D | N | N | 85361050 | 20 | 4001869061528 | 8 | G | 1.8 | 1.7 | LP11 | LP11 | SENTRON, cylindrical fuse link, 10 x 38 mm, 20 A, gG, Un AC: 500 V | Lista Papel 2020 SI | 0 | 0
3NW6007-4 |  | 3NW6007-4 | 1 | UN | 1 | 2 | A | D | N | N | 85361050 | 20 | 4001869415956 | 8 | G | 35.38 | 35.38 | LP10 | LP10 | SENTRON, cylindrical fuse link, 10 x 38 mm, 20 A, gPV, Un DC: 1000 V | - | 0 | 0
3NW6008-1 |  | 3NW6008-1 | 1 | UN | 1 | 2 | A | D | N | N | 85361010 | 10 | 4001869061535 | 8 | G | 1.8 | 1.7 | LP11 | LP11 | SENTRON, cylindrical fuse link, 10 x 38 mm, 8 A, gG, Un AC: 500 V | Lista Papel 2020 SI | 0 | 0
3NW6008-4 |  | 3NW6008-4 | 1 | UN | 1 | 2 | A | D | N | N | 85361010 | 20 | 4001869415918 | 9 | G | 14.2 | 13.8 | LP10 | LP10 | SENTRON, cylindrical fuse link, 10 x 38 mm, 8 A, gPV, Un DC: 1000 V | Lista Papel 2020 SI | 0 | 0
3NW6010-1 |  | 3NW6010-1 | 1 | UN | 1 | 5 | B | D | N | N | 85361050 | 20 | 4001869061542 | 8 | G | 1.8 | 1.7 | LP11 | LP11 | SENTRON, cylindrical fuse link, 10 x 38 mm, 25 A, gG, Un AC: 500 V | Lista Papel 2020 SI | 0 | 0
3NW6011-1 |  | 3NW6011-1 | 1 | UN | 1 | 2 | A | D | N | N | 85361010 | 10 | 4001869335148 | 8 | G | 1.82 | 1.82 | LP11 | LP11 | SENTRON, cylindrical fuse link, 10 x 38 mm, 1 A, gG, Un AC: 500 V | - | 0 | 0
3NW6012-1 |  | 3NW6012-1 | 1 | UN | 1 | 5 | B | D | N | N | 85361050 | 20 | 4001869104454 | 8 | G | 1.8 | 1.7 | LP11 | LP11 | SENTRON, cylindrical fuse link, 10 x 38 mm, 32 A, gG, Un AC: 400 V | Lista Papel 2020 SI | 0 | 0
3NW6101-1 |  | 3NW6101-1 | 1 | UN | 1 | 5 | B | D | N | N | 85361010 | 10 | 4001869061559 | 20 | G | 2 | 1.9 | LP11 | LP11 | SENTRON, cylindrical fuse link, 14x51 mm, 6 A, gG, Un AC: 690 V | Lista Papel 2020 SI | 0 | 0
3NW6103-1 |  | 3NW6103-1 | 1 | UN | 1 | 5 | B | D | EAR99 | N | 85361010 | 10 | 4001869061573 | 21 | G | 2 | 1.9 | LP11 | LP11 | SENTRON, cylindrical fuse link, 14x51 mm, 10 A, gG, Un AC: 690 V | Lista Papel 2020 SI | 0 | 0
3NW6104-1 |  | 3NW6104-1 | 1 | UN | 1 | 2 | A | D | N | N | 85361010 | 10 | 4001869061580 | 20 | G | 2 | 1.9 | LP11 | LP11 | SENTRON, cylindrical fuse link, 14x51 mm, 4 A, gG, Un AC: 690 V | Lista Papel 2020 SI | 0 | 0
3NW6105-1 |  | 3NW6105-1 | 1 | UN | 1 | 5 | B | D | EAR99 | N | 85361050 | 10 | 4001869061597 | 21 | G | 2 | 1.9 | LP11 | LP11 | SENTRON, cylindrical fuse link, 14x51 mm, 16 A, gG, Un AC: 690 V | Lista Papel 2020 SI | 0 | 0
3NW6106-1 |  | 3NW6106-1 | 1 | UN | 1 | 5 | B | D | N | N | 85361050 | 10 | 4001869061603 | 20 | G | 2 | 1.9 | LP11 | LP11 | SENTRON, cylindrical fuse link, 14x51 mm, 12 A, gG, Un AC: 690 V | Lista Papel 2020 SI | 0 | 0
3NW6107-1 |  | 3NW6107-1 | 1 | UN | 1 | 2 | A | D | N | N | 85361050 | 10 | 4001869061610 | 21 | G | 2 | 1.9 | LP11 | LP11 | SENTRON, cylindrical fuse link, 14x51 mm, 20 A, gG, Un AC: 690 V | Lista Papel 2020 SI | 0 | 0
3NW6108-1 |  | 3NW6108-1 | 1 | UN | 1 | 5 | B | D | N | N | 85361010 | 10 | 4001869061627 | 20 | G | 2 | 1.9 | LP11 | LP11 | SENTRON, cylindrical fuse link, 14x51 mm, 8 A, gG, Un AC: 690 V | Lista Papel 2020 SI | 0 | 0
3NW6110-1 |  | 3NW6110-1 | 1 | UN | 1 | 5 | B | D | N | N | 85361050 | 10 | 4001869061634 | 21 | G | 2 | 1.9 | LP11 | LP11 | SENTRON, cylindrical fuse link, 14x51 mm, 25 A, gG, Un AC: 690 V | Lista Papel 2020 SI | 0 | 0
3NW6112-1 |  | 3NW6112-1 | 1 | UN | 1 | 5 | B | D | N | N | 85361050 | 10 | 4001869061641 | 21 | G | 2.3 | 2.3 | LP11 | LP11 | SENTRON, cylindrical fuse link, 14x51 mm, 32 A, gG, Un AC: 690 V | Lista Papel 2020 SI | 0 | 0
3NW6117-1 |  | 3NW6117-1 | 1 | UN | 1 | 5 | B | D | EAR99 | N | 85361050 | 10 | 4001869061658 | 21 | G | 2.3 | 2.3 | LP11 | LP11 | SENTRON, cylindrical fuse link, 14x51 mm, 40 A, gG, Un AC: 500 V | Lista Papel 2020 SI | 0 | 0
3NW6120-1 |  | 3NW6120-1 | 1 | UN | 1 | 5 | B | D | N | N | 85361050 | 10 | 4001869061665 | 22 | G | 2.3 | 2.3 | LP11 | LP11 | SENTRON, cylindrical fuse link, 14x51 mm, 50 A, gG, Un AC: 500 V | Lista Papel 2020 SI | 0 | 0
3NW6205-1 |  | 3NW6205-1 | 1 | UN | 1 | 5 | B | D | EAR99 | N | 85361050 | 10 | 4001869061719 | 52 | G | 3.4 | 3.3 | LP11 | LP11 | SENTRON, cylindrical fuse link, 22x58 mm, 16 A, gG, Un AC: 690 V | Lista Papel 2020 SI | 0 | 0
3NW6207-1 |  | 3NW6207-1 | 1 | UN | 1 | 5 | B | D | N | N | 85361050 | 10 | 4001869061733 | 50 | G | 3.4 | 3.3 | LP11 | LP11 | SENTRON, cylindrical fuse link, 22x58 mm, 20 A, gG, Un AC: 690 V | Lista Papel 2020 SI | 0 | 0
3NW6210-1 |  | 3NW6210-1 | 1 | UN | 1 | 2 | A | D | N | N | 85361050 | 10 | 4001869061788 | 52 | G | 3.4 | 3.3 | LP11 | LP11 | SENTRON, cylindrical fuse link, 22x58 mm, 25 A, gG, Un AC: 690 V | Lista Papel 2020 SI | 0 | 0
3NW6212-1 |  | 3NW6212-1 | 1 | UN | 1 | 5 | B | D | N | N | 85361050 | 10 | 4001869061795 | 52 | G | 3.4 | 3.3 | LP11 | LP11 | SENTRON, cylindrical fuse link, 22x58 mm, 32 A, gG, Un AC: 690 V | Lista Papel 2020 SI | 0 | 0
3NW6217-1 |  | 3NW6217-1 | 1 | UN | 1 | 5 | B | D | N | N | 85361050 | 10 | 4001869061801 | 52 | G | 3.8 | 3.7 | LP11 | LP11 | SENTRON, cylindrical fuse link, 22x58 mm, 40 A, gG, Un AC: 690 V | Lista Papel 2020 SI | 0 | 0
3NW6220-1 |  | 3NW6220-1 | 1 | UN | 1 | 5 | B | D | N | N | 85361050 | 10 | 4001869061818 | 52 | G | 3.8 | 3.7 | LP11 | LP11 | SENTRON, cylindrical fuse link, 22x58 mm, 50 A, gG, Un AC: 690 V | Lista Papel 2020 SI | 0 | 0
3NW6222-1 |  | 3NW6222-1 | 1 | UN | 1 | 5 | B | D | N | N | 85361050 | 10 | 4001869061825 | 53 | G | 3.8 | 3.7 | LP11 | LP11 | SENTRON, cylindrical fuse link, 22x58 mm, 63 A, gG, Un AC: 500 V | Lista Papel 2020 SI | 0 | 0
3NW6224-1 |  | 3NW6224-1 | 1 | UN | 1 | 5 | B | D | EAR99 | N | 85361090 | 10 | 4001869061832 | 53 | G | 3.8 | 3.7 | LP11 | LP11 | SENTRON, cylindrical fuse link, 22x58 mm, 80 A, gG, Un AC: 500 V | Lista Papel 2020 SI | 0 | 0
3NW6230-1 |  | 3NW6230-1 | 1 | UN | 1 | 2 | A | D | N | N | 85361090 | 10 | 4001869061849 | 53 | G | 4.2 | 4 | LP11 | LP11 | SENTRON, cylindrical fuse link, 22x58 mm, 100 A, gG, Un AC: 500 V | Lista Papel 2020 SI | 0 | 0
3NW6301-1 |  | 3NW6301-1 | 1 | UN | 1 | 2 | A | D | N | N | 85361010 | 10 | 4001869061856 | 4 | G | 2 | 1.9 | LP11 | LP11 | SENTRON, cylindrical fuse link, 8x32 mm, 6 A, gG, Un AC: 400 V | Lista Papel 2020 SI | 0 | 0
3NW6302-1 |  | 3NW6302-1 | 1 | UN | 1 | 2 | A | D | N | N | 85361010 | 10 | 4001869061863 | 4 | G | 2 | 1.9 | LP11 | LP11 | SENTRON, cylindrical fuse link, 8x32 mm, 2 A, gG, Un AC: 400 V | Lista Papel 2020 SI | 0 | 0
3NW6303-1 |  | 3NW6303-1 | 1 | UN | 1 | 2 | A | D | N | N | 85361010 | 10 | 4001869061870 | 4 | G | 2 | 1.9 | LP11 | LP11 | SENTRON, cylindrical fuse link, 8x32 mm, 10 A, gG, Un AC: 400 V | Lista Papel 2020 SI | 0 | 0
3NW6304-1 |  | 3NW6304-1 | 1 | UN | 1 | 2 | A | D | N | N | 85361010 | 10 | 4001869061887 | 4 | G | 2 | 1.9 | LP11 | LP11 | SENTRON, cylindrical fuse link, 8x32 mm, 4 A, gG, Un AC: 400 V | Lista Papel 2020 SI | 0 | 0
3NW6305-1 |  | 3NW6305-1 | 1 | UN | 1 | 2 | A | D | N | N | 85361050 | 10 | 4001869061894 | 4 | G | 2 | 1.9 | LP11 | LP11 | SENTRON, cylindrical fuse link, 8x32 mm, 16 A, gG, Un AC: 400 V | Lista Papel 2020 SI | 0 | 0
3NW6307-1 |  | 3NW6307-1 | 1 | UN | 1 | 2 | A | D | N | N | 85361050 | 10 | 4001869061917 | 4 | G | 2 | 1.9 | LP11 | LP11 | SENTRON, cylindrical fuse link, 8x32 mm, 20 A, gG, Un AC: 400 V | Lista Papel 2020 SI | 0 | 0
3NW6601-4 |  | 3NW6601-4 | 1 | UN | 1 | 2 | A | D | N | N | 85361010 | 10 | 4001869502632 | 16 | G | 22.62 | 22.62 | LP10 | LP10 | SENTRON, cylindrical fuse link, 10x85 mm, 6 A, gPV, Un DC: 1500 V | - | 0 | 0
3NW6603-4 |  | 3NW6603-4 | 1 | UN | 1 | 2 | A | D | N | N | 85361010 | 10 | 4001869502656 | 15 | G | 26.1 | 26.1 | LP10 | LP10 | SENTRON, cylindrical fuse link, 10x85 mm, 10 A, gPV, Un DC: 1500 V | - | 0 | 0
3NW6604-4 |  | 3NW6604-4 | 1 | UN | 1 | 2 | A | D | N | N | 85361010 | 10 | 4001869502625 | 15 | G | 22.62 | 22.62 | LP10 | LP10 | SENTRON, cylindrical fuse link, 10x85 mm, 4 A, gPV, Un DC: 1500 V | - | 0 | 0
3NW6605-4 |  | 3NW6605-4 | 1 | UN | 1 | 2 | A | D | N | N | 85361050 | 10 | 4001869502670 | 17 | G | 26.1 | 26.1 | LP10 | LP10 | SENTRON, cylindrical fuse link, 10x85 mm, 16 A, gPV, Un DC: 1500 V | - | 0 | 0
3NW6606-4 |  | 3NW6606-4 | 1 | UN | 1 | 5 | B | D | N | N | 85361050 | 10 | 4001869502663 | 15 | G | 26.1 | 26.1 | LP10 | LP10 | SENTRON, cylindrical fuse link, 10x85 mm, 12 A, gPV, Un DC: 1500 V | - | 0 | 0
3NW6607-4 |  | 3NW6607-4 | 1 | UN | 1 | 2 | A | D | N | N | 85361050 | 10 | 4001869503981 | 15 | G | 29.29 | 29.29 | LP10 | LP10 | SENTRON, cylindrical fuse link, 10x85 mm, 20 A, gPV, Un DC: 1500 V | - | 0 | 0
3NW6608-4 |  | 3NW6608-4 | 1 | UN | 1 | 2 | A | D | N | N | 85361010 | 10 | 4001869502649 | 16 | G | 22.62 | 22.62 | LP10 | LP10 | SENTRON, cylindrical fuse link, 10x85 mm, 8 A, gPV, Un DC: 1500 V | - | 0 | 0
3NW7013 |  | 3NW7013 | 1 | UN | 1 | 2 | A | D | N | N | 85369095 | 1 | 4001869315591 | 62 | G | 3.2 | 3.2 | LP11 | LP11 | SENTRON, cylindrical fuse holder, 10x38 mm, 1-pole, In: 32 A, Un AC: 690 V | Lista Papel 2020 SI | 0 | 0
3NW7013-4 |  | 3NW7013-4 | 1 | UN | 1 | 2 | A | D | N | N | 85369095 | 12 | 4001869415963 | 49 | G | 11.7 | 11.4 | LP10 | LP10 | SENTRON, cylindrical fuse holder, 10 x 38 mm, 1-pole, In: 30 A, Ue DC: 1000 V, for photovoltaic application | Lista Papel 2020 SI | 0 | 0
3NW7014 |  | 3NW7014 | 1 | UN | 1 | 2 | A | D | N | N | 85369095 | 1 | 4001869357683 | 0.065 | KG | 5.9 | 5.7 | LP11 | LP11 | SENTRON, cylindrical fuse holder, 10x38 mm, 1-pole, In: 32 A, Un AC: 690 V, LED signal detector | Lista Papel 2020 SI | 0 | 0
3NW7014-4 |  | 3NW7014-4 | 1 | UN | 1 | 5 | B | D | N | N | 85369095 | 12 | 4001869415987 | 53 | G | 20 | 19.5 | LP10 | LP10 | SENTRON, cylindrical fuse holder, 10 x 38 mm, 1-pole, In: 30 A, Ue DC: 1000 V, LED Signal detector, for photovoltaic application | Lista Papel 2020 SI | 0 | 0
3NW7023 |  | 3NW7023 | 1 | UN | 1 | 2 | A | D | N | N | 85369095 | 1 | 4001869315614 | 122 | G | 6.3 | 6.1 | LP11 | LP11 | SENTRON, cylindrical fuse holder, 10x38 mm, 2-pole, In: 32 A, Un AC: 690 V | Lista Papel 2020 SI | 0 | 0
3NW7023-4 |  | 3NW7023-4 | 1 | UN | 1 | 2 | A | D | N | N | 85369095 | 6 | 4001869415970 | 104 | G | 23.8 | 23.1 | LP10 | LP10 | SENTRON, cylindrical fuse holder, 10 x 38 mm, 2-pole, In: 30 A, Ue DC: 1000 V, for photovoltaic application | Lista Papel 2020 SI | 0 | 0
3NW7024 |  | 3NW7024 | 1 | UN | 1 | 2 | A | D | N | N | 85369095 | 1 | 4001869357706 | 140 | G | 11.7 | 11.4 | LP11 | LP11 | SENTRON, cylindrical fuse holder, 10x38 mm, 2-pole, In: 32 A, Un AC: 690 V, LED signal detector | Lista Papel 2020 SI | 0 | 0
3NW7024-4 |  | 3NW7024-4 | 1 | UN | 1 | 2 | A | D | N | N | 85369095 | 6 | 4001869415994 | 123 | G | 39.6 | 38.5 | LP10 | LP10 | SENTRON, cylindrical fuse holder, 10 x 38 mm, 2-pole, In: 25 A, Ue DC: 1000 V, LED Signal detector, for photovoltaic application | Lista Papel 2020 SI | 0 | 0
3NW7033 |  | 3NW7033 | 1 | UN | 1 | 2 | A | D | N | N | 85369095 | 1 | 4001869315621 | 187 | G | 10 | 9.7 | LP11 | LP11 | SENTRON, cylindrical fuse holder, 10x38 mm, 3-pole, In: 32 A, Un AC: 690 V | Lista Papel 2020 SI | 0 | 0
3NW7033-1 |  | 3NW7033-1 | 1 | UN | 1 | 2 | A | D | N | N | 85369095 | 1 | 4001869422305 | 198 | G | 26.95 | 26.95 | LP11 | LP11 | SENTRON, cylindrical fuse holder, 10x38 mm, 3-pole, In: 32 A, Un AC: 690 V, compact version | - | 0 | 0
3NW7034 |  | 3NW7034 | 1 | UN | 1 | 2 | A | D | N | N | 85369095 | 1 | 4001869357713 | 196 | G | 17.6 | 17.1 | LP11 | LP11 | SENTRON, cylindrical fuse holder, 10x38 mm, 3-pole, In: 32 A, Un AC: 690 V, LED signal detector | Lista Papel 2020 SI | 0 | 0
3NW7034-1 |  | 3NW7034-1 | 1 | UN | 1 | 2 | A | D | N | N | 85369095 | 1 | 4001869422312 | 206 | G | 38.55 | 38.55 | LP11 | LP11 | SENTRON, cylindrical fuse holder, 10x38 mm, 3-pole, In: 32 A, Un AC: 690 V, LED signal detector, compact version | - | 0 | 0
3NW7053 |  | 3NW7053 | 1 | UN | 1 | 2 | A | D | N | N | 85369095 | 1 | 4001869315607 | 79 | G | 6.5 | 6.3 | LP11 | LP11 | SENTRON, cylindrical fuse holder, 10x38 mm, 1P+N, In: 32 A, Un AC: 690 V | Lista Papel 2020 SI | 0 | 0
3NW7054 |  | 3NW7054 | 1 | UN | 1 | 2 | A | D | N | N | 85369095 | 1 | 4001869357690 | 78 | G | 9.2 | 9 | LP11 | LP11 | SENTRON, cylindrical fuse holder, 10x38 mm, 1P+N, In: 32 A, Un AC: 690 V, LED signal detector | Lista Papel 2020 SI | 0 | 0
3NW7063 |  | 3NW7063 | 1 | UN | 1 | 2 | A | D | N | N | 85369095 | 1 | 4001869315638 | 203 | G | 13.7 | 13.3 | LP11 | LP11 | SENTRON, cylindrical fuse holder, 10x38 mm, 3P+N, In: 32 A, Un AC: 690 V | Lista Papel 2020 SI | 0 | 0
3NW7064 |  | 3NW7064 | 1 | UN | 1 | 2 | A | D | N | N | 85369095 | 1 | 4001869357720 | 216 | G | 21 | 20.4 | LP11 | LP11 | SENTRON, cylindrical fuse holder, 10x38 mm, 3P+N, In: 32 A, Un AC: 690 V, LED signal detector | Lista Papel 2020 SI | 0 | 0
3NW7111 |  | 3NW7111 | 1 | UN | 1 | 2 | A | D | N | N | 85369095 | 1 | 4001869208756 | 116 | G | 10 | 9.8 | LP11 | LP11 | SENTRON, cylindrical fuse holder, 14x51 mm, 1-pole, In: 50 A, Un AC: 690 V | Lista Papel 2020 SI | 0 | 0
3NW7112 |  | 3NW7112 | 1 | UN | 1 | 2 | A | D | N | N | 85369095 | 1 | 4001869253244 | 116 | G | 12.7 | 12.3 | LP11 | LP11 | SENTRON, cylindrical fuse holder, 14x51 mm, 1-pole, In: 50 A, Un AC: 690 V, LED signal detector | Lista Papel 2020 SI | 0 | 0
3NW7121 |  | 3NW7121 | 1 | UN | 1 | 2 | A | D | N | N | 85369095 | 1 | 4001869208770 | 228 | G | 20 | 19.5 | LP11 | LP11 | SENTRON, cylindrical fuse holder, 14x51 mm, 2-pole, In: 50 A, Un AC: 690 V | Lista Papel 2020 SI | 0 | 0
3NW7122 |  | 3NW7122 | 1 | UN | 1 | 2 | A | D | N | N | 85369095 | 1 | 4001869253268 | 230 | G | 25.5 | 24.7 | LP11 | LP11 | SENTRON, cylindrical fuse holder, 14x51 mm, 2-pole, In: 50 A, Un AC: 690 V, LED signal detector | Lista Papel 2020 SI | 0 | 0
3NW7131 |  | 3NW7131 | 1 | UN | 1 | 2 | A | D | N | N | 85369095 | 1 | 4001869208787 | 340 | G | 30 | 29.2 | LP11 | LP11 | SENTRON, cylindrical fuse holder, 14x51 mm, 3-pole, In: 50 A, Un AC: 690 V | Lista Papel 2020 SI | 0 | 0
3NW7132 |  | 3NW7132 | 1 | UN | 1 | 2 | A | D | N | N | 85369095 | 1 | 4001869253275 | 336 | G | 38.1 | 37 | LP11 | LP11 | SENTRON, cylindrical fuse holder, 14x51 mm, 3-pole, In: 50 A, Un AC: 690 V, LED signal detector | Lista Papel 2020 SI | 0 | 0
3NW7151 |  | 3NW7151 | 1 | UN | 1 | 2 | A | D | N | N | 85369095 | 1 | 4001869208763 | 234 | G | 20.8 | 20.2 | LP11 | LP11 | SENTRON, cylindrical fuse holder, 14x51 mm, 1P+N, In: 50 A, Un AC: 690 V | Lista Papel 2020 SI | 0 | 0
3NW7152 |  | 3NW7152 | 1 | UN | 1 | 2 | A | D | N | N | 85369095 | 1 | 4001869253251 | 256 | G | 23.5 | 22.8 | LP11 | LP11 | SENTRON, cylindrical fuse holder, 14x51 mm, 1P+N, In: 50 A, Un AC: 690 V, LED signal detector | Lista Papel 2020 SI | 0 | 0
3NW7161 |  | 3NW7161 | 1 | UN | 1 | 2 | A | D | N | N | 85369095 | 1 | 4001869208794 | 469 | G | 40.8 | 39.6 | LP11 | LP11 | SENTRON, cylindrical fuse holder, 14x51 mm, 3P+N, In: 50 A, Un AC: 690 V | Lista Papel 2020 SI | 0 | 0
3NW7162 |  | 3NW7162 | 1 | UN | 1 | 2 | A | D | N | N | 85369095 | 1 | 4001869253282 | 470 | G | 48.8 | 47.4 | LP11 | LP11 | SENTRON, cylindrical fuse holder, 14x51 mm, 3P+N, In: 50 A, Un AC: 690 V, LED signal detector | Lista Papel 2020 SI | 0 | 0
3NW7211 |  | 3NW7211 | 1 | UN | 1 | 2 | A | D | N | N | 85369095 | 1 | 4001869208800 | 175 | G | 14.1 | 13.7 | LP11 | LP11 | SENTRON, cylindrical fuse holder, 22x58 mm, 1-pole, In: 100 A, Un AC: 690 V | Lista Papel 2020 SI | 0 | 0
3NW7212 |  | 3NW7212 | 1 | UN | 1 | 2 | A | D | N | N | 85369095 | 1 | 4001869253299 | 165 | G | 16.8 | 16.3 | LP11 | LP11 | SENTRON, cylindrical fuse holder, 22x58 mm, 1-pole, In: 100 A, Un AC: 690 V, LED signal detector | Lista Papel 2020 SI | 0 | 0
3NW7221 |  | 3NW7221 | 1 | UN | 1 | 2 | A | D | N | N | 85369095 | 1 | 4001869208824 | 347 | G | 28.2 | 27.4 | LP11 | LP11 | SENTRON, cylindrical fuse holder, 22x58 mm, 2-pole, In: 100 A, Un AC: 690 V | Lista Papel 2020 SI | 0 | 0
3NW7222 |  | 3NW7222 | 1 | UN | 1 | 2 | A | D | N | N | 85369095 | 1 | 4001869253312 | 351 | G | 33.6 | 32.7 | LP11 | LP11 | SENTRON, cylindrical fuse holder, 22x58 mm, 2-pole, In: 100 A, Un AC: 690 V, LED signal detector | Lista Papel 2020 SI | 0 | 0
3NW7231 |  | 3NW7231 | 1 | UN | 1 | 2 | A | D | N | N | 85369095 | 1 | 4001869208831 | 521 | G | 42.2 | 41.1 | LP11 | LP11 | SENTRON, cylindrical fuse holder, 22x58 mm, 3-pole, In: 100 A, Un AC: 690 V | Lista Papel 2020 SI | 0 | 0
3NW7232 |  | 3NW7232 | 1 | UN | 1 | 2 | A | D | N | N | 85369095 | 1 | 4001869253329 | 520 | G | 50.5 | 49 | LP11 | LP11 | SENTRON, cylindrical fuse holder, 22x58 mm, 3-pole, In: 100 A, Un AC: 690 V, LED signal detector | Lista Papel 2020 SI | 0 | 0
3NW7251 |  | 3NW7251 | 1 | UN | 1 | 2 | A | D | N | N | 85369095 | 1 | 4001869208817 | 365 | G | 29 | 28.1 | LP11 | LP11 | SENTRON, cylindrical fuse holder, 22x58 mm, 1P+N, In: 100 A, Un AC: 690 V | Lista Papel 2020 SI | 0 | 0
3NW7252 |  | 3NW7252 | 1 | UN | 1 | 2 | A | D | N | N | 85369095 | 1 | 4001869253305 | 360 | G | 31.7 | 30.8 | LP11 | LP11 | SENTRON, cylindrical fuse holder, 22x58 mm, 1P+N, In: 100 A, Un AC: 690 V, LED signal detector | Lista Papel 2020 SI | 0 | 0
3NW7261 |  | 3NW7261 | 1 | UN | 1 | 2 | A | D | N | N | 85369095 | 1 | 4001869208848 | 733 | G | 64.7 | 62.7 | LP11 | LP11 | SENTRON, cylindrical fuse holder, 22x58 mm, 3P+N, In: 100 A, Un AC: 690 V | Lista Papel 2020 SI | 0 | 0
3NW7262 |  | 3NW7262 | 1 | UN | 1 | 2 | A | D | N | N | 85369095 | 1 | 4001869253336 | 732 | G | 73 | 71.1 | LP11 | LP11 | SENTRON, cylindrical fuse holder, 22x58 mm, 3P+N, In: 100 A, Un AC: 690 V, LED signal detector | Lista Papel 2020 SI | 0 | 0
3NW7313 |  | 3NW7313 | 1 | UN | 1 | 2 | A | D | N | N | 85369095 | 1 | 4001869315645 | 65 | G | 4 | 3.9 | LP11 | LP11 | SENTRON, cylindrical fuse holder, 8x32 mm, 1-pole, In: 20 A, Un AC: 400 V | Lista Papel 2020 SI | 0 | 0
3NW7314 |  | 3NW7314 | 1 | UN | 1 | 2 | A | D | N | N | 85369095 | 1 | 4001869357638 | 69 | G | 6.6 | 6.4 | LP11 | LP11 | SENTRON, cylindrical fuse holder, 8x32 mm, 1-pole, In: 20 A, Un AC: 400 V, LED signal detector | Lista Papel 2020 SI | 0 | 0
3NW7323 |  | 3NW7323 | 1 | UN | 1 | 2 | A | D | N | N | 85369095 | 1 | 4001869315669 | 137 | G | 7.9 | 7.7 | LP11 | LP11 | SENTRON, cylindrical fuse holder, 8x32 mm, 2-pole, In: 20 A, Un AC: 400 V | Lista Papel 2020 SI | 0 | 0
3NW7324 |  | 3NW7324 | 1 | UN | 1 | 2 | A | D | N | N | 85369095 | 1 | 4001869357652 | 141 | G | 13.4 | 13 | LP11 | LP11 | SENTRON, cylindrical fuse holder, 8x32 mm, 2-pole, In: 20 A, Un AC: 400 V, LED signal detector | Lista Papel 2020 SI | 0 | 0
3NW7333 |  | 3NW7333 | 1 | UN | 1 | 2 | A | D | N | N | 85369095 | 1 | 4001869315676 | 207 | G | 12 | 11.6 | LP11 | LP11 | SENTRON, cylindrical fuse holder, 8x32 mm, 3-pole, In: 20 A, Un AC: 400 V | Lista Papel 2020 SI | 0 | 0
3NW7334 |  | 3NW7334 | 1 | UN | 1 | 2 | A | D | N | N | 85369095 | 1 | 4001869357669 | 203 | G | 19.9 | 19.4 | LP11 | LP11 | SENTRON, cylindrical fuse holder, 8x32 mm, 3-pole, In: 20 A, Un AC: 400 V, LED signal detector | Lista Papel 2020 SI | 0 | 0
3NW7353 |  | 3NW7353 | 1 | UN | 1 | 2 | A | D | N | N | 85369095 | 1 | 4001869315652 | 0.078 | KG | 7.4 | 7.2 | LP11 | LP11 | SENTRON, cylindrical fuse holder, 8x32 mm, 1P+N, In: 20 A, Un AC: 400 V | Lista Papel 2020 SI | 0 | 0
3NW7354 |  | 3NW7354 | 1 | UN | 1 | 2 | A | D | N | N | 85369095 | 1 | 4001869357645 | 92 | G | 10 | 9.8 | LP11 | LP11 | SENTRON, cylindrical fuse holder, 8x32 mm, 1P+N, In: 20 A, Un AC: 400 V, LED signal detector | Lista Papel 2020 SI | 0 | 0
3NW7363 |  | 3NW7363 | 1 | UN | 1 | 2 | A | D | N | N | 85369095 | 1 | 4001869315683 | 210 | G | 15.3 | 14.9 | LP11 | LP11 | SENTRON, cylindrical fuse holder, 8x32 mm, 3P+N, In: 20 A, Un AC: 400 V | Lista Papel 2020 SI | 0 | 0
3NW7364 |  | 3NW7364 | 1 | UN | 1 | 2 | A | D | N | N | 85369095 | 1 | 4001869357676 | 218 | G | 23.4 | 22.7 | LP11 | LP11 | SENTRON, cylindrical fuse holder, 8x32 mm, 3P+N, In: 20 A, Un AC: 400 V, LED signal detector | Lista Papel 2020 SI | 0 | 0
3NW7431 |  | 3NW7431 | 1 | UN | 1 | 2 | A | D | N | N | 85369095 | 1 | 4001869392394 | 249 | G | 62.13 | 62.13 | LP01 | LP01 | SENTRON, cylindrical fuse holder, 10x38 mm, 3-pole, In: 32 A, Un AC: 690 V, for busbar system 8US 60 mm | - | 0 | 0
3NW7431-0HG |  | 3NW7431-0HG | 1 | UN | 1 | 2 | A | D | N | N | 85369095 | 1 | 4001869392400 | 256 | G | 74.58 | 74.58 | LP01 | LP01 | SENTRON, fuse holder, Class CC, 3-pole, In: 30 A, Un AC: 600 V, for busbar system 8US 60 mm, respect national installation rules! | - | 0 | 0
3NW7431-6HG |  | 3NW7431-6HG | 1 | UN | 1 | 10 | C | D | EAR99 | N | 85369095 | 1 | 4001869523217 | 1.27 | KG | 127.26 | 127.26 | LP01 | LP01 | SENTRON, fuse holder, Class J, 3-pole, In: 100 A, Un AC: 600 V, for busbar system 8US 60 mm, respect national installation rules! | - | 0 | 0
3NW7431-7HG |  | 3NW7431-7HG | 1 | UN | 1 | 10 | C | D | EAR99 | N | 85369095 | 1 | 4001869523224 | 3.335 | KG | 324.21 | 324.21 | LP01 | LP01 | SENTRON, fuse holder, Class J, 3-pole, In: 200 A, Un AC: 600 V, for busbar system 8US 60 mm, respect national installation rules! | - | 0 | 0
3NW7431-8HG |  | 3NW7431-8HG | 1 | UN | 1 | 10 | C | D | EAR99 | N | 85369095 | 1 | 4001869523231 | 7.925 | KG | 594.89 | 594.89 | LP01 | LP01 | SENTRON, fuse holder, Class J, 3-pole, In: 400 A, Un AC: 600 V, for busbar system 8US 60 mm, respect national installation rules! | - | 0 | 0
3NW7511-3HG |  | 3NW7511-3HG | 1 | UN | 1 | 10 | C | D | EAR99 | N | 85369095 | 6 | 4001869523125 | 160 | G | 26.36 | 26.36 | LP01 | LP01 | SENTRON, fuse holder, Class J, 1-pole, In: 30 A, Un AC: 600 V, for mounting on DIN rail, respect national installation rules! | - | 0 | 0
3NW7511-5HG |  | 3NW7511-5HG | 1 | UN | 1 | 10 | C | D | EAR99 | N | 85369095 | 6 | 4001869523156 | 204 | G | 28.48 | 28.48 | LP01 | LP01 | SENTRON, fuse holder, Class J, 1-pole, In: 60 A, Un AC: 600 V, for mounting on DIN rail, respect national installation rules! | - | 0 | 0
3NW7513-0HG |  | 3NW7513-0HG | 1 | UN | 1 | 2 | A | D | N | N | 85369095 | 12 | 4001869333564 | 51 | G | 12.42 | 12.42 | LP01 | LP01 | SENTRON, fuse holder, Class CC, 1-pole, In: 30 A, Un AC: 600 V, respect national installation rules! | - | 0 | 0
3NW7521-3HG |  | 3NW7521-3HG | 1 | UN | 1 | 10 | C | D | EAR99 | N | 85369095 | 3 | 4001869523132 | 315 | G | 54.64 | 54.64 | LP01 | LP01 | SENTRON, fuse holder, Class J, 2-pole, In: 30 A, Un AC: 600 V, for mounting on DIN rail, respect national installation rules! | - | 0 | 0
3NW7521-5HG |  | 3NW7521-5HG | 1 | UN | 1 | 10 | C | D | EAR99 | N | 85369095 | 3 | 4001869523163 | 409 | G | 57.17 | 57.17 | LP01 | LP01 | SENTRON, fuse holder, Class J, 2-pole, In: 60 A, Un AC: 600 V, for mounting on DIN rail, respect national installation rules! | - | 0 | 0
3NW7523-0HG |  | 3NW7523-0HG | 1 | UN | 1 | 2 | A | D | N | N | 85369095 | 6 | 4001869333588 | 103 | G | 24.95 | 24.95 | LP01 | LP01 | SENTRON, fuse holder, Class CC, 2-pole, In: 30 A, Un AC: 600 V, respect national installation rules! | - | 0 | 0
3NW7531-3HG |  | 3NW7531-3HG | 1 | UN | 1 | 10 | C | D | EAR99 | N | 85369095 | 2 | 4001869523149 | 474 | G | 80.7 | 80.7 | LP01 | LP01 | SENTRON, fuse holder, Class J, 3-pole, In: 30 A, Un AC: 600 V, for mounting on DIN rail, respect national installation rules! | - | 0 | 0
3NW7531-5HG |  | 3NW7531-5HG | 1 | UN | 1 | 10 | C | D | EAR99 | N | 85369095 | 2 | 4001869523170 | 615 | G | 96.25 | 96.25 | LP01 | LP01 | SENTRON, fuse holder, Class J, 3-pole, In: 60 A, Un AC: 600 V, for mounting on DIN rail, respect national installation rules! | - | 0 | 0
3NW7531-6HG |  | 3NW7531-6HG | 1 | UN | 1 | 10 | C | D | EAR99 | N | 85369095 | 1 | 4001869523187 | 1.122 | KG | 97.97 | 97.97 | LP01 | LP01 | SENTRON, fuse holder, Class J, 3-pole, In: 100 A, Un AC: 600 V, mounting on mounting plate, respect national installation rules! | - | 0 | 0
3NW7531-7HG |  | 3NW7531-7HG | 1 | UN | 1 | 10 | C | D | EAR99 | N | 85369095 | 1 | 4001869523194 | 2.683 | KG | 250.48 | 250.48 | LP01 | LP01 | SENTRON, fuse holder, Class J, 3-pole, In: 200 A, Un AC: 600 V, mounting on mounting plate, respect national installation rules! | - | 0 | 0
3NW7531-8HG |  | 3NW7531-8HG | 1 | UN | 1 | 10 | C | D | EAR99 | N | 85369095 | 1 | 4001869523200 | 6.453 | KG | 502.98 | 502.98 | LP01 | LP01 | SENTRON, fuse holder, Class J, 3-pole, In: 400 A, Un AC: 600 V, mounting on mounting plate, respect national installation rules! | - | 0 | 0
3NW7533-0HG |  | 3NW7533-0HG | 1 | UN | 1 | 2 | A | D | N | N | 85369095 | 4 | 4001869333595 | 154 | G | 37.37 | 37.37 | LP01 | LP01 | SENTRON, fuse holder, Class CC, 3-pole, In: 30 A, Un AC: 600 V, respect national installation rules! | - | 0 | 0
3NW7533-1HG |  | 3NW7533-1HG | 1 | UN | 1 | 2 | A | D | EAR99 | N | 85369095 | 1 | 4001869422329 | 196 | G | 57.57 | 57.57 | LP01 | LP01 | SENTRON, fuse holder, Class CC, 3-pole, In: 30 A, Un AC: 600 V, compact version, respect national installation rules! | - | 0 | 0
3NW7534-1HG |  | 3NW7534-1HG | 1 | UN | 1 | 2 | A | D | N | N | 85369095 | 1 | 4001869422336 | 201 | G | 81.1 | 81.1 | LP01 | LP01 | SENTRON, fuse holder, Class CC, 3-pole, In: 30 A, Un AC: 600 V, LED Signal detector, compact version, respect national installation rules! | - | 0 | 0
3NW7613-4 |  | 3NW7613-4 | 1 | UN | 1 | 2 | A | D | N | N | 85369095 | 5 | 4001869502618 | 101 | G | 22.62 | 22.62 | LP10 | LP10 | SENTRON, cylindrical fuse holder, 10x85 mm, 1-pole, In: 32 A, Ue DC: 1500 V, for photovoltaic application | - | 0 | 0
3NW7901 |  | 3NW7901 | 1 | UN | 1 | 2 | A | D | N | N | 85365080 | 1 | 4001869270289 | 52 | G | 9.2 | 9 | LP11 | LP11 | Auxiliary current switch 1 CO for cylindrical fuse base Sz. 14 x 51 mm | Lista Papel 2020 SI | 0 | 0
3NW7902 |  | 3NW7902 | 1 | UN | 1 | 2 | A | D | N | N | 85365080 | 1 | 4001869270296 | 53 | G | 9.2 | 9 | LP11 | LP11 | Auxiliary current switch 1 CO for cylindrical fuse base Sz. 22 x 58 mm | Lista Papel 2020 SI | 0 | 0
3NW7903 |  | 3NW7903 | 1 | UN | 1 | 2 | A | D | N | N | 85365080 | 1 | 4001869382319 | 50 | G | 14.6 | 14.2 | LP11 | LP11 | Auxiliary current switch 1 CO for cylindrical fuse holder Sz. 10 x 38 mm/8 x 32 mm | Lista Papel 2020 SI | 0 | 0
3NW7903-1 |  | 3NW7903-1 | 1 | UN | 1 | 2 | A | D | N | N | 85365080 | 1 | 4001869422343 | 17 | G | 9.4 | 9.4 | LP11 | LP11 | Auxiliary switch for compact fuse holders AC 12 5 A-250 V 1 NC 1 NO | - | 0 | 0
3NW8000-1 |  | 3NW8000-1 | 1 | UN | 1 | 2 | A | D | N | N | 85361010 | 10 | 4001869062518 | 8 | G | 2.5 | 2.4 | LP11 | LP11 | SENTRON, cylindrical fuse link, 10 x 38 mm, 0.5 A, aM, Un AC: 500 V | Lista Papel 2020 SI | 0 | 0
3NW8001-1 |  | 3NW8001-1 | 1 | UN | 1 | 2 | A | D | N | N | 85361010 | 10 | 4001869062525 | 8 | G | 2.5 | 2.4 | LP11 | LP11 | SENTRON, cylindrical fuse link, 10 x 38 mm, 6 A, aM, Un AC: 500 V | Lista Papel 2020 SI | 0 | 0
3NW8002-1 |  | 3NW8002-1 | 1 | UN | 1 | 2 | A | D | N | N | 85361010 | 10 | 4001869062532 | 7 | G | 2.5 | 2.4 | LP11 | LP11 | SENTRON, cylindrical fuse link, 10 x 38 mm, 2 A, aM, Un AC: 500 V | Lista Papel 2020 SI | 0 | 0
3NW8003-1 |  | 3NW8003-1 | 1 | UN | 1 | 2 | A | D | N | N | 85361010 | 10 | 4001869062549 | 8 | G | 2.5 | 2.4 | LP11 | LP11 | SENTRON, cylindrical fuse link, 10 x 38 mm, 10 A, aM, Un AC: 500 V | Lista Papel 2020 SI | 0 | 0
3NW8004-1 |  | 3NW8004-1 | 1 | UN | 1 | 2 | A | D | N | N | 85361010 | 10 | 4001869062556 | 8 | G | 2.5 | 2.4 | LP11 | LP11 | SENTRON, cylindrical fuse link, 10 x 38 mm, 4 A, aM, Un AC: 500 V | Lista Papel 2020 SI | 0 | 0
3NW8005-1 |  | 3NW8005-1 | 1 | UN | 1 | 5 | B | D | EAR99 | N | 85361050 | 20 | 4001869062563 | 8 | G | 2.5 | 2.4 | LP11 | LP11 | SENTRON, cylindrical fuse link, 10 x 38 mm, 16 A, aM, Un AC: 500 V | Lista Papel 2020 SI | 0 | 0
3NW8006-1 |  | 3NW8006-1 | 1 | UN | 1 | 2 | A | D | N | N | 85361050 | 10 | 4001869062570 | 7 | G | 2.5 | 2.4 | LP11 | LP11 | SENTRON, cylindrical fuse link, 10 x 38 mm, 12 A, aM, Un AC: 500 V | Lista Papel 2020 SI | 0 | 0
3NW8007-1 |  | 3NW8007-1 | 1 | UN | 1 | 5 | B | D | N | N | 85361050 | 20 | 4001869062587 | 8 | G | 2.5 | 2.4 | LP11 | LP11 | SENTRON, cylindrical fuse link, 10 x 38 mm, 20 A, aM, Un AC: 400 V | Lista Papel 2020 SI | 0 | 0
3NW8008-1 |  | 3NW8008-1 | 1 | UN | 1 | 2 | A | D | N | N | 85361010 | 10 | 4001869062594 | 8 | G | 2.5 | 2.4 | LP11 | LP11 | SENTRON, cylindrical fuse link, 10 x 38 mm, 8 A, aM, Un AC: 500 V | Lista Papel 2020 SI | 0 | 0
3NW8010-1 |  | 3NW8010-1 | 1 | UN | 1 | 5 | B | D | EAR99 | N | 85361050 | 20 | 4001869062600 | 8 | G | 2.5 | 2.4 | LP11 | LP11 | SENTRON, cylindrical fuse link, 10 x 38 mm, 25 A, aM, Un AC: 400 V | Lista Papel 2020 SI | 0 | 0
3NW8011-1 |  | 3NW8011-1 | 1 | UN | 1 | 2 | A | D | N | N | 85361010 | 10 | 4001869062617 | 8 | G | 2.5 | 2.4 | LP11 | LP11 | SENTRON, cylindrical fuse link, 10 x 38 mm, 1 A, aM, Un AC: 500 V | Lista Papel 2020 SI | 0 | 0
3NW8012-1 |  | 3NW8012-1 | 1 | UN | 1 | 5 | B | D | N | N | 85361050 | 20 | 4001869333632 | 8 | G | 2.56 | 2.56 | LP11 | LP11 | SENTRON, cylindrical fuse link, 10 x 38 mm, 32 A, aM, Un AC: 400 V | - | 0 | 0
3NW8101-1 |  | 3NW8101-1 | 1 | UN | 1 | 2 | A | D | N | N | 85361010 | 10 | 4001869062624 | 20 | G | 2.8 | 2.7 | LP11 | LP11 | SENTRON, cylindrical fuse link, 14x51 mm, 6 A, aM, Un AC: 690 V | Lista Papel 2020 SI | 0 | 0
3NW8102-1 |  | 3NW8102-1 | 1 | UN | 1 | 5 | B | D | N | N | 85361010 | 10 | 4001869062655 | 20 | G | 2.8 | 2.7 | LP11 | LP11 | SENTRON, cylindrical fuse link, 14x51 mm, 2 A, aM, Un AC: 690 V | Lista Papel 2020 SI | 0 | 0
3NW8103-1 |  | 3NW8103-1 | 1 | UN | 1 | 2 | A | D | N | N | 85361010 | 10 | 4001869062662 | 21 | G | 2.8 | 2.7 | LP11 | LP11 | SENTRON, cylindrical fuse link, 14x51 mm, 10 A, aM, Un AC: 690 V | Lista Papel 2020 SI | 0 | 0
3NW8104-1 |  | 3NW8104-1 | 1 | UN | 1 | 5 | B | D | EAR99 | N | 85361010 | 10 | 4001869062679 | 20 | G | 2.8 | 2.7 | LP11 | LP11 | SENTRON, cylindrical fuse link, 14x51 mm, 4 A, aM, Un AC: 690 V | Lista Papel 2020 SI | 0 | 0
3NW8105-1 |  | 3NW8105-1 | 1 | UN | 1 | 5 | B | D | N | N | 85361050 | 10 | 4001869062686 | 21 | G | 2.8 | 2.7 | LP11 | LP11 | SENTRON, cylindrical fuse link, 14x51 mm, 16 A, aM, Un AC: 690 V | Lista Papel 2020 SI | 0 | 0
3NW8106-1 |  | 3NW8106-1 | 1 | UN | 1 | 5 | B | D | N | N | 85361050 | 10 | 4001869062693 | 21 | G | 2.8 | 2.7 | LP11 | LP11 | SENTRON, cylindrical fuse link, 14x51 mm, 12 A, aM, Un AC: 690 V | Lista Papel 2020 SI | 0 | 0
3NW8107-1 |  | 3NW8107-1 | 1 | UN | 1 | 5 | B | D | EAR99 | N | 85361050 | 10 | 4001869062709 | 21 | G | 2.8 | 2.7 | LP11 | LP11 | SENTRON, cylindrical fuse link, 14x51 mm, 20 A, aM, Un AC: 500 V | Lista Papel 2020 SI | 0 | 0
3NW8108-1 |  | 3NW8108-1 | 1 | UN | 1 | 5 | B | D | N | N | 85361010 | 10 | 4001869062716 | 21 | G | 2.8 | 2.7 | LP11 | LP11 | SENTRON, cylindrical fuse link, 14x51 mm, 8 A, aM, Un AC: 690 V | Lista Papel 2020 SI | 0 | 0
3NW8110-1 |  | 3NW8110-1 | 1 | UN | 1 | 5 | B | D | EAR99 | N | 85361050 | 10 | 4001869062723 | 21 | G | 2.8 | 2.7 | LP11 | LP11 | SENTRON, cylindrical fuse link, 14x51 mm, 25 A, aM, Un AC: 500 V | Lista Papel 2020 SI | 0 | 0
3NW8112-1 |  | 3NW8112-1 | 1 | UN | 1 | 5 | B | D | N | N | 85361050 | 10 | 4001869062730 | 21 | G | 3.3 | 3.2 | LP11 | LP11 | SENTRON, cylindrical fuse link, 14x51 mm, 32 A, aM, Un AC: 500 V | Lista Papel 2020 SI | 0 | 0
3NW8117-1 |  | 3NW8117-1 | 1 | UN | 1 | 5 | B | D | N | N | 85361050 | 10 | 4001869062747 | 21 | G | 3.3 | 3.2 | LP11 | LP11 | SENTRON, cylindrical fuse link, 14x51 mm, 40 A, aM, Un AC: 500 V | Lista Papel 2020 SI | 0 | 0
3NW8120-1 |  | 3NW8120-1 | 1 | UN | 1 | 5 | B | D | N | N | 85361050 | 10 | 4001869062754 | 21 | G | 3.3 | 3.2 | LP11 | LP11 | SENTRON, cylindrical fuse link, 14x51 mm, 50 A, aM, Un AC: 400 V | Lista Papel 2020 SI | 0 | 0
3NW8205-1 |  | 3NW8205-1 | 1 | UN | 1 | 2 | A | D | N | N | 85361050 | 10 | 4001869062778 | 54 | G | 4.8 | 4.6 | LP11 | LP11 | SENTRON, cylindrical fuse link, 22x58 mm, 16 A, aM, Un AC: 690 V | Lista Papel 2020 SI | 0 | 0
3NW8206-1 |  | 3NW8206-1 | 1 | UN | 1 | 5 | B | D | N | N | 85361050 | 10 | 4001869062785 | 51 | G | 4.2 | 4.1 | LP11 | LP11 | SENTRON, cylindrical fuse link, 22x58 mm, 12 A, aM, Un AC: 500 V | Lista Papel 2020 SI | 0 | 0
3NW8207-1 |  | 3NW8207-1 | 1 | UN | 1 | 5 | B | D | N | N | 85361050 | 10 | 4001869062792 | 52 | G | 4.8 | 4.6 | LP11 | LP11 | SENTRON, cylindrical fuse link, 22x58 mm, 20 A, aM, Un AC: 690 V | Lista Papel 2020 SI | 0 | 0
3NW8210-1 |  | 3NW8210-1 | 1 | UN | 1 | 5 | B | D | N | N | 85361050 | 10 | 4001869062808 | 52 | G | 4.8 | 4.6 | LP11 | LP11 | SENTRON, cylindrical fuse link, 22x58 mm, 25 A, aM, Un AC: 690 V | Lista Papel 2020 SI | 0 | 0
3NW8212-1 |  | 3NW8212-1 | 1 | UN | 1 | 5 | B | D | N | N | 85361050 | 10 | 4001869062815 | 52 | G | 4.8 | 4.6 | LP11 | LP11 | SENTRON, cylindrical fuse link, 22x58 mm, 32 A, aM, Un AC: 690 V | Lista Papel 2020 SI | 0 | 0
3NW8217-1 |  | 3NW8217-1 | 1 | UN | 1 | 2 | A | D | N | N | 85361050 | 10 | 4001869062822 | 53 | G | 5.3 | 5.1 | LP11 | LP11 | SENTRON, cylindrical fuse link, 22x58 mm, 40 A, aM, Un AC: 690 V | Lista Papel 2020 SI | 0 | 0
3NW8220-1 |  | 3NW8220-1 | 1 | UN | 1 | 5 | B | D | EAR99 | N | 85361050 | 10 | 4001869062839 | 52 | G | 5.3 | 5.1 | LP11 | LP11 | SENTRON, cylindrical fuse link, 22x58 mm, 50 A, aM, Un AC: 690 V | Lista Papel 2020 SI | 0 | 0
3NW8222-1 |  | 3NW8222-1 | 1 | UN | 1 | 5 | B | D | N | N | 85361050 | 10 | 4001869062846 | 53 | G | 5.3 | 5.1 | LP11 | LP11 | SENTRON, cylindrical fuse link, 22x58 mm, 63 A, aM, Un AC: 500 V | Lista Papel 2020 SI | 0 | 0
3NW8224-1 |  | 3NW8224-1 | 1 | UN | 1 | 5 | B | D | N | N | 85361090 | 10 | 4001869062853 | 54 | G | 5.3 | 5.1 | LP11 | LP11 | SENTRON, cylindrical fuse link, 22x58 mm, 80 A, aM, Un AC: 500 V | Lista Papel 2020 SI | 0 | 0
3NW8230-1 |  | 3NW8230-1 | 1 | UN | 1 | 5 | B | D | N | N | 85361090 | 10 | 4001869062877 | 53 | G | 5.9 | 5.7 | LP11 | LP11 | SENTRON, cylindrical fuse link, 22x58 mm, 100 A, aM, Un AC: 500 V | Lista Papel 2020 SI | 0 | 0
3NX1003 |  | 3NX1003 | 1 | UN | 1 | 2 | A | D | N | N | 85472000 | 3 | 4001869104393 | 37 | G | 6.6 | 6.5 | LP01 | LP01 | Blanking insert Sz. 00 for LV HRC fuse base Sz. 00 | Lista Papel 2020 SI | 0 | 0
3NX1004 |  | 3NX1004 | 1 | UN | 1 | 2 | A | D | N | N | 85472000 | 3 | 4001869104409 | 89 | G | 20.1 | 19.5 | LP01 | LP01 | Blanking insert for LV HRC fuse base, size 1/2/3 | Lista Papel 2020 SI | 0 | 0
3NX1013 |  | 3NX1013 | 1 | UN | 1 | 2 | A | D | N | N | 85389099 | 1 | 4001869297934 | 315 | G | 29.7 | 28.9 | LP01 | LP01 | Fuse puller for LV HRC fuse Sz. 000 to 4 | Lista Papel 2020 SI | 0 | 0
3NX1014 |  | 3NX1014 | 1 | UN | 1 | 2 | A | D | N | N | 85389099 | 1 | 4001869297941 | 548 | G | 113.2 | 110.2 | LP01 | LP01 | Fuse puller for LV HRC fuse Sz. 000 to 3, with leather sleeve | Lista Papel 2020 SI | 0 | 0
3NX1021 |  | 3NX1021 | 1 | UN | 1 | 2 | A | D | N | N | 85389099 | 1 | 4001869216584 | 35 | G | 36.4 | 35.4 | LP01 | LP01 | Signal detector base 690 V AC for LV HRC fuse links Sz. 00-4 | Lista Papel 2020 SI | 0 | 0
3NX1022 |  | 3NX1022 | 1 | UN | 1 | 2 | A | D | N | N | 85361010 | 3 | 4001869216591 | 18 | G | 18.8 | 18.3 | LP01 | LP01 | Signal detector link 690 V AC/>9 V | Lista Papel 2020 SI | 0 | 0
3NX1023 |  | 3NX1023 | 1 | UN | 1 | 2 | A | D | N | N | 85361010 | 3 | 4001869216607 | 18 | G | 20.9 | 20.3 | LP01 | LP01 | Signal detector link 690 V AC/>2 V | Lista Papel 2020 SI | 0 | 0
3NX1024 |  | 3NX1024 | 1 | UN | 1 | 2 | A | D | N | N | 85389099 | 1 | 4001869317663 | 27 | G | 15.9 | 15.5 | LP01 | LP01 | Signal detector for LV HRC fuse links of size 000/00/1 and 2 for mounting on the grip lugs of the fuse link | Lista Papel 2020 SI | 0 | 0
3NX2023 |  | 3NX2023 | 1 | UN | 1 | 2 | A | D | N | N | 85472000 | 2 | 4001869020822 | 25 | G | 3 | 3 | LP01 | LP01 | Phase/end barrier for LV HRC base Sz. 00 | Lista Papel 2020 SI | 0 | 0
3NX2024 |  | 3NX2024 | 1 | UN | 1 | 2 | A | D | N | N | 85472000 | 2 | 4001869020839 | 52 | G | 5.6 | 5.4 | LP01 | LP01 | Phase/end barrier for LV HRC base Sz. 1 | Lista Papel 2020 SI | 0 | 0
3NX2025 |  | 3NX2025 | 1 | UN | 1 | 2 | A | D | N | N | 85472000 | 2 | 4001869020846 | 65 | G | 6.5 | 6.3 | LP01 | LP01 | Phase/end barrier for LV HRC base Sz. 2 | Lista Papel 2020 SI | 0 | 0
3NX2026 |  | 3NX2026 | 1 | UN | 1 | 2 | A | D | N | N | 85472000 | 2 | 4001869020853 | 76 | G | 7.7 | 7.5 | LP01 | LP01 | Phase/end barrier for LV HRC base Sz. 3 | Lista Papel 2020 SI | 0 | 0
3NX2030 |  | 3NX2030 | 1 | UN | 1 | 5 | B | D | N | N | 85472000 | 2 | 4001869020884 | 39 | G | 5 | 4.8 | LP01 | LP01 | Phase/end barrier for LV HRC base Sz. 0 | Lista Papel 2020 SI | 0 | 0
3NX3105 |  | 3NX3105 | 1 | UN | 1 | 2 | A | D | N | N | 85472000 | 2 | 4001869020891 | 16 | G | 2.2 | 2.2 | LP01 | LP01 | ISO cover for LV HRC base Size 00 | Lista Papel 2020 SI | 0 | 0
3NX3106 |  | 3NX3106 | 1 | UN | 1 | 2 | A | D | N | N | 85472000 | 2 | 4001869020907 | 27 | G | 5.6 | 5.4 | LP01 | LP01 | ISO cover for LV HRC base Size 1 | Lista Papel 2020 SI | 0 | 0
3NX3107 |  | 3NX3107 | 1 | UN | 1 | 2 | A | D | N | N | 85472000 | 2 | 4001869020914 | 27 | G | 6.6 | 6.5 | LP01 | LP01 | ISO cover for LV HRC base Size 2 | Lista Papel 2020 SI | 0 | 0
3NX3108 |  | 3NX3108 | 1 | UN | 1 | 2 | A | D | N | N | 85472000 | 2 | 4001869020921 | 32 | G | 7.7 | 7.5 | LP01 | LP01 | ISO cover for LV HRC base Size 3 | Lista Papel 2020 SI | 0 | 0
3NX3113 |  | 3NX3113 | 1 | UN | 1 | 2 | A | D | N | N | 85472000 | 2 | 4001869020938 | 5 | G | 2.29 | 2.29 | LP01 | LP01 | ISO cover for LV HRC bus mounting base Sz. 00 | - | 0 | 0
3NX3114 |  | 3NX3114 | 1 | UN | 1 | 2 | A | D | N | N | 85472000 | 2 | 4001869020945 | 13 | G | 3.2 | 3.1 | LP01 | LP01 | ISO cover for LV HRC base Size 0 | Lista Papel 2020 SI | 0 | 0
3NX3115 |  | 3NX3115 | 1 | UN | 1 | 2 | A | D | N | N | 85472000 | 10 | 4001869145389 | 55 | G | 3.9 | 3.8 | LP01 | LP01 | ISO cover IP2X Sz. 00 for LV HRC fuse base Sz. 00 | Lista Papel 2020 SI | 0 | 0
3NX3116 |  | 3NX3116 | 1 | UN | 1 | 2 | A | D | N | N | 85472000 | 10 | 4001869145396 | 21 | G | 2.4 | 2.4 | LP01 | LP01 | ISO cover IP2X for LV HRC base Sz. 00 | Lista Papel 2020 SI | 0 | 0
3NX3121 |  | 3NX3121 | 1 | UN | 1 | 2 | A | D | N | N | 85389099 | 1 | 4001869484280 | 67 | G | 12.99 | 12.99 | LP10 | LP10 | Terminal cover for PV base Size 1L and 1x L | - | 0 | 7
3NX3122 |  | 3NX3122 | 1 | UN | 1 | 2 | A | D | N | N | 85389099 | 1 | 4001869484297 | 129 | G | 14.65 | 14.65 | LP10 | LP10 | Terminal cover for PV base Size 2L and 2xL | - | 0 | 7
3NX3123 |  | 3NX3123 | 1 | UN | 1 | 2 | A | D | EAR99 | N | 85389099 | 1 | 4001869484303 | 0.164 | KG | 16.24 | 16.24 | LP10 | LP10 | Terminal cover for PV base Size 3L | - | 0 | 7
3NY1074 |  | 3NY1074 | 1 | UN | 1 | 5 | B | D | N | N | 85389099 | 1 | 4011209006188 | 0.569 | KG | 83.39 | 83.39 | LP21 | LP21 | Spare part for switch 3NP5060 Handle unit | - | 0 | 0
3NY1102 |  | 3NY1102 | 1 | UN | 1 | 2 | A | D | N | N | 85389099 | 1 | 4011209006218 | 0.086 | KG | 21.47 | 21.47 | LP21 | LP21 | Spare part for switch 3NP52 Molded plastic cover 300x 220 mm | - | 0 | 0
3NY1103 |  | 3NY1103 | 1 | UN | 1 | 2 | A | D | N | N | 85389099 | 1 | 4011209006225 | 0.078 | KG | 26.16 | 26.16 | LP21 | LP21 | Spare part for switch 3NP53 Molded plastic cover 300x 245 mm | - | 0 | 0
3NY1104 |  | 3NY1104 | 1 | UN | 1 | 2 | A | D | N | N | 85389099 | 1 | 4011209006232 | 0.102 | KG | 47.85 | 47.85 | LP21 | LP21 | Spare part for switch 3NP54 Molded plastic cover 300x 290 mm | - | 0 | 0
3NY1105 |  | 3NY1105 | 1 | UN | 1 | 2 | A | D | N | N | 85389099 | 1 | 4011209006249 | 44 | G | 15.91 | 15.91 | LP21 | LP21 | Accessory for switch 3NP50 Molded plastic cover 215x 135 mm with and without auxiliary current switch | - | 0 | 0
3NY1106 |  | 3NY1106 | 1 | UN | 1 | 2 | A | D | N | N | 85389099 | 1 | 4011209006256 | 0.073 | KG | 17.33 | 17.33 | LP21 | LP21 | Accessory for switch 3NP50 Molded plastic cover 290x 135 mm for covering the cable lug connections with and auxiliary switch | - | 0 | 0
3NY1107 |  | 3NY1107 | 1 | UN | 1 | 2 | A | D | N | N | 85389099 | 1 | 4011209006263 | 73 | G | 24.09 | 24.09 | LP21 | LP21 | Accessory for switch 3NP50 Molded plastic cover 265x 135 mm | - | 0 | 0
3NY1108 |  | 3NY1108 | 1 | UN | 1 | 2 | A | D | N | N | 85389099 | 1 | 4011209006270 | 47 | G | 20.06 | 20.06 | LP21 | LP21 | Accessory for switch 3NP5 for rated current 160 A Molded plastic cover 290x 135 mm for separate covering of top and bottom part cable lug connection | - | 0 | 0
3NY1115 |  | 3NY1115 | 1 | UN | 1 | 2 | A | D | N | N | 85389099 | 1 | 4011209006287 | 0.044 | KG | 15.91 | 15.91 | LP21 | LP21 | Accessory for switch 3NP50 for rated current 160 A Molded plastic cover 215x 135 mm for switch with auxiliary current switch | - | 0 | 0
3NY1116 |  | 3NY1116 | 1 | UN | 1 | 2 | A | D | N | N | 85389099 | 1 | 4011209287952 | 0.076 | KG | 17.33 | 17.33 | LP21 | LP21 | Accessory for switch 3NP50 Molded plastic cover 290x 135 mm for covering the cable lug connections with auxiliary switches | - | 0 | 0
3NY1125 |  | 3NY1125 | 1 | UN | 1 | 2 | A | D | N | N | 85389099 | 1 | 4011209527348 | 60 | G | 17.33 | 17.33 | LP21 | LP21 | Masking frame for 3NP506 | - | 0 | 0
3NY1208 |  | 3NY1208 | 1 | UN | 1 | 3 | B | D | N | N | 85389099 | 1 | 4011209006324 | 0.514 | KG | 83.8 | 81.5 | LP21 | LP21 | Accessory for switch 3NP5060 Assembly kit with molded plastic cover 250 x 149 mm | Lista Papel 2020 SI | 0 | 0
3NY1210 |  | 3NY1210 | 1 | UN | 1 | 3 | B | D | N | N | 85389099 | 1 | 4011209006331 | 0.291 | KG | 69 | 67.1 | LP21 | LP21 | Accessory for switch 3NP5260 Assembly kit with molded plastic cover 300 x 220 mm | Lista Papel 2020 SI | 0 | 0
3NY1210-0A |  | 3NY1210-0A | 1 | UN | 1 | 5 | B | D | N | N | 85389099 | 1 | 4011209577138 | 0.155 | KG | 53.74 | 53.74 | LP21 | LP21 | Mounting bracket set for front mounting of fuse switch disconnectors 3NP52, 3NP53, 3NP54 | - | 0 | 0
3NY1211 |  | 3NY1211 | 1 | UN | 1 | 3 | B | D | N | N | 85389099 | 1 | 4011209006348 | 0.298 | KG | 72.1 | 70.1 | LP21 | LP21 | Accessory for switch 3NP5360 Assembly kit with molded plastic cover 300x 245 mm | Lista Papel 2020 SI | 0 | 0
3NY1212 |  | 3NY1212 | 1 | UN | 1 | 3 | B | D | N | N | 85389099 | 1 | 4011209006355 | 0.32 | KG | 76.9 | 74.7 | LP21 | LP21 | Accessory for switch 3NP5460 Assembly kit with molded plastic cover 300x 290 mm | Lista Papel 2020 SI | 0 | 0
3NY1241 |  | 3NY1241 | 1 | UN | 1 | 2 | A | D | N | N | 85389099 | 1 | 4011209006492 | 0.208 | KG | 92.76 | 92.76 | LP21 | LP21 | Accessory for switch 3NP52 Single cover for connection screws M10 consists of 6 covers | - | 0 | 0
3NY1245 |  | 3NY1245 | 1 | UN | 1 | 3 | B | D | N | N | 85389099 | 1 | 4011209093997 | 0.337 | KG | 92.21 | 92.21 | LP21 | LP21 | Accessory for switch 3NP53 and 3NP5460 Single cover for connection screws M10 consists of 6 covers | - | 0 | 0
3NY1371 |  | 3NY1371 | 1 | UN | 1 | 5 | B | D | N | N | 85389099 | 1 | 4011209129597 | 1.753 | KG | 139.52 | 139.52 | LP21 | LP21 | Spare part for switch 3NP5260 Handle unit | - | 0 | 0
3NY1372 |  | 3NY1372 | 1 | UN | 1 | 5 | B | D | N | N | 85389099 | 1 | 4011209092365 | 1.912 | KG | 146.06 | 146.06 | LP21 | LP21 | Spare part for switch 3NP5360 Handle unit | - | 0 | 0
3NY1373 |  | 3NY1373 | 1 | UN | 1 | 5 | B | D | N | N | 85389099 | 1 | 4011209140103 | 2.091 | KG | 163.5 | 163.5 | LP21 | LP21 | Spare part for switch 3NP5460 Handle unit | - | 0 | 0
3NY1420 |  | 3NY1420 | 1 | UN | 1 | 5 | B | D | N | N | 85362090 | 1 | 4011209122888 | 1.289 | KG | 433.82 | 433.82 | LP21 | LP21 | Spare part for switch 3NP50 Handle unit with switch 3RV1 for voltages up to 690 V AC/ 250 V DC | - | 0 | 0
3NY1421 |  | 3NY1421 | 1 | UN | 1 | 5 | B | D | N | N | 85362090 | 1 | 4011209091412 | 2.217 | KG | 673.62 | 673.62 | LP21 | LP21 | Spare part for switch 3NP5260 Handle unit with switch 3RV1 for voltages up to 690 V AC/ 250 V DC | - | 0 | 0
3NY1422 |  | 3NY1422 | 1 | UN | 1 | 5 | B | D | N | N | 85362090 | 1 | 4011209123410 | 2.4 | KG | 701.96 | 701.96 | LP21 | LP21 | Spare part for switch 3NP5360 Handle unit with switch 3RV16 for voltages up to 690 V AC/ 250 V DC | - | 0 | 0
3NY1423 |  | 3NY1423 | 1 | UN | 1 | 5 | B | D | N | N | 85362090 | 1 | 4011209089198 | 2.511 | KG | 767.36 | 767.36 | LP21 | LP21 | Spare part for switch 3NP5460 Handle unit with switch 3RV1 for voltages up to 690 V AC/ 250 V DC | - | 0 | 0
3NY1513-0 |  | 3NY1513-0 | 1 | UN | 1 | 5 | B | D | N | N | 85369095 | 1 | 4011209450431 | 1.155 | KG | 625.66 | 625.66 | LP21 | LP21 | Spare part for switch 3NP50 Handle unit with electronic fuse monitoring without control cable U=400/500 V AC, self-supplied | - | 0 | 0
3NY1513-2 |  | 3NY1513-2 | 1 | UN | 1 | 7 | C | D | N | N | 85369095 | 1 | 4011209450448 | 2.13 | KG | 898.16 | 898.16 | LP21 | LP21 | Spare part for switch 3NP52 Handle unit with electronic fuse monitoring without control cable U=400/500 V AC, self-supplied | - | 0 | 0
3NY1513-3 |  | 3NY1513-3 | 1 | UN | 1 | 5 | B | D | N | N | 85369095 | 1 | 4011209450455 | 2.18 | KG | 939.58 | 939.58 | LP21 | LP21 | Spare part for switch 3NP53 Handle unit with electronic fuse monitoring without control cable U=400/500 V AC, self-supplied | - | 0 | 0
3NY1513-4 |  | 3NY1513-4 | 1 | UN | 1 | 7 | C | D | N | N | 85369095 | 1 | 4011209450462 | 2.595 | KG | 868.73 | 868.73 | LP21 | LP21 | Spare part for switch 3NP54 Handle unit with electronic fuse monitoring without control cable U=400/500 V AC, self-supplied | - | 0 | 0
3NY1903 |  | 3NY1903 | 1 | UN | 1 | 5 | B | D | N | N | 85389099 | 1 | 4011209006652 | 0.211 | KG | 12.75 | 12.75 | LP21 | LP21 | Spare part for switch 3NP50 Clamp terminal consists of 3 clamp terminals | - | 0 | 0
3NY1907 |  | 3NY1907 | 1 | UN | 1 | 5 | B | D | N | N | 85369010 | 1 | 4011209096936 | 0.223 | KG | 53.19 | 53.19 | LP21 | LP21 | Accessory for switch 3NP52 Clamp terminal for circular conductor 35 to 130 mm comprises 3 clamp terminals | - | 0 | 0
3NY1910 |  | 3NY1910 | 1 | UN | 1 | 3 | B | D | N | N | 85444290 | 1 | 4011209006690 | 0.102 | KG | 49.27 | 49.27 | LP21 | LP21 | Accessory for switch 3NP50-54 and 3NP407 Connector with 1 m connection cable | - | 0 | 0
3NY1911 |  | 3NY1911 | 1 | UN | 1 | 3 | B | D | N | N | 85444290 | 1 | 4011209006706 | 0.273 | KG | 68.56 | 68.56 | LP21 | LP21 | Accessory for switch 3NP50-54 and 3NP407 Connector with 3 m connection cable | - | 0 | 0
3NY1915 |  | 3NY1915 | 1 | UN | 1 | 3 | B | D | N | N | 85444290 | 1 | 4011209222038 | 0.32 | KG | 71.72 | 71.72 | LP21 | LP21 | Spare part for 3NP5 with electronic fuse monitoring Control cable, 6-pole, length 3 m | - | 0 | 0
3NY1995 |  | 3NY1995 | 1 | UN | 1 | 3 | B | D | N | N | 85389099 | 1 | 4011209006744 | 0.138 | KG | 10.01 | 10.01 | LP21 | LP21 | Accessory for switch 3NP3530/3NP4080/3NP5060 Quick-fitting retaining plate Busbar center-to-center spacing 125 mm 112.5 mm for 3NP4080/3NP5060 | - | 0 | 0
3NY3033 |  | 3NY3033 | 1 | UN | 1 | 3 | B | D | N | N | 85365080 | 1 | 4011209006768 | 0.018 | KG | 24.8 | 24.1 | LP21 | LP21 | Spare part for switch 3NP50 Auxiliary current switch 1 NO+1 NC with mounting parts and actuating cams | Lista Papel 2020 SI | 0 | 0
3NY3034 |  | 3NY3034 | 1 | UN | 1 | 3 | B | D | N | N | 85365080 | 1 | 4011209091481 | 0.017 | KG | 25.9 | 25.1 | LP21 | LP21 | Accessory for switch 3NP526 to 3NP546 Auxiliary switch 1 NO+1 NC with mounting bracket and screws (mounting kit) | Lista Papel 2020 SI | 0 | 0
3NY4011 |  | 3NY4011 | 1 | UN | 1 | 5 | B | D | N | N | 85389099 | 1 | 4011209006775 | 0.225 | KG | 25.72 | 25.72 | LP21 | LP21 | Spare part for switch 3NP52 Arc chute | - | 0 | 0
3NY4012 |  | 3NY4012 | 1 | UN | 1 | 5 | B | D | N | N | 85389099 | 1 | 4011209006782 | 0.242 | KG | 25.07 | 25.07 | LP21 | LP21 | Spare part for switch 3NP53/54 Arc chute | - | 0 | 0
3NY4031 |  | 3NY4031 | 1 | UN | 1 | 3 | B | D | N | N | 85389099 | 1 | 4011209006799 | 0.221 | KG | 46.43 | 46.43 | LP21 | LP21 | Spare part for switch 3NP50 Arc chute | - | 0 | 0
3RA1110-0BA15-1AB0 |  | 3RA1110-0BA15-1AB0 | 1 | UN | 1 | 15 | C | D | N | N | 85364900 | 1 | 4011209534407 | 0.441 | KG | 169.1 | 169.1 | CP13 | CP13 | Load feeder fuseless direct-on-line starting, 400 V AC 0.14...0.2 A, 24 V AC 50 Hz Size S00 1 NO (contactor), Screw terminal for installation on standard mounting rail Type of coordination 2, Iq = 50 kA !!! Phased-out product !!! Successor is SIRIUS 3RA2 | - | 0 | 7
3RA1110-0BA15-1AF0 |  | 3RA1110-0BA15-1AF0 | 1 | UN | 1 | 15 | C | D | N | N | 85364900 | 1 | 4011209579439 | 0.43 | KG | 169.1 | 169.1 | CP13 | CP13 | Load feeder fuseless direct-on-line starting, 400 V AC 0.14...0.2 A, 110 V AC 50 Hz Size S00 1 NO (contactor), Screw terminal for installation on standard mounting rail Type of coordination 2, Iq = 50 kA !!! Phased-out product !!! Successor is SIRIUS 3RA2 | - | 0 | 7
3RA1110-0BA15-1AN6 |  | 3RA1110-0BA15-1AN6 | 1 | UN | 1 | 5 | B | D | EAR99 | N | 85364900 | 1 |  | 0.454 | KG | 170.05 | 170.05 | CP13 | CP13 | Load feeder fuseless direct-on-line starting, 400 V AC 0.14-0.2 A, 200 V AC, 50/60 Hz Size S00 1 NO (contactor), Screw terminal for installation on standard mounting rail Type of coordination 2, Iq = 50 kA !!! Phased-out product !!! Successor is SIRIUS 3RA2 | - | 0 | 7
3RA1110-0BA15-1AP0 |  | 3RA1110-0BA15-1AP0 | 1 | UN | 1 | 15 | C | D | N | N | 85364900 | 1 | 4011209297470 | 0.438 | KG | 169.1 | 169.1 | CP13 | CP13 | Load feeder fuseless direct-on-line starting, 400 V AC 0.14...0.2 A, 230 V AC 50 Hz Size S00 1 NO (contactor), Screw terminal for installation on standard mounting rail Type of coordination 2, Iq = 50 kA !!! Phased-out product !!! Successor is SIRIUS 3RA2 Preferred successor type is >>3RA2110-0BA15-1AP0<< | - | 0 | 7
3RA1110-0BA15-1BB4 |  | 3RA1110-0BA15-1BB4 | 1 | UN | 1 | 5 | B | D | N | N | 85364900 | 1 | 4011209297524 | 0.485 | KG | 176.7 | 176.7 | CP13 | CP13 | Load feeder fuseless direct-on-line starting, 400 V AC Size S00 0.14-0.2 A, 24 V DC 1 NO (contactor), Screw terminal for installation on standard mounting rail Type of coordination 2, Iq = 50 kA !!! Phased-out product !!! Successor is SIRIUS 3RA2 Preferred successor type is >>3RA2110-0BA15-1BB4<< | - | 0 | 7
3RA1110-0BC15-1AF0 |  | 3RA1110-0BC15-1AF0 | 1 | UN | 1 | 5 | B | D | N | N | 85364900 | 1 |  | 0.65 | KG | 220.4 | 220.4 | CP13 | CP13 | Load feeder fuseless direct-on-line starting, 400 V AC 0.14...0.2 A, 110 V AC 50 Hz Size S00 1 NO (contactor), Screw terminal on 40 mm busbar adapter Type of coordination 2, Iq = 50 kA !!! Phased-out product !!! Successor is SIRIUS 3RA2 | - | 0 | 9
3RA1110-0BC15-1AP0 |  | 3RA1110-0BC15-1AP0 | 1 | UN | 1 | 15 | C | D | N | N | 85364900 | 1 | 4011209297685 | 0.626 | KG | 220.4 | 220.4 | CP13 | CP13 | Load feeder fuseless direct-on-line starting, 400 V AC 0.14...0.2 A, 230 V AC 50 Hz Size S00 1 NO (contactor), Screw terminal on 40 mm busbar adapter Type of coordination 2, Iq = 50 kA !!! Phased-out product !!! Successor is SIRIUS 3RA2 Preferred successor type is >>3RA2110-0BD15-1AP0<< | - | 0 | 7
3RA1110-0BC15-1BB4 |  | 3RA1110-0BC15-1BB4 | 1 | UN | 1 | 15 | C | D | N | N | 85364900 | 1 | 4011209297722 | 0.695 | KG | 232.75 | 232.75 | CP13 | CP13 | Load feeder fuseless direct-on-line starting, 400 V AC 0.14...0.2 A, 24 V DC Size S00 1 NO (contactor), Screw terminal on 40 mm busbar adapter Type of coordination 2, Iq = 50 kA !!! Phased-out product !!! Successor is SIRIUS 3RA2 Preferred successor type is >>3RA2110-0BD15-1BB4<< | - | 0 | 7
3RA1110-0BD15-1AF0 |  | 3RA1110-0BD15-1AF0 | 1 | UN | 1 | 5 | B | D | N | N | 85364900 | 1 | 4011209390393 | 0.7 | KG | 220.4 | 220.4 | CP13 | CP13 | Load feeder fuseless direct-on-line starting, 400 V AC 0.14...0.2 A, 110 V AC 50 Hz Size S00 1 NO (contactor), Screw terminal on 60 mm busbar adapter Type of coordination 2, Iq = 50 kA !!! Phased-out product !!! Successor is SIRIUS 3RA2 | - | 0 | 9
3RA1110-0BD15-1AP0 |  | 3RA1110-0BD15-1AP0 | 1 | UN | 1 | 15 | C | D | N | N | 85364900 | 1 | 4011209297692 | 0.62 | KG | 220.4 | 220.4 | CP13 | CP13 | Load feeder fuseless direct-on-line starting, 400 V AC 0.14...0.2 A, 230 V AC 50 Hz Size S00 1 NO (contactor), Screw terminal on 60 mm busbar adapter Type of coordination 2, Iq = 50 kA !!! Phased-out product !!! Successor is SIRIUS 3RA2 Preferred successor type is >>3RA2110-0BD15-1AP0<< | - | 0 | 7
3RA1110-0BD15-1BB4 |  | 3RA1110-0BD15-1BB4 | 1 | UN | 1 | 5 | B | D | N | N | 85364900 | 1 | 4011209297739 | 0.68 | KG | 232.75 | 232.75 | CP13 | CP13 | Load feeder fuseless direct-on-line starting, 400 V AC Size S00 0.14-0.2 A, 24 V DC 1 NO (contactor), Screw terminal on 60 mm busbar adapter Type of coordination 2, Iq = 50 kA !!! Phased-out product !!! Successor is SIRIUS 3RA2 Preferred successor type is >>3RA2110-0BD15-1BB4<< | - | 0 | 7
3RA1110-0CA15-1AB0 |  | 3RA1110-0CA15-1AB0 | 1 | UN | 1 | 5 | B | D | N | N | 85364900 | 1 | 4011209586536 | 0.47 | KG | 169.1 | 169.1 | CP13 | CP13 | Load feeder fuseless direct-on-line starting, 400 V AC 0.18...0.25 A, 24 V AC 50 Hz Size S00 1 NO (contactor), Screw terminal for installation on standard mounting rail Type of coordination 2, Iq = 50 kA !!! Phased-out product !!! Successor is SIRIUS 3RA2 | - | 0 | 9
3RA1110-0CA15-1AF0 |  | 3RA1110-0CA15-1AF0 | 1 | UN | 1 | 5 | B | D | N | N | 85364900 | 1 | 4011209549371 | 0.45 | KG | 169.1 | 169.1 | CP13 | CP13 | Load feeder fuseless direct-on-line starting, 400 V AC 0.18...0.25 A, 110 V AC 50 Hz Size S00 1 NO (contactor), Screw terminal for installation on standard mounting rail Type of coordination 2, Iq = 50 kA !!! Phased-out product !!! Successor is SIRIUS 3RA2 | - | 0 | 9
3RA1110-0CA15-1AN6 |  | 3RA1110-0CA15-1AN6 | 1 | UN | 1 | 5 | B | D | EAR99 | N | 85364900 | 1 |  | 0.45 | KG | 170.05 | 170.05 | CP13 | CP13 | Load feeder fuseless direct-on-line starting, 400 V AC Size S00 0.18-0.25 A, 200 V AC, 50/60 Hz 1 NO (contactor), Screw terminal for installation on standard mounting rail Type of coordination 2, Iq = 50 kA !!! Phased-out product !!! Successor is SIRIUS 3RA2 | - | 0 | 7
3RA1110-0CA15-1AP0 |  | 3RA1110-0CA15-1AP0 | 1 | UN | 1 | 15 | C | D | N | N | 85364900 | 1 | 4011209297487 | 0.446 | KG | 169.1 | 169.1 | CP13 | CP13 | Load feeder fuseless direct-on-line starting, 400 V AC 0.18...0.25 A, 230 V AC 50 Hz Size S00 1 NO (contactor), Screw terminal for installation on standard mounting rail Type of coordination 2, Iq = 50 kA !!! Phased-out product !!! Successor is SIRIUS 3RA2 Preferred successor type is >>3RA2110-0CA15-1AP0<< | - | 0 | 7
3RA1110-0CA15-1BB4 |  | 3RA1110-0CA15-1BB4 | 1 | UN | 1 | 5 | B | D | N | N | 85364900 | 1 | 4011209297531 | 0.511 | KG | 176.7 | 176.7 | CP13 | CP13 | Load feeder fuseless direct-on-line starting, 400 V AC Size S00 0.18-0.25 A, 24 V DC 1 NO (contactor), Screw terminal for installation on standard mounting rail Type of coordination 2, Iq = 50 kA !!! Phased-out product !!! Successor is SIRIUS 3RA2 Preferred successor type is >>3RA2110-0CA15-1BB4<< | - | 0 | 7
3RA1110-0CC15-1AF0 |  | 3RA1110-0CC15-1AF0 | 1 | UN | 1 | 5 | B | D | N | N | 85364900 | 1 |  | 0.65 | KG | 220.4 | 220.4 | CP13 | CP13 | Load feeder fuseless direct-on-line starting, 400 V AC 0.18...0.25 A, 110 V AC 50 Hz Size S00 1 NO (contactor), Screw terminal on 40 mm busbar adapter Type of coordination 2, Iq = 50 kA !!! Phased-out product !!! Successor is SIRIUS 3RA2 | - | 0 | 9
3RA1110-0CC15-1AP0 |  | 3RA1110-0CC15-1AP0 | 1 | UN | 1 | 15 | C | D | N | N | 85364900 | 1 | 4011209297876 | 0.702 | KG | 220.4 | 220.4 | CP13 | CP13 | Load feeder fuseless direct-on-line starting, 400 V AC 0.18...0.25 A, 230 V AC 50 Hz Size S00 1 NO (contactor), Screw terminal on 40 mm busbar adapter Type of coordination 2, Iq = 50 kA !!! Phased-out product !!! Successor is SIRIUS 3RA2 Preferred successor type is >>3RA2110-0CD15-1AP0<< | - | 0 | 7
3RA1110-0CC15-1BB4 |  | 3RA1110-0CC15-1BB4 | 1 | UN | 1 | 15 | C | D | N | N | 85364900 | 1 | 4011209298866 | 0.699 | KG | 232.75 | 232.75 | CP13 | CP13 | Load feeder fuseless direct-on-line starting, 400 V AC 0.18...0.25 A, 24 V DC Size S00 1 NO (contactor), Screw terminal on 40 mm busbar adapter Type of coordination 2, Iq = 50 kA !!! Phased-out product !!! Successor is SIRIUS 3RA2 Preferred successor type is >>3RA2110-0CD15-1BB4<< | - | 0 | 7
3RA1110-0CD15-1AF0 |  | 3RA1110-0CD15-1AF0 | 1 | UN | 1 | 15 | C | D | N | N | 85364900 | 1 | 4011209591226 | 0.62 | KG | 220.4 | 220.4 | CP13 | CP13 | Load feeder fuseless direct-on-line starting, 400 V AC 0.18...0.25 A, 110 V AC 50 Hz Size S00 1 NO (contactor), Screw terminal on 60 mm busbar adapter Type of coordination 2, Iq = 50 kA !!! Phased-out product !!! Successor is SIRIUS 3RA2 | - | 0 | 7
3RA1110-0CD15-1AP0 |  | 3RA1110-0CD15-1AP0 | 1 | UN | 1 | 15 | C | D | N | N | 85364900 | 1 | 4011209298040 | 0.622 | KG | 220.4 | 220.4 | CP13 | CP13 | Load feeder fuseless direct-on-line starting, 400 V AC 0.18...0.25 A, 230 V AC 50 Hz Size S00 1 NO (contactor), Screw terminal on 60 mm busbar adapter Type of coordination 2, Iq = 50 kA !!! Phased-out product !!! Successor is SIRIUS 3RA2 Preferred successor type is >>3RA2110-0CD15-1AP0<< | - | 0 | 7
3RA1110-0CD15-1BB4 |  | 3RA1110-0CD15-1BB4 | 1 | UN | 1 | 5 | B | D | N | N | 85364900 | 1 | 4011209298873 | 0.69 | KG | 232.75 | 232.75 | CP13 | CP13 | Load feeder fuseless direct-on-line starting, 400 V AC Size S00 0.18-0.25 A, 24 V DC 1 NO (contactor), Screw terminal on 60 mm busbar adapter Type of coordination 2, Iq = 50 kA !!! Phased-out product !!! Successor is SIRIUS 3RA2 Preferred successor type is >>3RA2110-0CD15-1BB4<< | - | 0 | 7
3RA1110-0DA15-1AB0 |  | 3RA1110-0DA15-1AB0 | 1 | UN | 1 | 15 | C | D | N | N | 85364900 | 1 | 4011209492240 | 0.442 | KG | 170.05 | 170.05 | CP13 | CP13 | Load feeder fuseless direct-on-line starting, 400 V AC 0.22...0.32 A, 24 V AC 50 Hz Size S00 1 NO (contactor), Screw terminal for installation on standard mounting rail Type of coordination 2, Iq = 50 kA !!! Phased-out product !!! Successor is SIRIUS 3RA2 | - | 0 | 7
3RA1110-0DA15-1AF0 |  | 3RA1110-0DA15-1AF0 | 1 | UN | 1 | 15 | C | D | N | N | 85364900 | 1 | 4011209370531 | 0.439 | KG | 170.05 | 170.05 | CP13 | CP13 | Load feeder fuseless direct-on-line starting, 400 V AC 0.22...0.32 A, 110 V AC 50 Hz Size S00 1 NO (contactor), Screw terminal for installation on standard mounting rail Type of coordination 2, Iq = 50 kA !!! Phased-out product !!! Successor is SIRIUS 3RA2 | - | 0 | 7
3RA1110-0DA15-1AP0 |  | 3RA1110-0DA15-1AP0 | 1 | UN | 1 | 15 | C | D | N | N | 85364900 | 1 | 4011209297494 | 0.447 | KG | 170.05 | 170.05 | CP13 | CP13 | Load feeder fuseless direct-on-line starting, 400 V AC 0.22...0.32 A, 230 V AC 50 Hz Size S00 1 NO (contactor), Screw terminal for installation on standard mounting rail Type of coordination 2, Iq = 50 kA !!! Phased-out product !!! Successor is SIRIUS 3RA2 Preferred successor type is >>3RA2110-0DA15-1AP0<< | - | 0 | 7
3RA1110-0DA15-1BB4 |  | 3RA1110-0DA15-1BB4 | 1 | UN | 1 | 5 | B | D | N | N | 85364900 | 1 | 4011209297548 | 0.502 | KG | 176.7 | 176.7 | CP13 | CP13 | Load feeder fuseless direct-on-line starting, 400 V AC Size S00 0.22-0.32 A, 24 V DC 1 NO (contactor), Screw terminal for installation on standard mounting rail Type of coordination 2, Iq = 50 kA !!! Phased-out product !!! Successor is SIRIUS 3RA2 Preferred successor type is >>3RA2110-0DA15-1BB4<< | - | 0 | 7
3RA1110-0DC15-1AF0 |  | 3RA1110-0DC15-1AF0 | 1 | UN | 1 | 5 | B | D | N | N | 85364900 | 1 |  | 0.65 | KG | 223.25 | 223.25 | CP13 | CP13 | Load feeder fuseless direct-on-line starting, 400 V AC 0.22...0.32 A, 110 V AC 50 Hz Size S00 1 NO (contactor), Screw terminal on 40 mm busbar adapter Type of coordination 2, Iq = 50 kA !!! Phased-out product !!! Successor is SIRIUS 3RA2 | - | 0 | 9
3RA1110-0DC15-1AP0 |  | 3RA1110-0DC15-1AP0 | 1 | UN | 1 | 15 | C | D | N | N | 85364900 | 1 | 4011209297883 | 0.638 | KG | 223.25 | 223.25 | CP13 | CP13 | Load feeder fuseless direct-on-line starting, 400 V AC 0.22...0.32 A, 230 V AC 50 Hz Size S00 1 NO (contactor), Screw terminal on 40 mm busbar adapter Type of coordination 2, Iq = 50 kA !!! Phased-out product !!! Successor is SIRIUS 3RA2 Preferred successor type is >>3RA2110-0DD15-1AP0<< | - | 0 | 7
3RA1110-0DC15-1BB4 |  | 3RA1110-0DC15-1BB4 | 1 | UN | 1 | 15 | C | D | N | N | 85364900 | 1 | 4011209298859 | 0.696 | KG | 233.7 | 233.7 | CP13 | CP13 | Load feeder fuseless direct-on-line starting, 400 V AC 0.22...0.32 A, 24 V DC Size S00 1 NO (contactor), Screw terminal on 40 mm busbar adapter Type of coordination 2, Iq = 50 kA !!! Phased-out product !!! Successor is SIRIUS 3RA2 Preferred successor type is >>3RA2110-0DD15-1BB4<< | - | 0 | 7
3RA1110-0DD15-1AF0 |  | 3RA1110-0DD15-1AF0 | 1 | UN | 1 | 5 | B | D | N | N | 85364900 | 1 | 4011209543713 | 0.686 | KG | 223.25 | 223.25 | CP13 | CP13 | Load feeder fuseless direct-on-line starting, 400 V AC 0.22...0.32 A, 110 V AC 50 Hz Size S00 1 NO (contactor), Screw terminal on 60 mm busbar adapter Type of coordination 2, Iq = 50 kA !!! Phased-out product !!! Successor is SIRIUS 3RA2 | - | 0 | 9
3RA1110-0DD15-1AP0 |  | 3RA1110-0DD15-1AP0 | 1 | UN | 1 | 15 | C | D | N | N | 85364900 | 1 | 4011209298057 | 0.624 | KG | 223.25 | 223.25 | CP13 | CP13 | Load feeder fuseless direct-on-line starting, 400 V AC 0.22...0.32 A, 230 V AC 50 Hz Size S00 1 NO (contactor), Screw terminal on 60 mm busbar adapter Type of coordination 2, Iq = 50 kA !!! Phased-out product !!! Successor is SIRIUS 3RA2 Preferred successor type is >>3RA2110-0DD15-1AP0<< | - | 0 | 7
3RA1110-0DD15-1BB4 |  | 3RA1110-0DD15-1BB4 | 1 | UN | 1 | 5 | B | D | N | N | 85364900 | 1 | 4011209298880 | 0.685 | KG | 233.7 | 233.7 | CP13 | CP13 | Load feeder fuseless direct-on-line starting, 400 V AC Size S00 0.22-0.32 A, 24 V DC 1 NO (contactor), Screw terminal on 60 mm busbar adapter Type of coordination 2, Iq = 50 kA !!! Phased-out product !!! Successor is SIRIUS 3RA2 Preferred successor type is >>3RA2110-0DD15-1BB4<< | - | 0 | 7
3RA1110-0EA15-1AB0 |  | 3RA1110-0EA15-1AB0 | 1 | UN | 1 | 15 | C | D | N | N | 85364900 | 1 | 4011209497696 | 0.445 | KG | 170.05 | 170.05 | CP13 | CP13 | Load feeder fuseless direct-on-line starting, 400 V AC 0.28...0.4 A, 24 V AC 50 Hz Size S00 1 NO (contactor), Screw terminal for installation on standard mounting rail Type of coordination 2, Iq = 50 kA !!! Phased-out product !!! Successor is SIRIUS 3RA2 | - | 0 | 7
3RA1110-0EA15-1AF0 |  | 3RA1110-0EA15-1AF0 | 1 | UN | 1 | 15 | C | D | N | N | 85364900 | 1 | 4011209370548 | 0.44 | KG | 170.05 | 170.05 | CP13 | CP13 | Load feeder fuseless direct-on-line starting, 400 V AC 0.28...0.4 A, 110 V AC 50 Hz Size S00 1 NO (contactor), Screw terminal for installation on standard mounting rail Type of coordination 2, Iq = 50 kA !!! Phased-out product !!! Successor is SIRIUS 3RA2 | - | 0 | 7
3RA1110-0EA15-1AN6 |  | 3RA1110-0EA15-1AN6 | 1 | UN | 1 | 5 | B | D | EAR99 | N | 85364900 | 1 |  | 0.452 | KG | 170.05 | 170.05 | CP13 | CP13 | Load feeder fuseless direct-on-line starting, 400 V AC Size S00 0.28-0.4 A, 200 V AC, 50/60 Hz 1 NO (contactor), Screw terminal for installation on standard mounting rail Type of coordination 2, Iq = 50 kA !!! Phased-out product !!! Successor is SIRIUS 3RA2 | - | 0 | 7
3RA1110-0EA15-1AP0 |  | 3RA1110-0EA15-1AP0 | 1 | UN | 1 | 15 | C | D | N | N | 85364900 | 1 | 4011209297029 | 0.44 | KG | 170.05 | 170.05 | CP13 | CP13 | Load feeder fuseless direct-on-line starting, 400 V AC Size S00 0.28-0.4 A, 230 V AC, 50 Hz 1 NO (contactor), Screw terminal for installation on standard mounting rail Type of coordination 2, Iq = 50 kA !!! Phased-out product !!! Successor is SIRIUS 3RA2 Preferred successor type is >>3RA2110-0EA15-1AP0<< | - | 0 | 7
3RA1110-0EA15-1BB4 |  | 3RA1110-0EA15-1BB4 | 1 | UN | 1 | 5 | B | D | N | N | 85364900 | 1 | 4011209297555 | 0.51 | KG | 176.7 | 176.7 | CP13 | CP13 | Load feeder fuseless direct-on-line starting, 400 V AC Size S00 0.28-0.4 A, 24 V DC 1 NO (contactor), Screw terminal for installation on standard mounting rail Type of coordination 2, Iq = 50 kA !!! Phased-out product !!! Successor is SIRIUS 3RA2 Preferred successor type is >>3RA2110-0EA15-1BB4<< | - | 0 | 7
3RA1110-0EC15-1AF0 |  | 3RA1110-0EC15-1AF0 | 1 | UN | 1 | 5 | B | D | N | N | 85364900 | 1 |  | 0.65 | KG | 223.25 | 223.25 | CP13 | CP13 | Load feeder fuseless direct-on-line starting, 400 V AC 0.28...0.4 A, 110 V AC 50 Hz Size S00 1 NO (contactor), Screw terminal on 40 mm busbar adapter Type of coordination 2, Iq = 50 kA !!! Phased-out product !!! Successor is SIRIUS 3RA2 | - | 0 | 9
3RA1110-0EC15-1AP0 |  | 3RA1110-0EC15-1AP0 | 1 | UN | 1 | 15 | C | D | N | N | 85364900 | 1 | 4011209297890 | 0.633 | KG | 223.25 | 223.25 | CP13 | CP13 | Load feeder fuseless direct-on-line starting, 400 V AC 0.28...0.4 A, 230 V AC 50 Hz Size S00 1 NO (contactor), Screw terminal on 40 mm busbar adapter Type of coordination 2, Iq = 50 kA !!! Phased-out product !!! Successor is SIRIUS 3RA2 Preferred successor type is >>3RA2110-0ED15-1AP0<< | - | 0 | 7
3RA1110-0EC15-1BB4 |  | 3RA1110-0EC15-1BB4 | 1 | UN | 1 | 15 | C | D | N | N | 85364900 | 1 | 4011209298842 | 0.699 | KG | 233.7 | 233.7 | CP13 | CP13 | Load feeder fuseless direct-on-line starting, 400 V AC 0.28...0.4 A, 24 V DC Size S00 1 NO (contactor), Screw terminal on 40 mm busbar adapter Type of coordination 2, Iq = 50 kA !!! Phased-out product !!! Successor is SIRIUS 3RA2 Preferred successor type is >>3RA2110-0ED15-1BB4<< | - | 0 | 7
3RA1110-0ED15-1AB0 |  | 3RA1110-0ED15-1AB0 | 1 | UN | 1 | 5 | B | D | N | N | 85364900 | 1 | 4011209629271 | 0.65 | KG | 223.25 | 223.25 | CP13 | CP13 | Load feeder fuseless direct-on-line starting, 400 V AC 0.28...0.4 A, 24 V AC 50 Hz Size S00 1 NO (contactor), Screw terminal on 60 mm busbar adapter Type of coordination 2, Iq = 50 kA !!! Phased-out product !!! Successor is SIRIUS 3RA2 | - | 0 | 9
3RA1110-0ED15-1AF0 |  | 3RA1110-0ED15-1AF0 | 1 | UN | 1 | 5 | B | D | N | N | 85364900 | 1 | 4011209628113 | 0.639 | KG | 223.25 | 223.25 | CP13 | CP13 | Load feeder fuseless direct-on-line starting, 400 V AC 0.28...0.4 A, 110 V AC 50 Hz Size S00 1 NO (contactor), Screw terminal on 60 mm busbar adapter Type of coordination 2, Iq = 50 kA !!! Phased-out product !!! Successor is SIRIUS 3RA2 | - | 0 | 9
3RA1110-0ED15-1AP0 |  | 3RA1110-0ED15-1AP0 | 1 | UN | 1 | 15 | C | D | N | N | 85364900 | 1 | 4011209298064 | 0.625 | KG | 223.25 | 223.25 | CP13 | CP13 | Load feeder fuseless direct-on-line starting, 400 V AC 0.28...0.4 A, 230 V AC 50 Hz Size S00 1 NO (contactor), Screw terminal on 60 mm busbar adapter Type of coordination 2, Iq = 50 kA !!! Phased-out product !!! Successor is SIRIUS 3RA2 Preferred successor type is >>3RA2110-0ED15-1AP0<< | - | 0 | 7
3RA1110-0ED15-1BB4 |  | 3RA1110-0ED15-1BB4 | 1 | UN | 1 | 5 | B | D | N | N | 85364900 | 1 | 4011209298897 | 0.686 | KG | 233.7 | 233.7 | CP13 | CP13 | Load feeder fuseless direct-on-line starting, 400 V AC Size S00 0.28-0.4 A, 24 V DC 1 NO (contactor), Screw terminal on 60 mm busbar adapter Type of coordination 2, Iq = 50 kA !!! Phased-out product !!! Successor is SIRIUS 3RA2 Preferred successor type is >>3RA2110-0ED15-1BB4<< | - | 0 | 7
3RA1110-0FA15-1AB0 |  | 3RA1110-0FA15-1AB0 | 1 | UN | 1 | 15 | C | D | N | N | 85364900 | 1 | 4011209565401 | 0.435 | KG | 170.05 | 170.05 | CP13 | CP13 | Load feeder fuseless direct-on-line starting, 400 V AC 0.35...0.5 A, 24 V AC 50 Hz Size S00 1 NO (contactor), Screw terminal for installation on standard mounting rail Type of coordination 2, Iq = 50 kA !!! Phased-out product !!! Successor is SIRIUS 3RA2 | - | 0 | 7
3RA1110-0FA15-1AF0 |  | 3RA1110-0FA15-1AF0 | 1 | UN | 1 | 15 | C | D | N | N | 85364900 | 1 | 4011209456624 | 0.441 | KG | 170.05 | 170.05 | CP13 | CP13 | Load feeder fuseless direct-on-line starting, 400 V AC 0.35...0.5 A, 110 V AC 50 Hz Size S00 1 NO (contactor), Screw terminal for installation on standard mounting rail Type of coordination 2, Iq = 50 kA !!! Phased-out product !!! Successor is SIRIUS 3RA2 | - | 0 | 7
3RA1110-0FA15-1AP0 |  | 3RA1110-0FA15-1AP0 | 1 | UN | 1 | 15 | C | D | N | N | 85364900 | 1 | 4011209295247 | 0.433 | KG | 170.05 | 170.05 | CP13 | CP13 | Load feeder fuseless direct-on-line starting, 400 V AC Size S00 0.35-0.5 A, 230 V AC, 50 Hz 1 NO (contactor), Screw terminal for installation on standard mounting rail Type of coordination 2, Iq = 50 kA !!! Phased-out product !!! Successor is SIRIUS 3RA2 Preferred successor type is >>3RA2110-0FA15-1AP0<< | - | 0 | 7
3RA1110-0FA15-1BB4 |  | 3RA1110-0FA15-1BB4 | 1 | UN | 1 | 5 | B | D | N | N | 85364900 | 1 | 4011209297562 | 0.5 | KG | 176.7 | 176.7 | CP13 | CP13 | Load feeder fuseless direct-on-line starting, 400 V AC Size S00 0.35-0.5 A, 24 V DC 1 NO (contactor), Screw terminal for installation on standard mounting rail Type of coordination 2, Iq = 50 kA !!! Phased-out product !!! Successor is SIRIUS 3RA2 Preferred successor type is >>3RA2110-0FA15-1BB4<< | - | 0 | 7
3RA1110-0FC15-1AF0 |  | 3RA1110-0FC15-1AF0 | 1 | UN | 1 | 5 | B | D | N | N | 85364900 | 1 | 4011209566460 | 0.665 | KG | 223.25 | 223.25 | CP13 | CP13 | Load feeder fuseless direct-on-line starting, 400 V AC 0.35...0.5 A, 110 V AC 50 Hz Size S00 1 NO (contactor), Screw terminal on 40 mm busbar adapter Type of coordination 2, Iq = 50 kA !!! Phased-out product !!! Successor is SIRIUS 3RA2 | - | 0 | 9
3RA1110-0FC15-1AP0 |  | 3RA1110-0FC15-1AP0 | 1 | UN | 1 | 15 | C | D | N | N | 85364900 | 1 | 4011209297906 | 0.628 | KG | 223.25 | 223.25 | CP13 | CP13 | Load feeder fuseless direct-on-line starting, 400 V AC 0.35...0.5 A, 230 V AC 50 Hz Size S00 1 NO (contactor), Screw terminal on 40 mm busbar adapter Type of coordination 2, Iq = 50 kA !!! Phased-out product !!! Successor is SIRIUS 3RA2 Preferred successor type is >>3RA2110-0FD15-1AP0<< | - | 0 | 7
3RA1110-0FC15-1BB4 |  | 3RA1110-0FC15-1BB4 | 1 | UN | 1 | 15 | C | D | N | N | 85364900 | 1 | 4011209298835 | 0.66 | KG | 233.7 | 233.7 | CP13 | CP13 | Load feeder fuseless direct-on-line starting, 400 V AC 0.35...0.5 A, 24 V DC Size S00 1 NO (contactor), Screw terminal on 40 mm busbar adapter Type of coordination 2, Iq = 50 kA !!! Phased-out product !!! Successor is SIRIUS 3RA2 Preferred successor type is >>3RA2110-0FD15-1BB4<< | - | 0 | 7
3RA1110-0FD15-1AF0 |  | 3RA1110-0FD15-1AF0 | 1 | UN | 1 | 5 | B | D | N | N | 85364900 | 1 | 4011209493315 | 0.7 | KG | 223.25 | 223.25 | CP13 | CP13 | Load feeder fuseless direct-on-line starting, 400 V AC 0.35...0.5 A, 110 V AC 50 Hz Size S00 1 NO (contactor), Screw terminal on 60 mm busbar adapter Type of coordination 2, Iq = 50 kA !!! Phased-out product !!! Successor is SIRIUS 3RA2 | - | 0 | 9
3RA1110-0FD15-1AP0 |  | 3RA1110-0FD15-1AP0 | 1 | UN | 1 | 15 | C | D | N | N | 85364900 | 1 | 4011209298071 | 0.625 | KG | 223.25 | 223.25 | CP13 | CP13 | Load feeder fuseless direct-on-line starting, 400 V AC 0.35...0.5 A, 230 V AC 50 Hz Size S00 1 NO (contactor), Screw terminal on 60 mm busbar adapter Type of coordination 2, Iq = 50 kA !!! Phased-out product !!! Successor is SIRIUS 3RA2 Preferred successor type is >>3RA2110-0FD15-1AP0<< | - | 0 | 7
3RA1110-0FD15-1BB4 |  | 3RA1110-0FD15-1BB4 | 1 | UN | 1 | 5 | B | D | N | N | 85364900 | 1 | 4011209298903 | 0.686 | KG | 233.7 | 233.7 | CP13 | CP13 | Load feeder fuseless direct-on-line starting, 400 V AC Size S00 0.35-0.5 A, 24 V DC 1 NO (contactor), Screw terminal on 60 mm busbar adapter Type of coordination 2, Iq = 50 kA !!! Phased-out product !!! Successor is SIRIUS 3RA2 Preferred successor type is >>3RA2110-0FD15-1BB4<< | - | 0 | 7
3RA1110-0GA15-1AB0 |  | 3RA1110-0GA15-1AB0 | 1 | UN | 1 | 15 | C | D | N | N | 85364900 | 1 | 4011209468504 | 0.441 | KG | 170.05 | 170.05 | CP13 | CP13 | Load feeder fuseless direct-on-line starting, 400 V AC 0.45...0.63 A. 24 V AC 50 Hz Size S00 1 NO (contactor), Screw terminal for installation on standard mounting rail Type of coordination 2, Iq = 50 kA !!! Phased-out product !!! Successor is SIRIUS 3RA2 | - | 0 | 7
3RA1110-0GA15-1AF0 |  | 3RA1110-0GA15-1AF0 | 1 | UN | 1 | 15 | C | D | N | N | 85364900 | 1 | 4011209370555 | 0.441 | KG | 170.05 | 170.05 | CP13 | CP13 | Load feeder fuseless direct-on-line starting, 400 V AC 0.45...0.63 A. 110 V AC 50 Hz Size S00 1 NO (contactor), Screw terminal for installation on standard mounting rail Type of coordination 2, Iq = 50 kA !!! Phased-out product !!! Successor is SIRIUS 3RA2 | - | 0 | 7
3RA1110-0GA15-1AN6 |  | 3RA1110-0GA15-1AN6 | 1 | UN | 1 | 5 | B | D | EAR99 | N | 85364900 | 1 |  | 0.448 | KG | 173.85 | 173.85 | CP13 | CP13 | Load feeder fuseless direct-on-line starting, 400 V AC Size S00 0.45-0.63 A. 200 V AC, 50/60 Hz 1 NO (contactor), Screw terminal for installation on standard mounting rail Type of coordination 2, Iq = 50 kA !!! Phased-out product !!! Successor is SIRIUS 3RA2 | - | 0 | 7
3RA1110-0GA15-1AP0 |  | 3RA1110-0GA15-1AP0 | 1 | UN | 1 | 15 | C | D | N | N | 85364900 | 1 | 4011209297500 | 0.44 | KG | 170.05 | 170.05 | CP13 | CP13 | Load feeder fuseless direct-on-line starting, 400 V AC Size S00 0.45-0.63 A, 230 V AC, 50 Hz 1 NO (contactor), Screw terminal for installation on standard mounting rail Type of coordination 2, Iq = 50 kA !!! Phased-out product !!! Successor is SIRIUS 3RA2 Preferred successor type is >>3RA2110-0GA15-1AP0<< | - | 0 | 7
3RA1110-0GA15-1BB4 |  | 3RA1110-0GA15-1BB4 | 1 | UN | 1 | 5 | B | D | N | N | 85364900 | 1 | 4011209297579 | 0.508 | KG | 176.7 | 176.7 | CP13 | CP13 | Load feeder fuseless direct-on-line starting, 400 V AC Size S00 0.45-0.63 A, 24 V DC 1 NO (contactor), Screw terminal for installation on standard mounting rail Type of coordination 2, Iq = 50 kA !!! Phased-out product !!! Successor is SIRIUS 3RA2 Preferred successor type is >>3RA2110-0GA15-1BB4<< | - | 0 | 7
3RA1110-0GA16-3AG6 |  | 3RA1110-0GA16-3AG6 | 1 | UN | 1 | 5 | B | D | EAR99 | N | 85364900 | 1 |  | 0.478 | KG | 191.9 | 191.9 | CP13 | CP13 | Load feeder fuseless direct-on-line starting, 400 V AC Size S00 0.45-0.63 A. 100 V AC, 50/60 Hz Screw terminal for installation on standard mounting rail Iq = 50 kA, 1 NO (contactor) 1 NO+1 NC (auxiliary switch conductor) !!! Phased-out product !!! Successor is SIRIUS 3RA2 | - | 0 | 7
3RA1110-0GC15-1AF0 |  | 3RA1110-0GC15-1AF0 | 1 | UN | 1 | 5 | B | D | N | N | 85364900 | 1 |  | 0.65 | KG | 223.25 | 223.25 | CP13 | CP13 | Load feeder fuseless direct-on-line starting, 400 V AC 0.45...0.63 A. 110 V AC 50 Hz Size S00 1 NO (contactor), Screw terminal on 40 mm busbar adapter Type of coordination 2, Iq = 50 kA !!! Phased-out product !!! Successor is SIRIUS 3RA2 | - | 0 | 9
3RA1110-0GC15-1AP0 |  | 3RA1110-0GC15-1AP0 | 1 | UN | 1 | 15 | C | D | N | N | 85364900 | 1 | 4011209297913 | 0.63 | KG | 223.25 | 223.25 | CP13 | CP13 | Load feeder fuseless direct-on-line starting, 400 V AC 0.45...0.63 A, 230 V AC 50 Hz Size S00 1 NO (contactor), Screw terminal on 40 mm busbar adapter Type of coordination 2, Iq = 50 kA !!! Phased-out product !!! Successor is SIRIUS 3RA2 Preferred successor type is >>3RA2110-0GD15-1AP0<< | - | 0 | 7
3RA1110-0GC15-1BB4 |  | 3RA1110-0GC15-1BB4 | 1 | UN | 1 | 15 | C | D | N | N | 85364900 | 1 | 4011209298828 | 0.696 | KG | 233.7 | 233.7 | CP13 | CP13 | Load feeder fuseless direct-on-line starting, 400 V AC 0.45...0.63 A, 24 V DC Size S00 1 NO (contactor), Screw terminal on 40 mm busbar adapter Type of coordination 2, Iq = 50 kA !!! Phased-out product !!! Successor is SIRIUS 3RA2 Preferred successor type is >>3RA2110-0GD15-1BB4<< | - | 0 | 7
3RA1110-0GD15-1AB0 |  | 3RA1110-0GD15-1AB0 | 1 | UN | 1 | 5 | B | D | N | N | 85364900 | 1 | 4011209629288 | 0.65 | KG | 223.25 | 223.25 | CP13 | CP13 | Load feeder fuseless direct-on-line starting, 400 V AC 0.45...0.63 A. 24 V AC 50 Hz Size S00 1 NO (contactor), Screw terminal on 60 mm busbar adapter Type of coordination 2, Iq = 50 kA !!! Phased-out product !!! Successor is SIRIUS 3RA2 | - | 0 | 9
3RA1110-0GD15-1AF0 |  | 3RA1110-0GD15-1AF0 | 1 | UN | 1 | 5 | B | D | N | N | 85364900 | 1 | 4011209592865 | 0.65 | KG | 223.25 | 223.25 | CP13 | CP13 | Load feeder fuseless direct-on-line starting, 400 V AC 0.45...0.63 A. 110 V AC 50 Hz Size S00 1 NO (contactor), Screw terminal on 60 mm busbar adapter Type of coordination 2, Iq = 50 kA !!! Phased-out product !!! Successor is SIRIUS 3RA2 | - | 0 | 9
3RA1110-0GD15-1AP0 |  | 3RA1110-0GD15-1AP0 | 1 | UN | 1 | 15 | C | D | N | N | 85364900 | 1 | 4011209298088 | 0.64 | KG | 223.25 | 223.25 | CP13 | CP13 | Load feeder fuseless direct-on-line starting, 400 V AC 0.45...0.63 A, 230 V AC 50 Hz Size S00 1 NO (contactor), Screw terminal on 60 mm busbar adapter Type of coordination 2, Iq = 50 kA !!! Phased-out product !!! Successor is SIRIUS 3RA2 Preferred successor type is >>3RA2110-0GD15-1AP0<< | - | 0 | 7
3RA1110-0GD15-1BB4 |  | 3RA1110-0GD15-1BB4 | 1 | UN | 1 | 5 | B | D | N | N | 85364900 | 1 | 4011209295315 | 0.69 | KG | 233.7 | 233.7 | CP13 | CP13 | Load feeder fuseless direct-on-line starting, 400 V AC Size S00 0.45-0.63 A, 24 V DC 1 NO (contactor), Screw terminal on 60 mm busbar adapter Type of coordination 2, Iq = 50 kA !!! Phased-out product !!! Successor is SIRIUS 3RA2 Preferred successor type is >>3RA2110-0GD15-1BB4<< | - | 0 | 7
3RA1110-0HA15-1AB0 |  | 3RA1110-0HA15-1AB0 | 1 | UN | 1 | 15 | C | D | N | N | 85364900 | 1 | 4011209533547 | 0.443 | KG | 175.75 | 175.75 | CP13 | CP13 | Load feeder fuseless direct-on-line starting, 400 V AC 0.55...0.8 A, 24 V AC 50 Hz Size S00 1 NO (contactor), Screw terminal for installation on standard mounting rail Type of coordination 2, Iq = 50 kA !!! Phased-out product !!! Successor is SIRIUS 3RA2 | - | 0 | 7
3RA1110-0HA15-1AF0 |  | 3RA1110-0HA15-1AF0 | 1 | UN | 1 | 15 | C | D | N | N | 85364900 | 1 | 4011209439856 | 0.442 | KG | 175.75 | 175.75 | CP13 | CP13 | Load feeder fuseless direct-on-line starting, 400 V AC 0.55...0.8 A, 110 V AC 50 Hz Size S00 1 NO (contactor), Screw terminal for installation on standard mounting rail Type of coordination 2, Iq = 50 kA !!! Phased-out product !!! Successor is SIRIUS 3RA2 | - | 0 | 7
3RA1110-0HA15-1AP0 |  | 3RA1110-0HA15-1AP0 | 1 | UN | 1 | 15 | C | D | N | N | 85364900 | 1 | 4011209297036 | 0.44 | KG | 175.75 | 175.75 | CP13 | CP13 | Load feeder fuseless direct-on-line starting, 400 V AC 0.55...0.8 A, 230 V AC 50 Hz Size S00 1 NO (contactor), Screw terminal for installation on standard mounting rail Type of coordination 2, Iq = 50 kA !!! Phased-out product !!! Successor is SIRIUS 3RA2 Preferred successor type is >>3RA2110-0HA15-1AP0<< | - | 0 | 7
3RA1110-0HA15-1BB4 |  | 3RA1110-0HA15-1BB4 | 1 | UN | 1 | 5 | B | D | N | N | 85364900 | 1 | 4011209297586 | 0.499 | KG | 184.3 | 184.3 | CP13 | CP13 | Load feeder fuseless direct-on-line starting, 400 V AC Size S00 0.55-0.8 A, 24 V DC 1 NO (contactor), Screw terminal for installation on standard mounting rail Type of coordination 2, Iq = 50 kA !!! Phased-out product !!! Successor is SIRIUS 3RA2 Preferred successor type is >>3RA2110-0HA15-1BB4<< | - | 0 | 7
3RA1110-0HC15-1AF0 |  | 3RA1110-0HC15-1AF0 | 1 | UN | 1 | 5 | B | D | N | N | 85364900 | 1 | 4011209786516 | 0.638 | KG | 231.8 | 231.8 | CP13 | CP13 | Load feeder fuseless direct-on-line starting, 400 V AC 0.55...0.8 A, 110 V AC 50 Hz Size S00 1 NO (contactor), Screw terminal on 40 mm busbar adapter Type of coordination 2, Iq = 50 kA !!! Phased-out product !!! Successor is SIRIUS 3RA2 | - | 0 | 9
3RA1110-0HC15-1AP0 |  | 3RA1110-0HC15-1AP0 | 1 | UN | 1 | 15 | C | D | N | N | 85364900 | 1 | 4011209297920 | 0.67 | KG | 231.8 | 231.8 | CP13 | CP13 | Load feeder fuseless direct-on-line starting, 400 V AC 0.55...0.8 A, 230 V AC 50 Hz Size S00 1 NO (contactor), Screw terminal on 40 mm busbar adapter Type of coordination 2, Iq = 50 kA !!! Phased-out product !!! Successor is SIRIUS 3RA2 Preferred successor type is >>3RA2110-0HD15-1AP0<< | - | 0 | 7
3RA1110-0HC15-1BB4 |  | 3RA1110-0HC15-1BB4 | 1 | UN | 1 | 15 | C | D | N | N | 85364900 | 1 | 4011209298811 | 0.698 | KG | 237.5 | 237.5 | CP13 | CP13 | Load feeder fuseless direct-on-line starting, 400 V AC 0.55...0.8 A, 24 V DC Size S00 1 NO (contactor), Screw terminal on 40 mm busbar adapter Type of coordination 2, Iq = 50 kA !!! Phased-out product !!! Successor is SIRIUS 3RA2 Preferred successor type is >>3RA2110-0HD15-1BB4<< | - | 0 | 7
3RA1110-0HD15-1AB0 |  | 3RA1110-0HD15-1AB0 | 1 | UN | 1 | 5 | B | D | N | N | 85364900 | 1 | 4011209531970 | 0.655 | KG | 231.8 | 231.8 | CP13 | CP13 | Load feeder fuseless direct-on-line starting, 400 V AC 0.55...0.8 A, 24 V AC 50 Hz Size S00 1 NO (contactor), Screw terminal on 60 mm busbar adapter Type of coordination 2, Iq = 50 kA !!! Phased-out product !!! Successor is SIRIUS 3RA2 | - | 0 | 9
3RA1110-0HD15-1AF0 |  | 3RA1110-0HD15-1AF0 | 1 | UN | 1 | 15 | C | D | N | N | 85364900 | 1 | 4011209518353 | 0.626 | KG | 231.8 | 231.8 | CP13 | CP13 | Load feeder fuseless direct-on-line starting, 400 V AC 0.55...0.8 A, 110 V AC 50 Hz Size S00 1 NO (contactor), Screw terminal on 60 mm busbar adapter Type of coordination 2, Iq = 50 kA !!! Phased-out product !!! Successor is SIRIUS 3RA2 | - | 0 | 7
3RA1110-0HD15-1AP0 |  | 3RA1110-0HD15-1AP0 | 1 | UN | 1 | 5 | B | D | N | N | 85364900 | 1 | 4011209298095 | 0.64 | KG | 231.8 | 231.8 | CP13 | CP13 | Load feeder fuseless direct-on-line starting, 400 V AC Size S00 0.55-0.8 A, 230 V AC, 50 Hz 1 NO (contactor), Screw terminal on 60 mm busbar adapter Type of coordination 2, Iq = 50 kA !!! Phased-out product !!! Successor is SIRIUS 3RA2 Preferred successor type is >>3RA2110-0HD15-1AP0<< | - | 0 | 7
3RA1110-0HD15-1BB4 |  | 3RA1110-0HD15-1BB4 | 1 | UN | 1 | 5 | B | D | N | N | 85364900 | 1 | 4011209298910 | 0.752 | KG | 237.5 | 237.5 | CP13 | CP13 | Load feeder fuseless direct-on-line starting, 400 V AC Size S00 0.55-0.8 A, 24 V DC 1 NO (contactor), Screw terminal on 60 mm busbar adapter Type of coordination 2, Iq = 50 kA !!! Phased-out product !!! Successor is SIRIUS 3RA2 Preferred successor type is >>3RA2110-0HD15-1BB4<< | - | 0 | 7
3RA1110-0JA15-1AB0 |  | 3RA1110-0JA15-1AB0 | 1 | UN | 1 | 15 | C | D | N | N | 85364900 | 1 | 4011209383456 | 0.442 | KG | 175.75 | 175.75 | CP13 | CP13 | Load feeder fuseless direct-on-line starting, 400 V AC 0.7...1 A, 24 V AC 50/60 Hz Size S00 1 NO (contactor), Screw terminal for installation on standard mounting rail Type of coordination 2, Iq = 50 kA !!! Phased-out product !!! Successor is SIRIUS 3RA2 | - | 0 | 7
3RA1110-0JA15-1AF0 |  | 3RA1110-0JA15-1AF0 | 1 | UN | 1 | 15 | C | D | N | N | 85364900 | 1 | 4011209450790 | 0.442 | KG | 175.75 | 175.75 | CP13 | CP13 | Load feeder fuseless direct-on-line starting, 400 V AC Size S00 0.7-1 A, 110 V AC, 50/60 Hz 1 NO (contactor), Screw terminal for installation on standard mounting rail Type of coordination 2, Iq = 50 kA !!! Phased-out product !!! Successor is SIRIUS 3RA2 | - | 0 | 7
3RA1110-0JA15-1AN6 |  | 3RA1110-0JA15-1AN6 | 1 | UN | 1 | 5 | B | D | EAR99 | N | 85364900 | 1 |  | 0.451 | KG | 179.55 | 179.55 | CP13 | CP13 | Load feeder fuseless direct-on-line starting, 400 V AC Size S00 0.7-1 A, 200 V AC, 50/60 Hz 1 NO (contactor), Screw terminal for installation on standard mounting rail Type of coordination 2, Iq = 50 kA !!! Phased-out product !!! Successor is SIRIUS 3RA2 | - | 0 | 7
3RA1110-0JA15-1AP0 |  | 3RA1110-0JA15-1AP0 | 1 | UN | 1 | 5 | B | D | N | N | 85364900 | 1 | 4011209292321 | 0.44 | KG | 175.75 | 175.75 | CP13 | CP13 | Load feeder fuseless direct-on-line starting, 400 V AC Size S00 0.7-1 A, 230 V AC, 50/60 Hz 1 NO (contactor), Screw terminal for installation on standard mounting rail Type of coordination 2, Iq = 50 kA !!! Phased-out product !!! Successor is SIRIUS 3RA2 Preferred successor type is >>3RA2110-0JA15-1AP0<< | - | 0 | 7
3RA1110-0JA15-1BB4 |  | 3RA1110-0JA15-1BB4 | 1 | UN | 1 | 5 | B | D | N | N | 85364900 | 1 | 4011209297593 | 0.499 | KG | 184.3 | 184.3 | CP13 | CP13 | Load feeder fuseless direct-on-line starting, 400 V AC Size S00 0.7-1 A, 24 V DC 1 NO (contactor), Screw terminal for installation on standard mounting rail Type of coordination 2, Iq = 50 kA !!! Phased-out product !!! Successor is SIRIUS 3RA2 Preferred successor type is >>3RA2110-0JA15-1BB4<< | - | 0 | 7
3RA1110-0JC15-1AF0 |  | 3RA1110-0JC15-1AF0 | 1 | UN | 1 | 5 | B | D | N | N | 85364900 | 1 | 4011209533073 | 0.668 | KG | 231.8 | 231.8 | CP13 | CP13 | Load feeder fuseless direct-on-line starting, 400 V AC 0.7...1 A, 110 V AC 50 Hz Size S00 1 NO (contactor), Screw terminal on 40 mm busbar adapter Type of coordination 2, Iq = 50 kA !!! Phased-out product !!! Successor is SIRIUS 3RA2 | - | 0 | 9
3RA1110-0JC15-1AP0 |  | 3RA1110-0JC15-1AP0 | 1 | UN | 1 | 15 | C | D | N | N | 85364900 | 1 | 4011209297937 | 0.632 | KG | 231.8 | 231.8 | CP13 | CP13 | Load feeder fuseless direct-on-line starting, 400 V AC 0.7...1 A, 230 V AC 50 Hz Size S00 1 NO (contactor), Screw terminal on 40 mm busbar adapter Type of coordination 2, Iq = 50 kA !!! Phased-out product !!! Successor is SIRIUS 3RA2 Preferred successor type is >>3RA2110-0JD15-1AP0<< | - | 0 | 7
3RA1110-0JC15-1BB4 |  | 3RA1110-0JC15-1BB4 | 1 | UN | 1 | 15 | C | D | N | N | 85364900 | 1 | 4011209298804 | 0.695 | KG | 237.5 | 237.5 | CP13 | CP13 | Load feeder fuseless direct-on-line starting, 400 V AC 0.7...1 A, 24 V DC Size S00 1 NO (contactor), Screw terminal on 40 mm busbar adapter Type of coordination 2, Iq = 50 kA !!! Phased-out product !!! Successor is SIRIUS 3RA2 Preferred successor type is >>3RA2110-0JD15-1BB4<< | - | 0 | 7
3RA1110-0JD15-1AF0 |  | 3RA1110-0JD15-1AF0 | 1 | UN | 1 | 5 | B | D | N | N | 85364900 | 1 | 4011209530195 | 0.653 | KG | 231.8 | 231.8 | CP13 | CP13 | Load feeder fuseless direct-on-line starting, 400 V AC 0.7...1 A, 110 V AC 50 Hz Size S00 1 NO (contactor), Screw terminal on 60 mm busbar adapter Type of coordination 2, Iq = 50 kA !!! Phased-out product !!! Successor is SIRIUS 3RA2 | - | 0 | 9
3RA1110-0JD15-1AP0 |  | 3RA1110-0JD15-1AP0 | 1 | UN | 1 | 5 | B | D | N | N | 85364900 | 1 | 4011209298101 | 0.624 | KG | 231.8 | 231.8 | CP13 | CP13 | Load feeder fuseless direct-on-line starting, 400 V AC Size S00 0.7-1 A, 230 V AC, 50 Hz 1 NO (contactor), Screw terminal on 60 mm busbar adapter Type of coordination 2, Iq = 50 kA !!! Phased-out product !!! Successor is SIRIUS 3RA2 Preferred successor type is >>3RA2110-0JD15-1AP0<< | - | 0 | 7
3RA1110-0JD15-1BB4 |  | 3RA1110-0JD15-1BB4 | 1 | UN | 1 | 5 | B | D | N | N | 85364900 | 1 | 4011209298927 | 0.688 | KG | 237.5 | 237.5 | CP13 | CP13 | Load feeder fuseless direct-on-line starting, 400 V AC Size S00 0.7-1 A, 24 V DC 1 NO (contactor), Screw terminal on 60 mm busbar adapter Type of coordination 2, Iq = 50 kA !!! Phased-out product !!! Successor is SIRIUS 3RA2 Preferred successor type is >>3RA2110-0JD15-1BB4<< | - | 0 | 7
3RA1110-0KA15-1AB0 |  | 3RA1110-0KA15-1AB0 | 1 | UN | 1 | 15 | C | D | N | N | 85364900 | 1 | 4011209497825 | 0.491 | KG | 181.45 | 181.45 | CP13 | CP13 | Load feeder fuseless direct-on-line starting, 400 V AC Size S00 0.9-1.25 A, 24 V AC, 50 Hz 1 NO (contactor), Screw terminal for installation on standard mounting rail Type of coordination 2, Iq = 50 kA !!! Phased-out product !!! Successor is SIRIUS 3RA2 | - | 0 | 7
3RA1110-0KA15-1AF0 |  | 3RA1110-0KA15-1AF0 | 1 | UN | 1 | 15 | C | D | N | N | 85364900 | 1 | 4011209377707 | 0.483 | KG | 181.45 | 181.45 | CP13 | CP13 | Load feeder fuseless direct-on-line starting, 400 V AC 0.9...1.25 A, 110 V AC 50 Hz Size S00 1 NO (contactor), Screw terminal for installation on standard mounting rail Type of coordination 2, Iq = 50 kA !!! Phased-out product !!! Successor is SIRIUS 3RA2 | - | 0 | 7
3RA1110-0KA15-1AP0 |  | 3RA1110-0KA15-1AP0 | 1 | UN | 1 | 5 | B | D | N | N | 85364900 | 1 | 4011209292185 | 0.49 | KG | 181.45 | 181.45 | CP13 | CP13 | Load feeder fuseless direct-on-line starting, 400 V AC Size S00 0.9-1.25 A, 230 V AC, 50 Hz 1 NO (contactor), Screw terminal for installation on standard mounting rail Type of coordination 2, Iq = 50 kA !!! Phased-out product !!! Successor is SIRIUS 3RA2 Preferred successor type is >>3RA2110-0KA15-1AP0<< | - | 0 | 7
3RA1110-0KA15-1BB4 |  | 3RA1110-0KA15-1BB4 | 1 | UN | 1 | 5 | B | D | N | N | 85364900 | 1 | 4011209293663 | 0.545 | KG | 191.9 | 191.9 | CP13 | CP13 | Load feeder fuseless direct-on-line starting, 400 V AC Size S00 0.9-1.25 A, 24 V DC 1 NO (contactor), Screw terminal for installation on standard mounting rail Type of coordination 2, Iq = 50 kA !!! Phased-out product !!! Successor is SIRIUS 3RA2 Preferred successor type is >>3RA2110-0KA15-1BB4<< | - | 0 | 7
3RA1110-0KA15-1BB4-Z | W95 | 3RA1110-0KA15-1BB4-ZW95 | 1 | UN | 1 | 5 | B | D | N | N | 85364900 | 52 | 4011209835344 | 0.556 | KG | 191.9 | 191.9 | CP13 | CP13 | Load feeder fuseless direct-on-line starting, 400 V AC Size S00 0.9-1.25 A, 24 V DC 1 NO (contactor), Screw terminal for installation on standard mounting rail Type of coordination 2, Iq = 50 kA Multi-unit packaging Pack = 52 units !!! Phased-out product !!! Successor is SIRIUS 3RA2 | - | 0 | 7
3RA1110-0KA15-1BB4-Z | X95 | 3RA1110-0KA15-1BB4-ZX95 | 1 | UN | 1 | 5 | B | D | N | N | 85364900 | 52 | 4011209737570 | 0.519 | KG | 191.9 | 191.9 | CP13 | CP13 | Load feeder fuseless direct-on-line starting, 400 V AC Size S00 0.9-1.25 A, 24 V DC 1 NO (contactor), Screw terminal for installation on standard mounting rail Type of coordination 2, Iq = 50 kA Reusable packaging Pack = 52 units !!! Phased-out product !!! Successor is SIRIUS 3RA2 | - | 0 | 7
3RA1110-0KC15-1AF0 |  | 3RA1110-0KC15-1AF0 | 1 | UN | 1 | 5 | B | D | N | N | 85364900 | 1 | 4011209566415 | 0.7 | KG | 234.65 | 234.65 | CP13 | CP13 | Load feeder fuseless direct-on-line starting, 400 V AC 0.9...1.25 A, 110 V AC 50 Hz Size S00 1 NO (contactor), Screw terminal on 40 mm busbar adapter Type of coordination 2, Iq = 50 kA !!! Phased-out product !!! Successor is SIRIUS 3RA2 | - | 0 | 9
3RA1110-0KC15-1AP0 |  | 3RA1110-0KC15-1AP0 | 1 | UN | 1 | 15 | C | D | N | N | 85364900 | 1 | 4011209297944 | 0.674 | KG | 234.65 | 234.65 | CP13 | CP13 | Load feeder fuseless direct-on-line starting, 400 V AC 0.9...1.25 A, 230 V AC 50 Hz Size S00 1 NO (contactor), Screw terminal on 40 mm busbar adapter Type of coordination 2, Iq = 50 kA !!! Phased-out product !!! Successor is SIRIUS 3RA2 Preferred successor type is >>3RA2110-0KD15-1AP0<< | - | 0 | 7
3RA1110-0KC15-1BB4 |  | 3RA1110-0KC15-1BB4 | 1 | UN | 1 | 15 | C | D | N | N | 85364900 | 1 | 4011209298798 | 0.71 | KG | 243.2 | 243.2 | CP13 | CP13 | Load feeder fuseless direct-on-line starting, 400 V AC 0.9...1.25 A, 24 V DC Size S00 1 NO (contactor), Screw terminal on 40 mm busbar adapter Type of coordination 2, Iq = 50 kA !!! Phased-out product !!! Successor is SIRIUS 3RA2 Preferred successor type is >>3RA2110-0KD15-1BB4<< | - | 0 | 7
3RA1110-0KD15-1AB0 |  | 3RA1110-0KD15-1AB0 | 1 | UN | 1 | 15 | C | D | N | N | 85364900 | 1 | 4011209534827 | 0.675 | KG | 234.65 | 234.65 | CP13 | CP13 | Load feeder fuseless direct-on-line starting, 400 V AC 0.9...1.25 A, 24 V AC 50 Hz Size S00 1 NO (contactor), Screw terminal on 60 mm busbar adapter Type of coordination 2, Iq = 50 kA !!! Phased-out product !!! Successor is SIRIUS 3RA2 | - | 0 | 7
3RA1110-0KD15-1AF0 |  | 3RA1110-0KD15-1AF0 | 1 | UN | 1 | 5 | B | D | N | N | 85364900 | 1 | 4011209389168 | 0.698 | KG | 234.65 | 234.65 | CP13 | CP13 | Load feeder fuseless direct-on-line starting, 400 V AC 0.9...1.25 A, 110 V AC 50 Hz Size S00 1 NO (contactor), Screw terminal on 60 mm busbar adapter Type of coordination 2, Iq = 50 kA !!! Phased-out product !!! Successor is SIRIUS 3RA2 | - | 0 | 9
3RA1110-0KD15-1AP0 |  | 3RA1110-0KD15-1AP0 | 1 | UN | 1 | 15 | C | D | N | N | 85364900 | 1 | 4011209298118 | 0.64 | KG | 234.65 | 234.65 | CP13 | CP13 | Load feeder fuseless direct-on-line starting, 400 V AC Size S00 0.9-1.25 A, 230 V AC, 50 Hz 1 NO (contactor), Screw terminal on 60 mm busbar adapter Type of coordination 2, Iq = 50 kA !!! Phased-out product !!! Successor is SIRIUS 3RA2 Preferred successor type is >>3RA2110-0KD15-1AP0<< | - | 0 | 7
3RA1110-0KD15-1BB4 |  | 3RA1110-0KD15-1BB4 | 1 | UN | 1 | 5 | B | D | N | N | 85364900 | 1 | 4011209298934 | 0.729 | KG | 243.2 | 243.2 | CP13 | CP13 | Load feeder fuseless direct-on-line starting, 400 V AC Size S00 0.9-1.25 A, 24 V DC 1 NO (contactor), Screw terminal on 60 mm busbar adapter Type of coordination 2, Iq = 50 kA !!! Phased-out product !!! Successor is SIRIUS 3RA2 Preferred successor type is >>3RA2110-0KD15-1BB4<< | - | 0 | 7
3RA1110-1AA15-1AB0 |  | 3RA1110-1AA15-1AB0 | 1 | UN | 1 | 15 | C | D | N | N | 85364900 | 1 | 4011209535206 | 0.488 | KG | 181.45 | 181.45 | CP13 | CP13 | Load feeder fuseless direct-on-line starting, 400 V AC 1.1...1.6 A, 24 V AC 50 Hz Size S00 1 NO (contactor), Screw terminal for installation on standard mounting rail Type of coordination 1, Iq = 50 kA !!! Phased-out product !!! Successor is SIRIUS 3RA2 | - | 0 | 7
3RA1110-1AA15-1AF0 |  | 3RA1110-1AA15-1AF0 | 1 | UN | 1 | 15 | C | D | N | N | 85364900 | 1 | 4011209370562 | 0.49 | KG | 181.45 | 181.45 | CP13 | CP13 | Load feeder fuseless direct-on-line starting, 400 V AC Size S00 1.1-1.6 A, 110 V AC, 50 Hz 1 NO (contactor), Screw terminal for installation on standard mounting rail Type of coordination 1, Iq = 50 kA !!! Phased-out product !!! Successor is SIRIUS 3RA2 | - | 0 | 7
3RA1110-1AA15-1AN6 |  | 3RA1110-1AA15-1AN6 | 1 | UN | 1 | 5 | B | D | EAR99 | N | 85364900 | 1 |  | 0.502 | KG | 184.3 | 184.3 | CP13 | CP13 | Load feeder fuseless direct-on-line starting, 400 V AC Size S00 1.1-1.6 A, 200 V AC, 50/60 Hz 1 NO (contactor), Screw terminal for installation on standard mounting rail Type of coordination 1, Iq = 50 kA !!! Phased-out product !!! Successor is SIRIUS 3RA2 | - | 0 | 7
3RA1110-1AA15-1AP0 |  | 3RA1110-1AA15-1AP0 | 1 | UN | 1 | 5 | B | D | N | N | 85364900 | 1 | 4011209291768 | 0.484 | KG | 181.45 | 181.45 | CP13 | CP13 | Load feeder fuseless direct-on-line starting, 400 V AC Size S00 1.1-1.6 A, 230 V AC, 50 Hz 1 NO (contactor), Screw terminal for installation on standard mounting rail Type of coordination 1, Iq = 50 kA !!! Phased-out product !!! Successor is SIRIUS 3RA2 Preferred successor type is >>3RA2110-1AA15-1AP0<< | - | 0 | 7
3RA1110-1AA15-1BB4 |  | 3RA1110-1AA15-1BB4 | 1 | UN | 1 | 5 | B | D | N | N | 85364900 | 1 | 4011209293441 | 0.545 | KG | 191.9 | 191.9 | CP13 | CP13 | Load feeder fuseless direct-on-line starting, 400 V AC Size S00 1.1-1.6 A, 24 V DC 1 NO (contactor), Screw terminal for installation on standard mounting rail Type of coordination 2, Iq = 50 kA !!! Phased-out product !!! Successor is SIRIUS 3RA2 Preferred successor type is >>3RA2110-1AA15-1BB4<< | - | 0 | 7
3RA1110-1AA15-2BB4 |  | 3RA1110-1AA15-2BB4 | 1 | UN | 1 | 5 | B | D | N | N | 85364900 | 1 | 4011209355880 | 0.47 | KG | 188.1 | 188.1 | CP13 | CP13 | Load feeder fuseless direct-on-line starting, 400 V AC 1.1...1.6 A, 24 V DC Size S00 1 NC (contactor), Screw terminal for installation on standard mounting rail Type of coordination 1, Iq = 50 kA !!! Phased-out product !!! Successor is SIRIUS 3RA2 | - | 0 | 9
3RA1110-1AA16-3AG6 |  | 3RA1110-1AA16-3AG6 | 1 | UN | 1 | 5 | B | D | EAR99 | N | 85364900 | 1 |  | 0.526 | KG | 203.3 | 203.3 | CP13 | CP13 | Load feeder fuseless direct-on-line starting, 400 V AC Size S00 1.1-1.6 A, 100 V AC, 50/60 Hz Screw terminal for installation on standard mounting rail Iq = 50 kA, 1 NO (contactor) 1 NO+1 NC (auxiliary switch conductor) !!! Phased-out product !!! Successor is SIRIUS 3RA2 | - | 0 | 7
3RA1110-1AC15-1AF0 |  | 3RA1110-1AC15-1AF0 | 1 | UN | 1 | 5 | B | D | N | N | 85364900 | 1 | 4011209894358 | 0.69 | KG | 234.65 | 234.65 | CP13 | CP13 | Load feeder fuseless direct-on-line starting, 400 V AC 1.1...1.6 A, 110 V AC 50 Hz Size S00 1 NO (contactor), Screw terminal on 40 mm busbar adapter Type of coordination 2, Iq = 50 kA !!! Phased-out product !!! Successor is SIRIUS 3RA2 | - | 0 | 9
3RA1110-1AC15-1AP0 |  | 3RA1110-1AC15-1AP0 | 1 | UN | 1 | 15 | C | D | N | N | 85364900 | 1 | 4011209297951 | 0.682 | KG | 234.65 | 234.65 | CP13 | CP13 | Load feeder fuseless direct-on-line starting, 400 V AC 1.1...1.6 A, 230 V AC 50 Hz Size S00 1 NO (contactor), Screw terminal on 40 mm busbar adapter Type of coordination 2, Iq = 50 kA !!! Phased-out product !!! Successor is SIRIUS 3RA2 Preferred successor type is >>3RA2110-1AD15-1AP0<< | - | 0 | 7
3RA1110-1AC15-1BB4 |  | 3RA1110-1AC15-1BB4 | 1 | UN | 1 | 15 | C | D | N | N | 85364900 | 1 | 4011209298781 | 0.744 | KG | 243.2 | 243.2 | CP13 | CP13 | Load feeder fuseless direct-on-line starting, 400 V AC 1.1...1.6 A, 24 V DC Size S00 1 NO (contactor), Screw terminal on 40 mm busbar adapter Type of coordination 2, Iq = 50 kA !!! Phased-out product !!! Successor is SIRIUS 3RA2 Preferred successor type is >>3RA2110-1AD15-1BB4<< | - | 0 | 7
3RA1110-1AD15-1AB0 |  | 3RA1110-1AD15-1AB0 | 1 | UN | 1 | 15 | C | D | N | N | 85364900 | 1 | 4011209544697 | 0.701 | KG | 234.65 | 234.65 | CP13 | CP13 | Load feeder fuseless direct-on-line starting, 400 V AC 1.1...1.6 A, 24 V AC 50 Hz Size S00 1 NO (contactor), Screw terminal on 60 mm busbar adapter Type of coordination 1, Iq = 50 kA !!! Phased-out product !!! Successor is SIRIUS 3RA2 | - | 0 | 7
3RA1110-1AD15-1AF0 |  | 3RA1110-1AD15-1AF0 | 1 | UN | 1 | 5 | B | D | N | N | 85364900 | 1 | 4011209436176 | 0.68 | KG | 234.65 | 234.65 | CP13 | CP13 | Load feeder fuseless direct-on-line starting, 400 V AC 1.1...1.6 A, 110 V AC 50 Hz Size S00 1 NO (contactor), Screw terminal on 60 mm busbar adapter Type of coordination 1, Iq = 50 kA !!! Phased-out product !!! Successor is SIRIUS 3RA2 | - | 0 | 9
3RA1110-1AD15-1AP0 |  | 3RA1110-1AD15-1AP0 | 1 | UN | 1 | 5 | B | D | N | N | 85364900 | 1 | 4011209298125 | 0.67 | KG | 234.65 | 234.65 | CP13 | CP13 | Load feeder fuseless direct-on-line starting, 400 V AC Size S00 1.1-1.6 A, 230 V AC, 50 Hz 1 NO (contactor), Screw terminal on 60 mm busbar adapter Type of coordination 1, Iq = 50 kA !!! Phased-out product !!! Successor is SIRIUS 3RA2 Preferred successor type is >>3RA2110-1AD15-1AP0<< | - | 0 | 7
3RA1110-1AD15-1BB4 |  | 3RA1110-1AD15-1BB4 | 1 | UN | 1 | 5 | B | D | N | N | 85364900 | 1 | 4011209298941 | 0.761 | KG | 243.2 | 243.2 | CP13 | CP13 | Load feeder fuseless direct-on-line starting, 400 V AC Size S00 1.1-1.6 A, 24 V DC 1 NO (contactor), Screw terminal on 60 mm busbar adapter Type of coordination 1, Iq = 50 kA (also fulfills type of coordination 1) !!! Phased-out product !!! Successor is SIRIUS 3RA2 Preferred successor type is >>3RA2110-1AD15-1BB4<< | - | 0 | 7
3RA1110-1BA15-1AB0 |  | 3RA1110-1BA15-1AB0 | 1 | UN | 1 | 15 | C | D | N | N | 85364900 | 1 | 4011209464742 | 0.488 | KG | 188.1 | 188.1 | CP13 | CP13 | Load feeder fuseless direct-on-line starting, 400 V AC 1.4...2 A, 24 V AC 50 Hz Size S00 1 NO (contactor), Screw terminal for installation on standard mounting rail Type of coordination 2, Iq = 50 kA !!! Phased-out product !!! Successor is SIRIUS 3RA2 | - | 0 | 7
3RA1110-1BA15-1AF0 |  | 3RA1110-1BA15-1AF0 | 1 | UN | 1 | 15 | C | D | N | N | 85364900 | 1 | 4011209370579 | 0.49 | KG | 188.1 | 188.1 | CP13 | CP13 | Load feeder fuseless direct-on-line starting, 400 V AC 1.4...2 A, 110 V AC 50 Hz Size S00 1 NO (contactor), Screw terminal for installation on standard mounting rail Type of coordination 2, Iq = 50 kA !!! Phased-out product !!! Successor is SIRIUS 3RA2 | - | 0 | 7
3RA1110-1BA15-1AP0 |  | 3RA1110-1BA15-1AP0 | 1 | UN | 1 | 5 | B | D | N | N | 85364900 | 1 | 4011209297012 | 0.487 | KG | 188.1 | 188.1 | CP13 | CP13 | Load feeder fuseless direct-on-line starting, 400 V AC Size S00 1.4-2 A, 230 V AC, 50 Hz 1 NO (contactor), Screw terminal for installation on standard mounting rail Type of coordination 2, Iq = 50 kA !!! Phased-out product !!! Successor is SIRIUS 3RA2 Preferred successor type is >>3RA2110-1BA15-1AP0<< | - | 0 | 7
3RA1110-1BA15-1BB4 |  | 3RA1110-1BA15-1BB4 | 1 | UN | 1 | 5 | B | D | N | N | 85364900 | 1 | 4011209297609 | 0.545 | KG | 195.7 | 195.7 | CP13 | CP13 | Load feeder fuseless direct-on-line starting, 400 V AC Size S00 1.4-2 A, 24 V DC 1 NO (contactor), Screw terminal for installation on standard mounting rail Type of coordination 2, Iq = 50 kA !!! Phased-out product !!! Successor is SIRIUS 3RA2 Preferred successor type is >>3RA2110-1BA15-1BB4<< | - | 0 | 7
3RA1110-1BA15-1BB4-Z | X95 | 3RA1110-1BA15-1BB4-ZX95 | 1 | UN | 1 | 5 | B | D | N | N | 85364900 | 52 | 4011209896772 | 0.514 | KG | 195.7 | 195.7 | CP13 | CP13 | Load feeder fuseless direct-on-line starting, 400 V AC Size S00 1.4-2 A, 24 V DC 1 NO (contactor), Screw terminal for installation on standard mounting rail Type of coordination 2, Iq = 50 kA Reusable packaging Pack = 52 units !!! Phased-out product !!! Successor is SIRIUS 3RA2 | - | 0 | 7
3RA1110-1BC15-1AF0 |  | 3RA1110-1BC15-1AF0 | 1 | UN | 1 | 5 | B | D | N | N | 85364900 | 1 | 4011209545199 | 0.713 | KG | 241.3 | 241.3 | CP13 | CP13 | Load feeder fuseless direct-on-line starting, 400 V AC 1.4...2 A, 110 V AC 50 Hz Size S00 1 NO (contactor), Screw terminal on 40 mm busbar adapter Type of coordination 2, Iq = 50 kA !!! Phased-out product !!! Successor is SIRIUS 3RA2 | - | 0 | 9
3RA1110-1BC15-1AP0 |  | 3RA1110-1BC15-1AP0 | 1 | UN | 1 | 15 | C | D | N | N | 85364900 | 1 | 4011209297968 | 0.679 | KG | 241.3 | 241.3 | CP13 | CP13 | Load feeder fuseless direct-on-line starting, 400 V AC 1.4...2 A, 230 V AC 50 Hz Size S00 1 NO (contactor), Screw terminal on 40 mm busbar adapter Type of coordination 2, Iq = 50 kA !!! Phased-out product !!! Successor is SIRIUS 3RA2 Preferred successor type is >>3RA2110-1BD15-1AP0<< | - | 0 | 7
3RA1110-1BC15-1BB4 |  | 3RA1110-1BC15-1BB4 | 1 | UN | 1 | 15 | C | D | N | N | 85364900 | 1 | 4011209298774 | 0.745 | KG | 248.9 | 248.9 | CP13 | CP13 | Load feeder fuseless direct-on-line starting, 400 V AC Size S00 1.4-2 A, 24 V DC 1 NO (contactor), Screw terminal on 40 mm busbar adapter Type of coordination 2, Iq = 50 kA !!! Phased-out product !!! Successor is SIRIUS 3RA2 Preferred successor type is >>3RA2110-1BD15-1BB4<< | - | 0 | 7
3RA1110-1BD15-1AB0 |  | 3RA1110-1BD15-1AB0 | 1 | UN | 1 | 15 | C | D | N | N | 85364900 | 1 | 4011209550728 | 0.672 | KG | 241.3 | 241.3 | CP13 | CP13 | Load feeder fuseless direct-on-line starting, 400 V AC 1.4...2 A, 24 V AC 50 Hz Size S00 1 NO (contactor), Screw terminal on 60 mm busbar adapter Type of coordination 2, Iq = 50 kA !!! Phased-out product !!! Successor is SIRIUS 3RA2 | - | 0 | 7
3RA1110-1BD15-1AF0 |  | 3RA1110-1BD15-1AF0 | 1 | UN | 1 | 15 | C | D | N | N | 85364900 | 1 | 4011209390799 | 0.672 | KG | 241.3 | 241.3 | CP13 | CP13 | Load feeder fuseless direct-on-line starting, 400 V AC 1.4...2 A, 110 V AC 50 Hz Size S00 1 NO (contactor), Screw terminal on 60 mm busbar adapter Type of coordination 2, Iq = 50 kA !!! Phased-out product !!! Successor is SIRIUS 3RA2 | - | 0 | 7
3RA1110-1BD15-1AP0 |  | 3RA1110-1BD15-1AP0 | 1 | UN | 1 | 5 | B | D | N | N | 85364900 | 1 | 4011209298132 | 0.671 | KG | 241.3 | 241.3 | CP13 | CP13 | Load feeder fuseless direct-on-line starting, 400 V AC Size S00 1.4-2 A, 230 V AC, 50 Hz 1 NO (contactor), Screw terminal on 60 mm busbar adapter Type of coordination 2, Iq = 50 kA !!! Phased-out product !!! Successor is SIRIUS 3RA2 Preferred successor type is >>3RA2110-1BD15-1AP0<< | - | 0 | 7
3RA1110-1BD15-1BB4 |  | 3RA1110-1BD15-1BB4 | 1 | UN | 1 | 5 | B | D | N | N | 85364900 | 1 | 4011209298958 | 0.733 | KG | 248.9 | 248.9 | CP13 | CP13 | Load feeder fuseless direct-on-line starting, 400 V AC Size S00 1.4-2 A, 24 V DC 1 NO (contactor), Screw terminal on 60 mm busbar adapter Type of coordination 2, Iq = 50 kA !!! Phased-out product !!! Successor is SIRIUS 3RA2 Preferred successor type is >>3RA2110-1BD15-1BB4<< | - | 0 | 7
3RA1110-1CA15-1AB0 |  | 3RA1110-1CA15-1AB0 | 1 | UN | 1 | 15 | C | D | N | N | 85364900 | 1 | 4011209399266 | 0.494 | KG | 188.1 | 188.1 | CP13 | CP13 | Load feeder fuseless direct-on-line starting, 400 V AC Size S00 1.8-2.5 A, 24 V AC, 50 Hz 1 NO (contactor), Screw terminal for installation on standard mounting rail Type of coordination 1, Iq = 50 kA !!! Phased-out product !!! Successor is SIRIUS 3RA2 | - | 0 | 7
3RA1110-1CA15-1AF0 |  | 3RA1110-1CA15-1AF0 | 1 | UN | 1 | 15 | C | D | N | N | 85364900 | 1 | 4011209370586 | 0.489 | KG | 188.1 | 188.1 | CP13 | CP13 | Load feeder fuseless direct-on-line starting, 400 V AC 1.8...2.5 A, 110 V AC 50 Hz Size S00 1 NO (contactor), Screw terminal for installation on standard mounting rail Type of coordination 1, Iq = 50 kA !!! Phased-out product !!! Successor is SIRIUS 3RA2 | - | 0 | 7
3RA1110-1CA15-1AP0 |  | 3RA1110-1CA15-1AP0 | 1 | UN | 1 | 15 | C | D | N | N | 85364900 | 1 | 4011209291829 | 0.49 | KG | 188.1 | 188.1 | CP13 | CP13 | Load feeder fuseless direct-on-line starting, 400 V AC 1.8...2.5 A, 230 V AC 50 Hz Size S00 1 NO (contactor), Screw terminal for installation on standard mounting rail Type of coordination 1, Iq = 50 kA !!! Phased-out product !!! Successor is SIRIUS 3RA2 Preferred successor type is >>3RA2110-1CA15-1AP0<< | - | 0 | 7
3RA1110-1CA15-1BB4 |  | 3RA1110-1CA15-1BB4 | 1 | UN | 1 | 5 | B | D | N | N | 85364900 | 1 | 4011209294783 | 0.547 | KG | 195.7 | 195.7 | CP13 | CP13 | Load feeder fuseless direct-on-line starting, 400 V AC Size S00 1.8-2.5 A, 24 V DC 1 NO (contactor), Screw terminal for installation on standard mounting rail Type of coordination 1, Iq = 50 kA !!! Phased-out product !!! Successor is SIRIUS 3RA2 Preferred successor type is >>3RA2110-1CA15-1BB4<< | - | 0 | 7
3RA1110-1CC15-1AF0 |  | 3RA1110-1CC15-1AF0 | 1 | UN | 1 | 5 | B | D | N | N | 85364900 | 1 | 4011209592391 | 0.691 | KG | 241.3 | 241.3 | CP13 | CP13 | Load feeder fuseless direct-on-line starting, 400 V AC 1.8...2.5 A, 110 V AC 50 Hz Size S00 1 NO (contactor), Screw terminal on 40 mm busbar adapter Type of coordination 2, Iq = 50 kA !!! Phased-out product !!! Successor is SIRIUS 3RA2 | - | 0 | 9
3RA1110-1CC15-1AP0 |  | 3RA1110-1CC15-1AP0 | 1 | UN | 1 | 15 | C | D | N | N | 85364900 | 1 | 4011209297975 | 0.714 | KG | 241.3 | 241.3 | CP13 | CP13 | Load feeder fuseless direct-on-line starting, 400 V AC 1.8...2.5 A, 230 V AC 50 Hz Size S00 1 NO (contactor), Screw terminal on 40 mm busbar adapter Type of coordination 2, Iq = 50 kA !!! Phased-out product !!! Successor is SIRIUS 3RA2 Preferred successor type is >>3RA2110-1CD15-1AP0<< | - | 0 | 7
3RA1110-1CC15-1BB4 |  | 3RA1110-1CC15-1BB4 | 1 | UN | 1 | 15 | C | D | N | N | 85364900 | 1 | 4011209298767 | 0.73 | KG | 248.9 | 248.9 | CP13 | CP13 | Load feeder fuseless direct-on-line starting, 400 V AC 1.8...2.5 A, 24 V DC Size S00 1 NO (contactor), Screw terminal on 40 mm busbar adapter Type of coordination 2, Iq = 50 kA !!! Phased-out product !!! Successor is SIRIUS 3RA2 Preferred successor type is >>3RA2110-1CD15-1BB4<< | - | 0 | 7
3RA1110-1CD15-1AF0 |  | 3RA1110-1CD15-1AF0 | 1 | UN | 1 | 5 | B | D | N | N | 85364900 | 1 | 4011209536715 | 0.7 | KG | 241.3 | 241.3 | CP13 | CP13 | Load feeder fuseless direct-on-line starting, 400 V AC 1.8...2.5 A, 110 V AC 50 Hz Size S00 1 NO (contactor), Screw terminal on 60 mm busbar adapter Type of coordination 1, Iq = 50 kA !!! Phased-out product !!! Successor is SIRIUS 3RA2 | - | 0 | 9
3RA1110-1CD15-1AP0 |  | 3RA1110-1CD15-1AP0 | 1 | UN | 1 | 15 | C | D | N | N | 85364900 | 1 | 4011209298149 | 0.679 | KG | 241.3 | 241.3 | CP13 | CP13 | Load feeder fuseless direct-on-line starting, 400 V AC 1.8...2.5 A, 230 V AC 50 Hz Size S00 1 NO (contactor), Screw terminal on 60 mm busbar adapter Type of coordination 1, Iq = 50 kA !!! Phased-out product !!! Successor is SIRIUS 3RA2 Preferred successor type is >>3RA2110-1CD15-1AP0<< | - | 0 | 7
3RA1110-1CD15-1BB4 |  | 3RA1110-1CD15-1BB4 | 1 | UN | 1 | 5 | B | D | N | N | 85364900 | 1 | 4011209298965 | 0.745 | KG | 248.9 | 248.9 | CP13 | CP13 | Load feeder fuseless direct-on-line starting, 400 V AC Size S00 1.8-2.5 A, 24 V DC 1 NO (contactor), Screw terminal on 60 mm busbar adapter Type of coordination 1, Iq = 50 kA !!! Phased-out product !!! Successor is SIRIUS 3RA2 Preferred successor type is >>3RA2110-1CD15-1BB4<< | - | 0 | 7
3RA1110-1DA15-1AB0 |  | 3RA1110-1DA15-1AB0 | 1 | UN | 1 | 15 | C | D | N | N | 85364900 | 1 | 4011209503731 | 0.495 | KG | 188.1 | 188.1 | CP13 | CP13 | Load feeder fuseless direct-on-line starting, 400 V AC Size S00 2.2-3.2 A, 24 V AC, 50 Hz 1 NO (contactor), Screw terminal for installation on standard mounting rail Type of coordination 1, Iq = 50 kA !!! Phased-out product !!! Successor is SIRIUS 3RA2 | - | 0 | 7
3RA1110-1DA15-1AF0 |  | 3RA1110-1DA15-1AF0 | 1 | UN | 1 | 15 | C | D | N | N | 85364900 | 1 | 4011209370593 | 0.503 | KG | 188.1 | 188.1 | CP13 | CP13 | Load feeder fuseless direct-on-line starting, 400 V AC 2.2...3.2 A, 110 V AC 50 Hz Size S00 1 NO (contactor), Screw terminal for installation on standard mounting rail Type of coordination 1, Iq = 50 kA !!! Phased-out product !!! Successor is SIRIUS 3RA2 | - | 0 | 7
3RA1110-1DA15-1AP0 |  | 3RA1110-1DA15-1AP0 | 1 | UN | 1 | 5 | B | D | N | N | 85364900 | 1 | 4011209297005 | 0.487 | KG | 188.1 | 188.1 | CP13 | CP13 | Load feeder fuseless direct-on-line starting, 400 V AC Size S00 2.2-3.2 A, 230 V AC, 50 Hz 1 NO (contactor), Screw terminal for installation on standard mounting rail Type of coordination 1, Iq = 50 kA !!! Phased-out product !!! Successor is SIRIUS 3RA2 Preferred successor type is >>3RA2110-1DA15-1AP0<< | - | 0 | 7
3RA1110-1DA15-1BB4 |  | 3RA1110-1DA15-1BB4 | 1 | UN | 1 | 5 | B | D | N | N | 85364900 | 1 | 4011209293656 | 0.549 | KG | 195.7 | 195.7 | CP13 | CP13 | Load feeder fuseless direct-on-line starting, 400 V AC Size S00 2.2-3.2 A, 24 V DC 1 NO (contactor), Screw terminal for installation on standard mounting rail Type of coordination 1, Iq = 50 kA !!! Phased-out product !!! Successor is SIRIUS 3RA2 Preferred successor type is >>3RA2110-1DA15-1BB4<< | - | 0 | 7
3RA1110-1DC15-1AF0 |  | 3RA1110-1DC15-1AF0 | 1 | UN | 1 | 5 | B | D | N | N | 85364900 | 1 | 4011209789364 | 0.691 | KG | 241.3 | 241.3 | CP13 | CP13 | Load feeder fuseless direct-on-line starting, 400 V AC 2.2...3.2 A, 110 V AC 50 Hz Size S00 1 NO (contactor), Screw terminal on 40 mm busbar adapter Type of coordination 2, Iq = 50 kA !!! Phased-out product !!! Successor is SIRIUS 3RA2 | - | 0 | 9
3RA1110-1DC15-1AP0 |  | 3RA1110-1DC15-1AP0 | 1 | UN | 1 | 15 | C | D | N | N | 85364900 | 1 | 4011209297982 | 0.716 | KG | 241.3 | 241.3 | CP13 | CP13 | Load feeder fuseless direct-on-line starting, 400 V AC 2.2...3.2 A, 230 V AC 50 Hz Size S00 1 NO (contactor), Screw terminal on 40 mm busbar adapter Type of coordination 2, Iq = 50 kA !!! Phased-out product !!! Successor is SIRIUS 3RA2 Preferred successor type is >>3RA2110-1DD15-1AP0<< | - | 0 | 7
3RA1110-1DC15-1BB4 |  | 3RA1110-1DC15-1BB4 | 1 | UN | 1 | 15 | C | D | N | N | 85364900 | 1 | 4011209298750 | 0.741 | KG | 248.9 | 248.9 | CP13 | CP13 | Load feeder fuseless direct-on-line starting, 400 V AC 2.2...3.2 A, 24 V DC Size S00 1 NO (contactor), Screw terminal on 40 mm busbar adapter Type of coordination 2, Iq = 50 kA !!! Phased-out product !!! Successor is SIRIUS 3RA2 Preferred successor type is >>3RA2110-1DD15-1BB4<< | - | 0 | 7
3RA1110-1DD15-1AF0 |  | 3RA1110-1DD15-1AF0 | 1 | UN | 1 | 5 | B | D | N | N | 85364900 | 1 | 4011209545007 | 0.7 | KG | 241.3 | 241.3 | CP13 | CP13 | Load feeder fuseless direct-on-line starting, 400 V AC 2.2...3.2 A, 110 V AC 50 Hz Size S00 1 NO (contactor), Screw terminal on 60 mm busbar adapter Type of coordination 1, Iq = 50 kA !!! Phased-out product !!! Successor is SIRIUS 3RA2 | - | 0 | 9
3RA1110-1DD15-1AP0 |  | 3RA1110-1DD15-1AP0 | 1 | UN | 1 | 15 | C | D | N | N | 85364900 | 1 | 4011209298156 | 0.673 | KG | 241.3 | 241.3 | CP13 | CP13 | Load feeder fuseless direct-on-line starting, 400 V AC Size S00 2.2-3.2 A, 230 V AC, 50 Hz 1 NO (contactor), Screw terminal on 60 mm busbar adapter Type of coordination 1, Iq = 50 kA !!! Phased-out product !!! Successor is SIRIUS 3RA2 Preferred successor type is >>3RA2110-1DD15-1AP0<< | - | 0 | 7
3RA1110-1DD15-1BB4 |  | 3RA1110-1DD15-1BB4 | 1 | UN | 1 | 5 | B | D | N | N | 85364900 | 1 | 4011209298972 | 0.73 | KG | 248.9 | 248.9 | CP13 | CP13 | Load feeder fuseless direct-on-line starting, 400 V AC Size S00 2.2-3.2 A, 24 V DC 1 NO (contactor), Screw terminal on 60 mm busbar adapter Type of coordination 1, Iq = 50 kA !!! Phased-out product !!! Successor is SIRIUS 3RA2 Preferred successor type is >>3RA2110-1DD15-1BB4<< | - | 0 | 7
3RA1110-1DF15-1AB0 |  | 3RA1110-1DF15-1AB0 | 1 | UN | 1 | 0 | A | D | N | N | 85364900 | 1 |  | 0.55 | KG | 248.9 | 248.9 | CP13 | CP13 | Fuseless load feeder Direct-on-line starting, 400 V AC 2.2...3.2 A , 24 V AC Size S00 1 NO (contactor), spring-type connection system Busbar mounting 40 mm Type of coordination 1, Iq = 50 kA | - | 0 | 7
3RA1110-1DG15-1AB0 |  | 3RA1110-1DG15-1AB0 | 1 | UN | 1 | 0 | A | D | N | N | 85364900 | 1 |  | 0.55 | KG | 248.9 | 248.9 | CP13 | CP13 | Fuseless load feeder Direct-on-line starting, 400 V AC 2.2...3.2 A , 24 V AC Size S00 1 NO (contactor), spring-type connection system Busbar mounting 60 mm Type of coordination 1, Iq = 50 kA | - | 0 | 7
3RA1110-1EA15-1AB0 |  | 3RA1110-1EA15-1AB0 | 1 | UN | 1 | 15 | C | D | N | N | 85364900 | 1 | 4011209503748 | 0.489 | KG | 188.1 | 188.1 | CP13 | CP13 | Load feeder fuseless direct-on-line starting, 400 V AC Size S00 2.8-4 A, 24 V AC, 50 Hz 1 NO (contactor), Screw terminal for installation on standard mounting rail Type of coordination 1, Iq = 50 kA !!! Phased-out product !!! Successor is SIRIUS 3RA2 | - | 0 | 7
3RA1110-1EA15-1AF0 |  | 3RA1110-1EA15-1AF0 | 1 | UN | 1 | 5 | B | D | N | N | 85364900 | 1 | 4011209543805 | 0.495 | KG | 188.1 | 188.1 | CP13 | CP13 | Load feeder fuseless direct-on-line starting, 400 V AC 2.8...4 A, 110 V AC 50 Hz Size S00 1 NO (contactor), Screw terminal for installation on standard mounting rail Type of coordination 1, Iq = 50 kA !!! Phased-out product !!! Successor is SIRIUS 3RA2 | - | 0 | 9
3RA1110-1EA15-1AP0 |  | 3RA1110-1EA15-1AP0 | 1 | UN | 1 | 5 | B | D | N | N | 85364900 | 1 | 4011209291898 | 0.498 | KG | 188.1 | 188.1 | CP13 | CP13 | Load feeder fuseless direct-on-line starting, 400 V AC Size S00 2.8-4 A, 230 V AC, 50 Hz 1 NO (contactor), Screw terminal for installation on standard mounting rail Type of coordination 1, Iq = 50 kA !!! Phased-out product !!! Successor is SIRIUS 3RA2 Preferred successor type is >>3RA2110-1EA15-1AP0<< | - | 0 | 7
3RA1110-1EA15-1BB4 |  | 3RA1110-1EA15-1BB4 | 1 | UN | 1 | 5 | B | D | N | N | 85364900 | 1 | 4011209297616 | 0.549 | KG | 195.7 | 195.7 | CP13 | CP13 | Load feeder fuseless direct-on-line starting, 400 V AC Size S00 2.8-4 A, 24 V DC 1 NO (contactor), Screw terminal for installation on standard mounting rail Type of coordination 1, Iq = 50 kA !!! Phased-out product !!! Successor is SIRIUS 3RA2 Preferred successor type is >>3RA2110-1EA15-1BB4<< | - | 0 | 7
3RA1110-1EA16-3AG6 |  | 3RA1110-1EA16-3AG6 | 1 | UN | 1 | 5 | B | D | EAR99 | N | 85364900 | 1 |  | 0.526 | KG | 209.95 | 209.95 | CP13 | CP13 | Load feeder fuseless direct-on-line starting, 400 V AC Size S00 2.8-4 A, 100 V AC, 50/60 Hz Screw terminal for installation on standard mounting rail Iq = 50 kA, 1 NO (contactor) 1 NO+1 NC (auxiliary switch conductor) !!! Phased-out product !!! Successor is SIRIUS 3RA2 | - | 0 | 7
3RA1110-1EC15-1AF0 |  | 3RA1110-1EC15-1AF0 | 1 | UN | 1 | 5 | B | D | N | N | 85364900 | 1 | 4011209789371 | 0.689 | KG | 241.3 | 241.3 | CP13 | CP13 | Load feeder fuseless direct-on-line starting, 400 V AC 2.8...4 A, 110 V AC 50 Hz Size S00 1 NO (contactor), Screw terminal on 40 mm busbar adapter Type of coordination 2, Iq = 50 kA !!! Phased-out product !!! Successor is SIRIUS 3RA2 | - | 0 | 9
3RA1110-1EC15-1AP0 |  | 3RA1110-1EC15-1AP0 | 1 | UN | 1 | 15 | C | D | N | N | 85364900 | 1 | 4011209297999 | 0.684 | KG | 241.3 | 241.3 | CP13 | CP13 | Load feeder fuseless direct-on-line starting, 400 V AC 2.8...4 A, 230 V AC 50 Hz Size S00 1 NO (contactor), Screw terminal on 40 mm busbar adapter Type of coordination 2, Iq = 50 kA !!! Phased-out product !!! Successor is SIRIUS 3RA2 Preferred successor type is >>3RA2110-1ED15-1AP0<< | - | 0 | 7
3RA1110-1EC15-1BB4 |  | 3RA1110-1EC15-1BB4 | 1 | UN | 1 | 15 | C | D | N | N | 85364900 | 1 | 4011209298743 | 0.746 | KG | 248.9 | 248.9 | CP13 | CP13 | Load feeder fuseless direct-on-line starting, 400 V AC Size S00 2.8-4 A, 24 V DC 1 NO (contactor), Screw terminal on 40 mm busbar adapter Type of coordination 1, Iq = 50 kA !!! Phased-out product !!! Successor is SIRIUS 3RA2 Preferred successor type is >>3RA2110-1ED15-1BB4<< | - | 0 | 7
3RA1110-1ED15-1AF0 |  | 3RA1110-1ED15-1AF0 | 1 | UN | 1 | 15 | C | D | N | N | 85364900 | 1 | 4011209530201 | 0.67 | KG | 241.3 | 241.3 | CP13 | CP13 | Load feeder fuseless direct-on-line starting, 400 V AC 2.8...4 A, 110 V AC 50 Hz Size S00 1 NO (contactor), Screw terminal on 60 mm busbar adapter Type of coordination 1, Iq = 50 kA !!! Phased-out product !!! Successor is SIRIUS 3RA2 | - | 0 | 7
3RA1110-1ED15-1AP0 |  | 3RA1110-1ED15-1AP0 | 1 | UN | 1 | 15 | C | D | N | N | 85364900 | 1 | 4011209298163 | 0.668 | KG | 241.3 | 241.3 | CP13 | CP13 | Load feeder fuseless direct-on-line starting, 400 V AC Size S00 2.8-4 A, 230 V AC, 50 Hz 1 NO (contactor), Screw terminal on 60 mm busbar adapter Type of coordination 1, Iq = 50 kA !!! Phased-out product !!! Successor is SIRIUS 3RA2 Preferred successor type is >>3RA2110-1ED15-1AP0<< | - | 0 | 7
3RA1110-1ED15-1BB4 |  | 3RA1110-1ED15-1BB4 | 1 | UN | 1 | 5 | B | D | N | N | 85364900 | 1 | 4011209298989 | 0.733 | KG | 248.9 | 248.9 | CP13 | CP13 | Load feeder fuseless direct-on-line starting, 400 V AC Size S00 2.8-4 A, 24 V DC 1 NO (contactor), Screw terminal on 60 mm busbar adapter Type of coordination 1, Iq = 50 kA !!! Phased-out product !!! Successor is SIRIUS 3RA2 Preferred successor type is >>3RA2110-1ED15-1BB4<< | - | 0 | 7
3RA1110-1FA15-1AB0 |  | 3RA1110-1FA15-1AB0 | 1 | UN | 1 | 15 | C | D | N | N | 85364900 | 1 | 4011209569782 | 0.496 | KG | 188.1 | 188.1 | CP13 | CP13 | Load feeder fuseless direct-on-line starting, 400 V AC 3.5...5 A, 24 V AC 50 Hz Size S00 1 NO (contactor), Screw terminal for installation on standard mounting rail Type of coordination 1, Iq = 50 kA !!! Phased-out product !!! Successor is SIRIUS 3RA2 | - | 0 | 7
3RA1110-1FA15-1AF0 |  | 3RA1110-1FA15-1AF0 | 1 | UN | 1 | 15 | C | D | N | N | 85364900 | 1 | 4011209520554 | 0.493 | KG | 188.1 | 188.1 | CP13 | CP13 | Load feeder fuseless direct-on-line starting, 400 V AC 3.5...5 A, 110 V AC 50 Hz Size S00 1 NO (contactor), Screw terminal for installation on standard mounting rail Type of coordination 1, Iq = 50 kA !!! Phased-out product !!! Successor is SIRIUS 3RA2 | - | 0 | 7
3RA1110-1FA15-1AP0 |  | 3RA1110-1FA15-1AP0 | 1 | UN | 1 | 15 | C | D | N | N | 85364900 | 1 | 4011209297517 | 0.491 | KG | 188.1 | 188.1 | CP13 | CP13 | Load feeder fuseless direct-on-line starting, 400 V AC 3.5...5 A, 230 V AC 50 Hz Size S00 1 NO (contactor), Screw terminal for installation on standard mounting rail Type of coordination 1, Iq = 50 kA !!! Phased-out product !!! Successor is SIRIUS 3RA2 Preferred successor type is >>3RA2110-1FA15-1AP0<< | - | 0 | 7
3RA1110-1FA15-1BB4 |  | 3RA1110-1FA15-1BB4 | 1 | UN | 1 | 5 | B | D | N | N | 85364900 | 1 | 4011209293458 | 0.556 | KG | 195.7 | 195.7 | CP13 | CP13 | Load feeder fuseless direct-on-line starting, 400 V AC Size S00 3.5-5 A, 24 V DC 1 NO (contactor), Screw terminal for installation on standard mounting rail Type of coordination 1, Iq = 50 kA !!! Phased-out product !!! Successor is SIRIUS 3RA2 Preferred successor type is >>3RA2110-1FA15-1BB4<< | - | 0 | 7
3RA1110-1FC15-1AF0 |  | 3RA1110-1FC15-1AF0 | 1 | UN | 1 | 15 | C | D | N | N | 85364900 | 1 | 4011209900844 | 0.684 | KG | 241.3 | 241.3 | CP13 | CP13 | Load feeder fuseless direct-on-line starting, 400 V AC 3.5...5 A, 110 V AC 50 Hz Size S00 1 NO (contactor), Screw terminal on 40 mm busbar adapter Type of coordination 2, Iq = 50 kA !!! Phased-out product !!! Successor is SIRIUS 3RA2 | - | 0 | 7
3RA1110-1FC15-1AP0 |  | 3RA1110-1FC15-1AP0 | 1 | UN | 1 | 15 | C | D | N | N | 85364900 | 1 | 4011209298002 | 0.717 | KG | 241.3 | 241.3 | CP13 | CP13 | Load feeder fuseless direct-on-line starting, 400 V AC 3.5...5 A, 230 V AC 50 Hz Size S00 1 NO (contactor), Screw terminal on 40 mm busbar adapter Type of coordination 2, Iq = 50 kA !!! Phased-out product !!! Successor is SIRIUS 3RA2 Preferred successor type is >>3RA2110-1FD15-1AP0<< | - | 0 | 7
3RA1110-1FC15-1BB4 |  | 3RA1110-1FC15-1BB4 | 1 | UN | 1 | 15 | C | D | N | N | 85364900 | 1 | 4011209298736 | 0.747 | KG | 248.9 | 248.9 | CP13 | CP13 | Load feeder fuseless direct-on-line starting, 400 V AC 3.5...5 A, 24 V DC Size S00 1 NO (contactor), Screw terminal on 40 mm busbar adapter Type of coordination 2, Iq = 50 kA !!! Phased-out product !!! Successor is SIRIUS 3RA2 Preferred successor type is >>3RA2110-1FD15-1BB4<< | - | 0 | 7
3RA1110-1FD15-1AF0 |  | 3RA1110-1FD15-1AF0 | 1 | UN | 1 | 15 | C | D | N | N | 85364900 | 1 | 4011209543706 | 0.676 | KG | 241.3 | 241.3 | CP13 | CP13 | Load feeder fuseless direct-on-line starting, 400 V AC 3.5...5 A, 110 V AC 50 Hz Size S00 1 NO (contactor), Screw terminal on 60 mm busbar adapter Type of coordination 1, Iq = 50 kA !!! Phased-out product !!! Successor is SIRIUS 3RA2 | - | 0 | 7
3RA1110-1FD15-1AP0 |  | 3RA1110-1FD15-1AP0 | 1 | UN | 1 | 15 | C | D | N | N | 85364900 | 1 | 4011209298170 | 0.674 | KG | 241.3 | 241.3 | CP13 | CP13 | Load feeder fuseless direct-on-line starting, 400 V AC 3.5...5 A, 230 V AC 50 Hz Size S00 1 NO (contactor), Screw terminal on 60 mm busbar adapter Type of coordination 1, Iq = 50 kA !!! Phased-out product !!! Successor is SIRIUS 3RA2 Preferred successor type is >>3RA2110-1FD15-1AP0<< | - | 0 | 7
3RA1110-1FD15-1BB4 |  | 3RA1110-1FD15-1BB4 | 1 | UN | 1 | 5 | B | D | N | N | 85364900 | 1 | 4011209298996 | 0.741 | KG | 248.9 | 248.9 | CP13 | CP13 | Load feeder fuseless direct-on-line starting, 400 V AC Size S00 3.5-5 A, 24 V DC 1 NO (contactor), Screw terminal on 60 mm busbar adapter Type of coordination 1, Iq = 50 kA !!! Phased-out product !!! Successor is SIRIUS 3RA2 Preferred successor type is >>3RA2110-1FD15-1BB4<< | - | 0 | 7
3RA1110-1FF15-1AB0 |  | 3RA1110-1FF15-1AB0 | 1 | UN | 1 | 0 | A | D | N | N | 85364900 | 1 |  | 0.55 | KG | 248.9 | 248.9 | CP13 | CP13 | Fuseless load feeder Direct-on-line starting, 400 V AC 3.5...5 A , 24 V AC Size S00 1 NO (contactor), spring-type connection system Busbar mounting 40 mm Type of coordination 1, Iq = 50 kA | - | 0 | 7
3RA1110-1FG15-1AB0 |  | 3RA1110-1FG15-1AB0 | 1 | UN | 1 | 0 | A | D | N | N | 85364900 | 1 |  | 0.55 | KG | 248.9 | 248.9 | CP13 | CP13 | Fuseless load feeder Direct-on-line starting, 400 V AC 3.5...5 A , 24 V AC Size S00 1 NO (contactor), spring-type connection system Busbar mounting 60 mm Type of coordination 1, Iq = 50 kA | - | 0 | 7
3RA1110-1GA15-1AB0 |  | 3RA1110-1GA15-1AB0 | 1 | UN | 1 | 15 | C | D | N | N | 85364900 | 1 | 4011209536890 | 0.495 | KG | 188.1 | 188.1 | CP13 | CP13 | Load feeder fuseless direct-on-line starting, 400 V AC Size S00 4.5-6.3 A, 24 V AC, 50 Hz 1 NO (contactor), Screw terminal for installation on standard mounting rail Type of coordination 1, Iq = 50 kA !!! Phased-out product !!! Successor is SIRIUS 3RA2 | - | 0 | 7
3RA1110-1GA15-1AF0 |  | 3RA1110-1GA15-1AF0 | 1 | UN | 1 | 15 | C | D | N | N | 85364900 | 1 | 4011209450714 | 0.498 | KG | 188.1 | 188.1 | CP13 | CP13 | Load feeder fuseless direct-on-line starting, 400 V AC Size S00 4.5-6.3 A, 110 V AC, 50 Hz 1 NO (contactor), Screw terminal for installation on standard mounting rail Type of coordination 1, Iq = 50 kA !!! Phased-out product !!! Successor is SIRIUS 3RA2 | - | 0 | 7
3RA1110-1GA15-1AP0 |  | 3RA1110-1GA15-1AP0 | 1 | UN | 1 | 5 | B | D | N | N | 85364900 | 1 | 4011209291775 | 0.508 | KG | 188.1 | 188.1 | CP13 | CP13 | Load feeder fuseless direct-on-line starting, 400 V AC Size S00 4.5-6.3 A, 230 V AC, 50 Hz 1 NO (contactor), Screw terminal for installation on standard mounting rail Type of coordination 1, Iq = 50 kA !!! Phased-out product !!! Successor is SIRIUS 3RA2 Preferred successor type is >>3RA2110-1GA15-1AP0<< | - | 0 | 7
3RA1110-1GA15-1BB4 |  | 3RA1110-1GA15-1BB4 | 1 | UN | 1 | 5 | B | D | N | N | 85364900 | 1 | 4011209297623 | 0.551 | KG | 195.7 | 195.7 | CP13 | CP13 | Load feeder fuseless direct-on-line starting, 400 V AC Size S00 4.5-6.3 A, 24 V DC 1 NO (contactor), Screw terminal for installation on standard mounting rail Type of coordination 1, Iq = 50 kA !!! Phased-out product !!! Successor is SIRIUS 3RA2 Preferred successor type is >>3RA2110-1GA15-1BB4<< | - | 0 | 7
3RA1110-1GA16-3AG6 |  | 3RA1110-1GA16-3AG6 | 1 | UN | 1 | 15 | C | D | EAR99 | N | 85364900 | 1 |  | 0.533 | KG | 209.95 | 209.95 | CP13 | CP13 | Load feeder fuseless direct-on-line starting, 400 V AC Size S00 4.5-6.3 A, 100 V AC, 50/60 Hz Screw terminal for installation on standard mounting rail Iq = 50 kA, 1 NO (contactor) 1 NO+1 NC (auxiliary switch conductor) !!! Phased-out product !!! Successor is SIRIUS 3RA2 | - | 0 | 7
3RA1110-1GC15-1AF0 |  | 3RA1110-1GC15-1AF0 | 1 | UN | 1 | 5 | B | D | N | N | 85364900 | 1 | 4011209789357 | 0.696 | KG | 241.3 | 241.3 | CP13 | CP13 | Load feeder fuseless direct-on-line starting, 400 V AC 4.5...6.3 A, 110 V AC 50 Hz Size S00 1 NO (contactor), Screw terminal on 40 mm busbar adapter Type of coordination 2, Iq = 50 kA !!! Phased-out product !!! Successor is SIRIUS 3RA2 | - | 0 | 9
3RA1110-1GC15-1AP0 |  | 3RA1110-1GC15-1AP0 | 1 | UN | 1 | 15 | C | D | N | N | 85364900 | 1 | 4011209298019 | 0.722 | KG | 241.3 | 241.3 | CP13 | CP13 | Load feeder fuseless direct-on-line starting, 400 V AC 4.5...6.3 A, 230 V AC 50 Hz Size S00 1 NO (contactor), Screw terminal on 40 mm busbar adapter Type of coordination 2, Iq = 50 kA !!! Phased-out product !!! Successor is SIRIUS 3RA2 Preferred successor type is >>3RA2110-1GD15-1AP0<< | - | 0 | 7
3RA1110-1GC15-1BB4 |  | 3RA1110-1GC15-1BB4 | 1 | UN | 1 | 15 | C | D | N | N | 85364900 | 1 | 4011209298729 | 0.748 | KG | 248.9 | 248.9 | CP13 | CP13 | Load feeder fuseless direct-on-line starting, 400 V AC 4.5...6.3 A, 24 V DC Size S00 1 NO (contactor), Screw terminal on 40 mm busbar adapter Type of coordination 2, Iq = 50 kA !!! Phased-out product !!! Successor is SIRIUS 3RA2 Preferred successor type is >>3RA2110-1GD15-1BB4<< | - | 0 | 7
3RA1110-1GD15-1AF0 |  | 3RA1110-1GD15-1AF0 | 1 | UN | 1 | 5 | B | D | N | N | 85364900 | 1 | 4011209530218 | 0.707 | KG | 241.3 | 241.3 | CP13 | CP13 | Load feeder fuseless direct-on-line starting, 400 V AC 4.5...6.3 A, 110 V AC 50 Hz Size S00 1 NO (contactor), Screw terminal on 60 mm busbar adapter Type of coordination 1, Iq = 50 kA !!! Phased-out product !!! Successor is SIRIUS 3RA2 | - | 0 | 9
3RA1110-1GD15-1AP0 |  | 3RA1110-1GD15-1AP0 | 1 | UN | 1 | 15 | C | D | N | N | 85364900 | 1 | 4011209298187 | 0.688 | KG | 241.3 | 241.3 | CP13 | CP13 | Load feeder fuseless direct-on-line starting, 400 V AC Size S00 4.5-6.3 A, 230 V AC, 50 Hz 1 NO (contactor), Screw terminal on 60 mm busbar adapter Type of coordination 1, Iq = 50 kA !!! Phased-out product !!! Successor is SIRIUS 3RA2 Preferred successor type is >>3RA2110-1GD15-1AP0<< | - | 0 | 7
3RA1110-1GD15-1BB4 |  | 3RA1110-1GD15-1BB4 | 1 | UN | 1 | 5 | B | D | N | N | 85364900 | 1 | 4011209299009 | 0.76 | KG | 248.9 | 248.9 | CP13 | CP13 | Load feeder fuseless direct-on-line starting, 400 V AC Size S00 4.5-6.3 A, 24 V DC 1 NO (contactor), Screw terminal on 60 mm busbar adapter Type of coordination 1, Iq = 50 kA !!! Phased-out product !!! Successor is SIRIUS 3RA2 Preferred successor type is >>3RA2110-1GD15-1BB4<< | - | 0 | 7
3RA1110-1HA15-1AB0 |  | 3RA1110-1HA15-1AB0 | 1 | UN | 1 | 15 | C | D | N | N | 85364900 | 1 | 4011209537415 | 0.492 | KG | 188.1 | 188.1 | CP13 | CP13 | Load feeder fuseless direct-on-line starting, 400 V AC 5.5...8 A, 24 V AC 50 Hz Size S00 1 NO (contactor), Screw terminal for installation on standard mounting rail Type of coordination 1, Iq = 50 kA !!! Phased-out product !!! Successor is SIRIUS 3RA2 | - | 0 | 7
3RA1110-1HA15-1AF0 |  | 3RA1110-1HA15-1AF0 | 1 | UN | 1 | 15 | C | D | N | N | 85364900 | 1 | 4011209463905 | 0.489 | KG | 188.1 | 188.1 | CP13 | CP13 | Load feeder fuseless direct-on-line starting, 400 V AC 5.5...8 A, 110 V AC 50 Hz Size S00 1 NO (contactor), Screw terminal for installation on standard mounting rail Type of coordination 1, Iq = 50 kA !!! Phased-out product !!! Successor is SIRIUS 3RA2 | - | 0 | 7
3RA1110-1HA15-1AP0 |  | 3RA1110-1HA15-1AP0 | 1 | UN | 1 | 5 | B | D | N | N | 85364900 | 1 | 4011209296992 | 0.492 | KG | 188.1 | 188.1 | CP13 | CP13 | Load feeder fuseless direct-on-line starting, 400 V AC Size S00 5.5-8 A, 230 V AC, 50 Hz 1 NO (contactor), Screw terminal for installation on standard mounting rail Type of coordination 1, Iq = 50 kA !!! Phased-out product !!! Successor is SIRIUS 3RA2 Preferred successor type is >>3RA2110-1HA15-1AP0<< | - | 0 | 7
3RA1110-1HA15-1BB4 |  | 3RA1110-1HA15-1BB4 | 1 | UN | 1 | 5 | B | D | N | N | 85364900 | 1 | 4011209290457 | 0.76 | KG | 195.7 | 195.7 | CP13 | CP13 | Load feeder fuseless direct-on-line starting, 400 V AC Size S00 5.5-8 A, 24 V DC 1 NO (contactor), Screw terminal for installation on standard mounting rail Type of coordination 1, Iq = 50 kA !!! Phased-out product !!! Successor is SIRIUS 3RA2 Preferred successor type is >>3RA2110-1HA15-1BB4<< | - | 0 | 7
3RA1110-1HA17-3AG6 |  | 3RA1110-1HA17-3AG6 | 1 | UN | 1 | 15 | C | D | EAR99 | N | 85364900 | 1 |  | 0.534 | KG | 224.2 | 224.2 | CP13 | CP13 | Load feeder fuseless direct-on-line starting, 400 V AC Size S00 5.5-8 A, 100 V AC, 50/60 Hz Screw terminal for installation on standard mounting rail Iq = 50 kA, 1 NO (contactor) 1 NO+1 NC (auxiliary switch conductor) !!! Phased-out product !!! Successor is SIRIUS 3RA2 | - | 0 | 7
3RA1110-1HC15-1AF0 |  | 3RA1110-1HC15-1AF0 | 1 | UN | 1 | 5 | B | D | N | N | 85364900 | 1 | 4011209655393 | 0.65 | KG | 241.3 | 241.3 | CP13 | CP13 | Load feeder fuseless direct-on-line starting, 400 V AC 5.5...8 A, 110 V AC 50 Hz Size S00 1 NO (contactor), Screw terminal on 40 mm busbar adapter Type of coordination 2, Iq = 50 kA !!! Phased-out product !!! Successor is SIRIUS 3RA2 | - | 0 | 9
3RA1110-1HC15-1AP0 |  | 3RA1110-1HC15-1AP0 | 1 | UN | 1 | 15 | C | D | N | N | 85364900 | 1 | 4011209298026 | 0.682 | KG | 241.3 | 241.3 | CP13 | CP13 | Load feeder fuseless direct-on-line starting, 400 V AC 5.5...8 A, 230 V AC 50 Hz Size S00 1 NO (contactor), Screw terminal on 40 mm busbar adapter Type of coordination 2, Iq = 50 kA !!! Phased-out product !!! Successor is SIRIUS 3RA2 Preferred successor type is >>3RA2110-1HD15-1AP0<< | - | 0 | 7
3RA1110-1HC15-1BB4 |  | 3RA1110-1HC15-1BB4 | 1 | UN | 1 | 15 | C | D | N | N | 85364900 | 1 | 4011209298712 | 0.749 | KG | 248.9 | 248.9 | CP13 | CP13 | Load feeder fuseless direct-on-line starting, 400 V AC Size S00 5.5-8 A, 24 V DC 1 NO (contactor), Screw terminal on 40 mm busbar adapter Type of coordination 1, Iq = 50 kA !!! Phased-out product !!! Successor is SIRIUS 3RA2 Preferred successor type is >>3RA2110-1HD15-1BB4<< | - | 0 | 7
3RA1110-1HD15-1AF0 |  | 3RA1110-1HD15-1AF0 | 1 | UN | 1 | 5 | B | D | N | N | 85364900 | 1 | 4011209530225 | 0.707 | KG | 241.3 | 241.3 | CP13 | CP13 | Load feeder fuseless direct-on-line starting, 400 V AC 5.5...8 A, 110 V AC 50 Hz Size S00 1 NO (contactor), Screw terminal on 60 mm busbar adapter Type of coordination 1, Iq = 50 kA !!! Phased-out product !!! Successor is SIRIUS 3RA2 | - | 0 | 9
3RA1110-1HD15-1AP0 |  | 3RA1110-1HD15-1AP0 | 1 | UN | 1 | 15 | C | D | N | N | 85364900 | 1 | 4011209298194 | 0.685 | KG | 241.3 | 241.3 | CP13 | CP13 | Load feeder fuseless direct-on-line starting, 400 V AC Size S00 5.5-8 A, 230 V AC, 50 Hz 1 NO (contactor), Screw terminal on 60 mm busbar adapter Type of coordination 1, Iq = 50 kA !!! Phased-out product !!! Successor is SIRIUS 3RA2 Preferred successor type is >>3RA2110-1HD15-1AP0<< | - | 0 | 7
3RA1110-1HD15-1BB4 |  | 3RA1110-1HD15-1BB4 | 1 | UN | 1 | 5 | B | D | N | N | 85364900 | 1 | 4011209299016 | 0.748 | KG | 248.9 | 248.9 | CP13 | CP13 | Load feeder fuseless direct-on-line starting, 400 V AC Size S00 5.5-8 A, 24 V DC 1 NO (contactor), Screw terminal on 60 mm busbar adapter Type of coordination 1, Iq = 50 kA !!! Phased-out product !!! Successor is SIRIUS 3RA2 Preferred successor type is >>3RA2110-1HD15-1BB4<< | - | 0 | 7
3RA1110-1JA16-1AB0 |  | 3RA1110-1JA16-1AB0 | 1 | UN | 1 | 15 | C | D | N | N | 85364900 | 1 | 4011209464759 | 0.49 | KG | 203.3 | 203.3 | CP13 | CP13 | Load feeder fuseless direct-on-line starting, 400 V AC Size S00 7-10 A, 24 V AC, 50 Hz 1 NO (contactor), Screw terminal for installation on standard mounting rail Type of coordination 1, Iq = 50 kA !!! Phased-out product !!! Successor is SIRIUS 3RA2 | - | 0 | 7
3RA1110-1JA16-1AF0 |  | 3RA1110-1JA16-1AF0 | 1 | UN | 1 | 15 | C | D | N | N | 85364900 | 1 | 4011209399297 | 0.494 | KG | 203.3 | 203.3 | CP13 | CP13 | Load feeder fuseless direct-on-line starting, 400 V AC 7...10 A, 110 V AC 50 Hz Size S00 1 NO (contactor), Screw terminal for installation on standard mounting rail Type of coordination 1, Iq = 50 kA !!! Phased-out product !!! Successor is SIRIUS 3RA2 | - | 0 | 7
3RA1110-1JA16-1AP0 |  | 3RA1110-1JA16-1AP0 | 1 | UN | 1 | 15 | C | D | N | N | 85364900 | 1 | 4011209291782 | 0.489 | KG | 203.3 | 203.3 | CP13 | CP13 | Load feeder fuseless direct-on-line starting, 400 V AC 7...10 A, 230 V AC 50 Hz Size S00 1 NO (contactor), Screw terminal for installation on standard mounting rail Type of coordination 1, Iq = 50 kA !!! Phased-out product !!! Successor is SIRIUS 3RA2 Preferred successor type is >>3RA2110-1JA16-1AP0<< | - | 0 | 7
3RA1110-1JA16-1BB4 |  | 3RA1110-1JA16-1BB4 | 1 | UN | 1 | 5 | B | D | N | N | 85364900 | 1 | 4011209287235 | 0.67 | KG | 210.9 | 210.9 | CP13 | CP13 | Load feeder fuseless direct-on-line starting, 400 V AC Size S00 7-10 A, 24 V DC 1 NO (contactor), Screw terminal for installation on standard mounting rail Type of coordination 1, Iq = 50 kA !!! Phased-out product !!! Successor is SIRIUS 3RA2 Preferred successor type is >>3RA2110-1JA16-1BB4<< | - | 0 | 7
3RA1110-1JA17-3AG6 |  | 3RA1110-1JA17-3AG6 | 1 | UN | 1 | 5 | B | D | EAR99 | N | 85364900 | 1 |  | 0.529 | KG | 237.5 | 237.5 | CP13 | CP13 | Load feeder fuseless direct-on-line starting, 400 V AC 7...10 A, 100 V DC, 50/60 Hz Size S00 Screw terminal for installation on standard mounting rail Iq = 50 kA, 1 NO (contactor) 1 NO + 1 NC (auxiliary switch conductor) !!! Phased-out product !!! Successor is SIRIUS 3RA2 | - | 0 | 7
3RA1110-1JC16-1AF0 |  | 3RA1110-1JC16-1AF0 | 1 | UN | 1 | 5 | B | D | N | N | 85364900 | 1 |  | 0.65 | KG | 262.2 | 262.2 | CP13 | CP13 | Load feeder fuseless direct-on-line starting, 400 V AC 7...10 A, 110 V AC 50 Hz Size S00 1 NO (contactor), Screw terminal on 40 mm busbar adapter Type of coordination 2, Iq = 50 kA !!! Phased-out product !!! Successor is SIRIUS 3RA2 | - | 0 | 9
3RA1110-1JC16-1AP0 |  | 3RA1110-1JC16-1AP0 | 1 | UN | 1 | 5 | B | D | N | N | 85364900 | 1 | 4011209298033 | 0.686 | KG | 262.2 | 262.2 | CP13 | CP13 | Load feeder fuseless direct-on-line starting, 400 V AC 7...10 A, 230 V AC 50 Hz Size S00 1 NO (contactor), Screw terminal on 40 mm busbar adapter Type of coordination 2, Iq = 50 kA !!! Phased-out product !!! Successor is SIRIUS 3RA2 Preferred successor type is >>3RA2110-1JD16-1AP0<< | - | 0 | 9
3RA1110-1JC16-1BB4 |  | 3RA1110-1JC16-1BB4 | 1 | UN | 1 | 15 | C | D | N | N | 85364900 | 1 | 4011209312241 | 0.75 | KG | 269.8 | 269.8 | CP13 | CP13 | Load feeder fuseless direct-on-line starting, 400 V AC 7...10 A, 24 V DC Size S00 1 NO (contactor), Screw terminal on 40 mm busbar adapter Type of coordination 2, Iq = 50 kA !!! Phased-out product !!! Successor is SIRIUS 3RA2 Preferred successor type is >>3RA2110-1JD16-1BB4<< | - | 0 | 7
3RA1110-1JD16-1AF0 |  | 3RA1110-1JD16-1AF0 | 1 | UN | 1 | 5 | B | D | N | N | 85364900 | 1 | 4011209530232 | 0.704 | KG | 262.2 | 262.2 | CP13 | CP13 | Load feeder fuseless direct-on-line starting, 400 V AC 7...10 A, 110 V AC 50 Hz Size S00 1 NO (contactor), Screw terminal on 60 mm busbar adapter Type of coordination 1, Iq = 50 kA !!! Phased-out product !!! Successor is SIRIUS 3RA2 | - | 0 | 9
3RA1110-1JD16-1AP0 |  | 3RA1110-1JD16-1AP0 | 1 | UN | 1 | 15 | C | D | N | N | 85364900 | 1 | 4011209298200 | 0.68 | KG | 262.2 | 262.2 | CP13 | CP13 | Load feeder fuseless direct-on-line starting, 400 V AC 7...10 A, 230 V AC 50 Hz Size S00 1 NO (contactor), Screw terminal on 60 mm busbar adapter Type of coordination 1, Iq = 50 kA !!! Phased-out product !!! Successor is SIRIUS 3RA2 Preferred successor type is >>3RA2110-1JD16-1AP0<< | - | 0 | 7
3RA1110-1JD16-1BB4 |  | 3RA1110-1JD16-1BB4 | 1 | UN | 1 | 5 | B | D | N | N | 85364900 | 1 | 4011209303638 | 0.74 | KG | 269.8 | 269.8 | CP13 | CP13 | Load feeder fuseless direct-on-line starting, 400 V AC Size S00 7-10 A, 24 V DC 1 NO (contactor), Screw terminal on 60 mm busbar adapter Type of coordination 1, Iq = 50 kA !!! Phased-out product !!! Successor is SIRIUS 3RA2 Preferred successor type is >>3RA2110-1JD16-1BB4<< | - | 0 | 7
3RA1110-1KA17-1AB0 |  | 3RA1110-1KA17-1AB0 | 1 | UN | 1 | 15 | C | D | N | N | 85364900 | 1 | 4011209565609 | 0.488 | KG | 219.45 | 219.45 | CP13 | CP13 | Load feeder fuseless direct-on-line starting, 400 V AC Size S00 9-12 A, 24 V AC, 50 Hz 1 NO (contactor), Screw terminal for installation on standard mounting rail Type of coordination 1, Iq = 50 kA !!! Phased-out product !!! Successor is SIRIUS 3RA2 | - | 0 | 7
3RA1110-1KA17-1AF0 |  | 3RA1110-1KA17-1AF0 | 1 | UN | 1 | 15 | C | D | N | N | 85364900 | 1 | 4011209535640 | 0.49 | KG | 219.45 | 219.45 | CP13 | CP13 | Load feeder fuseless direct-on-line starting, 400 V AC 9...12 A, 110 V AC 50 Hz Size S00 1 NO (contactor), Screw terminal for installation on standard mounting rail Type of coordination 1, Iq = 50 kA !!! Phased-out product !!! Successor is SIRIUS 3RA2 | - | 0 | 7
3RA1110-1KA17-1AP0 |  | 3RA1110-1KA17-1AP0 | 1 | UN | 1 | 15 | C | D | N | N | 85364900 | 1 | 4011209287228 | 0.496 | KG | 219.45 | 219.45 | CP13 | CP13 | Load feeder fuseless direct-on-line starting, 400 V AC 9...12 A, 230 V AC 50 Hz Size S00 1 NO (contactor), Screw terminal for installation on standard mounting rail Type of coordination 1, Iq = 50 kA !!! Phased-out product !!! Successor is SIRIUS 3RA2 Preferred successor type is >>3RA2110-1KA17-1AP0<< | - | 0 | 7
3RA1110-1KA17-1BB4 |  | 3RA1110-1KA17-1BB4 | 1 | UN | 1 | 5 | B | D | N | N | 85364900 | 1 | 4011209325807 | 0.546 | KG | 231.8 | 231.8 | CP13 | CP13 | Load feeder fuseless direct-on-line starting, 400 V AC Size S00 9-12 A, 24 V DC 1 NO (contactor), Screw terminal for installation on standard mounting rail Type of coordination 1, Iq = 50 kA !!! Phased-out product !!! Successor is SIRIUS 3RA2 Preferred successor type is >>3RA2110-1KA17-1BB4<< | - | 0 | 7
3RA1110-1KC17-1AF0 |  | 3RA1110-1KC17-1AF0 | 1 | UN | 1 | 5 | B | D | N | N | 85364900 | 1 |  | 0.65 | KG | 273.6 | 273.6 | CP13 | CP13 | Load feeder fuseless direct-on-line starting, 400 V AC 9...12 A, 110 V AC 50 Hz Size S00 1 NO (contactor), Screw terminal on 40 mm busbar adapter Type of coordination 2, Iq = 50 kA !!! Phased-out product !!! Successor is SIRIUS 3RA2 | - | 0 | 9
3RA1110-1KC17-1AP0 |  | 3RA1110-1KC17-1AP0 | 1 | UN | 1 | 15 | C | D | N | N | 85364900 | 1 | 4011209312258 | 0.689 | KG | 273.6 | 273.6 | CP13 | CP13 | Load feeder fuseless direct-on-line starting, 400 V AC 9...12 A, 230 V AC 50 Hz Size S00 1 NO (contactor), Screw terminal on 40 mm busbar adapter Type of coordination 2, Iq = 50 kA !!! Phased-out product !!! Successor is SIRIUS 3RA2 Preferred successor type is >>3RA2110-1KD17-1AP0<< | - | 0 | 7
3RA1110-1KC17-1BB4 |  | 3RA1110-1KC17-1BB4 | 1 | UN | 1 | 15 | C | D | N | N | 85364900 | 1 | 4011209437975 | 0.751 | KG | 285 | 285 | CP13 | CP13 | Load feeder fuseless direct-on-line starting, 400 V AC 9...12 A, 24 V DC Size S00 1 NO (contactor), Screw terminal on 40 mm busbar adapter Type of coordination 2, Iq = 50 kA !!! Phased-out product !!! Successor is SIRIUS 3RA2 Preferred successor type is >>3RA2110-1KD17-1BB4<< | - | 0 | 7
3RA1110-1KD17-1AF0 |  | 3RA1110-1KD17-1AF0 | 1 | UN | 1 | 5 | B | D | N | N | 85364900 | 1 | 4011209530249 | 0.682 | KG | 273.6 | 273.6 | CP13 | CP13 | Load feeder fuseless direct-on-line starting, 400 V AC 9...12 A, 110 V AC 50 Hz Size S00 1 NO (contactor), Screw terminal on 60 mm busbar adapter Type of coordination 1, Iq = 50 kA !!! Phased-out product !!! Successor is SIRIUS 3RA2 | - | 0 | 9
3RA1110-1KD17-1AP0 |  | 3RA1110-1KD17-1AP0 | 1 | UN | 1 | 15 | C | D | N | N | 85364900 | 1 | 4011209293373 | 0.68 | KG | 273.6 | 273.6 | CP13 | CP13 | Load feeder fuseless direct-on-line starting, 400 V AC Size S00 9-12 A, 230 V AC, 50 Hz 1 NO (contactor), Screw terminal on 60 mm busbar adapter Type of coordination 1, Iq = 50 kA !!! Phased-out product !!! Successor is SIRIUS 3RA2 Preferred successor type is >>3RA2110-1KD17-1AP0<< | - | 0 | 7
3RA1110-1KD17-1BB4 |  | 3RA1110-1KD17-1BB4 | 1 | UN | 1 | 5 | B | D | N | N | 85364900 | 1 | 4011209338623 | 0.71 | KG | 285 | 285 | CP13 | CP13 | Load feeder fuseless direct-on-line starting, 400 V AC Size S00 9-12 A, 24 V DC 1 NO (contactor), Screw terminal on 60 mm busbar adapter Type of coordination 1, Iq = 50 kA !!! Phased-out product !!! Successor is SIRIUS 3RA2 Preferred successor type is >>3RA2110-1KD17-1BB4<< | - | 0 | 7
3RA1110-1KF15-1AB0 |  | 3RA1110-1KF15-1AB0 | 1 | UN | 1 | 5 | B | D | N | N | 85364900 | 1 | 4011209789142 | 0.69 | KG | 282.15 | 282.15 | CP13 | CP13 | Load feeder fuseless direct-on-line starting, 400 V AC 9...12 A , 24 V AC Size S00 1 NO (contactor), Spring-type connection system Busbar mounting 40 mm Type of coordination 1, Iq = 50 kA !!! Phased-out product !!! Successor is SIRIUS 3RA2 | - | 0 | 9
3RA1110-1KF17-1AB0 |  | 3RA1110-1KF17-1AB0 | 1 | UN | 1 | 5 | B | D | N | N | 85364900 | 1 |  | 0.55 | KG | 282.15 | 282.15 | CP13 | CP13 | Load feeder fuseless direct-on-line starting, 400 V AC Size S00 9-12 A, 24 V AC 1 NO (contactor), Spring-type connection system Busbar mounting 40 mm Type of coordination 1, Iq = 50 kA !!! Phased-out product !!! Successor is SIRIUS 3RA2 | - | 0 | 7
3RA1110-1KG15-1AB0 |  | 3RA1110-1KG15-1AB0 | 1 | UN | 1 | 0 | A | D | N | N | 85364900 | 1 |  | 0.55 | KG | 282.15 | 282.15 | CP13 | CP13 | Fuseless load feeder Direct-on-line starting, 400 V AC 9...12 A , 24 V AC Size S00 1 NO (contactor), spring-type connection system Busbar mounting 60 mm Type of coordination 1, Iq = 50 kA | - | 0 | 7
3RA1110-1KG17-1AB0 |  | 3RA1110-1KG17-1AB0 | 1 | UN | 1 | 5 | B | D | N | N | 85364900 | 1 |  | 0.55 | KG | 282.15 | 282.15 | CP13 | CP13 | Load feeder fuseless direct-on-line starting, 400 V AC Size S00 9-12 A, 24 V AC 1 NO (contactor), Spring-type connection system Busbar mounting 60 mm Type of coordination 1, Iq = 50 kA !!! Phased-out product !!! Successor is SIRIUS 3RA2 | - | 0 | 7
3RA1115-0AA15-1AG6 |  | 3RA1115-0AA15-1AG6 | 1 | UN | 1 | 15 | C | D | N | N | 85364900 | 1 | 4011209912694 | 0.455 | KG | 169.1 | 169.1 | CP13 | CP13 | Load feeder fuseless direct-on-line starting, 400 V AC 0.11...0.16 A,100 V AC 50/60 Hz Size S00 Screw terminal for installation on standard mounting rail Iq = 50 kA, 1 NO (contactor) 1 NO + 1 NC (circuit breaker) !!! Phased-out product !!! Successor is SIRIUS 3RA2 | - | 0 | 7
3RA1115-0CA15-1AG6 |  | 3RA1115-0CA15-1AG6 | 1 | UN | 1 | 15 | C | D | N | N | 85364900 | 1 | 4011209920187 | 0.455 | KG | 169.1 | 169.1 | CP13 | CP13 | Load feeder fuseless direct-on-line starting, 400 V AC 0.18...0.25 A,100 V AC, 50/60 Hz Size S00 Screw terminal for installation on standard mounting rail Iq = 50 kA, 1 NO (contactor) 1 NO + 1 NC (circuit breaker) !!! Phased-out product !!! Successor is SIRIUS 3RA2 | - | 0 | 7
3RA1115-0DA15-1AG6 |  | 3RA1115-0DA15-1AG6 | 1 | UN | 1 | 15 | C | D | N | N | 85364900 | 1 | 4011209915541 | 0.42 | KG | 169.1 | 169.1 | CP13 | CP13 | Load feeder fuseless direct-on-line starting, 400 V AC 0.22...0.32 A,100 V AC, 50/60 Hz Size S00 Screw terminal for installation on standard mounting rail Iq = 50 kA, 1 NO (contactor) 1 NO + 1 NC (circuit breaker) !!! Phased-out product !!! Successor is SIRIUS 3RA2 | - | 0 | 7
3RA1115-0DL16-2BB4 |  | 3RA1115-0DL16-2BB4 | 1 | UN | 1 | 5 | B | D | N | N | 85364900 | 1 | 4011209586741 | 0.65 | KG | 257.45 | 257.45 | CP13 | CP13 | Load feeder fuseless direct-on-line starting, 400 V AC 0.22...0.32 A, 24 V DC Size S00 1 NO + 1 NC (circuit breaker) 1 NC (contactor), Screw terminal Type of coordination 2, Iq = 50 kA !!! Phased-out product !!! Successor is SIRIUS 3RA2 | - | 0 | 9
3RA1115-0DL16-4BB4 |  | 3RA1115-0DL16-4BB4 | 1 | UN | 1 | 5 | B | D | N | N | 85364900 | 1 | 4011209583153 | 0.696 | KG | 286.9 | 286.9 | CP13 | CP13 | Load feeder fuseless direct-on-line starting, 400 V AC 0.22...0.32 A, 24 V DC Size S00 1 NO + 1 NC (circuit breaker) With slide adapter !!! Phased-out product !!! Successor is SIRIUS 3RA2 | - | 0 | 9
3RA1115-0EL16-2BB4 |  | 3RA1115-0EL16-2BB4 | 1 | UN | 1 | 5 | B | D | N | N | 85364900 | 1 | 4011209586758 | 0.65 | KG | 257.45 | 257.45 | CP13 | CP13 | Load feeder fuseless direct-on-line starting, 400 V AC 0.28...0.4 A, 24 V DC Size S00 1 NO + 1 NC (circuit breaker) 1 NC (contactor), Screw terminal With slide adapter Type of coordination 2, Iq = 50 kA !!! Phased-out product !!! Successor is SIRIUS 3RA2 | - | 0 | 9
3RA1115-0EL16-4BB4 |  | 3RA1115-0EL16-4BB4 | 1 | UN | 1 | 5 | B | D | N | N | 85364900 | 1 | 4011209583160 | 0.65 | KG | 286.9 | 286.9 | CP13 | CP13 | Load feeder fuseless direct-on-line starting, 400 V AC 0.28...0.4 A, 24 V DC Size S00 1 NO + 1 NC (circuit breaker) 2 NC+2 NO (contactor),Screw terminal With slide adapter Type of coordination 2, Iq = 50 kA !!! Phased-out product !!! Successor is SIRIUS 3RA2 | - | 0 | 9
3RA1115-0FL16-2BB4 |  | 3RA1115-0FL16-2BB4 | 1 | UN | 1 | 15 | C | D | N | N | 85364900 | 1 | 4011209586765 | 0.673 | KG | 257.45 | 257.45 | CP13 | CP13 | Load feeder fuseless direct-on-line starting, 400 V AC 0.35...0.5 A, 24 V DC Size S00 1 NO + 1 NC (circuit breaker) 1 NC (contactor), Screw terminal With slide adapter Type of coordination 2, Iq = 50 kA !!! Phased-out product !!! Successor is SIRIUS 3RA2 | - | 0 | 7
3RA1115-0FL16-4BB4 |  | 3RA1115-0FL16-4BB4 | 1 | UN | 1 | 5 | B | D | N | N | 85364900 | 1 | 4011209583177 | 0.65 | KG | 286.9 | 286.9 | CP13 | CP13 | Load feeder fuseless direct-on-line starting, 400 V AC 0.35...0.5 A, 24 V DC Size S00 1 NO + 1 NC (circuit breaker) 2 NC+2 NO (contactor),Screw terminal With slide adapter Type of coordination 2, Iq = 50 kA !!! Phased-out product !!! Successor is SIRIUS 3RA2 | - | 0 | 9
3RA1115-0GA15-1AG6 |  | 3RA1115-0GA15-1AG6 | 1 | UN | 1 | 15 | C | D | N | N | 85364900 | 1 | 4011209920194 | 0.458 | KG | 169.1 | 169.1 | CP13 | CP13 | Load feeder fuseless direct-on-line starting, 400 V AC 0.45...0.63 A.100 V AC, 50/60 Hz Size S00 Screw terminal for installation on standard mounting rail Iq = 50 kA, 1 NO (contactor) 1 NO + 1 NC (circuit breaker) !!! Phased-out product !!! Successor is SIRIUS 3RA2 | - | 0 | 7
3RA1115-0GL16-2BB4 |  | 3RA1115-0GL16-2BB4 | 1 | UN | 1 | 5 | B | D | N | N | 85364900 | 1 | 4011209586772 | 0.67 | KG | 257.45 | 257.45 | CP13 | CP13 | Load feeder fuseless direct-on-line starting, 400 V AC 0.45...0.63 A. 24 V DC Size S00 1 NO + 1 NC (circuit breaker) 1 NC (contactor), Screw terminal With slide adapter Type of coordination 2, Iq = 50 kA !!! Phased-out product !!! Successor is SIRIUS 3RA2 | - | 0 | 9
3RA1115-0GL16-4BB4 |  | 3RA1115-0GL16-4BB4 | 1 | UN | 1 | 5 | B | D | N | N | 85364900 | 1 | 4011209583184 | 0.703 | KG | 286.9 | 286.9 | CP13 | CP13 | Load feeder fuseless direct-on-line starting, 400 V AC 1 NO + 1 NC (circuit breaker) Size S00 With slide adapter !!! Phased-out product !!! Successor is SIRIUS 3RA2 | - | 0 | 9
3RA1115-0HA15-1AG6 |  | 3RA1115-0HA15-1AG6 | 1 | UN | 1 | 15 | C | D | N | N | 85364900 | 1 | 4011209895850 | 0.45 | KG | 175.75 | 175.75 | CP13 | CP13 | Load feeder fuseless direct-on-line starting, 400 V AC Size S00 0.55-0.8 A, 100 V AC, 50/60 Hz Screw terminal for installation on standard mounting rail Iq = 50 kA, 1 NO (contactor) 1 NO+1 NC (circuit breaker) !!! Phased-out product !!! Successor is SIRIUS 3RA2 | - | 0 | 7
3RA1115-0HL16-2BB4 |  | 3RA1115-0HL16-2BB4 | 1 | UN | 1 | 5 | B | D | N | N | 85364900 | 1 | 4011209586789 | 0.68 | KG | 261.25 | 261.25 | CP13 | CP13 | Load feeder fuseless direct-on-line starting, 400 V AC 0.55...0.8 A, 24 V DC Size S00 1 NO + 1 NC (circuit breaker) 1 NC (contactor), Screw terminal With slide adapter Type of coordination 2, Iq = 50 kA !!! Phased-out product !!! Successor is SIRIUS 3RA2 | - | 0 | 9
3RA1115-0HL16-4BB4 |  | 3RA1115-0HL16-4BB4 | 1 | UN | 1 | 5 | B | D | N | N | 85364900 | 1 | 4011209583191 | 0.65 | KG | 290.7 | 290.7 | CP13 | CP13 | Load feeder fuseless direct-on-line starting, 400 V AC 1 NO + 1 NC (circuit breaker) Size S00 With slide adapter !!! Phased-out product !!! Successor is SIRIUS 3RA2 | - | 0 | 9
3RA1115-0JA15-1AG6 |  | 3RA1115-0JA15-1AG6 | 1 | UN | 1 | 5 | B | D | N | N | 85364900 | 1 | 4011209920200 | 0.478 | KG | 175.75 | 175.75 | CP13 | CP13 | Load feeder fuseless direct-on-line starting, 400 V AC 0.7...1 A, 100 V AC, 50/60 Hz Size S00 Screw terminal for installation on standard mounting rail Iq = 50 kA, 1 NO (contactor) 1 NO + 1 NC (circuit breaker) !!! Phased-out product !!! Successor is SIRIUS 3RA2 | - | 0 | 9
3RA1115-0JL16-2BB4 |  | 3RA1115-0JL16-2BB4 | 1 | UN | 1 | 5 | B | D | N | N | 85364900 | 1 | 4011209586796 | 0.671 | KG | 261.25 | 261.25 | CP13 | CP13 | Load feeder fuseless direct-on-line starting, 400 V AC 0.7...1 A, 24 V DC Size S00 1 NO + 1 NC (circuit breaker) 1 NC (contactor), Screw terminal With slide adapter Type of coordination 2, Iq = 50 kA !!! Phased-out product !!! Successor is SIRIUS 3RA2 | - | 0 | 9
3RA1115-0JL16-4BB4 |  | 3RA1115-0JL16-4BB4 | 1 | UN | 1 | 5 | B | D | N | N | 85364900 | 1 | 4011209583207 | 0.705 | KG | 290.7 | 290.7 | CP13 | CP13 | Load feeder fuseless direct-on-line starting, 400 V AC 0.7...1 A, 24 V DC Size S00 1 NO + 1 NC (circuit breaker) 2 NC+2 NO (contactor),Screw terminal With slide adapter Type of coordination 2, Iq = 50 kA !!! Phased-out product !!! Successor is SIRIUS 3RA2 | - | 0 | 9
3RA1115-0KA15-1AG6 |  | 3RA1115-0KA15-1AG6 | 1 | UN | 1 | 15 | C | D | N | N | 85364900 | 1 | 4011209920217 | 0.501 | KG | 182.4 | 182.4 | CP13 | CP13 | Load feeder fuseless direct-on-line starting, 400 V AC Size S00 0.9-1.25 A, 100 V AC, 50/60 Hz Screw terminal for installation on standard mounting rail Iq = 50 kA, 1 NO (contactor) 1 NO+1 NC (circuit breaker) !!! Phased-out product !!! Successor is SIRIUS 3RA2 | - | 0 | 7
3RA1115-1AA15-1AG6 |  | 3RA1115-1AA15-1AG6 | 1 | UN | 1 | 5 | B | D | N | N | 85364900 | 1 | 4011209896307 | 0.505 | KG | 182.4 | 182.4 | CP13 | CP13 | Load feeder fuseless direct-on-line starting, 400 V AC Size S00 1.1-1.6 A, 100 V AC, 50/60 Hz Screw terminal for installation on standard mounting rail Iq = 50 kA, 1 NO (contactor) 1 NO+1 NC (circuit breaker) !!! Phased-out product !!! Successor is SIRIUS 3RA2 | - | 0 | 7
3RA1115-1AL16-2BB4 |  | 3RA1115-1AL16-2BB4 | 1 | UN | 1 | 5 | B | D | N | N | 85364900 | 1 | 4011209586802 | 0.72 | KG | 269.8 | 269.8 | CP13 | CP13 | Load feeder fuseless direct-on-line starting, 400 V AC 1.1...1.6 A, 24 V DC Size S00 1 NO + 1 NC (circuit breaker) 1 NC (contactor), Screw terminal With slide adapter Type of coordination 2, Iq = 50 kA !!! Phased-out product !!! Successor is SIRIUS 3RA2 | - | 0 | 9
3RA1115-1AL16-4BB4 |  | 3RA1115-1AL16-4BB4 | 1 | UN | 1 | 5 | B | D | N | N | 85364900 | 1 | 4011209583214 | 0.752 | KG | 296.4 | 296.4 | CP13 | CP13 | Load feeder fuseless direct-on-line starting, 400 V AC 1 NO + 1 NC (circuit breaker) Size S00 With slide adapter !!! Phased-out product !!! Successor is SIRIUS 3RA2 | - | 0 | 9
3RA1115-1BA15-1AG6 |  | 3RA1115-1BA15-1AG6 | 1 | UN | 1 | 15 | C | D | N | N | 85364900 | 1 | 4011209920224 | 0.505 | KG | 186.2 | 186.2 | CP13 | CP13 | Load feeder fuseless direct-on-line starting, 400 V AC 1.4...2 A, 100 V AC, 50/60 Hz Size S00 Screw terminal for installation on standard mounting rail Iq = 50 kA, 1 NO (contactor) 1 NO + 1 NC (circuit breaker) !!! Phased-out product !!! Successor is SIRIUS 3RA2 | - | 0 | 7
3RA1115-1BL16-2BB4 |  | 3RA1115-1BL16-2BB4 | 1 | UN | 1 | 15 | C | D | N | N | 85364900 | 1 | 4011209586819 | 0.748 | KG | 270.75 | 270.75 | CP13 | CP13 | Load feeder fuseless direct-on-line starting, 400 V AC 1.4...2 A, 24 V DC Size S00 1 NO + 1 NC (circuit breaker) 1 NC (contactor), Screw terminal With slide adapter Type of coordination 2, Iq = 50 kA !!! Phased-out product !!! Successor is SIRIUS 3RA2 | - | 0 | 7
3RA1115-1BL16-4BB4 |  | 3RA1115-1BL16-4BB4 | 1 | UN | 1 | 5 | B | D | N | N | 85364900 | 1 | 4011209583221 | 0.793 | KG | 299.25 | 299.25 | CP13 | CP13 | Load feeder fuseless direct-on-line starting, 400 V AC 1.4...2 A, 24 V DC Size S00 1 NO + 1 NC (circuit breaker) 2 NC+2 NO (contactor),Screw terminal With slide adapter Type of coordination 2, Iq = 50 kA !!! Phased-out product !!! Successor is SIRIUS 3RA2 | - | 0 | 9
3RA1115-1CA15-1AG6 |  | 3RA1115-1CA15-1AG6 | 1 | UN | 1 | 15 | C | D | N | N | 85364900 | 1 | 4011209895447 | 0.504 | KG | 186.2 | 186.2 | CP13 | CP13 | Load feeder fuseless direct-on-line starting, 400 V AC Size S00 1.8-2.5 A, 100 V AC, 50/60 Hz Screw terminal for installation on standard mounting rail Iq = 50 kA, 1 NO (contactor) 1 NO+1 NC (circuit breaker) !!! Phased-out product !!! Successor is SIRIUS 3RA2 | - | 0 | 7
3RA1115-1CA16-1BB4 |  | 3RA1115-1CA16-1BB4 | 1 | UN | 1 | 15 | C | D | N | N | 85364900 | 1 | 4011209547759 | 0.563 | KG | 194.75 | 194.75 | CP13 | CP13 | Load feeder fuseless direct-on-line starting, 400 V AC Size S00 1.8-2.5 A, 24 V DC 1 NO+1 NC (circuit breaker) 1 NO (contactor), Screw terminal Type of coordination 1, Iq = 50 kA !!! Phased-out product !!! Successor is SIRIUS 3RA2 | - | 0 | 7
3RA1115-1CL16-2BB4 |  | 3RA1115-1CL16-2BB4 | 1 | UN | 1 | 15 | C | D | N | N | 85364900 | 1 | 4011209586833 | 0.719 | KG | 270.75 | 270.75 | CP13 | CP13 | Load feeder fuseless direct-on-line starting, 400 V AC 1.8...2.5 A, 24 V DC Size S00 1 NO + 1 NC (circuit breaker) 1 NC (contactor), Screw terminal With slide adapter Type of coordination 1, Iq = 50 kA !!! Phased-out product !!! Successor is SIRIUS 3RA2 | - | 0 | 7
3RA1115-1CL16-4BB4 |  | 3RA1115-1CL16-4BB4 | 1 | UN | 1 | 5 | B | D | N | N | 85364900 | 1 | 4011209583238 | 0.747 | KG | 299.25 | 299.25 | CP13 | CP13 | Load feeder fuseless direct-on-line starting, 400 V AC 1.8...2.5 A, 24 V DC Size S00 1 NO + 1 NC (circuit breaker) With slide adapter Type of coordination 1, Iq = 50 kA !!! Phased-out product !!! Successor is SIRIUS 3RA2 | - | 0 | 9
3RA1115-1DA15-1AG6 |  | 3RA1115-1DA15-1AG6 | 1 | UN | 1 | 5 | B | D | N | N | 85364900 | 1 | 4011209920231 | 0.528 | KG | 186.2 | 186.2 | CP13 | CP13 | Load feeder fuseless direct-on-line starting, 400 V AC 2.2...3.2 A, 100 V AC, 50/60 Hz Size S00 Screw terminal for installation on standard mounting rail Iq = 50 kA, 1 NO (contactor) 1 NO + 1 NC (circuit breaker) !!! Phased-out product !!! Successor is SIRIUS 3RA2 | - | 0 | 9
3RA1115-1DL16-2BB4 |  | 3RA1115-1DL16-2BB4 | 1 | UN | 1 | 5 | B | D | N | N | 85364900 | 1 | 4011209586840 | 0.728 | KG | 270.75 | 270.75 | CP13 | CP13 | Load feeder fuseless direct-on-line starting, 400 V AC 2.2...3.2 A, 24 V DC Size S00 1 NO + 1 NC (circuit breaker) 1 NC (contactor), Screw terminal With slide adapter Type of coordination 1, Iq = 50 kA !!! Phased-out product !!! Successor is SIRIUS 3RA2 | - | 0 | 9
3RA1115-1DL16-4BB4 |  | 3RA1115-1DL16-4BB4 | 1 | UN | 1 | 5 | B | D | N | N | 85364900 | 1 | 4011209583245 | 0.65 | KG | 299.25 | 299.25 | CP13 | CP13 | Load feeder fuseless direct-on-line starting, 400 V AC 2.2...3.2 A, 24 V DC Size S00 1 NO + 1 NC (circuit breaker) 2 NC+2 NO (contactor),Screw terminal With slide adapter Type of coordination 1, Iq = 50 kA !!! Phased-out product !!! Successor is SIRIUS 3RA2 | - | 0 | 9
3RA1115-1EA15-1AG6 |  | 3RA1115-1EA15-1AG6 | 1 | UN | 1 | 30 | D | D | N | N | 85364900 | 1 | 4011209895454 | 0.505 | KG | 186.2 | 186.2 | CP13 | CP13 | Load feeder fuseless direct-on-line starting, 400 V AC Size S00 2.8-4 A, 100 V AC, 50/60 Hz Screw terminal for installation on standard mounting rail Iq = 50 kA, 1 NO (contactor) 1 NO+1 NC (circuit breaker) !!! Phased-out product !!! Successor is SIRIUS 3RA2 | - | 0 | 7
3RA1115-1EL16-2BB4 |  | 3RA1115-1EL16-2BB4 | 1 | UN | 1 | 5 | B | D | N | N | 85364900 | 1 | 4011209586857 | 0.77 | KG | 270.75 | 270.75 | CP13 | CP13 | Load feeder fuseless direct-on-line starting, 400 V AC 2.8...4 A, 24 V DC Size S00 1 NO + 1 NC (circuit breaker) 1 NC (contactor), Screw terminal With slide adapter Type of coordination 1, Iq = 50 kA !!! Phased-out product !!! Successor is SIRIUS 3RA2 | - | 0 | 9
3RA1115-1EL16-4BB4 |  | 3RA1115-1EL16-4BB4 | 1 | UN | 1 | 5 | B | D | N | N | 85364900 | 1 | 4011209583276 | 0.75 | KG | 299.25 | 299.25 | CP13 | CP13 | Load feeder fuseless direct-on-line starting, 400 V AC 1 NO + 1 NC (circuit breaker) Size S00 With slide adapter !!! Phased-out product !!! Successor is SIRIUS 3RA2 | - | 0 | 9
3RA1115-1FA15-1AG6 |  | 3RA1115-1FA15-1AG6 | 1 | UN | 1 | 15 | C | D | N | N | 85364900 | 1 | 4011209897328 | 0.511 | KG | 186.2 | 186.2 | CP13 | CP13 | Load feeder fuseless direct-on-line starting, 400 V AC 3.5...5 A, 100 V AC, 50/60 Hz Size S00 Screw terminal for installation on standard mounting rail Iq = 50 kA, 1 NO (contactor) 1 NO + 1 NC (circuit breaker) !!! Phased-out product !!! Successor is SIRIUS 3RA2 | - | 0 | 7
3RA1115-1FA16-1BB4 |  | 3RA1115-1FA16-1BB4 | 1 | UN | 1 | 15 | C | D | N | N | 85364900 | 1 | 4011209547773 | 0.562 | KG | 194.75 | 194.75 | CP13 | CP13 | Load feeder fuseless direct-on-line starting, 400 V AC 3.5...5 A, 24 V DC Size S00 1 NO + 1 NC (circuit breaker) 1 NO (contactor), Screw terminal Type of coordination 1, Iq = 50 kA !!! Phased-out product !!! Successor is SIRIUS 3RA2 | - | 0 | 7
3RA1115-1FL16-2BB4 |  | 3RA1115-1FL16-2BB4 | 1 | UN | 1 | 5 | B | D | N | N | 85364900 | 1 | 4011209586871 | 0.695 | KG | 270.75 | 270.75 | CP13 | CP13 | Load feeder fuseless direct-on-line starting, 400 V AC 3.5...5 A, 24 V DC Size S00 1 NO + 1 NC (circuit breaker) 1 NC (contactor), Screw terminal With slide adapter Type of coordination 1, Iq = 50 kA !!! Phased-out product !!! Successor is SIRIUS 3RA2 | - | 0 | 9
3RA1115-1FL16-4BB4 |  | 3RA1115-1FL16-4BB4 | 1 | UN | 1 | 15 | C | D | N | N | 85364900 | 1 | 4011209583283 | 0.747 | KG | 299.25 | 299.25 | CP13 | CP13 | Load feeder fuseless direct-on-line starting, 400 V AC 3.5...5 A, 24 V DC Size S00 1 NO + 1 NC (circuit breaker) With slide adapter Type of coordination 1, Iq = 50 kA !!! Phased-out product !!! Successor is SIRIUS 3RA2 | - | 0 | 7
3RA1115-1GA15-1AG6 |  | 3RA1115-1GA15-1AG6 | 1 | UN | 1 | 15 | C | D | N | N | 85364900 | 1 | 4011209859654 | 0.504 | KG | 186.2 | 186.2 | CP13 | CP13 | Load feeder fuseless direct-on-line starting, 400 V AC Size S00 4.5-6.3 A, 100 V AC, 50/60 Hz Screw terminal for installation on standard mounting rail Iq = 50 kA, 1 NO (contactor) 1 NO+1 NC (circuit breaker) !!! Phased-out product !!! Successor is SIRIUS 3RA2 | - | 0 | 7
3RA1115-1GA16-1BB4 |  | 3RA1115-1GA16-1BB4 | 1 | UN | 1 | 15 | C | D | N | N | 85364900 | 1 | 4011209547780 | 0.573 | KG | 210.9 | 210.9 | CP13 | CP13 | Load feeder fuseless direct-on-line starting, 400 V AC 4.5...6.3 A, 24 V DC Size S00 1 NO + 1 NC (circuit breaker) 1 NO (contactor), Screw terminal Type of coordination 1, Iq = 50 kA !!! Phased-out product !!! Successor is SIRIUS 3RA2 | - | 0 | 7
3RA1115-1GL16-2BB4 |  | 3RA1115-1GL16-2BB4 | 1 | UN | 1 | 5 | B | D | N | N | 85364900 | 1 | 4011209586895 | 0.76 | KG | 270.75 | 270.75 | CP13 | CP13 | Load feeder fuseless direct-on-line starting, 400 V AC 4.5...6.3 A, 24 V DC Size S00 1 NO + 1 NC (circuit breaker) 1 NC (contactor), Screw terminal With slide adapter Type of coordination 1, Iq = 50 kA !!! Phased-out product !!! Successor is SIRIUS 3RA2 | - | 0 | 9
3RA1115-1GL16-4BB4 |  | 3RA1115-1GL16-4BB4 | 1 | UN | 1 | 5 | B | D | N | N | 85364900 | 1 | 4011209583290 | 0.798 | KG | 299.25 | 299.25 | CP13 | CP13 | Load feeder fuseless direct-on-line starting, 400 V AC 4.5...6.3 A, 24 V DC Size S00 1 NO + 1 NC (circuit breaker) 2 NC+2 NO (contactor),Screw terminal With slide adapter Type of coordination 1, Iq = 50 kA !!! Phased-out product !!! Successor is SIRIUS 3RA2 | - | 0 | 9
3RA1115-1HA15-1AG6 |  | 3RA1115-1HA15-1AG6 | 1 | UN | 1 | 5 | B | D | N | N | 85364900 | 1 | 4011209895843 | 0.513 | KG | 186.2 | 186.2 | CP13 | CP13 | Load feeder fuseless direct-on-line starting, 400 V AC Size S00 5.5-8 A, 100 V AC, 50/60 Hz Screw terminal for installation on standard mounting rail Iq = 50 kA, 1 NO (contactor) 1 NO+1 NC (circuit breaker) !!! Phased-out product !!! Successor is SIRIUS 3RA2 | - | 0 | 7
3RA1115-1HA15-1BB4 |  | 3RA1115-1HA15-1BB4 | 1 | UN | 1 | 5 | B | D | N | N | 85364900 | 1 | 4011209894341 | 0.1 | KG | 209 | 209 | CP13 | CP13 | Load feeder fuseless direct-on-line starting, 400 V AC 5.5...8 A, 24 V DC Size S00 1 NO + 1 NC (circuit breaker) 1 NO (contactor), Screw terminal Type of coordination 1, Iq = 50 kA !!! Phased-out product !!! Successor is SIRIUS 3RA2 | - | 0 | 9
3RA1115-1HA17-1BB4 |  | 3RA1115-1HA17-1BB4 | 1 | UN | 1 | 15 | C | D | N | N | 85364900 | 1 | 4011209547766 | 0.568 | KG | 211.85 | 211.85 | CP13 | CP13 | Load feeder fuseless direct-on-line starting, 400 V AC 5.5...8 A, 24 V DC Size S00 With contactor 3RT10171BB41 Built-on auxiliary switch for circuit breaker 3RV 19011E !!! Phased-out product !!! Successor is SIRIUS 3RA2 Preferred successor type is >>3RA2115-1HA17-1BB4<< | - | 0 | 7
3RA1115-1HL16-2BB4 |  | 3RA1115-1HL16-2BB4 | 1 | UN | 1 | 15 | C | D | N | N | 85364900 | 1 | 4011209586918 | 0.712 | KG | 270.75 | 270.75 | CP13 | CP13 | Load feeder fuseless direct-on-line starting, 400 V AC 5.5...8 A, 24 V DC Size S00 1 NO + 1 NC (circuit breaker) 1 NC (contactor), Screw terminal With slide adapter Type of coordination 1, Iq = 50 kA !!! Phased-out product !!! Successor is SIRIUS 3RA2 | - | 0 | 7
3RA1115-1HL16-4BB4 |  | 3RA1115-1HL16-4BB4 | 1 | UN | 1 | 5 | B | D | N | N | 85364900 | 1 | 4011209583252 | 0.65 | KG | 299.25 | 299.25 | CP13 | CP13 | Load feeder fuseless direct-on-line starting, 400 V AC 5.5...8 A, 24 V DC Size S00 1 NO + 1 NC (circuit breaker) With slide adapter Type of coordination 1, Iq = 50 kA !!! Phased-out product !!! Successor is SIRIUS 3RA2 | - | 0 | 9
3RA1115-1JA17-1AG6 |  | 3RA1115-1JA17-1AG6 | 1 | UN | 1 | 15 | C | D | N | N | 85364900 | 1 | 4011209920248 | 0.507 | KG | 215.65 | 215.65 | CP13 | CP13 | Load feeder fuseless direct-on-line starting, 400 V AC 7...10 A, 100 V DC, 50/60 Hz Size S00 Screw terminal for installation on standard mounting rail Iq = 50 kA, 1 NO (contactor) 1 NO + 1 NC (circuit breaker) !!! Phased-out product !!! Successor is SIRIUS 3RA2 | - | 0 | 7
3RA1115-1JL16-2BB4 |  | 3RA1115-1JL16-2BB4 | 1 | UN | 1 | 15 | C | D | N | N | 85364900 | 1 | 4011209586901 | 0.711 | KG | 288.8 | 288.8 | CP13 | CP13 | Load feeder fuseless direct-on-line starting, 400 V AC 7...10 A, 24 V DC Size S00 1 NO + 1 NC (circuit breaker) 1 NC (contactor), Screw terminal With slide adapter Type of coordination 1, Iq = 50 kA !!! Phased-out product !!! Successor is SIRIUS 3RA2 | - | 0 | 7
3RA1115-1JL16-4BB4 |  | 3RA1115-1JL16-4BB4 | 1 | UN | 1 | 5 | B | D | N | N | 85364900 | 1 | 4011209583269 | 0.752 | KG | 321.1 | 321.1 | CP13 | CP13 | Load feeder fuseless direct-on-line starting, 400 V AC 7...10 A, 24 V DC Size S00 1 NO + 1 NC (circuit breaker) With slide adapter Type of coordination 1, Iq = 50 kA !!! Phased-out product !!! Successor is SIRIUS 3RA2 | - | 0 | 9
3RA1115-1KA17-1AG6 |  | 3RA1115-1KA17-1AG6 | 1 | UN | 1 | 15 | C | D | N | N | 85364900 | 1 | 4011209912762 | 0.506 | KG | 215.65 | 215.65 | CP13 | CP13 | Load feeder fuseless direct-on-line starting, 400 V AC Size S00 9-12 A, 100 V DC, 50/60 Hz Screw terminal for installation on standard mounting rail Iq = 50 kA, 1 NO (contactor) 1 NO+1 NC (circuit breaker) !!! Phased-out product !!! Successor is SIRIUS 3RA2 | - | 0 | 7
3RA1115-1KA17-1BB4 |  | 3RA1115-1KA17-1BB4 | 1 | UN | 1 | 15 | C | D | N | N | 85364900 | 1 | 4011209547797 | 0.688 | KG | 253.65 | 253.65 | CP13 | CP13 | Load feeder fuseless direct-on-line starting, 400 V AC Size S00 9-12 A, 24 V DC With contactor 3RT10151BB41 Built-on auxiliary switch for circuit breaker 3RV19011E !!! Phased-out product !!! Successor is SIRIUS 3RA2 Preferred successor type is >>3RA2115-1KA17-1BB4<< | - | 0 | 7
3RA1116-0CD15-6BB4 |  | 3RA1116-0CD15-6BB4 | 1 | UN | 1 | 0 | A | D | EAR99 | N | 85364900 | 1 |  | 0.55 | KG | 261.25 | 261.25 | CP13 | CP13 | Fuseless load feeder Direct-on-line starting, 400 V AC 0.18...0.25 A , 24 V DC Size S00 1 NO (contactor), Screw-type technology 60 mm busbar adapter Type of coordination 2, Iq = 50 kA 1 NO + 1 NC (AS CB spring-type) 1 NO + 2 NC (AS contactor spring-type) | - | 0 | 7
3RA1116-0ED15-6BB4 |  | 3RA1116-0ED15-6BB4 | 1 | UN | 1 | 0 | A | D | EAR99 | N | 85364900 | 1 |  | 0.55 | KG | 267.9 | 267.9 | CP13 | CP13 | Fuseless load feeder Direct-on-line starting, 400 V AC 0.28...0.4 A , 24 V DC Size S00 1 NO (contactor), Screw-type technology 60 mm busbar adapter Type of coordination 2, Iq = 50 kA 1 NO + 1 NC (AS CB spring-type) 1 NO + 2 NC (AS contactor spring-type) | - | 0 | 7
3RA1116-0GD15-6BB4 |  | 3RA1116-0GD15-6BB4 | 1 | UN | 1 | 0 | A | D | EAR99 | N | 85364900 | 1 |  | 0.55 | KG | 267.9 | 267.9 | CP13 | CP13 | Fuseless load feeder Direct-on-line starting, 400 V AC 0.45...0.63 A , 24 V DC Size S00 1 NO (contactor), Screw-type technology 60 mm busbar adapter Type of coordination 2, Iq = 50 kA 1 NO + 1 NC (AS CB spring-type) 1 NO + 2 NC (AS contactor spring-type) | - | 0 | 7
3RA1116-0JD15-6BB4 |  | 3RA1116-0JD15-6BB4 | 1 | UN | 1 | 0 | A | D | EAR99 | N | 85364900 | 1 |  | 0.55 | KG | 269.8 | 269.8 | CP13 | CP13 | Fuseless load feeder Direct-on-line starting, 400 V AC 0.7...1 A , 24 V DC Size S00 1 NO (contactor), Screw-type technology 60 mm busbar adapter Type of coordination 2, Iq = 50 kA 1 NO + 1 NC (AS CB spring-type) 1 NO + 2 NC (AS contactor spring-type) | - | 0 | 7
3RA1116-1AD15-6BB4 |  | 3RA1116-1AD15-6BB4 | 1 | UN | 1 | 5 | B | D | N | N | 85364900 | 1 | 4011209890213 | 0.985 | KG | 273.6 | 273.6 | CP13 | CP13 | Load feeder fuseless direct-on-line starting, 400 V AC 1.1...1.6 A, 24 V DC Size S00 1 NO (contactor), screw-type technology 60 mm busbar adapter Type of coordination 2, Iq = 50 kA 1 NO + 1 NC (AS CB spring-type) 1 NO + 2 NC (AS contactor spring-type) !!! Phased-out product !!! Successor is SIRIUS 3RA2 | - | 0 | 9
3RA1116-1CH15-2AP0 |  | 3RA1116-1CH15-2AP0 | 1 | UN | 1 | 0 | A | D | N | N | 85364900 | 1 |  | 0.55 | KG | 193.8 | 193.8 | CP13 | CP13 | Fuseless load feeder Direct-on-line starting, 400 V AC 1.8...2.5 A , 230 V AC Size S00 1 NO (contactor), spring-type connection system Standard mounting rail mounting Type of coordination 1, Iq = 50 kA CB screw terminal Hybrid link module 1 NO, 1 NC spring-type connection system | - | 0 | 7
3RA1116-1GH15-2AP0 |  | 3RA1116-1GH15-2AP0 | 1 | UN | 1 | 0 | A | D | N | N | 85364900 | 1 |  | 0.55 | KG | 193.8 | 193.8 | CP13 | CP13 | Fuseless load feeder Direct-on-line starting, 400 V AC 1.8...2.5 A , 230 V AC Size S00 1 NO (contactor), spring-type connection system Standard mounting rail mounting Type of coordination 1, Iq = 50 kA CB screw terminal Hybrid link module 1 NO, 1 NC spring-type connection system | - | 0 | 7
3RA1120-1BA24-0AF0 |  | 3RA1120-1BA24-0AF0 | 1 | UN | 1 | 5 | B | D | N | N | 85364900 | 1 | 4011209576506 | 0.73 | KG | 219.45 | 219.45 | CP13 | CP13 | Load feeder fuseless direct-on-line starting, 400 V AC 1.4...2 A, 110 V AC 50 Hz Size S0 Screw terminal for installation on standard mounting rail Type of coordination 2, Iq = 50 kA (also fulfills type of coordination 1) !!! Phased-out product !!! Successor is SIRIUS 3RA2 | - | 0 | 9
3RA1120-1BA24-0AP0 |  | 3RA1120-1BA24-0AP0 | 1 | UN | 1 | 15 | C | D | N | N | 85364900 | 1 | 4011209312272 | 0.707 | KG | 219.45 | 219.45 | CP13 | CP13 | Load feeder fuseless direct-on-line starting, 400 V AC 1.4...2 A, 230 V AC 50 Hz Size S0 Screw terminal for installation on standard mounting rail Type of coordination 2, Iq = 50 kA (also fulfills type of coordination 1) !!! Phased-out product !!! Successor is SIRIUS 3RA2 Preferred successor type is >>3RA2110-1BA15-1AP0<< | - | 0 | 7
3RA1120-1BA24-0BB4 |  | 3RA1120-1BA24-0BB4 | 1 | UN | 1 | 15 | C | D | N | N | 85364900 | 1 | 4011209312289 | 0.935 | KG | 295.45 | 295.45 | CP13 | CP13 | Load feeder fuseless direct-on-line starting, 400 V AC 1.4...2 A, 24 V DC Size S0 Screw terminal for installation on standard mounting rail Type of coordination 1, Iq = 50 kA !!! Phased-out product !!! Successor is SIRIUS 3RA2 Preferred successor type is >>3RA2110-1BA15-1BB4<< | - | 0 | 7
3RA1120-1BC24-0AF0 |  | 3RA1120-1BC24-0AF0 | 1 | UN | 1 | 5 | B | D | N | N | 85364900 | 1 |  | 0.93 | KG | 273.6 | 273.6 | CP13 | CP13 | Load feeder fuseless direct-on-line starting, 400 V AC 1.4...2 A, 110 V AC 50 Hz Size S0 Screw terminal on 40 mm busbar adapter Type of coordination 2, Iq = 50 kA (also fulfills type of coordination 1) !!! Phased-out product !!! Successor is SIRIUS 3RA2 | - | 0 | 9
3RA1120-1BC24-0AP0 |  | 3RA1120-1BC24-0AP0 | 1 | UN | 1 | 5 | B | D | N | N | 85364900 | 1 | 4011209312296 | 0.932 | KG | 273.6 | 273.6 | CP13 | CP13 | Load feeder fuseless direct-on-line starting, 400 V AC 1.4...2 A, 230 V AC 50 Hz Size S0 Screw terminal on 40 mm busbar adapter Type of coordination 2, Iq = 50 kA (also fulfills type of coordination 1) !!! Phased-out product !!! Successor is SIRIUS 3RA2 | - | 0 | 9
3RA1120-1BC24-0BB4 |  | 3RA1120-1BC24-0BB4 | 1 | UN | 1 | 15 | C | D | N | N | 85364900 | 1 | 4011209312302 | 1.12 | KG | 348.65 | 348.65 | CP13 | CP13 | Load feeder fuseless direct-on-line starting, 400 V AC 1.4...2 A, 24 V DC Size S0 Screw terminal on 40 mm busbar adapter Type of coordination 1, Iq = 50 kA !!! Phased-out product !!! Successor is SIRIUS 3RA2 Preferred successor type is >>3RA2110-1BD15-1BB4<< | - | 0 | 7
3RA1120-1BD24-0AF0 |  | 3RA1120-1BD24-0AF0 | 1 | UN | 1 | 15 | C | D | N | N | 85364900 | 1 | 4011209929425 | 0.875 | KG | 273.6 | 273.6 | CP13 | CP13 | Load feeder fuseless direct-on-line starting, 400 V AC 1.4...2 A, 110 V AC 50 Hz Size S0 Screw terminal on 60 mm busbar adapter Type of coordination 2, Iq = 50 kA (also fulfills type of coordination 2) !!! Phased-out product !!! Successor is SIRIUS 3RA2 | - | 0 | 7
3RA1120-1BD24-0AP0 |  | 3RA1120-1BD24-0AP0 | 1 | UN | 1 | 15 | C | D | N | N | 85364900 | 1 | 4011209312319 | 0.918 | KG | 273.6 | 273.6 | CP13 | CP13 | Load feeder fuseless direct-on-line starting, 400 V AC 1.4...2 A, 230 V AC 50 Hz Size S0 Screw terminal on 60 mm busbar adapter Type of coordination 2, Iq = 50 kA (also fulfills type of coordination 2) !!! Phased-out product !!! Successor is SIRIUS 3RA2 Preferred successor type is >>3RA2110-1BD15-1AP0<< | - | 0 | 7
3RA1120-1BD24-0BB4 |  | 3RA1120-1BD24-0BB4 | 1 | UN | 1 | 15 | C | D | N | N | 85364900 | 1 | 4011209312326 | 1.108 | KG | 348.65 | 348.65 | CP13 | CP13 | Load feeder fuseless direct-on-line starting, 400 V AC 1.4...2 A, 24 V DC Size S0 Screw terminal on 60 mm busbar adapter Type of coordination 2, Iq = 50 kA (also fulfills type of coordination 1) !!! Phased-out product !!! Successor is SIRIUS 3RA2 Preferred successor type is >>3RA2210-1BD15-2BB4<< | - | 0 | 7
3RA1120-1CA24-0AB0 |  | 3RA1120-1CA24-0AB0 | 1 | UN | 1 | 15 | C | D | N | N | 85364900 | 1 | 4011209497702 | 0.705 | KG | 219.45 | 219.45 | CP13 | CP13 | Load feeder fuseless direct-on-line starting, 400 V AC 1.8...2.5 A, 24 V AC 50 Hz Size S0 Screw terminal for installation on standard mounting rail Type of coordination 2, Iq = 50 kA (also fulfills type of coordination 1) !!! Phased-out product !!! Successor is SIRIUS 3RA2 | - | 0 | 7
3RA1120-1CA24-0AF0 |  | 3RA1120-1CA24-0AF0 | 1 | UN | 1 | 15 | C | D | N | N | 85364900 | 1 | 4011209450974 | 0.701 | KG | 219.45 | 219.45 | CP13 | CP13 | Load feeder fuseless direct-on-line starting, 400 V AC 1.8...2.5 A, 110 V AC 50 Hz Size S0 Screw terminal for installation on standard mounting rail Type of coordination 2, Iq = 50 kA (also fulfills type of coordination 1) !!! Phased-out product !!! Successor is SIRIUS 3RA2 | - | 0 | 7
3RA1120-1CA24-0AN6 |  | 3RA1120-1CA24-0AN6 | 1 | UN | 1 | 5 | B | D | EAR99 | N | 85364900 | 1 |  | 0.72 | KG | 219.45 | 219.45 | CP13 | CP13 | Load feeder fuseless direct-on-line starting, 400 V AC Size S0 1.8-2.5 A, 200 V AC, 50/60 Hz Screw terminal for installation on standard mounting rail Type of coordination 2, Iq = 50 kA (also fulfills type of coordination 1) !!! Phased-out product !!! Successor is SIRIUS 3RA2 | - | 0 | 7
3RA1120-1CA24-0AP0 |  | 3RA1120-1CA24-0AP0 | 1 | UN | 1 | 5 | B | D | N | N | 85364900 | 1 | 4011209312333 | 0.702 | KG | 201.4 | 201.4 | CP13 | CP13 | Load feeder fuseless direct-on-line starting, 400 V AC Size S0 1.8-2.5 A, 230 V AC, 50 Hz Screw terminal for installation on standard mounting rail Type of coordination 2, Iq = 50 kA (also fulfills type of coordination 1) !!! Phased-out product !!! Successor is SIRIUS 3RA2 Preferred successor type is >>3RA2110-1CA15-1AP0<< | - | 0 | 7
3RA1120-1CA24-0BB4 |  | 3RA1120-1CA24-0BB4 | 1 | UN | 1 | 5 | B | D | N | N | 85364900 | 1 | 4011209312340 | 0.935 | KG | 268.85 | 268.85 | CP13 | CP13 | Load feeder fuseless direct-on-line starting, 400 V AC Size S0 1.8-2.5 A, 24 V DC Screw terminal for installation on standard mounting rail Type of coordination 2, Iq = 50 kA !!! Phased-out product !!! Successor is SIRIUS 3RA2 Preferred successor type is >>3RA2110-1CA15-1BB4<< | - | 0 | 7
3RA1120-1CC24-0AB0 |  | 3RA1120-1CC24-0AB0 | 1 | UN | 1 | 5 | B | D | N | N | 85364900 | 1 |  | 0.93 | KG | 273.6 | 273.6 | CP13 | CP13 | Load feeder fuseless direct-on-line starting, 400 V AC 1.8...2.5 A, 24 V AC 50 Hz Size S0 Screw terminal on 40 mm busbar adapter Type of coordination 2, Iq = 50 kA (also fulfills type of coordination 1) !!! Phased-out product !!! Successor is SIRIUS 3RA2 | - | 0 | 9
3RA1120-1CC24-0AF0 |  | 3RA1120-1CC24-0AF0 | 1 | UN | 1 | 5 | B | D | N | N | 85364900 | 1 | 4011209533080 | 0.887 | KG | 273.6 | 273.6 | CP13 | CP13 | Load feeder fuseless direct-on-line starting, 400 V AC 1.8...2.5 A, 110 V AC 50 Hz Size S0 Screw terminal on 40 mm busbar adapter Type of coordination 2, Iq = 50 kA (also fulfills type of coordination 1) !!! Phased-out product !!! Successor is SIRIUS 3RA2 | - | 0 | 9
3RA1120-1CC24-0AP0 |  | 3RA1120-1CC24-0AP0 | 1 | UN | 1 | 15 | C | D | N | N | 85364900 | 1 | 4011209312357 | 0.894 | KG | 273.6 | 273.6 | CP13 | CP13 | Load feeder fuseless direct-on-line starting, 400 V AC 1.8...2.5 A, 230 V AC 50 Hz Size S0 Screw terminal on 40 mm busbar adapter Type of coordination 2, Iq = 50 kA (also fulfills type of coordination 1) !!! Phased-out product !!! Successor is SIRIUS 3RA2 Preferred successor type is >>3RA2110-1CD15-1AP0<< | - | 0 | 7
3RA1120-1CC24-0BB4 |  | 3RA1120-1CC24-0BB4 | 1 | UN | 1 | 15 | C | D | N | N | 85364900 | 1 | 4011209312364 | 1.119 | KG | 348.65 | 348.65 | CP13 | CP13 | Load feeder fuseless direct-on-line starting, 400 V AC 1.8...2.5 A, 24 V DC Size S0 Screw terminal on 40 mm busbar adapter Type of coordination 1, Iq = 50 kA !!! Phased-out product !!! Successor is SIRIUS 3RA2 Preferred successor type is >>3RA2110-1CD15-1BB4<< | - | 0 | 7
3RA1120-1CD24-0AB0 |  | 3RA1120-1CD24-0AB0 | 1 | UN | 1 | 15 | C | D | N | N | 85364900 | 1 | 4011209565517 | 0.889 | KG | 273.6 | 273.6 | CP13 | CP13 | Load feeder fuseless direct-on-line starting, 400 V AC 1.8...2.5 A, 24 V AC 50 Hz Size S0 Screw terminal on 60 mm busbar adapter Type of coordination 2, Iq = 50 kA (also fulfills type of coordination 2) !!! Phased-out product !!! Successor is SIRIUS 3RA2 | - | 0 | 7
3RA1120-1CD24-0AF0 |  | 3RA1120-1CD24-0AF0 | 1 | UN | 1 | 5 | B | D | N | N | 85364900 | 1 | 4011209436183 | 0.904 | KG | 273.6 | 273.6 | CP13 | CP13 | Load feeder fuseless direct-on-line starting, 400 V AC 1.8...2.5 A, 110 V AC 50 Hz Size S0 Screw terminal on 60 mm busbar adapter Type of coordination 2, Iq = 50 kA (also fulfills type of coordination 2) !!! Phased-out product !!! Successor is SIRIUS 3RA2 | - | 0 | 9
3RA1120-1CD24-0AP0 |  | 3RA1120-1CD24-0AP0 | 1 | UN | 1 | 5 | B | D | N | N | 85364900 | 1 | 4011209312371 | 0.877 | KG | 248.9 | 248.9 | CP13 | CP13 | Load feeder fuseless direct-on-line starting, 400 V AC Size S0 1.8-2.5 A, 230 V AC, 50 Hz Screw terminal on 60 mm busbar adapter Type of coordination 2, Iq = 50 kA (also fulfills type of coordination 2) !!! Phased-out product !!! Successor is SIRIUS 3RA2 Preferred successor type is >>3RA2110-1CD15-1AP0<< | - | 0 | 7
3RA1120-1CD24-0BB4 |  | 3RA1120-1CD24-0BB4 | 1 | UN | 1 | 5 | B | D | N | N | 85364900 | 1 | 4011209312388 | 1.11 | KG | 318.25 | 318.25 | CP13 | CP13 | Load feeder fuseless direct-on-line starting, 400 V AC Size S0 1.8-2.5 A, 24 V DC Screw terminal on 60 mm busbar adapter Type of coordination 2, Iq = 50 kA (also fulfills type of coordination 1) !!! Phased-out product !!! Successor is SIRIUS 3RA2 Preferred successor type is >>3RA2110-1CD15-1BB4<< | - | 0 | 7
3RA1120-1DA24-0AB0 |  | 3RA1120-1DA24-0AB0 | 1 | UN | 1 | 15 | C | D | N | N | 85364900 | 1 | 4011209543850 | 0.705 | KG | 219.45 | 219.45 | CP13 | CP13 | Load feeder fuseless direct-on-line starting, 400 V AC 2.2...3.2 A, 24 V AC 50 Hz Size S0 Screw terminal for installation on standard mounting rail (also fulfills type of coordination 1) !!! Phased-out product !!! Successor is SIRIUS 3RA2 | - | 0 | 7
3RA1120-1DA24-0AF0 |  | 3RA1120-1DA24-0AF0 | 1 | UN | 1 | 15 | C | D | N | N | 85364900 | 1 | 4011209533585 | 0.704 | KG | 219.45 | 219.45 | CP13 | CP13 | Load feeder fuseless direct-on-line starting, 400 V AC 2.2...3.2 A, 110 V AC 50 Hz Size S0 Screw terminal for installation on standard mounting rail (also fulfills type of coordination 1) !!! Phased-out product !!! Successor is SIRIUS 3RA2 | - | 0 | 7
3RA1120-1DA24-0AL2 |  | 3RA1120-1DA24-0AL2 | 1 | UN | 1 | 15 | C | D | N | N | 85364900 | 1 | 4011209370050 | 0.722 | KG | 219.45 | 219.45 | CP13 | CP13 | Load feeder fuseless direct-on-line starting, 400 V AC Size S0 2.2-3.2 A, 230 V AC, 50/60 Hz Screw terminal for installation on standard mounting rail Type of coordination 2, Iq = 50 kA (also fulfills type of coordination 1) !!! Phased-out product !!! Successor is SIRIUS 3RA2 | - | 0 | 7
3RA1120-1DA24-0AP0 |  | 3RA1120-1DA24-0AP0 | 1 | UN | 1 | 5 | B | D | N | N | 85364900 | 1 | 4011209312395 | 0.708 | KG | 201.4 | 201.4 | CP13 | CP13 | Load feeder fuseless direct-on-line starting, 400 V AC Size S0 2.2-3.2 A, 230 V AC, 50 Hz Screw terminal for installation on standard mounting rail Type of coordination 2, Iq = 50 kA (also fulfills type of coordination 1) !!! Phased-out product !!! Successor is SIRIUS 3RA2 Preferred successor type is >>3RA2110-1DA15-1AP0<< | - | 0 | 7
3RA1120-1DA24-0BB4 |  | 3RA1120-1DA24-0BB4 | 1 | UN | 1 | 5 | B | D | N | N | 85364900 | 1 | 4011209312401 | 0.929 | KG | 268.85 | 268.85 | CP13 | CP13 | Load feeder fuseless direct-on-line starting, 400 V AC Size S0 2.2-3.2 A, 24 V DC Screw terminal for installation on standard mounting rail Type of coordination 1, Iq = 50 kA !!! Phased-out product !!! Successor is SIRIUS 3RA2 Preferred successor type is >>3RA2110-1DA15-1BB4<< | - | 0 | 7
3RA1120-1DC24-0AF0 |  | 3RA1120-1DC24-0AF0 | 1 | UN | 1 | 5 | B | D | N | N | 85364900 | 1 | 4011209533011 | 0.884 | KG | 273.6 | 273.6 | CP13 | CP13 | Load feeder fuseless direct-on-line starting, 400 V AC 2.2...3.2 A, 110 V AC 50 Hz Size S0 Screw terminal on 40 mm busbar adapter Type of coordination 2, Iq = 50 kA (also fulfills type of coordination 1) !!! Phased-out product !!! Successor is SIRIUS 3RA2 | - | 0 | 9
3RA1120-1DC24-0AP0 |  | 3RA1120-1DC24-0AP0 | 1 | UN | 1 | 15 | C | D | N | N | 85364900 | 1 | 4011209312418 | 0.898 | KG | 273.6 | 273.6 | CP13 | CP13 | Load feeder fuseless direct-on-line starting, 400 V AC 2.2...3.2 A, 230 V AC 50 Hz Size S0 Screw terminal on 40 mm busbar adapter Type of coordination 2, Iq = 50 kA (also fulfills type of coordination 1) !!! Phased-out product !!! Successor is SIRIUS 3RA2 Preferred successor type is >>3RA2110-1DD15-1AP0<< | - | 0 | 7
3RA1120-1DC24-0BB4 |  | 3RA1120-1DC24-0BB4 | 1 | UN | 1 | 15 | C | D | N | N | 85364900 | 1 | 4011209312425 | 1.175 | KG | 348.65 | 348.65 | CP13 | CP13 | Load feeder fuseless direct-on-line starting, 400 V AC 2.2...3.2 A, 24 V DC Size S0 Screw terminal on 40 mm busbar adapter Type of coordination 1, Iq = 50 kA !!! Phased-out product !!! Successor is SIRIUS 3RA2 Preferred successor type is >>3RA2110-1DD15-1BB4<< | - | 0 | 7
3RA1120-1DD24-0AB0 |  | 3RA1120-1DD24-0AB0 | 1 | UN | 1 | 5 | B | D | N | N | 85364900 | 1 | 4011209498969 | 0.917 | KG | 273.6 | 273.6 | CP13 | CP13 | Load feeder fuseless direct-on-line starting, 400 V AC 2.2...3.2 A, 24 V AC 50 Hz Size S0 Screw terminal on 60 mm busbar adapter Type of coordination 2, Iq = 50 kA (also fulfills type of coordination 1) !!! Phased-out product !!! Successor is SIRIUS 3RA2 | - | 0 | 9
3RA1120-1DD24-0AF0 |  | 3RA1120-1DD24-0AF0 | 1 | UN | 1 | 5 | B | D | N | N | 85364900 | 1 | 4011209436190 | 0.884 | KG | 273.6 | 273.6 | CP13 | CP13 | Load feeder fuseless direct-on-line starting, 400 V AC 2.2...3.2 A, 110 V AC 50 Hz Size S0 Screw terminal on 60 mm busbar adapter Type of coordination 2, Iq = 50 kA (also fulfills type of coordination 1) !!! Phased-out product !!! Successor is SIRIUS 3RA2 | - | 0 | 9
3RA1120-1DD24-0AP0 |  | 3RA1120-1DD24-0AP0 | 1 | UN | 1 | 5 | B | D | N | N | 85364900 | 1 | 4011209312432 | 0.885 | KG | 248.9 | 248.9 | CP13 | CP13 | Load feeder fuseless direct-on-line starting, 400 V AC Size S0 2.2-3.2 A, 230 V AC, 50 Hz Screw terminal on 60 mm busbar adapter Type of coordination 2, Iq = 50 kA (also fulfills type of coordination 1) !!! Phased-out product !!! Successor is SIRIUS 3RA2 Preferred successor type is >>3RA2110-1DD15-1AP0<< | - | 0 | 7
3RA1120-1DD24-0BB4 |  | 3RA1120-1DD24-0BB4 | 1 | UN | 1 | 5 | B | D | N | N | 85364900 | 1 | 4011209312449 | 1.116 | KG | 318.25 | 318.25 | CP13 | CP13 | Load feeder fuseless direct-on-line starting, 400 V AC Size S0 2.2-3.2 A, 24 V DC Screw terminal on 60 mm busbar adapter Type of coordination 2, Iq = 50 kA (also fulfills type of coordination 1) !!! Phased-out product !!! Successor is SIRIUS 3RA2 Preferred successor type is >>3RA2110-1DD15-1BB4<< | - | 0 | 7
3RA1120-1EA24-0AB0 |  | 3RA1120-1EA24-0AB0 | 1 | UN | 1 | 15 | C | D | N | N | 85364900 | 1 | 4011209502192 | 0.701 | KG | 219.45 | 219.45 | CP13 | CP13 | Load feeder fuseless direct-on-line starting, 400 V AC 2.8...4 A, 24 V AC 50 Hz Size S0 Screw terminal for installation on standard mounting rail Type of coordination 2, Iq = 50 kA (also fulfills type of coordination 1) !!! Phased-out product !!! Successor is SIRIUS 3RA2 | - | 0 | 7
3RA1120-1EA24-0AF0 |  | 3RA1120-1EA24-0AF0 | 1 | UN | 1 | 15 | C | D | N | N | 85364900 | 1 | 4011209377714 | 0.701 | KG | 219.45 | 219.45 | CP13 | CP13 | Load feeder fuseless direct-on-line starting, 400 V AC 2.8...4 A, 110 V AC 50 Hz Size S0 Screw terminal for installation on standard mounting rail Type of coordination 2, Iq = 50 kA (also fulfills type of coordination 1) !!! Phased-out product !!! Successor is SIRIUS 3RA2 | - | 0 | 7
3RA1120-1EA24-0AN6 |  | 3RA1120-1EA24-0AN6 | 1 | UN | 1 | 5 | B | D | EAR99 | N | 85364900 | 1 |  | 0.71 | KG | 219.45 | 219.45 | CP13 | CP13 | Load feeder fuseless direct-on-line starting, 400 V AC Size S0 2.8-4 A, 200 V AC, 50/60 Hz Screw terminal for installation on standard mounting rail Type of coordination 2, Iq = 50 kA (also fulfills type of coordination 1) !!! Phased-out product !!! Successor is SIRIUS 3RA2 | - | 0 | 7
3RA1120-1EA24-0AP0 |  | 3RA1120-1EA24-0AP0 | 1 | UN | 1 | 5 | B | D | N | N | 85364900 | 1 | 4011209312456 | 0.72 | KG | 201.4 | 201.4 | CP13 | CP13 | Load feeder fuseless direct-on-line starting, 400 V AC Size S0 2.8-4 A, 230 V AC, 50 Hz Screw terminal for installation on standard mounting rail Type of coordination 2, Iq = 50 kA (also fulfills type of coordination 1) !!! Phased-out product !!! Successor is SIRIUS 3RA2 Preferred successor type is >>3RA2110-1EA15-1AP0<< | - | 0 | 7
3RA1120-1EA24-0BB4 |  | 3RA1120-1EA24-0BB4 | 1 | UN | 1 | 5 | B | D | N | N | 85364900 | 1 | 4011209312463 | 0.933 | KG | 268.85 | 268.85 | CP13 | CP13 | Load feeder fuseless direct-on-line starting, 400 V AC Size S0 2.8-4 A, 24 V DC Screw terminal for installation on standard mounting rail Type of coordination 2, Iq = 50 kA !!! Phased-out product !!! Successor is SIRIUS 3RA2 Preferred successor type is >>3RA2110-1EA15-1BB4<< | - | 0 | 7
3RA1120-1EC24-0AB0 |  | 3RA1120-1EC24-0AB0 | 1 | UN | 1 | 5 | B | D | N | N | 85364900 | 1 | 4011209564626 | 0.929 | KG | 273.6 | 273.6 | CP13 | CP13 | Load feeder fuseless direct-on-line starting, 400 V AC 2.8...4 A, 24 V AC 50 Hz Size S0 Screw terminal on 40 mm busbar adapter Type of coordination 2, Iq = 50 kA !!! Phased-out product !!! Successor is SIRIUS 3RA2 | - | 0 | 9
3RA1120-1EC24-0AF0 |  | 3RA1120-1EC24-0AF0 | 1 | UN | 1 | 5 | B | D | N | N | 85364900 | 1 | 4011209545175 | 0.925 | KG | 273.6 | 273.6 | CP13 | CP13 | Load feeder fuseless direct-on-line starting, 400 V AC 2.8...4 A, 110 V AC 50 Hz Size S0 Screw terminal on 40 mm busbar adapter Type of coordination 2, Iq = 50 kA !!! Phased-out product !!! Successor is SIRIUS 3RA2 | - | 0 | 9
3RA1120-1EC24-0AP0 |  | 3RA1120-1EC24-0AP0 | 1 | UN | 1 | 15 | C | D | N | N | 85364900 | 1 | 4011209312470 | 0.9 | KG | 273.6 | 273.6 | CP13 | CP13 | Load feeder fuseless direct-on-line starting, 400 V AC 2.8...4 A, 230 V AC 50 Hz Size S0 Screw terminal on 40 mm busbar adapter Type of coordination 2, Iq = 50 kA !!! Phased-out product !!! Successor is SIRIUS 3RA2 Preferred successor type is >>3RA2110-1ED15-1AP0<< | - | 0 | 7
3RA1120-1EC24-0BB4 |  | 3RA1120-1EC24-0BB4 | 1 | UN | 1 | 15 | C | D | N | N | 85364900 | 1 | 4011209312487 | 1.118 | KG | 348.65 | 348.65 | CP13 | CP13 | Load feeder fuseless direct-on-line starting, 400 V AC 2.8...4 A, 24 V DC Size S0 Screw terminal on 40 mm busbar adapter Type of coordination 1, Iq = 50 kA !!! Phased-out product !!! Successor is SIRIUS 3RA2 Preferred successor type is >>3RA2110-1ED15-1BB4<< | - | 0 | 7
3RA1120-1ED24-0AB0 |  | 3RA1120-1ED24-0AB0 | 1 | UN | 1 | 5 | B | D | N | N | 85364900 | 1 | 4011209495623 | 0.929 | KG | 273.6 | 273.6 | CP13 | CP13 | Load feeder fuseless direct-on-line starting, 400 V AC 2.8...4 A, 24 V AC 50 Hz Size S0 Screw terminal on 60 mm busbar adapter Type of coordination 2, Iq = 50 kA (also fulfills type of coordination 1) !!! Phased-out product !!! Successor is SIRIUS 3RA2 | - | 0 | 9
3RA1120-1ED24-0AF0 |  | 3RA1120-1ED24-0AF0 | 1 | UN | 1 | 15 | C | D | N | N | 85364900 | 1 | 4011209405394 | 0.873 | KG | 273.6 | 273.6 | CP13 | CP13 | Load feeder fuseless direct-on-line starting, 400 V AC 2.8...4 A, 110 V AC 50 Hz Size S0 Screw terminal on 60 mm busbar adapter Type of coordination 2, Iq = 50 kA (also fulfills type of coordination 1) !!! Phased-out product !!! Successor is SIRIUS 3RA2 | - | 0 | 7
3RA1120-1ED24-0AP0 |  | 3RA1120-1ED24-0AP0 | 1 | UN | 1 | 5 | B | D | N | N | 85364900 | 1 | 4011209312494 | 0.88 | KG | 248.9 | 248.9 | CP13 | CP13 | Load feeder fuseless direct-on-line starting, 400 V AC Size S0 2.8-4 A, 230 V AC, 50 Hz Screw terminal on 60 mm busbar adapter Type of coordination 2, Iq = 50 kA (also fulfills type of coordination 1) !!! Phased-out product !!! Successor is SIRIUS 3RA2 Preferred successor type is >>3RA2110-1ED15-1AP0<< | - | 0 | 7
3RA1120-1ED24-0BB4 |  | 3RA1120-1ED24-0BB4 | 1 | UN | 1 | 5 | B | D | N | N | 85364900 | 1 | 4011209312500 | 1.111 | KG | 318.25 | 318.25 | CP13 | CP13 | Load feeder fuseless direct-on-line starting, 400 V AC Size S0 2.8-4 A, 24 V DC Screw terminal on 60 mm busbar adapter Type of coordination 2, Iq = 50 kA (also fulfills type of coordination 1) !!! Phased-out product !!! Successor is SIRIUS 3RA2 Preferred successor type is >>3RA2110-1ED15-1BB4<< | - | 0 | 7
3RA1120-1FA24-0AB0 |  | 3RA1120-1FA24-0AB0 | 1 | UN | 1 | 15 | C | D | N | N | 85364900 | 1 | 4011209478831 | 0.718 | KG | 219.45 | 219.45 | CP13 | CP13 | Load feeder fuseless direct-on-line starting, 400 V AC 3.5...5 A, 24 V AC 50 Hz Size S0 Screw terminal for installation on standard mounting rail Type of coordination 2, Iq = 50 kA (also fulfills type of coordination 1) !!! Phased-out product !!! Successor is SIRIUS 3RA2 | - | 0 | 7
3RA1120-1FA24-0AF0 |  | 3RA1120-1FA24-0AF0 | 1 | UN | 1 | 15 | C | D | N | N | 85364900 | 1 | 4011209549203 | 0.707 | KG | 219.45 | 219.45 | CP13 | CP13 | Load feeder fuseless direct-on-line starting, 400 V AC 3.5...5 A, 110 V AC 50 Hz Size S0 Screw terminal for installation on standard mounting rail Type of coordination 2, Iq = 50 kA (also fulfills type of coordination 1) !!! Phased-out product !!! Successor is SIRIUS 3RA2 | - | 0 | 7
3RA1120-1FA24-0AL2 |  | 3RA1120-1FA24-0AL2 | 1 | UN | 1 | 15 | C | D | N | N | 85364900 | 1 | 4011209370081 | 0.706 | KG | 219.45 | 219.45 | CP13 | CP13 | Load feeder fuseless direct-on-line starting, 400 V AC Size S0 3.5-5 A, 230 V AC, 50/60 Hz Screw terminal for installation on standard mounting rail Type of coordination 2, Iq = 50 kA (also fulfills type of coordination 1) !!! Phased-out product !!! Successor is SIRIUS 3RA2 | - | 0 | 7
3RA1120-1FA24-0AP0 |  | 3RA1120-1FA24-0AP0 | 1 | UN | 1 | 5 | B | D | N | N | 85364900 | 1 | 4011209312517 | 0.707 | KG | 201.4 | 201.4 | CP13 | CP13 | Load feeder fuseless direct-on-line starting, 400 V AC Size S0 3.5-5 A, 230 V AC, 50 Hz Screw terminal for installation on standard mounting rail Type of coordination 2, Iq = 50 kA (also fulfills type of coordination 1) !!! Phased-out product !!! Successor is SIRIUS 3RA2 Preferred successor type is >>3RA2120-1FA24-0AP0<< | - | 0 | 7
3RA1120-1FA24-0BB4 |  | 3RA1120-1FA24-0BB4 | 1 | UN | 1 | 5 | B | D | N | N | 85364900 | 1 | 4011209312524 | 0.938 | KG | 268.85 | 268.85 | CP13 | CP13 | Load feeder fuseless direct-on-line starting, 400 V AC Size S0 3.5-5 A, 24 V DC Screw terminal for installation on standard mounting rail Type of coordination 1, Iq = 50 kA !!! Phased-out product !!! Successor is SIRIUS 3RA2 Preferred successor type is >>3RA2120-1FA24-0BB4<< | - | 0 | 7
3RA1120-1FC24-0AF0 |  | 3RA1120-1FC24-0AF0 | 1 | UN | 1 | 5 | B | D | N | N | 85364900 | 1 | 4011209533097 | 0.895 | KG | 273.6 | 273.6 | CP13 | CP13 | Load feeder fuseless direct-on-line starting, 400 V AC 3.5...5 A, 110 V AC 50 Hz Size S0 Screw terminal on 40 mm busbar adapter Type of coordination 2, Iq = 50 kA !!! Phased-out product !!! Successor is SIRIUS 3RA2 | - | 0 | 9
3RA1120-1FC24-0AP0 |  | 3RA1120-1FC24-0AP0 | 1 | UN | 1 | 15 | C | D | N | N | 85364900 | 1 | 4011209312531 | 0.891 | KG | 273.6 | 273.6 | CP13 | CP13 | Load feeder fuseless direct-on-line starting, 400 V AC 3.5...5 A, 230 V AC 50 Hz Size S0 Screw terminal on 40 mm busbar adapter Type of coordination 2, Iq = 50 kA !!! Phased-out product !!! Successor is SIRIUS 3RA2 Preferred successor type is >>3RA2120-1FD24-0AP0<< | - | 0 | 7
3RA1120-1FC24-0BB4 |  | 3RA1120-1FC24-0BB4 | 1 | UN | 1 | 15 | C | D | N | N | 85364900 | 1 | 4011209312548 | 1.127 | KG | 348.65 | 348.65 | CP13 | CP13 | Load feeder fuseless direct-on-line starting, 400 V AC 3.5...5 A, 24 V DC Size S0 Screw terminal on 40 mm busbar adapter Type of coordination 1, Iq = 50 kA !!! Phased-out product !!! Successor is SIRIUS 3RA2 Preferred successor type is >>3RA2120-1FD24-0BB4<< | - | 0 | 7
3RA1120-1FD24-0AF0 |  | 3RA1120-1FD24-0AF0 | 1 | UN | 1 | 5 | B | D | N | N | 85364900 | 1 | 4011209436206 | 0.927 | KG | 273.6 | 273.6 | CP13 | CP13 | Load feeder fuseless direct-on-line starting, 400 V AC 3.5...5 A, 110 V AC 50 Hz Size S0 Screw terminal on 60 mm busbar adapter Type of coordination 2, Iq = 50 kA (also fulfills type of coordination 1) !!! Phased-out product !!! Successor is SIRIUS 3RA2 | - | 0 | 9
3RA1120-1FD24-0AP0 |  | 3RA1120-1FD24-0AP0 | 1 | UN | 1 | 15 | C | D | N | N | 85364900 | 1 | 4011209312555 | 0.882 | KG | 273.6 | 273.6 | CP13 | CP13 | Load feeder fuseless direct-on-line starting, 400 V AC Size S0 3.5-5 A, 230 V AC, 50 Hz Screw terminal on 60 mm busbar adapter Type of coordination 2, Iq = 50 kA (also fulfills type of coordination 1) !!! Phased-out product !!! Successor is SIRIUS 3RA2 Preferred successor type is >>3RA2120-1FD24-0AP0<< | - | 0 | 7
3RA1120-1FD24-0BB4 |  | 3RA1120-1FD24-0BB4 | 1 | UN | 1 | 5 | B | D | N | N | 85364900 | 1 | 4011209312562 | 1.115 | KG | 318.25 | 318.25 | CP13 | CP13 | Load feeder fuseless direct-on-line starting, 400 V AC Size S0 3.5-5 A, 24 V DC Screw terminal on 60 mm busbar adapter Type of coordination 2, Iq = 50 kA (also fulfills type of coordination 1) !!! Phased-out product !!! Successor is SIRIUS 3RA2 Preferred successor type is >>3RA2120-1FD24-0BB4<< | - | 0 | 7
3RA1120-1GA24-0AB0 |  | 3RA1120-1GA24-0AB0 | 1 | UN | 1 | 15 | C | D | N | N | 85364900 | 1 | 4011209497719 | 0.723 | KG | 219.45 | 219.45 | CP13 | CP13 | Load feeder fuseless direct-on-line starting, 400 V AC 4.5...6.3 A, 24 V AC 50 Hz Size S0 Screw terminal for installation on standard mounting rail Type of coordination 2, Iq = 50 kA (also fulfills type of coordination 1) !!! Phased-out product !!! Successor is SIRIUS 3RA2 | - | 0 | 7
3RA1120-1GA24-0AF0 |  | 3RA1120-1GA24-0AF0 | 1 | UN | 1 | 15 | C | D | N | N | 85364900 | 1 | 4011209450233 | 0.707 | KG | 219.45 | 219.45 | CP13 | CP13 | Load feeder fuseless direct-on-line starting, 400 V AC 4.5...6.3 A, 110 V AC 50 Hz Size S0 Screw terminal for installation on standard mounting rail Type of coordination 2, Iq = 50 kA (also fulfills type of coordination 1) !!! Phased-out product !!! Successor is SIRIUS 3RA2 | - | 0 | 7
3RA1120-1GA24-0AN6 |  | 3RA1120-1GA24-0AN6 | 1 | UN | 1 | 5 | B | D | EAR99 | N | 85364900 | 1 |  | 0.717 | KG | 219.45 | 219.45 | CP13 | CP13 | Load feeder fuseless direct-on-line starting, 400 V AC Size S0 4.5-6.3 A, 200 V AC, 50/60 Hz Screw terminal for installation on standard mounting rail Type of coordination 2, Iq = 50 kA (also fulfills type of coordination 1) !!! Phased-out product !!! Successor is SIRIUS 3RA2 | - | 0 | 7
3RA1120-1GA24-0AP0 |  | 3RA1120-1GA24-0AP0 | 1 | UN | 1 | 5 | B | D | N | N | 85364900 | 1 | 4011209312579 | 0.7 | KG | 201.4 | 201.4 | CP13 | CP13 | Load feeder fuseless direct-on-line starting, 400 V AC Size S0 4.5-6.3 A, 230 V AC, 50 Hz Screw terminal for installation on standard mounting rail Type of coordination 2, Iq = 50 kA (also fulfills type of coordination 1) !!! Phased-out product !!! Successor is SIRIUS 3RA2 Preferred successor type is >>3RA2120-1GA24-0AP0<< | - | 0 | 7
3RA1120-1GA24-0BB4 |  | 3RA1120-1GA24-0BB4 | 1 | UN | 1 | 5 | B | D | N | N | 85364900 | 1 | 4011209312586 | 0.939 | KG | 268.85 | 268.85 | CP13 | CP13 | Load feeder fuseless direct-on-line starting, 400 V AC Size S0 4.5-6.3 A, 24 V DC Screw terminal for installation on standard mounting rail Type of coordination 1, Iq = 50 kA !!! Phased-out product !!! Successor is SIRIUS 3RA2 Preferred successor type is >>3RA2120-1GA24-0BB4<< | - | 0 | 7
3RA1120-1GC24-0AF0 |  | 3RA1120-1GC24-0AF0 | 1 | UN | 1 | 5 | B | D | N | N | 85364900 | 1 | 4011209533110 | 0.93 | KG | 273.6 | 273.6 | CP13 | CP13 | Load feeder fuseless direct-on-line starting, 400 V AC 4.5...6.3 A, 11 V AC, 50 Hz, Size S0 Screw terminal on 40 mm busbar adapter Type of coordination 2, Iq = 50 kA (also fulfills type of coordination 1) !!! Phased-out product !!! Successor is SIRIUS 3RA2 | - | 0 | 9
3RA1120-1GC24-0AP0 |  | 3RA1120-1GC24-0AP0 | 1 | UN | 1 | 15 | C | D | N | N | 85364900 | 1 | 4011209312593 | 0.903 | KG | 273.6 | 273.6 | CP13 | CP13 | Load feeder fuseless direct-on-line starting, 400 V AC Size S0 4.5-6.3 A, 230 V AC, 50 Hz Screw terminal on 40 mm busbar adapter Type of coordination 2, Iq = 50 kA (also fulfills type of coordination 1) !!! Phased-out product !!! Successor is SIRIUS 3RA2 Preferred successor type is >>3RA2120-1GD24-0AP0<< | - | 0 | 7
3RA1120-1GC24-0BB4 |  | 3RA1120-1GC24-0BB4 | 1 | UN | 1 | 15 | C | D | N | N | 85364900 | 1 | 4011209312609 | 1.129 | KG | 348.65 | 348.65 | CP13 | CP13 | Load feeder fuseless direct-on-line starting, 400 V AC 4.5...6.3 A, 24 V DC Size S0 Screw terminal on 40 mm busbar adapter Type of coordination 1, Iq = 50 kA !!! Phased-out product !!! Successor is SIRIUS 3RA2 Preferred successor type is >>3RA2120-1GD24-0BB4<< | - | 0 | 7
3RA1120-1GD24-0AB0 |  | 3RA1120-1GD24-0AB0 | 1 | UN | 1 | 15 | C | D | N | N | 85364900 | 1 | 4011209511705 | 0.879 | KG | 273.6 | 273.6 | CP13 | CP13 | Load feeder fuseless direct-on-line starting, 400 V AC 4.5...6.3 A, 24 V AC 50 Hz Size S0 Screw terminal on 60 mm busbar adapter Type of coordination 2, Iq = 50 kA (also fulfills type of coordination 1) !!! Phased-out product !!! Successor is SIRIUS 3RA2 | - | 0 | 7
3RA1120-1GD24-0AF0 |  | 3RA1120-1GD24-0AF0 | 1 | UN | 1 | 5 | B | D | N | N | 85364900 | 1 | 4011209405400 | 0.922 | KG | 273.6 | 273.6 | CP13 | CP13 | Load feeder fuseless direct-on-line starting, 400 V AC 4.5...6.3 A, 110 V AC 50 Hz Size S0 Screw terminal on 60 mm busbar adapter Type of coordination 2, Iq = 50 kA (also fulfills type of coordination 1) !!! Phased-out product !!! Successor is SIRIUS 3RA2 | - | 0 | 9
3RA1120-1GD24-0AP0 |  | 3RA1120-1GD24-0AP0 | 1 | UN | 1 | 5 | B | D | N | N | 85364900 | 1 | 4011209312616 | 0.896 | KG | 248.9 | 248.9 | CP13 | CP13 | Load feeder fuseless direct-on-line starting, 400 V AC Size S0 4.5-6.3 A, 230 V AC, 50 Hz Screw terminal on 60 mm busbar adapter Type of coordination 2, Iq = 50 kA (also fulfills type of coordination 1) !!! Phased-out product !!! Successor is SIRIUS 3RA2 Preferred successor type is >>3RA2120-1GD24-0AP0<< | - | 0 | 7
3RA1120-1GD24-0BB4 |  | 3RA1120-1GD24-0BB4 | 1 | UN | 1 | 5 | B | D | N | N | 85364900 | 1 | 4011209312623 | 1.12 | KG | 318.25 | 318.25 | CP13 | CP13 | Load feeder fuseless direct-on-line starting, 400 V AC Size S0 4.5-6.3 A, 24 V DC Screw terminal on 60 mm busbar adapter Type of coordination 2, Iq = 50 kA (also fulfills type of coordination 1) !!! Phased-out product !!! Successor is SIRIUS 3RA2 Preferred successor type is >>3RA2120-1GD24-0BB4<< | - | 0 | 7
3RA1120-1HA24-0AB0 |  | 3RA1120-1HA24-0AB0 | 1 | UN | 1 | 15 | C | D | N | N | 85364900 | 1 | 4011209478848 | 0.721 | KG | 219.45 | 219.45 | CP13 | CP13 | Load feeder fuseless direct-on-line starting, 400 V AC 5.5...8 A, 24 V AC 50 Hz Size S0 Screw terminal for installation on standard mounting rail Type of coordination 2, Iq = 50 kA (also fulfills type of coordination 1) !!! Phased-out product !!! Successor is SIRIUS 3RA2 | - | 0 | 7
3RA1120-1HA24-0AF0 |  | 3RA1120-1HA24-0AF0 | 1 | UN | 1 | 15 | C | D | N | N | 85364900 | 1 | 4011209533271 | 0.7 | KG | 219.45 | 219.45 | CP13 | CP13 | Load feeder fuseless direct-on-line starting, 400 V AC 5.5...8 A, 110 V AC 50 Hz Size S0 Screw terminal for installation on standard mounting rail Type of coordination 2, Iq = 50 kA (also fulfills type of coordination 1) !!! Phased-out product !!! Successor is SIRIUS 3RA2 | - | 0 | 7
3RA1120-1HA24-0AL2 |  | 3RA1120-1HA24-0AL2 | 1 | UN | 1 | 15 | C | D | N | N | 85364900 | 1 | 4011209370098 | 0.706 | KG | 219.45 | 219.45 | CP13 | CP13 | Load feeder fuseless direct-on-line starting, 400 V AC 5.5...8 A, 230 V AC 50/60 Hz Size S0 Screw terminal for installation on standard mounting rail Type of coordination 2, Iq = 50 kA (also fulfills type of coordination 1) !!! Phased-out product !!! Successor is SIRIUS 3RA2 | - | 0 | 7
3RA1120-1HA24-0AP0 |  | 3RA1120-1HA24-0AP0 | 1 | UN | 1 | 5 | B | D | N | N | 85364900 | 1 | 4011209312630 | 0.705 | KG | 201.4 | 201.4 | CP13 | CP13 | Load feeder fuseless direct-on-line starting, 400 V AC Size S0 5.5-8 A, 230 V AC, 50 Hz Screw terminal for installation on standard mounting rail Type of coordination 2, Iq = 50 kA (also fulfills type of coordination 1) !!! Phased-out product !!! Successor is SIRIUS 3RA2 Preferred successor type is >>3RA2120-1HA24-0AP0<< | - | 0 | 7
3RA1120-1HA24-0BB4 |  | 3RA1120-1HA24-0BB4 | 1 | UN | 1 | 5 | B | D | N | N | 85364900 | 1 | 4011209312647 | 0.931 | KG | 268.85 | 268.85 | CP13 | CP13 | Load feeder fuseless direct-on-line starting, 400 V AC Size S0 5.5-8 A, 24 V DC Screw terminal for installation on standard mounting rail Type of coordination 1, Iq = 50 kA !!! Phased-out product !!! Successor is SIRIUS 3RA2 Preferred successor type is >>3RA2120-1HA24-0BB4<< | - | 0 | 7
3RA1120-1HC24-0AF0 |  | 3RA1120-1HC24-0AF0 | 1 | UN | 1 | 5 | B | D | N | N | 85364900 | 1 | 4011209533103 | 0.884 | KG | 273.6 | 273.6 | CP13 | CP13 | Load feeder fuseless direct-on-line starting, 400 V AC 5.5...8 A, 110 V AC 50 Hz Size S0 Screw terminal on 40 mm busbar adapter Type of coordination 2, Iq = 50 kA (also fulfills type of coordination 1) !!! Phased-out product !!! Successor is SIRIUS 3RA2 | - | 0 | 9
3RA1120-1HC24-0AP0 |  | 3RA1120-1HC24-0AP0 | 1 | UN | 1 | 15 | C | D | N | N | 85364900 | 1 | 4011209312654 | 0.88 | KG | 273.6 | 273.6 | CP13 | CP13 | Load feeder fuseless direct-on-line starting, 400 V AC 5.5...8 A, 230 V AC 50 Hz Size S0 Screw terminal on 40 mm busbar adapter Type of coordination 2, Iq = 50 kA (also fulfills type of coordination 1) !!! Phased-out product !!! Successor is SIRIUS 3RA2 Preferred successor type is >>3RA2120-1HD24-0AP0<< | - | 0 | 7
3RA1120-1HC24-0BB4 |  | 3RA1120-1HC24-0BB4 | 1 | UN | 1 | 15 | C | D | N | N | 85364900 | 1 | 4011209312661 | 1.123 | KG | 348.65 | 348.65 | CP13 | CP13 | Load feeder fuseless direct-on-line starting, 400 V AC Size S0 5.5-8 A, 24 V DC Screw terminal on 40 mm busbar adapter Type of coordination 1, Iq = 50 kA !!! Phased-out product !!! Successor is SIRIUS 3RA2 Preferred successor type is >>3RA2120-1HD24-0BB4<< | - | 0 | 7
3RA1120-1HD24-0AB0 |  | 3RA1120-1HD24-0AB0 | 1 | UN | 1 | 5 | B | D | N | N | 85364900 | 1 | 4011209498976 | 0.919 | KG | 273.6 | 273.6 | CP13 | CP13 | Load feeder fuseless direct-on-line starting, 400 V AC 5.5...8 A, 24 V AC 50 Hz Size S0 Screw terminal on 60 mm busbar adapter Type of coordination 2, Iq = 50 kA (also fulfills type of coordination 1) !!! Phased-out product !!! Successor is SIRIUS 3RA2 | - | 0 | 9
3RA1120-1HD24-0AF0 |  | 3RA1120-1HD24-0AF0 | 1 | UN | 1 | 15 | C | D | N | N | 85364900 | 1 | 4011209405417 | 0.879 | KG | 273.6 | 273.6 | CP13 | CP13 | Load feeder fuseless direct-on-line starting, 400 V AC 5.5...8 A, 110 V AC 50 Hz Size S0 Screw terminal on 60 mm busbar adapter Type of coordination 2, Iq = 50 kA (also fulfills type of coordination 1) !!! Phased-out product !!! Successor is SIRIUS 3RA2 | - | 0 | 7
3RA1120-1HD24-0AP0 |  | 3RA1120-1HD24-0AP0 | 1 | UN | 1 | 5 | B | D | N | N | 85364900 | 1 | 4011209312678 | 0.89 | KG | 248.9 | 248.9 | CP13 | CP13 | Load feeder fuseless direct-on-line starting, 400 V AC Size S0 5.5-8 A, 230 V AC, 50 Hz Screw terminal on 60 mm busbar adapter Type of coordination 2, Iq = 50 kA (also fulfills type of coordination 1) !!! Phased-out product !!! Successor is SIRIUS 3RA2 Preferred successor type is >>3RA2120-1HD24-0AP0<< | - | 0 | 7
3RA1120-1HD24-0BB4 |  | 3RA1120-1HD24-0BB4 | 1 | UN | 1 | 5 | B | D | N | N | 85364900 | 1 | 4011209312685 | 1.19 | KG | 318.25 | 318.25 | CP13 | CP13 | Load feeder fuseless direct-on-line starting, 400 V AC Size S0 5.5-8 A, 24 V DC Screw terminal on 60 mm busbar adapter Type of coordination 2, Iq = 50 kA (also fulfills type of coordination 1) !!! Phased-out product !!! Successor is SIRIUS 3RA2 Preferred successor type is >>3RA2120-1HD24-0BB4<< | - | 0 | 7
3RA1120-1JA26-0AB0 |  | 3RA1120-1JA26-0AB0 | 1 | UN | 1 | 15 | C | D | N | N | 85364900 | 1 | 4011209497726 | 0.709 | KG | 288.8 | 288.8 | CP13 | CP13 | Load feeder fuseless direct-on-line starting, 400 V AC 7...10 A, 24 V AC 50 Hz Size S0 Screw terminal for installation on standard mounting rail Type of coordination 2, Iq = 50 kA (also fulfills type of coordination 1) !!! Phased-out product !!! Successor is SIRIUS 3RA2 | - | 0 | 7
3RA1120-1JA26-0AF0 |  | 3RA1120-1JA26-0AF0 | 1 | UN | 1 | 15 | C | D | N | N | 85364900 | 1 | 4011209464711 | 0.716 | KG | 288.8 | 288.8 | CP13 | CP13 | Load feeder fuseless direct-on-line starting, 400 V AC 7...10 A, 110 V AC 50 Hz Size S0 Screw terminal for installation on standard mounting rail Type of coordination 2, Iq = 50 kA (also fulfills type of coordination 1) !!! Phased-out product !!! Successor is SIRIUS 3RA2 | - | 0 | 7
3RA1120-1JA26-0AL2 |  | 3RA1120-1JA26-0AL2 | 1 | UN | 1 | 15 | C | D | N | N | 85364900 | 1 | 4011209370104 | 0.76 | KG | 288.8 | 288.8 | CP13 | CP13 | Load feeder fuseless direct-on-line starting, 400 V AC Size S0 7-10 A, 230 V AC, 50/60 Hz Screw terminal for installation on standard mounting rail Type of coordination 2, Iq = 50 kA (also fulfills type of coordination 1) !!! Phased-out product !!! Successor is SIRIUS 3RA2 | - | 0 | 7
3RA1120-1JA26-0AN6 |  | 3RA1120-1JA26-0AN6 | 1 | UN | 1 | 5 | B | D | EAR99 | N | 85364900 | 1 |  | 0.72 | KG | 291.65 | 291.65 | CP13 | CP13 | Load feeder fuseless direct-on-line starting, 400 V AC Size S0 7-10 A, 200 V AC, 50/60 Hz Screw terminal for installation on standard mounting rail Type of coordination 2, Iq = 50 kA (also fulfills type of coordination 1) !!! Phased-out product !!! Successor is SIRIUS 3RA2 | - | 0 | 7
3RA1120-1JA26-0AP0 |  | 3RA1120-1JA26-0AP0 | 1 | UN | 1 | 5 | B | D | N | N | 85364900 | 1 | 4011209312692 | 0.71 | KG | 263.15 | 263.15 | CP13 | CP13 | Load feeder fuseless direct-on-line starting, 400 V AC Size S0 7-10 A, 230 V AC, 50 Hz Screw terminal for installation on standard mounting rail Type of coordination 2, Iq = 50 kA (also fulfills type of coordination 1) !!! Phased-out product !!! Successor is SIRIUS 3RA2 Preferred successor type is >>3RA2120-1JA24-0AP0<< | - | 0 | 7
3RA1120-1JA26-0BB4 |  | 3RA1120-1JA26-0BB4 | 1 | UN | 1 | 5 | B | D | N | N | 85364900 | 1 | 4011209312708 | 0.983 | KG | 337.25 | 337.25 | CP13 | CP13 | Load feeder fuseless direct-on-line starting, 400 V AC Size S0 7-10 A, 24 V DC Screw terminal for installation on standard mounting rail Type of coordination 1, Iq = 50 kA !!! Phased-out product !!! Successor is SIRIUS 3RA2 Preferred successor type is >>3RA2120-1JA24-0BB4<< | - | 0 | 7
3RA1120-1JC26-0AF0 |  | 3RA1120-1JC26-0AF0 | 1 | UN | 1 | 5 | B | D | N | N | 85364900 | 1 | 4011209533004 | 0.9 | KG | 342.95 | 342.95 | CP13 | CP13 | Load feeder fuseless direct-on-line starting, 400 V AC 7...10 A, 110 V AC 50 Hz Size S0 Screw terminal on 40 mm busbar adapter Type of coordination 2, Iq = 50 kA (also fulfills type of coordination 1) !!! Phased-out product !!! Successor is SIRIUS 3RA2 | - | 0 | 9
3RA1120-1JC26-0AP0 |  | 3RA1120-1JC26-0AP0 | 1 | UN | 1 | 15 | C | D | N | N | 85364900 | 1 | 4011209312722 | 0.91 | KG | 342.95 | 342.95 | CP13 | CP13 | Load feeder fuseless direct-on-line starting, 400 V AC 7...10 A, 230 V AC 50 Hz Size S0 Screw terminal on 40 mm busbar adapter Type of coordination 2, Iq = 50 kA (also fulfills type of coordination 1) !!! Phased-out product !!! Successor is SIRIUS 3RA2 Preferred successor type is >>3RA2120-1JD24-0AP0<< | - | 0 | 7
3RA1120-1JC26-0BB4 |  | 3RA1120-1JC26-0BB4 | 1 | UN | 1 | 15 | C | D | N | N | 85364900 | 1 | 4011209312739 | 1.125 | KG | 423.7 | 423.7 | CP13 | CP13 | Load feeder fuseless direct-on-line starting, 400 V AC 7...10 A, 24 V DC Size S0 Screw terminal on 40 mm busbar adapter Type of coordination 1, Iq = 50 kA !!! Phased-out product !!! Successor is SIRIUS 3RA2 Preferred successor type is >>3RA2120-1JD24-0BB4<< | - | 0 | 7
3RA1120-1JD26-0AB0 |  | 3RA1120-1JD26-0AB0 | 1 | UN | 1 | 15 | C | D | N | N | 85364900 | 1 | 4011209502529 | 0.922 | KG | 342.95 | 342.95 | CP13 | CP13 | Load feeder fuseless direct-on-line starting, 400 V AC 7...10 A, 24 V AC 50 Hz Size S0 Screw terminal on 60 mm busbar adapter Type of coordination 2, Iq = 50 kA Type of coordination 1, Iq = 50 kA !!! Phased-out product !!! Successor is SIRIUS 3RA2 | - | 0 | 7
3RA1120-1JD26-0AF0 |  | 3RA1120-1JD26-0AF0 | 1 | UN | 1 | 15 | C | D | N | N | 85364900 | 1 | 4011209405431 | 0.884 | KG | 342.95 | 342.95 | CP13 | CP13 | Load feeder fuseless direct-on-line starting, 400 V AC 7...10 A, 110 V AC 50 Hz Size S0 Screw terminal on 60 mm busbar adapter Type of coordination 2, Iq = 50 kA (also fulfills type of coordination 1) !!! Phased-out product !!! Successor is SIRIUS 3RA2 | - | 0 | 7
3RA1120-1JD26-0AP0 |  | 3RA1120-1JD26-0AP0 | 1 | UN | 1 | 5 | B | D | N | N | 85364900 | 1 | 4011209312753 | 0.893 | KG | 311.6 | 311.6 | CP13 | CP13 | Load feeder fuseless direct-on-line starting, 400 V AC Size S0 7-10 A, 230 V AC, 50 Hz Screw terminal on 60 mm busbar adapter Type of coordination 2, Iq = 50 kA (also fulfills type of coordination 1) !!! Phased-out product !!! Successor is SIRIUS 3RA2 Preferred successor type is >>3RA2120-1JD24-0AP0<< | - | 0 | 7
3RA1120-1JD26-0BB4 |  | 3RA1120-1JD26-0BB4 | 1 | UN | 1 | 5 | B | D | N | N | 85364900 | 1 | 4011209312760 | 1.25 | KG | 386.65 | 386.65 | CP13 | CP13 | Load feeder fuseless direct-on-line starting, 400 V AC Size S0 7-10 A, 24 V DC Screw terminal on 60 mm busbar adapter Type of coordination 2, Iq = 50 kA (also fulfills type of coordination 1) !!! Phased-out product !!! Successor is SIRIUS 3RA2 Preferred successor type is >>3RA2120-1JD24-0BB4<< | - | 0 | 7
3RA1120-1KA25-0BB4 |  | 3RA1120-1KA25-0BB4 | 1 | UN | 1 | 15 | C | D | N | N | 85364900 | 1 | 4011209312777 | 0.949 | KG | 335.35 | 335.35 | CP13 | CP13 | Load feeder fuseless direct-on-line starting, 400 V AC 9...12.5 A, 24 V DC Size S0 Screw terminal for installation on standard mounting rail Type of coordination 1, Iq = 50 kA !!! Phased-out product !!! Successor is SIRIUS 3RA2 Preferred successor type is >>3RA2110-1KA17-1BB4<< | - | 0 | 7
3RA1120-1KA26-0AB0 |  | 3RA1120-1KA26-0AB0 | 1 | UN | 1 | 15 | C | D | N | N | 85364900 | 1 | 4011209478268 | 0.719 | KG | 288.8 | 288.8 | CP13 | CP13 | Load feeder fuseless direct-on-line starting, 400 V AC 9...12.5 A, 24 V AC 50 Hz Size S0 Screw terminal for installation on standard mounting rail Type of coordination 2, Iq = 50 kA (also fulfills type of coordination 1) !!! Phased-out product !!! Successor is SIRIUS 3RA2 | - | 0 | 7
3RA1120-1KA26-0AF0 |  | 3RA1120-1KA26-0AF0 | 1 | UN | 1 | 15 | C | D | N | N | 85364900 | 1 | 4011209538603 | 0.705 | KG | 288.8 | 288.8 | CP13 | CP13 | Load feeder fuseless direct-on-line starting, 400 V AC 9...12.5 A, 110 V AC 50 Hz Size S0 Screw terminal for installation on standard mounting rail Type of coordination 2, Iq = 50 kA (also fulfills type of coordination 1) !!! Phased-out product !!! Successor is SIRIUS 3RA2 | - | 0 | 7
3RA1120-1KA26-0AP0 |  | 3RA1120-1KA26-0AP0 | 1 | UN | 1 | 5 | B | D | N | N | 85364900 | 1 | 4011209312784 | 0.713 | KG | 263.15 | 263.15 | CP13 | CP13 | Load feeder fuseless direct-on-line starting, 400 V AC Size S0 9-12.5 A, 230 V AC, 50 Hz Screw terminal for installation on standard mounting rail Type of coordination 2, Iq = 50 kA (also fulfills type of coordination 1) !!! Phased-out product !!! Successor is SIRIUS 3RA2 Preferred successor type is >>3RA2120-1KA24-0AP0<< | - | 0 | 7
3RA1120-1KA26-0BB4 |  | 3RA1120-1KA26-0BB4 | 1 | UN | 1 | 5 | B | D | N | N | 85364900 | 1 | 4011209312791 | 1.153 | KG | 337.25 | 337.25 | CP13 | CP13 | Load feeder fuseless direct-on-line starting, 400 V AC Size S0 9-12.5 A, 24 V DC Screw terminal for installation on standard mounting rail Type of coordination 1, Iq = 50 kA !!! Phased-out product !!! Successor is SIRIUS 3RA2 Preferred successor type is >>3RA2120-1KA24-0BB4<< | - | 0 | 7
3RA1120-1KC25-0BB4 |  | 3RA1120-1KC25-0BB4 | 1 | UN | 1 | 15 | C | D | N | N | 85364900 | 1 | 4011209312807 | 1.16 | KG | 388.55 | 388.55 | CP13 | CP13 | Load feeder fuseless direct-on-line starting, 400 V AC 9...12.5 A, 24 V DC Size S0 Screw terminal on 40 mm busbar adapter Type of coordination 1, Iq = 50 kA !!! Phased-out product !!! Successor is SIRIUS 3RA2 Preferred successor type is >>3RA2110-1KD17-1BB4<< | - | 0 | 7
3RA1120-1KC26-0AB0 |  | 3RA1120-1KC26-0AB0 | 1 | UN | 1 | 15 | C | D | N | N | 85364900 | 1 | 4011209592384 | 0.892 | KG | 342.95 | 342.95 | CP13 | CP13 | Load feeder fuseless direct-on-line starting, 400 V AC 9...12.5 A, 24 V AC 50 Hz Size S0 Screw terminal on 40 mm busbar adapter Type of coordination 2, Iq = 50 kA (also fulfills type of coordination 1) !!! Phased-out product !!! Successor is SIRIUS 3RA2 | - | 0 | 7
3RA1120-1KC26-0AF0 |  | 3RA1120-1KC26-0AF0 | 1 | UN | 1 | 5 | B | D | N | N | 85364900 | 1 | 4011209533035 | 0.881 | KG | 342.95 | 342.95 | CP13 | CP13 | Load feeder fuseless direct-on-line starting, 400 V AC 9...12.5 A, 110 V AC 50 Hz Size S0 Screw terminal on 40 mm busbar adapter Type of coordination 2, Iq = 50 kA (also fulfills type of coordination 1) !!! Phased-out product !!! Successor is SIRIUS 3RA2 | - | 0 | 9
3RA1120-1KC26-0AP0 |  | 3RA1120-1KC26-0AP0 | 1 | UN | 1 | 15 | C | D | N | N | 85364900 | 1 | 4011209312814 | 0.9 | KG | 342.95 | 342.95 | CP13 | CP13 | Load feeder fuseless direct-on-line starting, 400 V AC 9...12.5 A, 230 V AC 50 Hz Size S0 Screw terminal on 40 mm busbar adapter Type of coordination 2, Iq = 50 kA (also fulfills type of coordination 1) !!! Phased-out product !!! Successor is SIRIUS 3RA2 Preferred successor type is >>3RA2120-1KD24-0AP0<< | - | 0 | 7
3RA1120-1KC26-0BB4 |  | 3RA1120-1KC26-0BB4 | 1 | UN | 1 | 5 | B | D | N | N | 85364900 | 1 | 4011209312821 | 1.121 | KG | 423.7 | 423.7 | CP13 | CP13 | Load feeder fuseless direct-on-line starting, 400 V AC Size S0 9-12.5 A, 24 V DC Screw terminal on 40 mm busbar adapter Type of coordination 1, Iq = 50 kA !!! Phased-out product !!! Successor is SIRIUS 3RA2 Preferred successor type is >>3RA2120-1KD24-0BB4<< | - | 0 | 7
3RA1120-1KD25-0BB4 |  | 3RA1120-1KD25-0BB4 | 1 | UN | 1 | 15 | C | D | N | N | 85364900 | 1 | 4011209312838 | 1.116 | KG | 388.55 | 388.55 | CP13 | CP13 | Load feeder fuseless direct-on-line starting, 400 V AC 9...12.5 A, 24 V DC Size S0 Screw terminal on 60 mm busbar adapter Type of coordination 1, Iq = 50 kA !!! Phased-out product !!! Successor is SIRIUS 3RA2 Preferred successor type is >>3RA2210-1KD17-2BB4<< | - | 0 | 7
3RA1120-1KD26-0AB0 |  | 3RA1120-1KD26-0AB0 | 1 | UN | 1 | 15 | C | D | N | N | 85364900 | 1 | 4011209495630 | 0.885 | KG | 342.95 | 342.95 | CP13 | CP13 | Load feeder fuseless direct-on-line starting, 400 V AC 9...12.5 A, 24 V AC 50 Hz Size S0 Screw terminal on 60 mm busbar adapter Type of coordination 2, Iq = 50 kA Type of coordination 1, Iq = 50 kA !!! Phased-out product !!! Successor is SIRIUS 3RA2 | - | 0 | 7
3RA1120-1KD26-0AF0 |  | 3RA1120-1KD26-0AF0 | 1 | UN | 1 | 5 | B | D | N | N | 85364900 | 1 | 4011209405448 | 0.917 | KG | 342.95 | 342.95 | CP13 | CP13 | Load feeder fuseless direct-on-line starting, 400 V AC 9...12.5 A, 110 V AC 50 Hz Size S0 Screw terminal on 60 mm busbar adapter Type of coordination 2, Iq = 50 kA Type of coordination 1, Iq = 50 kA !!! Phased-out product !!! Successor is SIRIUS 3RA2 | - | 0 | 9
3RA1120-1KD26-0AP0 |  | 3RA1120-1KD26-0AP0 | 1 | UN | 1 | 5 | B | D | N | N | 85364900 | 1 | 4011209312845 | 0.88 | KG | 311.6 | 311.6 | CP13 | CP13 | Load feeder fuseless direct-on-line starting, 400 V AC Size S0 9-12.5 A, 230 V AC, 50 Hz Screw terminal on 60 mm busbar adapter Type of coordination 2, Iq = 50 kA Type of coordination 1, Iq = 50 kA !!! Phased-out product !!! Successor is SIRIUS 3RA2 Preferred successor type is >>3RA2120-1KD24-0AP0<< | - | 0 | 7
3RA1120-1KD26-0BB4 |  | 3RA1120-1KD26-0BB4 | 1 | UN | 1 | 5 | B | D | N | N | 85364900 | 1 | 4011209312852 | 1.1 | KG | 386.65 | 386.65 | CP13 | CP13 | Load feeder fuseless direct-on-line starting, 400 V AC Size S0 9-12.5 A, 24 V DC Screw terminal on 60 mm busbar adapter Type of coordination 2, Iq = 50 kA (also fulfills type of coordination 1) !!! Phased-out product !!! Successor is SIRIUS 3RA2 Preferred successor type is >>3RA2120-1KD24-0BB4<< | - | 0 | 7
3RA1120-4AA25-0AB0 |  | 3RA1120-4AA25-0AB0 | 1 | UN | 1 | 15 | C | D | N | N | 85364900 | 1 | 4011209613003 | 0.711 | KG | 253.65 | 253.65 | CP13 | CP13 | Load feeder fuseless direct-on-line starting, 400 V AC 11...16 A, 24 V AC 50 Hz Size S0 Screw terminal for installation on standard mounting rail Type of coordination 1, Iq = 50 kA !!! Phased-out product !!! Successor is SIRIUS 3RA2 | - | 0 | 7
3RA1120-4AA25-0AF0 |  | 3RA1120-4AA25-0AF0 | 1 | UN | 1 | 15 | C | D | N | N | 85364900 | 1 | 4011209524620 | 0.713 | KG | 253.65 | 253.65 | CP13 | CP13 | Load feeder fuseless direct-on-line starting, 400 V AC 11...16 A, 110 V AC 50 Hz Size S0 Screw terminal for installation on standard mounting rail Type of coordination 1, Iq = 50 kA !!! Phased-out product !!! Successor is SIRIUS 3RA2 | - | 0 | 7
3RA1120-4AA25-0AG2 |  | 3RA1120-4AA25-0AG2 | 1 | UN | 1 | 15 | C | D | N | N | 85364900 | 1 | 4011209456600 | 0.717 | KG | 256.5 | 256.5 | CP13 | CP13 | Load feeder fuseless direct-on-line starting, 400 V AC Size S0 11-16 A, 110 V AC 50/60 Hz Screw terminal for installation on standard mounting rail Type of coordination 1, Iq = 50 kA !!! Phased-out product !!! Successor is SIRIUS 3RA2 | - | 0 | 7
3RA1120-4AA25-0AL2 |  | 3RA1120-4AA25-0AL2 | 1 | UN | 1 | 5 | B | D | N | N | 85364900 | 1 | 4011209390966 | 0.728 | KG | 256.5 | 256.5 | CP13 | CP13 | Load feeder fuseless direct-on-line starting, 400 V AC 11...16 A, 230 V AC 50/60 Hz Size S0 Screw terminal for installation on standard mounting rail Type of coordination 1, Iq = 50 kA !!! Phased-out product !!! Successor is SIRIUS 3RA2 | - | 0 | 9
3RA1120-4AA25-0AP0 |  | 3RA1120-4AA25-0AP0 | 1 | UN | 1 | 15 | C | D | N | N | 85364900 | 1 | 4011209312869 | 0.712 | KG | 253.65 | 253.65 | CP13 | CP13 | Load feeder fuseless direct-on-line starting, 400 V AC Size S0 11-16 A, 230 V AC 50 Hz Screw terminal for installation on standard mounting rail Type of coordination 1, Iq = 50 kA !!! Phased-out product !!! Successor is SIRIUS 3RA2 Preferred successor type is >>3RA2110-4AA18-1AP0<< | - | 0 | 7
3RA1120-4AA25-0BB4 |  | 3RA1120-4AA25-0BB4 | 1 | UN | 1 | 5 | B | D | N | N | 85364900 | 1 | 4011209312876 | 0.945 | KG | 306.85 | 306.85 | CP13 | CP13 | Load feeder fuseless direct-on-line starting, 400 V AC Size S0 11-16 A, 24 V DC Screw terminal for installation on standard mounting rail Type of coordination 1, Iq = 50 kA !!! Phased-out product !!! Successor is SIRIUS 3RA2 Preferred successor type is >>3RA2110-4AA18-1BB4<< | - | 0 | 7
3RA1120-4AA26-0AB0 |  | 3RA1120-4AA26-0AB0 | 1 | UN | 1 | 15 | C | D | N | N | 85364900 | 1 | 4011209398771 | 0.713 | KG | 288.8 | 288.8 | CP13 | CP13 | Load feeder fuseless direct-on-line starting, 400 V AC 11...16 A, 24 V AC 50 Hz Size S0 Screw terminal for installation on standard mounting rail Type of coordination 2, Iq = 50 kA (also fulfills type of coordination 1) !!! Phased-out product !!! Successor is SIRIUS 3RA2 | - | 0 | 7
3RA1120-4AA26-0AF0 |  | 3RA1120-4AA26-0AF0 | 1 | UN | 1 | 15 | C | D | N | N | 85364900 | 1 | 4011209558977 | 0.711 | KG | 288.8 | 288.8 | CP13 | CP13 | Load feeder fuseless direct-on-line starting, 400 V AC 11...16 A, 110 V AC 50 Hz Size S0 Screw terminal for installation on standard mounting rail Type of coordination 2, Iq = 50 kA (also fulfills type of coordination 1) !!! Phased-out product !!! Successor is SIRIUS 3RA2 | - | 0 | 7
3RA1120-4AA26-0AL2 |  | 3RA1120-4AA26-0AL2 | 1 | UN | 1 | 15 | C | D | N | N | 85364900 | 1 | 4011209370111 | 0.72 | KG | 263.15 | 263.15 | CP13 | CP13 | Load feeder fuseless direct-on-line starting, 400 V AC Size S0 11-16 A, 230 V AC, 50/60 Hz Screw terminal for installation on standard mounting rail Type of coordination 2, Iq = 50 kA (also fulfills type of coordination 1) !!! Phased-out product !!! Successor is SIRIUS 3RA2 | - | 0 | 7
3RA1120-4AA26-0AP0 |  | 3RA1120-4AA26-0AP0 | 1 | UN | 1 | 5 | B | D | N | N | 85364900 | 1 | 4011209312883 | 0.713 | KG | 288.8 | 288.8 | CP13 | CP13 | Load feeder fuseless direct-on-line starting, 400 V AC Size S0 11-16 A, 230 V AC, 50 Hz Screw terminal for installation on standard mounting rail Type of coordination 2, Iq = 50 kA (also fulfills type of coordination 1) !!! Phased-out product !!! Successor is SIRIUS 3RA2 Preferred successor type is >>3RA2120-4AA26-0AP0<< | - | 0 | 7
3RA1120-4AA26-0BB4 |  | 3RA1120-4AA26-0BB4 | 1 | UN | 1 | 5 | B | D | N | N | 85364900 | 1 | 4011209312890 | 0.959 | KG | 337.25 | 337.25 | CP13 | CP13 | Load feeder fuseless direct-on-line starting, 400 V AC Size S0 11-16 A, 24 V DC Screw terminal for installation on standard mounting rail Type of coordination 1, Iq = 50 kA !!! Phased-out product !!! Successor is SIRIUS 3RA2 Preferred successor type is >>3RA2120-4AA26-0BB4<< | - | 0 | 7
3RA1120-4AC25-0AF0 |  | 3RA1120-4AC25-0AF0 | 1 | UN | 1 | 5 | B | D | N | N | 85364900 | 1 |  | 0.93 | KG | 314.45 | 314.45 | CP13 | CP13 | Load feeder fuseless direct-on-line starting, 400 V AC 11...16 A, 110 V AC 50 Hz Size S0 Screw terminal on 40 mm busbar adapter Type of coordination 1, Iq = 50 kA !!! Phased-out product !!! Successor is SIRIUS 3RA2 | - | 0 | 9
3RA1120-4AC25-0AP0 |  | 3RA1120-4AC25-0AP0 | 1 | UN | 1 | 15 | C | D | N | N | 85364900 | 1 | 4011209312906 | 0.898 | KG | 314.45 | 314.45 | CP13 | CP13 | Load feeder fuseless direct-on-line starting, 400 V AC 11...16 A, 230 V AC 50 Hz Size S0 Screw terminal on 40 mm busbar adapter Type of coordination 1, Iq = 50 kA !!! Phased-out product !!! Successor is SIRIUS 3RA2 Preferred successor type is >>3RA2110-4AD18-1AP0<< | - | 0 | 7
3RA1120-4AC25-0BB4 |  | 3RA1120-4AC25-0BB4 | 1 | UN | 1 | 15 | C | D | N | N | 85364900 | 1 | 4011209312913 | 1.177 | KG | 388.55 | 388.55 | CP13 | CP13 | Load feeder fuseless direct-on-line starting, 400 V AC 11...16 A, 24 V DC Size S0 Screw terminal on 40 mm busbar adapter Type of coordination 1, Iq = 50 kA !!! Phased-out product !!! Successor is SIRIUS 3RA2 Preferred successor type is >>3RA2110-4AD18-1BB4<< | - | 0 | 7
3RA1120-4AC26-0AB0 |  | 3RA1120-4AC26-0AB0 | 1 | UN | 1 | 5 | B | D | N | N | 85364900 | 1 | 4011209860179 | 0.93 | KG | 342.95 | 342.95 | CP13 | CP13 | Load feeder fuseless direct-on-line starting, 400 V AC 11...16 A, 24 V AC 50 Hz Size S0 Screw terminal on 40 mm busbar adapter Type of coordination 2, Iq = 50 kA (also fulfills type of coordination 1) !!! Phased-out product !!! Successor is SIRIUS 3RA2 | - | 0 | 9
3RA1120-4AC26-0AF0 |  | 3RA1120-4AC26-0AF0 | 1 | UN | 1 | 5 | B | D | N | N | 85364900 | 1 | 4011209545182 | 0.905 | KG | 342.95 | 342.95 | CP13 | CP13 | Load feeder fuseless direct-on-line starting, 400 V AC 11...16 A, 110 V AC 50 Hz Size S0 Screw terminal on 40 mm busbar adapter Type of coordination 2, Iq = 50 kA (also fulfills type of coordination 1) !!! Phased-out product !!! Successor is SIRIUS 3RA2 | - | 0 | 9
3RA1120-4AC26-0AP0 |  | 3RA1120-4AC26-0AP0 | 1 | UN | 1 | 15 | C | D | N | N | 85364900 | 1 | 4011209312920 | 0.914 | KG | 342.95 | 342.95 | CP13 | CP13 | Load feeder fuseless direct-on-line starting, 400 V AC 11...16 A, 230 V AC 50 Hz Size S0 Screw terminal on 40 mm busbar adapter Type of coordination 2, Iq = 50 kA (also fulfills type of coordination 1) !!! Phased-out product !!! Successor is SIRIUS 3RA2 Preferred successor type is >>3RA2120-4AD26-0AP0<< | - | 0 | 7
3RA1120-4AC26-0BB4 |  | 3RA1120-4AC26-0BB4 | 1 | UN | 1 | 15 | C | D | N | N | 85364900 | 1 | 4011209312937 | 1.131 | KG | 423.7 | 423.7 | CP13 | CP13 | Load feeder fuseless direct-on-line starting, 400 V AC Size S0 11-16 A, 24 V DC Screw terminal on 40 mm busbar adapter Type of coordination 1, Iq = 50 kA !!! Phased-out product !!! Successor is SIRIUS 3RA2 Preferred successor type is >>3RA2120-4AD26-0BB4<< | - | 0 | 7
3RA1120-4AD25-0AF0 |  | 3RA1120-4AD25-0AF0 | 1 | UN | 1 | 15 | C | D | N | N | 85364900 | 1 | 4011209544994 | 0.888 | KG | 314.45 | 314.45 | CP13 | CP13 | Load feeder fuseless direct-on-line starting, 400 V AC 11...16 A, 110 V AC 50 Hz Size S0 Screw terminal on 60 mm busbar adapter Type of coordination 1, Iq = 50 kA !!! Phased-out product !!! Successor is SIRIUS 3RA2 | - | 0 | 7
3RA1120-4AD25-0AP0 |  | 3RA1120-4AD25-0AP0 | 1 | UN | 1 | 15 | C | D | N | N | 85364900 | 1 | 4011209312944 | 0.89 | KG | 314.45 | 314.45 | CP13 | CP13 | Load feeder fuseless direct-on-line starting, 400 V AC 11...16 A, 230 V AC 50 Hz Size S0 Screw terminal on 60 mm busbar adapter Type of coordination 1, Iq = 50 kA !!! Phased-out product !!! Successor is SIRIUS 3RA2 Preferred successor type is >>3RA2110-4AD18-1AP0<< | - | 0 | 7
3RA1120-4AD25-0BB4 |  | 3RA1120-4AD25-0BB4 | 1 | UN | 1 | 5 | B | D | N | N | 85364900 | 1 | 4011209312951 | 1.13 | KG | 357.2 | 357.2 | CP13 | CP13 | Load feeder fuseless direct-on-line starting, 400 V AC Size S0 11-16 A, 24 V DC Screw terminal on 60 mm busbar adapter Type of coordination 1, Iq = 50 kA !!! Phased-out product !!! Successor is SIRIUS 3RA2 Preferred successor type is >>3RA2110-4AD18-1BB4<< | - | 0 | 7
3RA1120-4AD26-0AB0 |  | 3RA1120-4AD26-0AB0 | 1 | UN | 1 | 15 | C | D | N | N | 85364900 | 1 | 4011209495647 | 0.885 | KG | 342.95 | 342.95 | CP13 | CP13 | Load feeder fuseless direct-on-line starting, 400 V AC Size S0 11-16 A, 24 V AC, 50 Hz Screw terminal on 60 mm busbar adapter Type of coordination 2, Iq = 50 kA (also fulfills type of coordination 1) !!! Phased-out product !!! Successor is SIRIUS 3RA2 | - | 0 | 7
3RA1120-4AD26-0AF0 |  | 3RA1120-4AD26-0AF0 | 1 | UN | 1 | 15 | C | D | N | N | 85364900 | 1 | 4011209436213 | 0.89 | KG | 342.95 | 342.95 | CP13 | CP13 | Load feeder fuseless direct-on-line starting, 400 V AC 11...16 A, 110 V AC 50 Hz Size S0 Screw terminal on 60 mm busbar adapter Type of coordination 2, Iq = 50 kA (also fulfills type of coordination 1) !!! Phased-out product !!! Successor is SIRIUS 3RA2 | - | 0 | 7
3RA1120-4AD26-0AP0 |  | 3RA1120-4AD26-0AP0 | 1 | UN | 1 | 5 | B | D | N | N | 85364900 | 1 | 4011209312968 | 0.89 | KG | 311.6 | 311.6 | CP13 | CP13 | Load feeder fuseless direct-on-line starting, 400 V AC Size S0 11-16 A, 230 V AC, 50 Hz Screw terminal on 60 mm busbar adapter Type of coordination 2, Iq = 50 kA (also fulfills type of coordination 1) !!! Phased-out product !!! Successor is SIRIUS 3RA2 Preferred successor type is >>3RA2120-4AD26-0AP0<< | - | 0 | 7
3RA1120-4AD26-0BB4 |  | 3RA1120-4AD26-0BB4 | 1 | UN | 1 | 5 | B | D | N | N | 85364900 | 1 | 4011209312975 | 1.12 | KG | 386.65 | 386.65 | CP13 | CP13 | Load feeder fuseless direct-on-line starting, 400 V AC Size S0 11-16 A, 24 V DC Screw terminal on 60 mm busbar adapter Type of coordination 2, Iq = 50 kA (also fulfills type of coordination 1) !!! Phased-out product !!! Successor is SIRIUS 3RA2 Preferred successor type is >>3RA2120-4AD26-0BB4<< | - | 0 | 7
3RA1120-4AJ17-1AB0 |  | 3RA1120-4AJ17-1AB0 | 1 | UN | 1 | 0 | A | D | N | N | 85364900 | 1 |  | 0.55 | KG | 282.15 | 282.15 | CP13 | CP13 | Load feeder fuseless direct-on-line starting, 400 V AC Size S00 11-16 A, 24 V AC 1 NO (contactor), Spring-type connection system Busbar mounting 40 mm Type of coordination 1, Iq = 50 kA CB screw terminal Hybrid link module !!! Phased-out product !!! Successor is SIRIUS 3RA2 | - | 0 | 7
3RA1120-4AK17-1AB0 |  | 3RA1120-4AK17-1AB0 | 1 | UN | 1 | 0 | A | D | N | N | 85364900 | 1 |  | 0.55 | KG | 282.15 | 282.15 | CP13 | CP13 | Load feeder fuseless direct-on-line starting, 400 V AC Size S00 11-16 A, 24 V AC 1 NO (contactor), Spring-type connection system Busbar mounting 60 mm Type of coordination 1, Iq = 50 kA CB screw terminal Hybrid link module !!! Phased-out product !!! Successor is SIRIUS 3RA2 | - | 0 | 7
3RA1120-4AN25-0AB0 |  | 3RA1120-4AN25-0AB0 | 1 | UN | 1 | 0 | A | D | N | N | 85364900 | 1 |  | 0.55 | KG | 319.2 | 319.2 | CP13 | CP13 | Load feeder fuseless direct-on-line starting, 400 V AC Size S00 11-16 A, 24 V AC screw-type technology Busbar mounting 40 mm Type of coordination 1, Iq = 50 kA Control circuit Spring-type connection system !!! Phased-out product !!! Successor is SIRIUS 3RA2 | - | 0 | 7
3RA1120-4AP25-0AB0 |  | 3RA1120-4AP25-0AB0 | 1 | UN | 1 | 0 | A | D | N | N | 85364900 | 1 | 4011209934047 | 0.55 | KG | 319.2 | 319.2 | CP13 | CP13 | Load feeder fuseless direct-on-line starting, 400 V AC Size S00 11-16 A, 24 V AC screw-type technology Busbar mounting 60 mm Type of coordination 1, Iq = 50 kA Control circuit Spring-type connection system !!! Phased-out product !!! Successor is SIRIUS 3RA2 | - | 0 | 7
3RA1120-4AT25-0AV0 |  | 3RA1120-4AT25-0AV0 | 1 | UN | 1 | 5 | B | D | N | N | 85364900 | 1 | 4011209666320 | 0.729 | KG | 263.15 | 263.15 | CP13 | CP13 | Agriculture lamp control direct-on-line starting, 400 V AC 11...16 A, 400 V AC 50 Hz Size S0 Screw terminal for installation on standard mounting rail Type of coordination 1, Iq = 50 kA !!! Phased-out product !!! Successor is SIRIUS 3RA2 | - | 0 | 9
3RA1120-4BA25-0AB0 |  | 3RA1120-4BA25-0AB0 | 1 | UN | 1 | 15 | C | D | N | N | 85364900 | 1 | 4011209576803 | 0.707 | KG | 263.15 | 263.15 | CP13 | CP13 | Load feeder fuseless direct-on-line starting, 400 V AC 14...20 A, 24 V AC 50 Hz Size S0 Screw terminal for installation on standard mounting rail Type of coordination 1, Iq = 50 kA !!! Phased-out product !!! Successor is SIRIUS 3RA2 | - | 0 | 7
3RA1120-4BA25-0AF0 |  | 3RA1120-4BA25-0AF0 | 1 | UN | 1 | 15 | C | D | N | N | 85364900 | 1 | 4011209538528 | 0.7 | KG | 263.15 | 263.15 | CP13 | CP13 | Load feeder fuseless direct-on-line starting, 400 V AC 14...20 A, 110 V AC 50 Hz Size S0 Screw terminal for installation on standard mounting rail Type of coordination 1, Iq = 50 kA !!! Phased-out product !!! Successor is SIRIUS 3RA2 | - | 0 | 7
3RA1120-4BA25-0AG2 |  | 3RA1120-4BA25-0AG2 | 1 | UN | 1 | 15 | C | D | N | N | 85364900 | 1 | 4011209370616 | 0.711 | KG | 263.15 | 263.15 | CP13 | CP13 | Load feeder fuseless direct-on-line starting, 400 V AC Size S0 14-20 A, 110 V AC 50/60 Hz Screw terminal for installation on standard mounting rail Type of coordination 1, Iq = 50 kA !!! Phased-out product !!! Successor is SIRIUS 3RA2 | - | 0 | 7
3RA1120-4BA25-0AP0 |  | 3RA1120-4BA25-0AP0 | 1 | UN | 1 | 15 | C | D | N | N | 85364900 | 1 | 4011209312982 | 0.695 | KG | 263.15 | 263.15 | CP13 | CP13 | Load feeder fuseless direct-on-line starting, 400 V AC 14...20 A, 230 V AC 50 Hz Size S0 Screw terminal for installation on standard mounting rail Type of coordination 1, Iq = 50 kA !!! Phased-out product !!! Successor is SIRIUS 3RA2 Preferred successor type is >>3RA2120-4BA26-0AP0<< | - | 0 | 7
3RA1120-4BA25-0BB4 |  | 3RA1120-4BA25-0BB4 | 1 | UN | 1 | 5 | B | D | N | N | 85364900 | 1 | 4011209312999 | 0.942 | KG | 339.15 | 339.15 | CP13 | CP13 | Load feeder fuseless direct-on-line starting, 400 V AC Size S0 14-20 A, 24 V DC Screw terminal for installation on standard mounting rail Type of coordination 1, Iq = 50 kA !!! Phased-out product !!! Successor is SIRIUS 3RA2 Preferred successor type is >>3RA2120-4BA26-0BB4<< | - | 0 | 7
3RA1120-4BA26-0AB0 |  | 3RA1120-4BA26-0AB0 | 1 | UN | 1 | 15 | C | D | N | N | 85364900 | 1 | 4011209398788 | 0.72 | KG | 299.25 | 299.25 | CP13 | CP13 | Load feeder fuseless direct-on-line starting, 400 V AC Size S0 14-20 A, 24 V AC, 50 Hz Screw terminal for installation on standard mounting rail Type of coordination 2, Iq = 50 kA (also fulfills type of coordination 1) !!! Phased-out product !!! Successor is SIRIUS 3RA2 | - | 0 | 7
3RA1120-4BA26-0AF0 |  | 3RA1120-4BA26-0AF0 | 1 | UN | 1 | 15 | C | D | N | N | 85364900 | 1 | 4011209538580 | 0.73 | KG | 299.25 | 299.25 | CP13 | CP13 | Load feeder fuseless direct-on-line starting, 400 V AC 14...20 A, 110 V AC 50 Hz Size S0 Screw terminal for installation on standard mounting rail Type of coordination 2, Iq = 50 kA (also fulfills type of coordination 1) !!! Phased-out product !!! Successor is SIRIUS 3RA2 | - | 0 | 7
3RA1120-4BA26-0AP0 |  | 3RA1120-4BA26-0AP0 | 1 | UN | 1 | 5 | B | D | N | N | 85364900 | 1 | 4011209313002 | 0.705 | KG | 273.6 | 273.6 | CP13 | CP13 | Load feeder fuseless direct-on-line starting, 400 V AC Size S0 14-20 A, 230 V AC, 50 Hz Screw terminal for installation on standard mounting rail Type of coordination 2, Iq = 50 kA (also fulfills type of coordination 1) !!! Phased-out product !!! Successor is SIRIUS 3RA2 Preferred successor type is >>3RA2120-4BA26-0AP0<< | - | 0 | 7
3RA1120-4BA26-0BB4 |  | 3RA1120-4BA26-0BB4 | 1 | UN | 1 | 5 | B | D | N | N | 85364900 | 1 | 4011209313019 | 0.935 | KG | 344.85 | 344.85 | CP13 | CP13 | Load feeder fuseless direct-on-line starting, 400 V AC Size S0 14-20 A, 24 V DC Screw terminal for installation on standard mounting rail Type of coordination 1, Iq = 50 kA !!! Phased-out product !!! Successor is SIRIUS 3RA2 Preferred successor type is >>3RA2120-4BA26-0BB4<< | - | 0 | 7
3RA1120-4BC25-0AF0 |  | 3RA1120-4BC25-0AF0 | 1 | UN | 1 | 5 | B | D | N | N | 85364900 | 1 |  | 0.93 | KG | 318.25 | 318.25 | CP13 | CP13 | Load feeder fuseless direct-on-line starting, 400 V AC 14...19 A, 110 V AC 50 Hz Size S0 Screw terminal on 40 mm busbar adapter Type of coordination 1, Iq = 50 kA !!! Phased-out product !!! Successor is SIRIUS 3RA2 | - | 0 | 9
3RA1120-4BC25-0AP0 |  | 3RA1120-4BC25-0AP0 | 1 | UN | 1 | 5 | B | D | N | N | 85364900 | 1 | 4011209313026 | 0.898 | KG | 318.25 | 318.25 | CP13 | CP13 | Load feeder fuseless direct-on-line starting, 400 V AC 14...19 A, 230 V AC 50 Hz Size S0 Screw terminal on 40 mm busbar adapter Type of coordination 1, Iq = 50 kA !!! Phased-out product !!! Successor is SIRIUS 3RA2 Preferred successor type is >>3RA2120-4BD26-0AP0<< | - | 0 | 9
3RA1120-4BC25-0BB4 |  | 3RA1120-4BC25-0BB4 | 1 | UN | 1 | 15 | C | D | N | N | 85364900 | 1 | 4011209313033 | 1.128 | KG | 395.2 | 395.2 | CP13 | CP13 | Load feeder fuseless direct-on-line starting, 400 V AC 14...19 A, 24 V DC Size S0 Screw terminal on 40 mm busbar adapter Type of coordination 1, Iq = 50 kA !!! Phased-out product !!! Successor is SIRIUS 3RA2 Preferred successor type is >>3RA2120-4BD26-0BB4<< | - | 0 | 7
3RA1120-4BC26-0AF0 |  | 3RA1120-4BC26-0AF0 | 1 | UN | 1 | 5 | B | D | N | N | 85364900 | 1 | 4011209533028 | 0.94 | KG | 354.35 | 354.35 | CP13 | CP13 | Load feeder fuseless direct-on-line starting, 400 V AC 14...20 A, 110 V AC 50 Hz Size S0 Screw terminal on 40 mm busbar adapter Type of coordination 2, Iq = 50 kA (also fulfills type of coordination 1) !!! Phased-out product !!! Successor is SIRIUS 3RA2 | - | 0 | 9
3RA1120-4BC26-0AP0 |  | 3RA1120-4BC26-0AP0 | 1 | UN | 1 | 15 | C | D | N | N | 85364900 | 1 | 4011209313040 | 0.893 | KG | 354.35 | 354.35 | CP13 | CP13 | Load feeder fuseless direct-on-line starting, 400 V AC 14...20 A, 230 V AC 50 Hz Size S0 Screw terminal on 40 mm busbar adapter Type of coordination 2, Iq = 50 kA (also fulfills type of coordination 1) !!! Phased-out product !!! Successor is SIRIUS 3RA2 Preferred successor type is >>3RA2120-4BD26-0AP0<< | - | 0 | 7
3RA1120-4BC26-0BB4 |  | 3RA1120-4BC26-0BB4 | 1 | UN | 1 | 15 | C | D | N | N | 85364900 | 1 | 4011209313057 | 1.125 | KG | 429.4 | 429.4 | CP13 | CP13 | Load feeder fuseless direct-on-line starting, 400 V AC 14...20 A, 24 V DC Size S0 Screw terminal on 40 mm busbar adapter Type of coordination 1, Iq = 50 kA !!! Phased-out product !!! Successor is SIRIUS 3RA2 Preferred successor type is >>3RA2120-4BD26-0BB4<< | - | 0 | 7
3RA1120-4BD25-0AB0 |  | 3RA1120-4BD25-0AB0 | 1 | UN | 1 | 5 | B | D | N | N | 85364900 | 1 | 4011209632844 | 0.93 | KG | 318.25 | 318.25 | CP13 | CP13 | Load feeder fuseless direct-on-line starting, 400 V AC 14...19 A, 24 V AC 50 Hz Size S0 Screw terminal on 60 mm busbar adapter Type of coordination 1, Iq = 50 kA !!! Phased-out product !!! Successor is SIRIUS 3RA2 | - | 0 | 9
3RA1120-4BD25-0AF0 |  | 3RA1120-4BD25-0AF0 | 1 | UN | 1 | 5 | B | D | N | N | 85364900 | 1 | 4011209543652 | 0.921 | KG | 318.25 | 318.25 | CP13 | CP13 | Load feeder fuseless direct-on-line starting, 400 V AC 14...19 A, 110 V AC 50 Hz Size S0 Screw terminal on 60 mm busbar adapter Type of coordination 1, Iq = 50 kA !!! Phased-out product !!! Successor is SIRIUS 3RA2 | - | 0 | 9
3RA1120-4BD25-0AP0 |  | 3RA1120-4BD25-0AP0 | 1 | UN | 1 | 5 | B | D | N | N | 85364900 | 1 | 4011209313064 | 0.885 | KG | 318.25 | 318.25 | CP13 | CP13 | Load feeder fuseless direct-on-line starting, 400 V AC Size S0 14-19 A, 230 V AC, 50 Hz Screw terminal on 60 mm busbar adapter Type of coordination 1, Iq = 50 kA !!! Phased-out product !!! Successor is SIRIUS 3RA2 Preferred successor type is >>3RA2120-4BD26-0AP0<< | - | 0 | 7
3RA1120-4BD25-0BB4 |  | 3RA1120-4BD25-0BB4 | 1 | UN | 1 | 15 | C | D | N | N | 85364900 | 1 | 4011209313071 | 1.113 | KG | 395.2 | 395.2 | CP13 | CP13 | Load feeder fuseless direct-on-line starting, 400 V AC Size S0 14-19 A, 24 V DC Screw terminal on 60 mm busbar adapter Type of coordination 1, Iq = 50 kA !!! Phased-out product !!! Successor is SIRIUS 3RA2 Preferred successor type is >>3RA2120-4BD26-0BB4<< | - | 0 | 7
3RA1120-4BD26-0AB0 |  | 3RA1120-4BD26-0AB0 | 1 | UN | 1 | 15 | C | D | N | N | 85364900 | 1 | 4011209465756 | 0.892 | KG | 354.35 | 354.35 | CP13 | CP13 | Load feeder fuseless direct-on-line starting, 400 V AC 14...20 A, 24 V AC 50 Hz Size S0 Screw terminal on 60 mm busbar adapter Type of coordination 2, Iq = 50 kA (also fulfills type of coordination 1) !!! Phased-out product !!! Successor is SIRIUS 3RA2 | - | 0 | 7
3RA1120-4BD26-0AF0 |  | 3RA1120-4BD26-0AF0 | 1 | UN | 1 | 5 | B | D | N | N | 85364900 | 1 | 4011209436220 | 0.932 | KG | 354.35 | 354.35 | CP13 | CP13 | Load feeder fuseless direct-on-line starting, 400 V AC 14...20 A, 110 V AC 50 Hz Size S0 Screw terminal on 60 mm busbar adapter Type of coordination 2, Iq = 50 kA (also fulfills type of coordination 1) !!! Phased-out product !!! Successor is SIRIUS 3RA2 | - | 0 | 9
3RA1120-4BD26-0AP0 |  | 3RA1120-4BD26-0AP0 | 1 | UN | 1 | 5 | B | D | N | N | 85364900 | 1 | 4011209313088 | 0.879 | KG | 324.9 | 324.9 | CP13 | CP13 | Load feeder fuseless direct-on-line starting, 400 V AC Size S0 14-20 A, 230 V AC, 50 Hz Screw terminal on 60 mm busbar adapter Type of coordination 2, Iq = 50 kA (also fulfills type of coordination 1) !!! Phased-out product !!! Successor is SIRIUS 3RA2 Preferred successor type is >>3RA2120-4BD26-0AP0<< | - | 0 | 7
3RA1120-4BD26-0BB4 |  | 3RA1120-4BD26-0BB4 | 1 | UN | 1 | 5 | B | D | N | N | 85364900 | 1 | 4011209313095 | 1.09 | KG | 392.35 | 392.35 | CP13 | CP13 | Load feeder fuseless direct-on-line starting, 400 V AC Size S0 14-20 A, 24 V DC Screw terminal on 60 mm busbar adapter Type of coordination 2, Iq = 50 kA (also fulfills type of coordination 1) !!! Phased-out product !!! Successor is SIRIUS 3RA2 Preferred successor type is >>3RA2120-4BD26-0BB4<< | - | 0 | 7
3RA1120-4BN25-0AB0 |  | 3RA1120-4BN25-0AB0 | 1 | UN | 1 | 0 | A | D | N | N | 85364900 | 1 |  | 0.55 | KG | 321.1 | 321.1 | CP13 | CP13 | Load feeder fuseless direct-on-line starting, 400 V AC Size S00 14-20 A, 24 V AC screw-type technology Busbar mounting 40 mm Type of coordination 1, Iq = 50 kA Control circuit Spring-type connection system !!! Phased-out product !!! Successor is SIRIUS 3RA2 | - | 0 | 7
3RA1120-4BP25-0AB0 |  | 3RA1120-4BP25-0AB0 | 1 | UN | 1 | 0 | A | D | N | N | 85364900 | 1 |  | 0.55 | KG | 321.1 | 321.1 | CP13 | CP13 | Load feeder fuseless direct-on-line starting, 400 V AC Size S00 14-20 A, 24 V AC screw-type technology Busbar mounting 60 mm Type of coordination 1, Iq = 50 kA Control circuit Spring-type connection system !!! Phased-out product !!! Successor is SIRIUS 3RA2 | - | 0 | 7
3RA1120-4BT25-0AV0 |  | 3RA1120-4BT25-0AV0 | 1 | UN | 1 | 15 | C | D | N | N | 85364900 | 1 | 4011209667846 | 0.708 | KG | 299.25 | 299.25 | CP13 | CP13 | Agriculture lamp control direct-on-line starting, 400 V AC Size S0 14-20 A, 400 V AC 50 Hz Screw terminal for installation on standard mounting rail Type of coordination 1, Iq = 50 kA !!! Phased-out product !!! Successor is SIRIUS 3RA2 | - | 0 | 7
3RA1120-4BV25-0AV0 |  | 3RA1120-4BV25-0AV0 | 1 | UN | 1 | 5 | B | D | EAR99 | N | 85364900 | 1 |  | 0.73 | KG | 354.35 | 354.35 | CP13 | CP13 | Agriculture lamp control direct-on-line starting, 400 V AC Size S0 14-20 A, 400 V AC 50 Hz Screw terminal for busbar mounting 60 mm Type of coordination 1, Iq = 50 kA !!! Phased-out product !!! Successor is SIRIUS 3RA2 | - | 0 | 7
3RA1120-4CA26-0AB0 |  | 3RA1120-4CA26-0AB0 | 1 | UN | 1 | 15 | C | D | N | N | 85364900 | 1 | 4011209533509 | 0.717 | KG | 306.85 | 306.85 | CP13 | CP13 | Load feeder fuseless direct-on-line starting, 400 V AC 17...22 A, 24 V AC 50 Hz Size S0 Screw terminal for installation on standard mounting rail Type of coordination 1, Iq = 50 kA !!! Phased-out product !!! Successor is SIRIUS 3RA2 | - | 0 | 7
3RA1120-4CA26-0AF0 |  | 3RA1120-4CA26-0AF0 | 1 | UN | 1 | 5 | B | D | N | N | 85364900 | 1 | 4011209583856 | 0.73 | KG | 306.85 | 306.85 | CP13 | CP13 | Load feeder fuseless direct-on-line starting, 400 V AC 17...22 A, 110 V AC 50 Hz Size S0 Screw terminal for installation on standard mounting rail Type of coordination 1, Iq = 50 kA !!! Phased-out product !!! Successor is SIRIUS 3RA2 | - | 0 | 9
3RA1120-4CA26-0AL2 |  | 3RA1120-4CA26-0AL2 | 1 | UN | 1 | 15 | C | D | N | N | 85364900 | 1 | 4011209370128 | 0.713 | KG | 278.35 | 278.35 | CP13 | CP13 | Load feeder fuseless direct-on-line starting, 400 V AC Size S0 17-22 A, 230 V AC, 50/60 Hz Screw terminal for installation on standard mounting rail Type of coordination 1, Iq = 50 kA !!! Phased-out product !!! Successor is SIRIUS 3RA2 Preferred successor type is >>3RA2120-4CA26-0AL2<< | - | 0 | 7
3RA1120-4CA26-0AP0 |  | 3RA1120-4CA26-0AP0 | 1 | UN | 1 | 15 | C | D | N | N | 85364900 | 1 | 4011209313125 | 0.721 | KG | 306.85 | 306.85 | CP13 | CP13 | Load feeder fuseless direct-on-line starting, 400 V AC 17...22 A, 230 V AC 50 Hz Size S0 Screw terminal for installation on standard mounting rail Type of coordination 1, Iq = 50 kA !!! Phased-out product !!! Successor is SIRIUS 3RA2 Preferred successor type is >>3RA2120-4CA27-0AP0<< | - | 0 | 7
3RA1120-4CA26-0BB4 |  | 3RA1120-4CA26-0BB4 | 1 | UN | 1 | 5 | B | D | N | N | 85364900 | 1 | 4011209313132 | 0.945 | KG | 354.35 | 354.35 | CP13 | CP13 | Load feeder fuseless direct-on-line starting, 400 V AC Size S0 17-22 A, 24 V DC Screw terminal for installation on standard mounting rail Type of coordination 1, Iq = 50 kA !!! Phased-out product !!! Successor is SIRIUS 3RA2 Preferred successor type is >>3RA2120-4CA27-0BB4<< | - | 0 | 7
3RA1120-4CC26-0AF0 |  | 3RA1120-4CC26-0AF0 | 1 | UN | 1 | 5 | B | D | N | N | 85364900 | 1 | 4011209566422 | 0.94 | KG | 361.95 | 361.95 | CP13 | CP13 | Load feeder fuseless direct-on-line starting, 400 V AC 17...22 A, 110 V AC 50 Hz Size S0 Screw terminal on 40 mm busbar adapter Type of coordination 2, Iq = 50 kA (also fulfills type of coordination 1) (also fulfills type of coordination 1) !!! Phased-out product !!! Successor is SIRIUS 3RA2 | - | 0 | 9
3RA1120-4CC26-0AP0 |  | 3RA1120-4CC26-0AP0 | 1 | UN | 1 | 15 | C | D | N | N | 85364900 | 1 | 4011209313163 | 0.935 | KG | 361.95 | 361.95 | CP13 | CP13 | Load feeder fuseless direct-on-line starting, 400 V AC 17...22 A, 230 V AC 50 Hz Size S0 Screw terminal on 40 mm busbar adapter Type of coordination 2, Iq = 50 kA (also fulfills type of coordination 1) (also fulfills type of coordination 1) !!! Phased-out product !!! Successor is SIRIUS 3RA2 Preferred successor type is >>3RA2120-4CD27-0AP0<< | - | 0 | 7
3RA1120-4CC26-0BB4 |  | 3RA1120-4CC26-0BB4 | 1 | UN | 1 | 15 | C | D | N | N | 85364900 | 1 | 4011209313170 | 1.13 | KG | 438.9 | 438.9 | CP13 | CP13 | Load feeder fuseless direct-on-line starting, 400 V AC 17...22 A, 24 V DC Size S0 Screw terminal on 40 mm busbar adapter Type of coordination 1, Iq = 50 kA !!! Phased-out product !!! Successor is SIRIUS 3RA2 Preferred successor type is >>3RA2120-4CD27-0BB4<< | - | 0 | 7
3RA1120-4CD26-0AF0 |  | 3RA1120-4CD26-0AF0 | 1 | UN | 1 | 5 | B | D | N | N | 85364900 | 1 | 4011209436237 | 0.889 | KG | 361.95 | 361.95 | CP13 | CP13 | Load feeder fuseless direct-on-line starting, 400 V AC 17...22 A, 110 V AC 50 Hz Size S0 Screw terminal on 60 mm busbar adapter Type of coordination 2, Iq = 50 kA (also fulfills type of coordination 1) !!! Phased-out product !!! Successor is SIRIUS 3RA2 | - | 0 | 9
3RA1120-4CD26-0AP0 |  | 3RA1120-4CD26-0AP0 | 1 | UN | 1 | 5 | B | D | N | N | 85364900 | 1 | 4011209313200 | 0.889 | KG | 361.95 | 361.95 | CP13 | CP13 | Load feeder fuseless direct-on-line starting, 400 V AC Size S0 17-22 A, 230 V AC, 50 Hz Screw terminal on 60 mm busbar adapter Type of coordination 2, Iq = 50 kA (also fulfills type of coordination 1) !!! Phased-out product !!! Successor is SIRIUS 3RA2 Preferred successor type is >>3RA2120-4CD27-0AP0<< | - | 0 | 7
3RA1120-4CD26-0BB4 |  | 3RA1120-4CD26-0BB4 | 1 | UN | 1 | 5 | B | D | N | N | 85364900 | 1 | 4011209313217 | 1.116 | KG | 400.9 | 400.9 | CP13 | CP13 | Load feeder fuseless direct-on-line starting, 400 V AC Size S0 17-22 A, 24 V DC Screw terminal on 60 mm busbar adapter Type of coordination 1, Iq = 50 kA !!! Phased-out product !!! Successor is SIRIUS 3RA2 Preferred successor type is >>3RA2120-4CD27-0BB4<< | - | 0 | 7
3RA1120-4CN25-0AB0 |  | 3RA1120-4CN25-0AB0 | 1 | UN | 1 | 0 | A | D | N | N | 85364900 | 1 |  | 0.55 | KG | 332.5 | 332.5 | CP13 | CP13 | Load feeder fuseless direct-on-line starting, 400 V AC Size S00 17-22 A, 24 V AC screw-type technology Busbar mounting 60 mm Type of coordination 1, Iq = 50 kA Control circuit Spring-type connection system !!! Phased-out product !!! Successor is SIRIUS 3RA2 | - | 0 | 7
3RA1120-4CN26-0AB0 |  | 3RA1120-4CN26-0AB0 | 1 | UN | 1 | 0 | A | D | N | N | 85364900 | 1 |  | 0.55 | KG | 368.6 | 368.6 | CP13 | CP13 | Load feeder fuseless direct-on-line starting, 400 V AC Size S00 17-22 A, 24 V AC screw-type technology Busbar mounting 60 mm Type of coordination 1, Iq = 50 kA Control circuit Spring-type connection system !!! Phased-out product !!! Successor is SIRIUS 3RA2 | - | 0 | 7
3RA1120-4CP25-0AB0 |  | 3RA1120-4CP25-0AB0 | 1 | UN | 1 | 0 | A | D | N | N | 85364900 | 1 |  | 0.55 | KG | 332.5 | 332.5 | CP13 | CP13 | Load feeder fuseless direct-on-line starting, 400 V AC Size S00 17-22 A, 24 V AC screw-type technology Busbar mounting 60 mm Type of coordination 1, Iq = 50 kA Control circuit Spring-type connection system !!! Phased-out product !!! Successor is SIRIUS 3RA2 | - | 0 | 7
3RA1120-4CP26-0AB0 |  | 3RA1120-4CP26-0AB0 | 1 | UN | 1 | 0 | A | D | N | N | 85364900 | 1 |  | 0.55 | KG | 368.6 | 368.6 | CP13 | CP13 | Load feeder fuseless direct-on-line starting, 400 V AC Size S00 17-22 A, 24 V AC screw-type technology Busbar mounting 60 mm Type of coordination 1, Iq = 50 kA Control circuit Spring-type connection system !!! Phased-out product !!! Successor is SIRIUS 3RA2 | - | 0 | 7
3RA1120-4DA26-0AB0 |  | 3RA1120-4DA26-0AB0 | 1 | UN | 1 | 15 | C | D | N | N | 85364900 | 1 | 4011209641860 | 0.72 | KG | 327.75 | 327.75 | CP13 | CP13 | Load feeder fuseless direct-on-line starting, 400 V AC 20...25 A, 24 V AC 50 Hz Size S0 Screw terminal for installation on standard mounting rail Type of coordination 1, Iq = 50 kA !!! Phased-out product !!! Successor is SIRIUS 3RA2 | - | 0 | 7
3RA1120-4DA26-0AF0 |  | 3RA1120-4DA26-0AF0 | 1 | UN | 1 | 15 | C | D | N | N | 85364900 | 1 | 4011209465084 | 0.723 | KG | 327.75 | 327.75 | CP13 | CP13 | Load feeder fuseless direct-on-line starting, 400 V AC 20...25 A, 110 V AC 50 Hz Size S0 Screw terminal for installation on standard mounting rail Type of coordination 1, Iq = 50 kA !!! Phased-out product !!! Successor is SIRIUS 3RA2 | - | 0 | 7
3RA1120-4DA26-0AG2 |  | 3RA1120-4DA26-0AG2 | 1 | UN | 1 | 15 | C | D | N | N | 85364900 | 1 | 4011209370609 | 0.72 | KG | 327.75 | 327.75 | CP13 | CP13 | Load feeder fuseless direct-on-line starting, 400 V AC Size S0 20-25 A, 110 V AC, 50/60 Hz Screw terminal for installation on standard mounting rail Type of coordination 1, Iq = 50 kA !!! Phased-out product !!! Successor is SIRIUS 3RA2 | - | 0 | 7
3RA1120-4DA26-0AL2 |  | 3RA1120-4DA26-0AL2 | 1 | UN | 1 | 15 | C | D | N | N | 85364900 | 1 | 4011209399389 | 0.723 | KG | 327.75 | 327.75 | CP13 | CP13 | Load feeder fuseless direct-on-line starting, 400 V AC Size S0 20-25 A, 230 V AC, 50/60 Hz Screw terminal for installation on standard mounting rail Type of coordination 1, Iq = 50 kA !!! Phased-out product !!! Successor is SIRIUS 3RA2 | - | 0 | 7
3RA1120-4DA26-0AP0 |  | 3RA1120-4DA26-0AP0 | 1 | UN | 1 | 15 | C | D | N | N | 85364900 | 1 | 4011209313224 | 0.729 | KG | 327.75 | 327.75 | CP13 | CP13 | Load feeder fuseless direct-on-line starting, 400 V AC 20...25 A, 230 V AC 50 Hz Size S0 Screw terminal for installation on standard mounting rail Type of coordination 1, Iq = 50 kA !!! Phased-out product !!! Successor is SIRIUS 3RA2 Preferred successor type is >>3RA2120-4DA27-0AP0<< | - | 0 | 7
3RA1120-4DA26-0BB4 |  | 3RA1120-4DA26-0BB4 | 1 | UN | 1 | 15 | C | D | N | N | 85364900 | 1 | 4011209313231 | 0.948 | KG | 408.5 | 408.5 | CP13 | CP13 | Load feeder fuseless direct-on-line starting, 400 V AC Size S0 20-25 A, 24 V DC Screw terminal for installation on standard mounting rail Type of coordination 1, Iq = 50 kA !!! Phased-out product !!! Successor is SIRIUS 3RA2 Preferred successor type is >>3RA2120-4DA27-0BB4<< | - | 0 | 7
3RA1120-4DC26-0AF0 |  | 3RA1120-4DC26-0AF0 | 1 | UN | 1 | 5 | B | D | N | N | 85364900 | 1 | 4011209789616 | 0.95 | KG | 382.85 | 382.85 | CP13 | CP13 | Load feeder fuseless direct-on-line starting, 400 V AC 20...25 A, 110 V AC 50 Hz Size S0 Screw terminal on 40 mm busbar adapter Type of coordination 1, Iq = 50 kA !!! Phased-out product !!! Successor is SIRIUS 3RA2 | - | 0 | 9
3RA1120-4DC26-0AP0 |  | 3RA1120-4DC26-0AP0 | 1 | UN | 1 | 15 | C | D | N | N | 85364900 | 1 | 4011209313255 | 0.937 | KG | 382.85 | 382.85 | CP13 | CP13 | Load feeder fuseless direct-on-line starting, 400 V AC 20...25 A, 230 V AC 50 Hz Size S0 Screw terminal on 40 mm busbar adapter Type of coordination 1, Iq = 50 kA !!! Phased-out product !!! Successor is SIRIUS 3RA2 Preferred successor type is >>3RA2120-4DD27-0AP0<< | - | 0 | 7
3RA1120-4DC26-0BB4 |  | 3RA1120-4DC26-0BB4 | 1 | UN | 1 | 15 | C | D | N | N | 85364900 | 1 | 4011209317499 | 1.136 | KG | 461.7 | 461.7 | CP13 | CP13 | Load feeder fuseless direct-on-line starting, 400 V AC 20...25 A, 24 V DC Size S0 Screw terminal on 40 mm busbar adapter Type of coordination 1, Iq = 50 kA !!! Phased-out product !!! Successor is SIRIUS 3RA2 Preferred successor type is >>3RA2120-4DD27-0BB4<< | - | 0 | 7
3RA1120-4DD26-0AF0 |  | 3RA1120-4DD26-0AF0 | 1 | UN | 1 | 5 | B | D | N | N | 85364900 | 1 | 4011209543669 | 0.907 | KG | 382.85 | 382.85 | CP13 | CP13 | Load feeder fuseless direct-on-line starting, 400 V AC 20...25 A, 110 V AC 50 Hz Size S0 Screw terminal on 60 mm busbar adapter Type of coordination 1, Iq = 50 kA !!! Phased-out product !!! Successor is SIRIUS 3RA2 | - | 0 | 9
3RA1120-4DD26-0AP0 |  | 3RA1120-4DD26-0AP0 | 1 | UN | 1 | 5 | B | D | N | N | 85364900 | 1 | 4011209313286 | 0.898 | KG | 382.85 | 382.85 | CP13 | CP13 | Load feeder fuseless direct-on-line starting, 400 V AC Size S0 20-25 A, 230 V AC, 50 Hz Screw terminal on 60 mm busbar adapter Type of coordination 1, Iq = 50 kA !!! Phased-out product !!! Successor is SIRIUS 3RA2 Preferred successor type is >>3RA2120-4DD27-0AP0<< | - | 0 | 7
3RA1120-4DD26-0BB4 |  | 3RA1120-4DD26-0BB4 | 1 | UN | 1 | 5 | B | D | N | N | 85364900 | 1 | 4011209317505 | 1.131 | KG | 421.8 | 421.8 | CP13 | CP13 | Load feeder fuseless direct-on-line starting, 400 V AC Size S0 20-25 A, 24 V DC Screw terminal on 60 mm busbar adapter Type of coordination 1, Iq = 50 kA !!! Phased-out product !!! Successor is SIRIUS 3RA2 Preferred successor type is >>3RA2120-4DD27-0BB4<< | - | 0 | 7
3RA1120-4DN26-0AB0 |  | 3RA1120-4DN26-0AB0 | 1 | UN | 1 | 0 | A | D | N | N | 85364900 | 1 |  | 0.55 | KG | 386.65 | 386.65 | CP13 | CP13 | Load feeder fuseless direct-on-line starting, 400 V AC Size S00 18-25 A, 24 V AC screw-type technology Busbar mounting 40 mm Type of coordination 1, Iq = 50 kA Control circuit Spring-type connection system !!! Phased-out product !!! Successor is SIRIUS 3RA2 | - | 0 | 7
3RA1120-4DP26-0AB0 |  | 3RA1120-4DP26-0AB0 | 1 | UN | 1 | 0 | A | D | N | N | 85364900 | 1 |  | 0.55 | KG | 386.65 | 386.65 | CP13 | CP13 | Load feeder fuseless direct-on-line starting, 400 V AC Size S00 18-25 A, 24 V AC screw-type technology Busbar mounting 60 mm Type of coordination 1, Iq = 50 kA Control circuit Spring-type connection system !!! Phased-out product !!! Successor is SIRIUS 3RA2 | - | 0 | 7
3RA1125-0DL16-2BB4 |  | 3RA1125-0DL16-2BB4 | 1 | UN | 1 | 5 | B | D | N | N | 85364900 | 1 | 4011209697508 | 0.723 | KG | 314.45 | 314.45 | CP13 | CP13 | Load feeder fuseless direct-on-line starting, 400 V AC 0.22...0.32 A, 24 V DC Size S00 1 NO + 1 NC (circuit breaker) 1 NC (contactor), Screw terminal Type of coordination 2, Iq = 50 kA Circuit breaker S0 !!! Phased-out product !!! Successor is SIRIUS 3RA2 | - | 0 | 9
3RA1125-0DL16-4BB4 |  | 3RA1125-0DL16-4BB4 | 1 | UN | 1 | 5 | B | D | N | N | 85364900 | 1 | 4011209701878 | 0.742 | KG | 350.55 | 350.55 | CP13 | CP13 | Load feeder fuseless direct-on-line starting, 400 V AC 0.22...0.32 A, 24 V DC Size S00 1 NO + 1 NC (circuit breaker) With slide adapter Circuit breaker S0 1 NC (contactor), Screw terminal !!! Phased-out product !!! Successor is SIRIUS 3RA2 | - | 0 | 9
3RA1125-0EL16-2BB4 |  | 3RA1125-0EL16-2BB4 | 1 | UN | 1 | 15 | C | D | N | N | 85364900 | 1 | 4011209701748 | 0.721 | KG | 314.45 | 314.45 | CP13 | CP13 | Load feeder fuseless direct-on-line starting, 400 V AC 0.28...0.4 A, 24 V DC Size S00 1 NO + 1 NC (circuit breaker) 1 NC (contactor), Screw terminal With slide adapter Type of coordination 2, Iq = 50 kA Circuit breaker S0 !!! Phased-out product !!! Successor is SIRIUS 3RA2 | - | 0 | 7
3RA1125-0EL16-4BB4 |  | 3RA1125-0EL16-4BB4 | 1 | UN | 1 | 15 | C | D | N | N | 85364900 | 1 | 4011209701885 | 0.753 | KG | 350.55 | 350.55 | CP13 | CP13 | Load feeder fuseless direct-on-line starting, 400 V AC 0.28...0.4 A, 24 V DC Size S00 1 NO + 1 NC (circuit breaker) 2 NC+2 NO (contactor),Screw terminal With slide adapter Type of coordination 2, Iq = 50 kA Circuit breaker S0 !!! Phased-out product !!! Successor is SIRIUS 3RA2 | - | 0 | 7
3RA1125-0FL16-2BB4 |  | 3RA1125-0FL16-2BB4 | 1 | UN | 1 | 15 | C | D | N | N | 85364900 | 1 | 4011209701755 | 0.722 | KG | 314.45 | 314.45 | CP13 | CP13 | Load feeder fuseless direct-on-line starting, 400 V AC 0.35...0.5 A, 24 V DC Size S00 1 NO + 1 NC (circuit breaker) 1 NC (contactor), Screw terminal With slide adapter Type of coordination 2, Iq = 50 kA Circuit breaker S0 !!! Phased-out product !!! Successor is SIRIUS 3RA2 | - | 0 | 7
3RA1125-0FL16-4BB4 |  | 3RA1125-0FL16-4BB4 | 1 | UN | 1 | 15 | C | D | N | N | 85364900 | 1 | 4011209701892 | 0.745 | KG | 350.55 | 350.55 | CP13 | CP13 | Load feeder fuseless direct-on-line starting, 400 V AC 0.35...0.5 A, 24 V DC Size S00 1 NO + 1 NC (circuit breaker) 2 NC+2 NO (contactor),Screw terminal With slide adapter Type of coordination 2, Iq = 50 kA Circuit breaker S0 !!! Phased-out product !!! Successor is SIRIUS 3RA2 | - | 0 | 7
3RA1125-0GL16-2BB4 |  | 3RA1125-0GL16-2BB4 | 1 | UN | 1 | 15 | C | D | N | N | 85364900 | 1 | 4011209701762 | 0.724 | KG | 314.45 | 314.45 | CP13 | CP13 | Load feeder fuseless direct-on-line starting, 400 V AC 0.45...0.63 A. 24 V DC Size S00 1 NO + 1 NC (circuit breaker) 1 NC (contactor), Screw terminal With slide adapter Type of coordination 2, Iq = 50 kA Circuit breaker S0 !!! Phased-out product !!! Successor is SIRIUS 3RA2 | - | 0 | 7
3RA1125-0GL16-4BB4 |  | 3RA1125-0GL16-4BB4 | 1 | UN | 1 | 15 | C | D | N | N | 85364900 | 1 | 4011209701908 | 0.742 | KG | 350.55 | 350.55 | CP13 | CP13 | Load feeder fuseless direct-on-line starting, 400 V AC 1 NO + 1 NC (circuit breaker) Size S00 With slide adapter !!! Phased-out product !!! Successor is SIRIUS 3RA2 | - | 0 | 7
3RA1125-0HL16-2BB4 |  | 3RA1125-0HL16-2BB4 | 1 | UN | 1 | 15 | C | D | N | N | 85364900 | 1 | 4011209701779 | 0.718 | KG | 318.25 | 318.25 | CP13 | CP13 | Load feeder fuseless direct-on-line starting, 400 V AC 0.55...0.8 A, 24 V DC Size S00 1 NO + 1 NC (circuit breaker) 1 NC (contactor), Screw terminal With slide adapter Type of coordination 2, Iq = 50 kA Circuit breaker S0 !!! Phased-out product !!! Successor is SIRIUS 3RA2 | - | 0 | 7
3RA1125-0HL16-4BB4 |  | 3RA1125-0HL16-4BB4 | 1 | UN | 1 | 15 | C | D | N | N | 85364900 | 1 | 4011209701915 | 0.743 | KG | 348.65 | 348.65 | CP13 | CP13 | Load feeder fuseless direct-on-line starting, 400 V AC 1 NO + 1 NC (circuit breaker) Size S00 With slide adapter !!! Phased-out product !!! Successor is SIRIUS 3RA2 | - | 0 | 7
3RA1125-0JL16-2BB4 |  | 3RA1125-0JL16-2BB4 | 1 | UN | 1 | 15 | C | D | N | N | 85364900 | 1 | 4011209701786 | 0.788 | KG | 318.25 | 318.25 | CP13 | CP13 | Load feeder fuseless direct-on-line starting, 400 V AC 0.7...1 A, 24 V DC Size S00 1 NO + 1 NC (circuit breaker) 1 NC (contactor), Screw terminal With slide adapter Type of coordination 2, Iq = 50 kA Circuit breaker S0 !!! Phased-out product !!! Successor is SIRIUS 3RA2 | - | 0 | 7
3RA1125-0JL16-4BB4 |  | 3RA1125-0JL16-4BB4 | 1 | UN | 1 | 15 | C | D | N | N | 85364900 | 1 | 4011209701922 | 0.816 | KG | 348.65 | 348.65 | CP13 | CP13 | Load feeder fuseless direct-on-line starting, 400 V AC 0.7...1 A, 24 V DC Size S00 1 NO + 1 NC (circuit breaker) 2 NC+2 NO (contactor),Screw terminal With slide adapter Type of coordination 2, Iq = 50 kA Circuit breaker S0 !!! Phased-out product !!! Successor is SIRIUS 3RA2 | - | 0 | 7
3RA1125-0KL16-2BB4 |  | 3RA1125-0KL16-2BB4 | 1 | UN | 1 | 15 | C | D | N | N | 85364900 | 1 | 4011209701793 | 0.78 | KG | 318.25 | 318.25 | CP13 | CP13 | Load feeder fuseless direct-on-line starting, 400 V AC 0.9...1.25 A, 24 V DC Size S00 1 NO + 1 NC (circuit breaker) 1 NC (contactor), Screw terminal With slide adapter Type of coordination 1, Iq = 50 kA Circuit breaker S0 !!! Phased-out product !!! Successor is SIRIUS 3RA2 | - | 0 | 7
3RA1125-0KL16-4BB4 |  | 3RA1125-0KL16-4BB4 | 1 | UN | 1 | 15 | C | D | N | N | 85364900 | 1 | 4011209701939 | 0.814 | KG | 348.65 | 348.65 | CP13 | CP13 | Load feeder fuseless direct-on-line starting, 400 V AC 0.9...1.25 A, 24 V DC Size S00 1 NO + 1 NC (circuit breaker) With slide adapter Type of coordination 1, Iq = 50 kA Circuit breaker S0 !!! Phased-out product !!! Successor is SIRIUS 3RA2 | - | 0 | 7
3RA1125-1AL16-2BB4 |  | 3RA1125-1AL16-2BB4 | 1 | UN | 1 | 15 | C | D | N | N | 85364900 | 1 | 4011209701809 | 0.791 | KG | 321.1 | 321.1 | CP13 | CP13 | Load feeder fuseless direct-on-line starting, 400 V AC 1.1...1.6 A, 24 V DC Size S00 1 NO + 1 NC (circuit breaker) 1 NC (contactor), Screw terminal With slide adapter Type of coordination 2, Iq = 50 kA Circuit breaker S0 !!! Phased-out product !!! Successor is SIRIUS 3RA2 | - | 0 | 7
3RA1125-1AL16-4BB4 |  | 3RA1125-1AL16-4BB4 | 1 | UN | 1 | 15 | C | D | N | N | 85364900 | 1 | 4011209701946 | 0.816 | KG | 352.45 | 352.45 | CP13 | CP13 | Load feeder fuseless direct-on-line starting, 400 V AC 1.1...1.6 A, 24 V DC Size S00 With slide adapter 1 NC (contactor), Screw terminal Circuit breaker S0 1.1...1.6 A, 24 V DC 1 NO + 1 NC (circuit breaker) !!! Phased-out product !!! Successor is SIRIUS 3RA2 | - | 0 | 7
3RA1125-1BL16-2BB4 |  | 3RA1125-1BL16-2BB4 | 1 | UN | 1 | 15 | C | D | N | N | 85364900 | 1 | 4011209701816 | 0.93 | KG | 324.9 | 324.9 | CP13 | CP13 | Load feeder fuseless direct-on-line starting, 400 V AC 1.4...2 A, 24 V DC Size S00 1 NO + 1 NC (circuit breaker) 1 NC (contactor), Screw terminal With slide adapter Type of coordination 2, Iq = 50 kA Circuit breaker S0 !!! Phased-out product !!! Successor is SIRIUS 3RA2 | - | 0 | 7
3RA1125-1BL16-4BB4 |  | 3RA1125-1BL16-4BB4 | 1 | UN | 1 | 15 | C | D | N | N | 85364900 | 1 | 4011209701953 | 0.815 | KG | 361.95 | 361.95 | CP13 | CP13 | Load feeder fuseless direct-on-line starting, 400 V AC 1.4...2 A, 24 V DC Size S00 1 NO + 1 NC (circuit breaker) 2 NC+2 NO (contactor),Screw terminal With slide adapter Type of coordination 2, Iq = 50 kA Circuit breaker S0 !!! Phased-out product !!! Successor is SIRIUS 3RA2 | - | 0 | 7
3RA1125-1CL16-2BB4 |  | 3RA1125-1CL16-2BB4 | 1 | UN | 1 | 15 | C | D | N | N | 85364900 | 1 | 4011209701823 | 0.789 | KG | 324.9 | 324.9 | CP13 | CP13 | Load feeder fuseless direct-on-line starting, 400 V AC 1.8...2.5 A, 24 V DC Size S00 1 NO + 1 NC (circuit breaker) 1 NC (contactor), Screw terminal With slide adapter Type of coordination 1, Iq = 50 kA Circuit breaker S0 !!! Phased-out product !!! Successor is SIRIUS 3RA2 | - | 0 | 7
3RA1125-1CL16-4BB4 |  | 3RA1125-1CL16-4BB4 | 1 | UN | 1 | 15 | C | D | N | N | 85364900 | 1 | 4011209701960 | 0.819 | KG | 361.95 | 361.95 | CP13 | CP13 | Load feeder fuseless direct-on-line starting, 400 V AC 1.8...2.5 A, 24 V DC Size S00 1 NO + 1 NC (circuit breaker) With slide adapter Type of coordination 1, Iq = 50 kA Circuit breaker S0 !!! Phased-out product !!! Successor is SIRIUS 3RA2 | - | 0 | 7
3RA1125-1DL16-2BB4 |  | 3RA1125-1DL16-2BB4 | 1 | UN | 1 | 15 | C | D | N | N | 85364900 | 1 | 4011209701830 | 0.792 | KG | 324.9 | 324.9 | CP13 | CP13 | Load feeder fuseless direct-on-line starting, 400 V AC 2.2...3.2 A, 24 V DC Size S00 1 NO + 1 NC (circuit breaker) 1 NC (contactor), Screw terminal With slide adapter Type of coordination 1, Iq = 50 kA Circuit breaker S0 !!! Phased-out product !!! Successor is SIRIUS 3RA2 | - | 0 | 7
3RA1125-1DL16-4BB4 |  | 3RA1125-1DL16-4BB4 | 1 | UN | 1 | 15 | C | D | N | N | 85364900 | 1 | 4011209701977 | 0.811 | KG | 361.95 | 361.95 | CP13 | CP13 | Load feeder fuseless direct-on-line starting, 400 V AC 2.2...3.2 A, 24 V DC Size S00 1 NO + 1 NC (circuit breaker) 2 NC+2 NO (contactor),Screw terminal With slide adapter Type of coordination 1, Iq = 50 kA Circuit breaker S0 !!! Phased-out product !!! Successor is SIRIUS 3RA2 | - | 0 | 7
3RA1125-1EB24-0EL2 |  | 3RA1125-1EB24-0EL2 | 1 | UN | 1 | 15 | C | D | N | N | 85364900 | 1 | 4011209548442 | 0.848 | KG | 388.55 | 388.55 | CP13 | CP13 | Load feeder fuseless direct-on-line starting, 400 V AC 2.8...4 A, 230 V AC 50/60 Hz Size S0 Screw terminal 1 NO + 1 NC (circuit breaker) Screw and snap-on mounting Type of coordination 2, Iq = 50 kA (also fulfills type of coordination 1) !!! Phased-out product !!! Successor is SIRIUS 3RA2 | - | 0 | 7
3RA1125-1EL16-2BB4 |  | 3RA1125-1EL16-2BB4 | 1 | UN | 1 | 15 | C | D | N | N | 85364900 | 1 | 4011209701847 | 0.783 | KG | 324.9 | 324.9 | CP13 | CP13 | Load feeder fuseless direct-on-line starting, 400 V AC 2.8...4 A, 24 V DC Size S00 1 NO + 1 NC (circuit breaker) 1 NC (contactor), Screw terminal With slide adapter Type of coordination 1, Iq = 50 kA Circuit breaker S0 !!! Phased-out product !!! Successor is SIRIUS 3RA2 | - | 0 | 7
3RA1125-1EL16-4BB4 |  | 3RA1125-1EL16-4BB4 | 1 | UN | 1 | 15 | C | D | N | N | 85364900 | 1 | 4011209701984 | 0.817 | KG | 361.95 | 361.95 | CP13 | CP13 | Load feeder fuseless direct-on-line starting, 400 V AC 1 NO + 1 NC (circuit breaker) Size S00 With slide adapter !!! Phased-out product !!! Successor is SIRIUS 3RA2 | - | 0 | 7
3RA1125-1FL16-2BB4 |  | 3RA1125-1FL16-2BB4 | 1 | UN | 1 | 15 | C | D | N | N | 85364900 | 1 | 4011209701854 | 0.796 | KG | 324.9 | 324.9 | CP13 | CP13 | Load feeder fuseless direct-on-line starting, 400 V AC 3.5...5 A, 24 V DC Size S00 1 NO + 1 NC (circuit breaker) 1 NC (contactor), Screw terminal With slide adapter Type of coordination 1, Iq = 50 kA Circuit breaker S0 !!! Phased-out product !!! Successor is SIRIUS 3RA2 | - | 0 | 7
3RA1125-1FL16-4BB4 |  | 3RA1125-1FL16-4BB4 | 1 | UN | 1 | 15 | C | D | N | N | 85364900 | 1 | 4011209701991 | 0.826 | KG | 361.95 | 361.95 | CP13 | CP13 | Load feeder fuseless direct-on-line starting, 400 V AC 3.5...5 A, 24 V DC Size S00 1 NO + 1 NC (circuit breaker) With slide adapter Type of coordination 1, Iq = 50 kA Circuit breaker S0 !!! Phased-out product !!! Successor is SIRIUS 3RA2 | - | 0 | 7
3RA1125-1GL16-2BB4 |  | 3RA1125-1GL16-2BB4 | 1 | UN | 1 | 15 | C | D | N | N | 85364900 | 1 | 4011209701861 | 0.799 | KG | 324.9 | 324.9 | CP13 | CP13 | Load feeder fuseless direct-on-line starting, 400 V AC 4.5...6.3 A, 24 V DC Size S00 1 NO + 1 NC (circuit breaker) 1 NC (contactor), Screw terminal With slide adapter Type of coordination 1, Iq = 50 kA Circuit breaker S0 !!! Phased-out product !!! Successor is SIRIUS 3RA2 | - | 0 | 7
3RA1125-1GL16-4BB4 |  | 3RA1125-1GL16-4BB4 | 1 | UN | 1 | 15 | C | D | N | N | 85364900 | 1 | 4011209702004 | 0.821 | KG | 361.95 | 361.95 | CP13 | CP13 | Load feeder fuseless direct-on-line starting, 400 V AC 4.5...6.3 A, 24 V DC Size S00 1 NO + 1 NC (circuit breaker) 2 NC+2 NO (contactor),Screw terminal With slide adapter Type of coordination 1, Iq = 50 kA Circuit breaker S0 !!! Phased-out product !!! Successor is SIRIUS 3RA2 | - | 0 | 7
3RA1125-1HL16-2BB4 |  | 3RA1125-1HL16-2BB4 | 1 | UN | 1 | 5 | B | D | N | N | 85364900 | 1 |  | 1.203 | KG | 324.9 | 324.9 | CP13 | CP13 | Load feeder fuseless direct-on-line starting, 400 V AC Size S00 5.5-8 A, 24 V DC 1 NO+1 NC (circuit breaker) 1 NC (contactor), Screw terminal With slide adapter Type of coordination 1, Iq = 50 kA Circuit breaker size S0 !!! Phased-out product !!! Successor is SIRIUS 3RA2 | - | 0 | 7
3RA1125-1HL16-4BB4 |  | 3RA1125-1HL16-4BB4 | 1 | UN | 1 | 5 | B | D | N | N | 85364900 | 1 |  | 1.203 | KG | 361.95 | 361.95 | CP13 | CP13 | Load feeder fuseless direct-on-line starting, 400 V AC Size S00 5.5-8 A, 24 V DC 1 NO+1 NC (circuit breaker) With slide adapter Type of coordination 1, Iq = 50 kA Circuit breaker size S0 !!! Phased-out product !!! Successor is SIRIUS 3RA2 | - | 0 | 7
3RA1125-1HL23-4BB4 |  | 3RA1125-1HL23-4BB4 | 1 | UN | 1 | 15 | C | D | N | N | 85364900 | 1 | 4011209702011 | 1.21 | KG | 423.7 | 423.7 | CP13 | CP13 | Load feeder fuseless direct-on-line starting, 400 V AC 5.5...8 A, 24 V DC Size S0 1 NO + 1 NC (circuit breaker) With slide adapter Type of coordination 1, Iq = 50 kA Circuit breaker S0 !!! Phased-out product !!! Successor is SIRIUS 3RA2 | - | 0 | 7
3RA1125-1JB26-0AP0 |  | 3RA1125-1JB26-0AP0 | 1 | UN | 1 | 5 | B | D | N | N | 85364900 | 1 | 4011209503786 | 0.851 | KG | 432.25 | 432.25 | CP13 | CP13 | Load feeder fuseless direct-on-line starting, 400 V AC 7...10 A, 230 V AC 50 Hz Size S0 Screw terminal 1 NO + 1 NC (circuit breaker) Screw and snap-on mounting Type of coordination 2, Iq = 50 kA (also fulfills type of coordination 1) !!! Phased-out product !!! Successor is SIRIUS 3RA2 | - | 0 | 9
3RA1125-1JL16-2BB4 |  | 3RA1125-1JL16-2BB4 | 1 | UN | 1 | 5 | B | D | N | N | 85364900 | 1 |  | 1.203 | KG | 350.55 | 350.55 | CP13 | CP13 | Load feeder fuseless direct-on-line starting, 400 V AC Size S00 7-10 A, 24 V DC 1 NO+1 NC (circuit breaker) 1 NC (contactor), Screw terminal With slide adapter Type of coordination 1, Iq = 50 kA Circuit breaker size S0 !!! Phased-out product !!! Successor is SIRIUS 3RA2 | - | 0 | 7
3RA1125-1JL16-4BB4 |  | 3RA1125-1JL16-4BB4 | 1 | UN | 1 | 5 | B | D | N | N | 85364900 | 1 |  | 1.203 | KG | 385.7 | 385.7 | CP13 | CP13 | Load feeder fuseless direct-on-line starting, 400 V AC Size S00 7-10 A, 24 V DC 1 NO+1 NC (circuit breaker) With slide adapter Type of coordination 1, Iq = 50 kA Circuit breaker size S0 !!! Phased-out product !!! Successor is SIRIUS 3RA2 | - | 0 | 7
3RA1125-1JL23-0BB4 |  | 3RA1125-1JL23-0BB4 | 1 | UN | 1 | 15 | C | D | N | N | 85364900 | 1 | 4011209779723 | 1.103 | KG | 361.95 | 361.95 | CP13 | CP13 | Load feeder fuseless direct-on-line starting, 400 V AC 7...10 A, 24 V DC Size S0 1 NO + 1 NC (circuit breaker) With slide adapter Type of coordination 1, Iq = 50 kA Circuit breaker S0 !!! Phased-out product !!! Successor is SIRIUS 3RA2 | - | 0 | 7
3RA1125-1JL23-4BB4 |  | 3RA1125-1JL23-4BB4 | 1 | UN | 1 | 15 | C | D | N | N | 85364900 | 1 | 4011209702028 | 1.196 | KG | 438.9 | 438.9 | CP13 | CP13 | Load feeder fuseless direct-on-line starting, 400 V AC 7...10 A, 24 V DC Size S0 1 NO + 1 NC (circuit breaker) With slide adapter Type of coordination 1, Iq = 50 kA Circuit breaker S0 !!! Phased-out product !!! Successor is SIRIUS 3RA2 | - | 0 | 7
3RA1125-1KL23-4BB4 |  | 3RA1125-1KL23-4BB4 | 1 | UN | 1 | 15 | C | D | N | N | 85364900 | 1 | 4011209897618 | 1.197 | KG | 446.5 | 446.5 | CP13 | CP13 | Load feeder fuseless direct-on-line starting, 400 V AC 9...12.5 A, 24 V DC Size S0 1 NO + 1 NC (circuit breaker) With slide adapter Type of coordination 1, Iq = 50 kA Circuit breaker S0 !!! Phased-out product !!! Successor is SIRIUS 3RA2 | - | 0 | 7
3RA1125-1KL24-4BB4 |  | 3RA1125-1KL24-4BB4 | 1 | UN | 1 | 15 | C | D | N | N | 85364900 | 1 | 4011209702035 | 1.194 | KG | 446.5 | 446.5 | CP13 | CP13 | Load feeder fuseless direct-on-line starting, 400 V AC 9...12.5 A, 24 V DC Size S0 1 NO + 1 NC (circuit breaker) With slide adapter Type of coordination 1, Iq = 50 kA Circuit breaker S0 !!! Phased-out product !!! Successor is SIRIUS 3RA2 | - | 0 | 7
3RA1125-4AA17-1BB4 |  | 3RA1125-4AA17-1BB4 | 1 | UN | 1 | 15 | C | D | N | N | 85364900 | 1 | 4011209547957 | 0.664 | KG | 247.95 | 247.95 | CP13 | CP13 | Load feeder fuseless direct-on-line starting, 400 V AC Size S0 11-16 A, 24 V DC With contactor 3RT10171BB41 Built-on auxiliary switch for circuit breaker 3RV19011E !!! Phased-out product !!! Successor is SIRIUS 3RA2 Preferred successor type is >>3RA2125-4AA17-1BB4<< | - | 0 | 7
3RA1125-4AB26-0EL2 |  | 3RA1125-4AB26-0EL2 | 1 | UN | 1 | 15 | C | D | N | N | 85364900 | 1 | 4011209547841 | 0.881 | KG | 464.55 | 464.55 | CP13 | CP13 | Load feeder fuseless direct-on-line starting, 400 V AC 11...16 A, 230 V AC 50/60 Hz Size S0 Screw terminal 1 NO + 1 NC (circuit breaker) Screw and snap-on mounting Type of coordination 2, Iq = 50 kA (also fulfills type of coordination 1) !!! Phased-out product !!! Successor is SIRIUS 3RA2 | - | 0 | 7
3RA1125-4AL25-4BB4 |  | 3RA1125-4AL25-4BB4 | 1 | UN | 1 | 15 | C | D | N | N | 85364900 | 1 | 4011209702042 | 1.207 | KG | 482.6 | 482.6 | CP13 | CP13 | Load feeder fuseless direct-on-line starting, 400 V AC 11...16 A, 24 V DC Size S0 1 NO + 1 NC (circuit breaker) With slide adapter Type of coordination 1, Iq = 50 kA Circuit breaker S0 !!! Phased-out product !!! Successor is SIRIUS 3RA2 | - | 0 | 7
3RA1125-4BA17-1BB4 |  | 3RA1125-4BA17-1BB4 | 1 | UN | 1 | 15 | C | D | N | N | 85364900 | 1 | 4011209547964 | 0.661 | KG | 285 | 285 | CP13 | CP13 | Load feeder fuseless direct-on-line starting, 400 V AC Size S0 14-20 A, 24 V DC With contactor 3RT10171BB41 Built-on auxiliary switch for circuit breaker 3RV19011E !!! Phased-out product !!! Successor is SIRIUS 3RA2 | - | 0 | 7
3RA1125-4BA26-0BB4 |  | 3RA1125-4BA26-0BB4 | 1 | UN | 1 | 15 | C | D | N | N | 85364900 | 1 | 4011209548107 | 0.955 | KG | 377.15 | 377.15 | CP13 | CP13 | Load feeder fuseless direct-on-line starting, 400 V AC Size S0 14-20 A, 24 V DC With contactor 3RT10261BB40 Built-on auxiliary switch for circuit breaker 3RV19011E !!! Phased-out product !!! Successor is SIRIUS 3RA2 Preferred successor type is >>3RA2125-4BA26-0BB4<< | - | 0 | 7
3RA1125-4BL25-4BB4 |  | 3RA1125-4BL25-4BB4 | 1 | UN | 1 | 5 | B | D | N | N | 85364900 | 1 | 4011209702059 | 0.65 | KG | 485.45 | 485.45 | CP13 | CP13 | Load feeder fuseless direct-on-line starting, 400 V AC 14...20 A, 24 V DC Size S0 1 NO + 1 NC (circuit breaker) With slide adapter Type of coordination 1, Iq = 50 kA Circuit breaker S0 !!! Phased-out product !!! Successor is SIRIUS 3RA2 | - | 0 | 9
3RA1125-4DA26-0DB4 |  | 3RA1125-4DA26-0DB4 | 1 | UN | 1 | 15 | C | D | N | N | 85364900 | 1 | 4011209550759 | 0.973 | KG | 461.7 | 461.7 | CP13 | CP13 | Load feeder fuseless direct-on-line starting, 400 V AC Size S0 20-25 A, 24 V DC Screw terminal for installation on standard mounting rail Type of coordination 1, Iq = 50 kA With auxiliary switch, 1 NO+1 NC !!! Phased-out product !!! Successor is SIRIUS 3RA2 | - | 0 | 7
3RA1125-4DL26-4BB4 |  | 3RA1125-4DL26-4BB4 | 1 | UN | 1 | 5 | B | D | N | N | 85364900 | 1 | 4011209702356 | 0.65 | KG | 552.9 | 552.9 | CP13 | CP13 | Load feeder fuseless direct-on-line starting, 400 V AC 20...25 A, 24 V DC Size S0 1 NO + 1 NC (circuit breaker) With slide adapter Type of coordination 1, Iq = 50 kA Circuit breaker S0 !!! Phased-out product !!! Successor is SIRIUS 3RA2 | - | 0 | 9
3RA1125-6AA26-0AG6 |  | 3RA1125-6AA26-0AG6 | 1 | UN | 1 | 15 | C | D | N | N | 85364900 | 1 | 4011209920255 | 0.725 | KG | 307.8 | 307.8 | CP13 | CP13 | Load feeder fuseless direct-on-line starting, 400 V AC 11...16 A, 100 V AC, 50/60 Hz Size S0 Screw terminal for installation on standard mounting rail Iq = 50 kA 1 NO + 1 NC (circuit breaker) !!! Phased-out product !!! Successor is SIRIUS 3RA2 | - | 0 | 7
3RA1125-6BA26-0AG6 |  | 3RA1125-6BA26-0AG6 | 1 | UN | 1 | 5 | B | D | N | N | 85364900 | 1 | 4011209920262 | 0.812 | KG | 310.65 | 310.65 | CP13 | CP13 | Load feeder fuseless direct-on-line starting, 400 V AC 14...20 A, 230 V AC 50/60 Hz Size S0 Screw terminal for installation on standard mounting rail Iq = 50 kA 1 NO + 1 NC (circuit breaker) !!! Phased-out product !!! Successor is SIRIUS 3RA2 | - | 0 | 9
3RA1125-6CA26-0AG6 |  | 3RA1125-6CA26-0AG6 | 1 | UN | 1 | 5 | B | D | N | N | 85364900 | 1 | 4011209859623 | 0.725 | KG | 342.95 | 342.95 | CP13 | CP13 | Load feeder fuseless direct-on-line starting, 400 V AC 17...22 A, 100 V DC, 50/60 Hz Size S0 Screw terminal for installation on standard mounting rail Iq = 50 kA 1 NO + 1 NC (circuit breaker) !!! Phased-out product !!! Successor is SIRIUS 3RA2 | - | 0 | 9
3RA1126-1CD24-7BB4 |  | 3RA1126-1CD24-7BB4 | 1 | UN | 1 | 0 | A | D | EAR99 | N | 85364900 | 1 |  | 0.55 | KG | 413.25 | 413.25 | CP13 | CP13 | Load feeder fuseless direct-on-line starting, 400 V AC Size S0 1.8-2.5 A, 24 V DC 1 NO (contactor),screw-type technology 60 mm busbar adapter Type of coordination 2, Iq = 50 kA Contactor with CC coil 1 NO+1 NC (AS CB spring-type) 2 NC+2 NO (AS contactor spring-type) !!! Phased-out product !!! Successor is SIRIUS 3RA2 | - | 0 | 7
3RA1126-1ED24-7BB4 |  | 3RA1126-1ED24-7BB4 | 1 | UN | 1 | 0 | A | D | EAR99 | N | 85364900 | 1 |  | 0.55 | KG | 413.25 | 413.25 | CP13 | CP13 | Load feeder fuseless direct-on-line starting, 400 V AC Size S0 2.8-4 A, 24 V DC 1 NO (contactor),screw-type technology 60 mm busbar adapter Type of coordination 2, Iq = 50 kA Contactor with CC coil 1 NO+1 NC (AS CB spring-type) 2 NC+2 NO (AS contactor spring-type) !!! Phased-out product !!! Successor is SIRIUS 3RA2 | - | 0 | 7
3RA1126-1GD24-7BB4 |  | 3RA1126-1GD24-7BB4 | 1 | UN | 1 | 0 | A | D | EAR99 | N | 85364900 | 1 |  | 0.55 | KG | 413.25 | 413.25 | CP13 | CP13 | Load feeder fuseless direct-on-line starting, 400 V AC Size S0 4.5-6.3 A, 24 V DC 1 NO (contactor),screw-type technology 60 mm busbar adapter Type of coordination 2, Iq = 50 kA Contactor with CC coil 1 NO+1 NC (AS CB spring-type) 2 NC+2 NO (AS contactor spring-type) !!! Phased-out product !!! Successor is SIRIUS 3RA2 | - | 0 | 7
3RA1126-1JD26-7BB4 |  | 3RA1126-1JD26-7BB4 | 1 | UN | 1 | 0 | A | D | EAR99 | N | 85364900 | 1 |  | 0.55 | KG | 488.3 | 488.3 | CP13 | CP13 | Load feeder fuseless direct-on-line starting, 400 V AC Size S0 7-10 A, 24 V DC 1 NO (contactor),screw-type technology 60 mm busbar adapter Type of coordination 2, Iq = 50 kA Contactor with CC coil 1 NO+1 NC (AS CB spring-type) 2 NC+2 NO (AS contactor spring-type) !!! Phased-out product !!! Successor is SIRIUS 3RA2 | - | 0 | 7
3RA1126-1KD26-7BB4 |  | 3RA1126-1KD26-7BB4 | 1 | UN | 1 | 0 | A | D | EAR99 | N | 85364900 | 1 |  | 0.55 | KG | 488.3 | 488.3 | CP13 | CP13 | Load feeder fuseless direct-on-line starting, 400 V AC Size S0 9-12 A, 24 V DC 1 NO (contactor),screw-type technology 60 mm busbar adapter Type of coordination 2, Iq = 50 kA Contactor with CC coil 1 NO+1 NC (AS CB spring-type) 2 NC+2 NO (AS contactor spring-type) !!! Phased-out product !!! Successor is SIRIUS 3RA2 | - | 0 | 7
3RA1126-4AD26-7BB4 |  | 3RA1126-4AD26-7BB4 | 1 | UN | 1 | 0 | A | D | EAR99 | N | 85364900 | 1 |  | 0.55 | KG | 488.3 | 488.3 | CP13 | CP13 | Load feeder fuseless direct-on-line starting, 400 V AC Size S0 11-16 A, 24 V DC 1 NO (contactor),screw-type technology 60 mm busbar adapter Type of coordination 2, Iq = 50 kA Contactor with CC coil 1 NO+1 NC (AS CB spring-type) 2 NC+2 NO (AS contactor spring-type) !!! Phased-out product !!! Successor is SIRIUS 3RA2 | - | 0 | 7
3RA1130-4DB34-0AB0 |  | 3RA1130-4DB34-0AB0 | 1 | UN | 1 | 20 | D | D | N | N | 85364900 | 1 | 4011209533523 | 2.062 | KG | 384.75 | 384.75 | CP13 | CP13 | Load feeder fuseless direct-on-line starting, 400 V AC 18...25 A, 24 V AC 50 Hz Size S2 Screw terminal on adapter Screw and snap-on mounting Type of coordination 2, Iq = 50 kA (also fulfills type of coordination 1) !!! Phased-out product !!! Successor is SIRIUS 3RA2 | - | 0 | 0
3RA1130-4DB34-0AF0 |  | 3RA1130-4DB34-0AF0 | 1 | UN | 1 | 20 | D | D | N | N | 85364900 | 1 | 4011209551664 | 2.062 | KG | 384.75 | 384.75 | CP13 | CP13 | Load feeder fuseless direct-on-line starting, 400 V AC 18...25 A, 110 V AC 50 Hz Size S2 Screw terminal on adapter Screw and snap-on mounting Type of coordination 2, Iq = 50 kA (also fulfills type of coordination 1) !!! Phased-out product !!! Successor is SIRIUS 3RA2 | - | 0 | 0
3RA1130-4DB34-0AP0 |  | 3RA1130-4DB34-0AP0 | 1 | UN | 1 | 20 | D | D | N | N | 85364900 | 1 | 4011209317512 | 2.07 | KG | 384.75 | 384.75 | CP13 | CP13 | Load feeder fuseless direct-on-line starting, 400 V AC 18...25 A, 230 V AC 50 Hz Size S2 Screw terminal on adapter Screw and snap-on mounting Type of coordination 2, Iq = 50 kA (also fulfills type of coordination 1) !!! Phased-out product !!! Successor is SIRIUS 3RA2 Preferred successor type is >>3RA2120-4DA27-0AP0<< | - | 0 | 0
3RA1130-4DB34-0BB4 |  | 3RA1130-4DB34-0BB4 | 1 | UN | 1 | 20 | D | D | N | N | 85364900 | 1 | 4011209317529 | 2.688 | KG | 465.5 | 465.5 | CP13 | CP13 | Load feeder fuseless direct-on-line starting, 400 V AC 18...25 A, 24 V DC Size S2 Screw terminal on adapter Screw and snap-on mounting Type of coordination 2, Iq = 50 kA (also fulfills type of coordination 1) !!! Phased-out product !!! Successor is SIRIUS 3RA2 Preferred successor type is >>3RA2120-4DA27-0BB4<< | - | 0 | 0
3RA1130-4EB34-0AB0 |  | 3RA1130-4EB34-0AB0 | 1 | UN | 1 | 20 | D | D | N | N | 85364900 | 1 | 4011209524460 | 2.063 | KG | 415.15 | 415.15 | CP13 | CP13 | Load feeder fuseless direct-on-line starting, 400 V AC 22...32 A, 24 V AC 50 Hz Size S2 Screw terminal on adapter Screw and snap-on mounting Type of coordination 2, Iq = 50 kA (also fulfills type of coordination 1) !!! Phased-out product !!! Successor is SIRIUS 3RA2 | - | 0 | 0
3RA1130-4EB34-0AF0 |  | 3RA1130-4EB34-0AF0 | 1 | UN | 1 | 20 | D | D | N | N | 85364900 | 1 | 4011209538597 | 2.08 | KG | 415.15 | 415.15 | CP13 | CP13 | Load feeder fuseless direct-on-line starting, 400 V AC 22...32 A, 110 V AC 50 Hz Size S2 Screw terminal on adapter Screw and snap-on mounting Type of coordination 2, Iq = 50 kA (also fulfills type of coordination 1) !!! Phased-out product !!! Successor is SIRIUS 3RA2 | - | 0 | 0
3RA1130-4EB34-0AP0 |  | 3RA1130-4EB34-0AP0 | 1 | UN | 1 | 20 | D | D | N | N | 85364900 | 1 | 4011209313316 | 2.083 | KG | 415.15 | 415.15 | CP13 | CP13 | Load feeder fuseless direct-on-line starting, 400 V AC 22...32 A, 230 V AC 50 Hz Size S2 Screw terminal on adapter Screw and snap-on mounting Type of coordination 2, Iq = 50 kA (also fulfills type of coordination 1) !!! Phased-out product !!! Successor is SIRIUS 3RA2 Preferred successor type is >>3RA2130-4EA35-0AP0<< | - | 0 | 0
3RA1130-4EB34-0BB4 |  | 3RA1130-4EB34-0BB4 | 1 | UN | 1 | 20 | D | D | N | N | 85364900 | 1 | 4011209313323 | 2.7 | KG | 499.7 | 499.7 | CP13 | CP13 | Load feeder fuseless direct-on-line starting, 400 V AC 22...32 A, 24 V DC Size S2 Screw terminal on adapter Screw and snap-on mounting Type of coordination 2, Iq = 50 kA (also fulfills type of coordination 1) !!! Phased-out product !!! Successor is SIRIUS 3RA2 Preferred successor type is >>3RA2130-4EA35-0NB3<< | - | 0 | 0
3RA1130-4FB35-0AB0 |  | 3RA1130-4FB35-0AB0 | 1 | UN | 1 | 20 | D | D | N | N | 85364900 | 1 | 4011209522169 | 2.117 | KG | 465.5 | 465.5 | CP13 | CP13 | Load feeder fuseless direct-on-line starting, 400 V AC 28...40 A, 24 V AC 50 Hz Size S2 Screw terminal on adapter Screw and snap-on mounting Type of coordination 2, Iq = 50 kA (also fulfills type of coordination 1) !!! Phased-out product !!! Successor is SIRIUS 3RA2 | - | 0 | 0
3RA1130-4FB35-0AF0 |  | 3RA1130-4FB35-0AF0 | 1 | UN | 1 | 20 | D | D | N | N | 85364900 | 1 | 4011209465459 | 2.109 | KG | 465.5 | 465.5 | CP13 | CP13 | Load feeder fuseless direct-on-line starting, 400 V AC 28...40 A, 110 V AC 50 Hz Size S2 Screw terminal on adapter Screw and snap-on mounting Type of coordination 2, Iq = 50 kA (also fulfills type of coordination 1) !!! Phased-out product !!! Successor is SIRIUS 3RA2 | - | 0 | 0
3RA1130-4FB35-0AP0 |  | 3RA1130-4FB35-0AP0 | 1 | UN | 1 | 20 | D | D | N | N | 85364900 | 1 | 4011209313330 | 2.126 | KG | 465.5 | 465.5 | CP13 | CP13 | Load feeder fuseless direct-on-line starting, 400 V AC 28...40 A, 230 V AC 50 Hz Size S2 Screw terminal on adapter Screw and snap-on mounting Type of coordination 2, Iq = 50 kA (also fulfills type of coordination 1) !!! Phased-out product !!! Successor is SIRIUS 3RA2 Preferred successor type is >>3RA2130-4UA35-0AP0<< | - | 0 | 0
3RA1130-4FB35-0BB4 |  | 3RA1130-4FB35-0BB4 | 1 | UN | 1 | 20 | D | D | N | N | 85364900 | 1 | 4011209313347 | 2.73 | KG | 551.95 | 551.95 | CP13 | CP13 | Load feeder fuseless direct-on-line starting, 400 V AC 28...40 A, 24 V DC Size S2 Screw terminal on adapter Screw and snap-on mounting Type of coordination 2, Iq = 50 kA (also fulfills type of coordination 1) !!! Phased-out product !!! Successor is SIRIUS 3RA2 Preferred successor type is >>3RA2130-4UA35-0NB3<< | - | 0 | 0
3RA1130-4GB36-0AB0 |  | 3RA1130-4GB36-0AB0 | 1 | UN | 1 | 20 | D | D | N | N | 85364900 | 1 | 4011209550612 | 2.105 | KG | 547.2 | 547.2 | CP13 | CP13 | Load feeder fuseless direct-on-line starting, 400 V AC 36...45 A, 24 V AC 50 Hz Size S2 Screw terminal on adapter Screw and snap-on mounting Type of coordination 2, Iq = 50 kA (also fulfills type of coordination 1) !!! Phased-out product !!! Successor is SIRIUS 3RA2 | - | 0 | 0
3RA1130-4GB36-0AF0 |  | 3RA1130-4GB36-0AF0 | 1 | UN | 1 | 20 | D | D | N | N | 85364900 | 1 | 4011209590410 | 2.125 | KG | 547.2 | 547.2 | CP13 | CP13 | Load feeder fuseless direct-on-line starting, 400 V AC 36...45 A, 110 V AC 50 Hz Size S2 Screw terminal on adapter Screw and snap-on mounting Type of coordination 2, Iq = 50 kA (also fulfills type of coordination 1) !!! Phased-out product !!! Successor is SIRIUS 3RA2 | - | 0 | 0
3RA1130-4GB36-0AP0 |  | 3RA1130-4GB36-0AP0 | 1 | UN | 1 | 20 | D | D | N | N | 85364900 | 1 | 4011209313354 | 2.108 | KG | 547.2 | 547.2 | CP13 | CP13 | Load feeder fuseless direct-on-line starting, 400 V AC 36...45 A, 230 V AC 50 Hz Size S2 Screw terminal on adapter Screw and snap-on mounting Type of coordination 2, Iq = 50 kA (also fulfills type of coordination 1) !!! Phased-out product !!! Successor is SIRIUS 3RA2 Preferred successor type is >>3RA2130-4VA36-0AP0<< | - | 0 | 0
3RA1130-4GB36-0BB4 |  | 3RA1130-4GB36-0BB4 | 1 | UN | 1 | 20 | D | D | N | N | 85364900 | 1 | 4011209313361 | 2.688 | KG | 661.2 | 661.2 | CP13 | CP13 | Load feeder fuseless direct-on-line starting, 400 V AC 36...45 A, 24 V DC Size S2 Screw terminal on adapter Screw and snap-on mounting Type of coordination 2, Iq = 50 kA (also fulfills type of coordination 1) !!! Phased-out product !!! Successor is SIRIUS 3RA2 Preferred successor type is >>3RA2130-4VA36-0NB3<< | - | 0 | 0
3RA1130-4HB36-0AF0 |  | 3RA1130-4HB36-0AF0 | 1 | UN | 1 | 20 | D | D | N | N | 85364900 | 1 | 4011209548411 | 2.087 | KG | 551.95 | 551.95 | CP13 | CP13 | Load feeder fuseless direct-on-line starting, 400 V AC 40...50 A, 110 V AC 50 Hz Size S2 Screw terminal on adapter Screw and snap-on mounting Type of coordination 2, Iq = 50 kA (also fulfills type of coordination 1) !!! Phased-out product !!! Successor is SIRIUS 3RA2 | - | 0 | 0
3RA1130-4HB36-0AP0 |  | 3RA1130-4HB36-0AP0 | 1 | UN | 1 | 20 | D | D | N | N | 85364900 | 1 | 4011209313378 | 2.081 | KG | 551.95 | 551.95 | CP13 | CP13 | Load feeder fuseless direct-on-line starting, 400 V AC 40...50 A, 230 V AC 50 Hz Size S2 Screw terminal on adapter Screw and snap-on mounting Type of coordination 2, Iq = 50 kA (also fulfills type of coordination 1) !!! Phased-out product !!! Successor is SIRIUS 3RA2 Preferred successor type is >>3RA2130-4WA36-0AP0<< | - | 0 | 0
3RA1130-4HB36-0BB4 |  | 3RA1130-4HB36-0BB4 | 1 | UN | 1 | 20 | D | D | N | N | 85364900 | 1 | 4011209313385 | 2.702 | KG | 668.8 | 668.8 | CP13 | CP13 | Load feeder fuseless direct-on-line starting, 400 V AC 40...50 A, 24 V DC Size S2 Screw terminal on adapter Screw and snap-on mounting Type of coordination 2, Iq = 50 kA (also fulfills type of coordination 1) !!! Phased-out product !!! Successor is SIRIUS 3RA2 Preferred successor type is >>3RA2130-4WA36-0NB3<< | - | 0 | 0
3RA1135-4EB34-0BB4 |  | 3RA1135-4EB34-0BB4 | 1 | UN | 1 | 20 | D | D | N | N | 85364900 | 1 | 4011209547971 | 2.664 | KG | 517.75 | 517.75 | CP13 | CP13 | Load feeder fuseless direct-on-line starting, 400 V AC 22...32 A, 24 V DC Size S2 Screw terminal on adapter Screw and snap-on mounting Type of coordination 2, Iq = 50 kA (also fulfills type of coordination 1) Built-on auxiliary switch for circuit breaker 3RV 19011E !!! Phased-out product !!! Successor is SIRIUS 3RA2 | - | 0 | 0
3RA1135-4FB35-0EL2 |  | 3RA1135-4FB35-0EL2 | 1 | UN | 1 | 20 | D | D | N | N | 85364900 | 1 | 4011209549357 | 2.135 | KG | 530.1 | 530.1 | CP13 | CP13 | Load feeder fuseless direct-on-line starting, 400 V AC 28...40 A, 230 V AC 50 Hz Size S2 Screw terminal 1 NO + 1 NC (circuit breaker) Screw and snap-on mounting Type of coordination 2, Iq = 50 kA (also fulfills type of coordination 1) !!! Phased-out product !!! Successor is SIRIUS 3RA2 | - | 0 | 0
3RA1135-6EA34-0AG6 |  | 3RA1135-6EA34-0AG6 | 1 | UN | 1 | 20 | D | D | EAR99 | N | 85364900 | 1 |  | 1.928 | KG | 406.6 | 406.6 | CP13 | CP13 | Load feeder fuseless direct-on-line starting, 400 V AC 22...32 A, 100 V AC, 50/60 Hz Size S2 Screw terminal for installation on standard mounting rail Iq = 50 kA 1 NO + 1 NC (circuit breaker) !!! Phased-out product !!! Successor is SIRIUS 3RA2 | - | 0 | 0
3RA1135-6EA34-0AR6 |  | 3RA1135-6EA34-0AR6 | 1 | UN | 1 | 20 | D | D | EAR99 | N | 85364900 | 1 |  | 1.928 | KG | 406.6 | 406.6 | CP13 | CP13 | Load feeder fuseless direct-on-line starting, 400 V AC 22...32 A, 400 V DC, 50/60 Hz Size S2 Screw terminal for installation on standard mounting rail Iq = 50 kA 1 NO + 1 NC (circuit breaker) !!! Phased-out product !!! Successor is SIRIUS 3RA2 | - | 0 | 0
3RA1135-6HA36-0AG6 |  | 3RA1135-6HA36-0AG6 | 1 | UN | 1 | 20 | D | D | EAR99 | N | 85364900 | 1 |  | 1.929 | KG | 548.15 | 548.15 | CP13 | CP13 | Load feeder fuseless direct-on-line starting, 400 V AC 40...50 A, 110 V AC 50 Hz Size S2 Screw terminal for installation on standard mounting rail Iq = 50 kA 1 NO + 1 NC (circuit breaker) !!! Phased-out product !!! Successor is SIRIUS 3RA2 | - | 0 | 0
3RA1135-6HA36-0AR6 |  | 3RA1135-6HA36-0AR6 | 1 | UN | 1 | 20 | D | D | EAR99 | N | 85364900 | 1 |  | 1.929 | KG | 548.15 | 548.15 | CP13 | CP13 | Load feeder fuseless direct-on-line starting, 400 V AC 40...50 A, 400 V DC, 50/60 Hz Size S2 Screw terminal for installation on standard mounting rail Iq = 50 kA 1 NO + 1 NC (circuit breaker) !!! Phased-out product !!! Successor is SIRIUS 3RA2 | - | 0 | 0
3RA1136-4DB34-7BB4 |  | 3RA1136-4DB34-7BB4 | 1 | UN | 1 | 20 | D | D | EAR99 | N | 85364900 | 1 |  | 0.55 | KG | 515.85 | 515.85 | CP13 | CP13 | Load feeder fuseless direct-on-line starting, 400 V AC 18...25 A, 24 V DC Size S2 1 NO (contactor), screw-type technology Standard mounting rail adapter Type of coordination 2, Iq = 50 kA Contactor with CC coil 1 NO + 1 NC (AS CB spring-type) 2 NO + 2 NC (AS contactor spring-type) !!! Phased-out product !!! Successor is SIRIUS 3RA2 | - | 0 | 0
3RA1136-4EB34-7BB4 |  | 3RA1136-4EB34-7BB4 | 1 | UN | 1 | 20 | D | D | EAR99 | N | 85364900 | 1 |  | 0.55 | KG | 547.2 | 547.2 | CP13 | CP13 | Load feeder fuseless direct-on-line starting, 400 V AC 22...32 A, 24 V DC Size S2 1 NO (contactor), screw-type technology Standard mounting rail adapter Type of coordination 2, Iq = 50 kA Contactor with CC coil 1 NO + 1 NC (AS CB spring-type) 2 NO + 2 NC (AS contactor spring-type) !!! Phased-out product !!! Successor is SIRIUS 3RA2 | - | 0 | 0
3RA1145-6JA44-0AG6 |  | 3RA1145-6JA44-0AG6 | 1 | UN | 1 | 20 | D | D | N | N | 85364900 | 1 | 4011209934054 | 4.352 | KG | 639.35 | 639.35 | CP13 | CP13 | Load feeder fuseless direct-on-line starting, 400 V AC 45...63 A, 110 V AC 50 Hz Size S3 Screw terminal for installation on standard mounting rail Iq = 50 kA 1 NO + 1 NC (circuit breaker) !!! Phased-out product !!! Successor is SIRIUS 3RA2 | - | 0 | 0
3RA1145-6KA44-0AG6 |  | 3RA1145-6KA44-0AG6 | 1 | UN | 1 | 20 | D | D | EAR99 | N | 85364900 | 1 |  | 4.155 | KG | 669.75 | 669.75 | CP13 | CP13 | Load feeder fuseless direct-on-line starting, 400 V AC 57...75 A, 110 V AC 50 Hz Size S3 Screw terminal for installation on standard mounting rail Iq = 50 kA 1 NO + 1 NC (circuit breaker) !!! Phased-out product !!! Successor is SIRIUS 3RA2 | - | 0 | 0
3RA1145-6LA45-0AG6 |  | 3RA1145-6LA45-0AG6 | 1 | UN | 1 | 20 | D | D | EAR99 | N | 85364900 | 1 |  | 4.177 | KG | 752.4 | 752.4 | CP13 | CP13 | Load feeder fuseless direct-on-line starting, 400 V AC 70...90 A, 110 V AC 50 Hz Size S3 Screw terminal for installation on standard mounting rail Iq = 50 kA 1 NO + 1 NC (circuit breaker) !!! Phased-out product !!! Successor is SIRIUS 3RA2 | - | 0 | 0
3RA1145-6MA45-0AG6 |  | 3RA1145-6MA45-0AG6 | 1 | UN | 1 | 20 | D | D | EAR99 | N | 85364900 | 1 |  | 4.2 | KG | 789.45 | 789.45 | CP13 | CP13 | Load feeder fuseless direct-on-line starting, 400 V AC 80...100 A, 110 V AC 50 Hz Size S3 Screw terminal for installation on standard mounting rail Iq = 50 kA 1 NO + 1 NC (circuit breaker) !!! Phased-out product !!! Successor is SIRIUS 3RA2 | - | 0 | 0
3RA1145-6MA45-0AR6 |  | 3RA1145-6MA45-0AR6 | 1 | UN | 1 | 20 | D | D | EAR99 | N | 85364900 | 1 |  | 4.2 | KG | 789.45 | 789.45 | CP13 | CP13 | Load feeder fuseless direct-on-line starting, 400 V AC 80...100 A, 400 V DC, 50/60 Hz Size S3 Screw terminal for installation on standard mounting rail Iq = 50 kA 1 NO + 1 NC (circuit breaker) !!! Phased-out product !!! Successor is SIRIUS 3RA2 | - | 0 | 0
3RA1210-0BA15-0AP0 |  | 3RA1210-0BA15-0AP0 | 1 | UN | 1 | 15 | C | D | N | N | 85364900 | 1 | 4011209317055 | 0.687 | KG | 248.9 | 248.9 | CP13 | CP13 | Load feeder fuseless Reversing operation, 400 V AC 0.14...0.2 A, 230 V AC Size S00 Screw terminal Type of coordination 2, Iq = 50 kA !!! Phased-out product !!! Successor is SIRIUS 3RA2 Preferred successor type is >>3RA2210-0BA15-2AP0<< | - | 0 | 7
3RA1210-0BA15-0BB4 |  | 3RA1210-0BA15-0BB4 | 1 | UN | 1 | 15 | C | D | N | N | 85364900 | 1 | 4011209317062 | 0.812 | KG | 269.8 | 269.8 | CP13 | CP13 | Load feeder fuseless Reversing operation, 400 V AC 0.14...0.2 A, 24 V DC Size S00 Screw terminal Type of coordination 2, Iq = 50 kA !!! Phased-out product !!! Successor is SIRIUS 3RA2 Preferred successor type is >>3RA2210-0BA15-2BB4<< | - | 0 | 7
3RA1210-0BC15-0AP0 |  | 3RA1210-0BC15-0AP0 | 1 | UN | 1 | 5 | B | D | N | N | 85364900 | 1 | 4011209353640 | 1.08 | KG | 348.65 | 348.65 | CP13 | CP13 | Load feeder fuseless Reversing operation, 400 V AC 0.14...0.2 A, 230 V AC Size S00 Screw terminal Type of coordination 2, Iq = 50 kA on 40 mm busbar adapter !!! Phased-out product !!! Successor is SIRIUS 3RA2 Preferred successor type is >>3RA2210-0BD15-2AP0<< | - | 0 | 9
3RA1210-0BC15-0BB4 |  | 3RA1210-0BC15-0BB4 | 1 | UN | 1 | 5 | B | D | N | N | 85364900 | 1 | 4011209353657 | 1.195 | KG | 368.6 | 368.6 | CP13 | CP13 | Load feeder fuseless Reversing operation, 400 V AC 0.14...0.2 A, 24 V DC Size S00 Screw terminal Type of coordination 2, Iq = 50 kA on 40 mm busbar adapter !!! Phased-out product !!! Successor is SIRIUS 3RA2 Preferred successor type is >>3RA2210-0BD15-2BB4<< | - | 0 | 9
3RA1210-0BD15-0AP0 |  | 3RA1210-0BD15-0AP0 | 1 | UN | 1 | 15 | C | D | N | N | 85364900 | 1 | 4011209332645 | 1.011 | KG | 348.65 | 348.65 | CP13 | CP13 | Load feeder fuseless Reversing operation, 400 V AC 0.14...0.2 A, 230 V AC Size S00 Screw terminal Type of coordination 2, Iq = 50 kA on 60 mm busbar adapter !!! Phased-out product !!! Successor is SIRIUS 3RA2 Preferred successor type is >>3RA2210-0BD15-2AP0<< | - | 0 | 7
3RA1210-0BD15-0BB4 |  | 3RA1210-0BD15-0BB4 | 1 | UN | 1 | 15 | C | D | N | N | 85364900 | 1 | 4011209353664 | 1.134 | KG | 368.6 | 368.6 | CP13 | CP13 | Load feeder fuseless Reversing operation, 400 V AC 0.14...0.2 A, 24 V DC Size S00 Screw terminal Type of coordination 2, Iq = 50 kA on 60 mm busbar adapter !!! Phased-out product !!! Successor is SIRIUS 3RA2 Preferred successor type is >>3RA2210-0BD15-2BB4<< | - | 0 | 7
3RA1210-0CA15-0AP0 |  | 3RA1210-0CA15-0AP0 | 1 | UN | 1 | 15 | C | D | N | N | 85364900 | 1 | 4011209353671 | 0.676 | KG | 248.9 | 248.9 | CP13 | CP13 | Load feeder fuseless Reversing operation, 400 V AC 1.8...0.25 A, 230 V AC Size S00 Screw terminal Type of coordination 2, Iq = 50 kA !!! Phased-out product !!! Successor is SIRIUS 3RA2 Preferred successor type is >>3RA2210-0CA15-2AP0<< | - | 0 | 7
3RA1210-0CA15-0BB4 |  | 3RA1210-0CA15-0BB4 | 1 | UN | 1 | 15 | C | D | N | N | 85364900 | 1 | 4011209338005 | 0.811 | KG | 269.8 | 269.8 | CP13 | CP13 | Load feeder fuseless Reversing operation, 400 V AC Size S00 0.18-0.25 A, 24 V DC Screw terminal Type of coordination 2, Iq = 50 kA !!! Phased-out product !!! Successor is SIRIUS 3RA2 Preferred successor type is >>3RA2210-0CA15-2BB4<< | - | 0 | 7
3RA1210-0CC15-0AP0 |  | 3RA1210-0CC15-0AP0 | 1 | UN | 1 | 5 | B | D | N | N | 85364900 | 1 | 4011209353688 | 1.1 | KG | 348.65 | 348.65 | CP13 | CP13 | Load feeder fuseless Reversing operation, 400 V AC 0.18...0.25 A, 230 V AC Size S00 Screw terminal Type of coordination 2, Iq = 50 kA on 40 mm busbar adapter !!! Phased-out product !!! Successor is SIRIUS 3RA2 Preferred successor type is >>3RA2210-0CD15-2AP0<< | - | 0 | 9
3RA1210-0CC15-0BB4 |  | 3RA1210-0CC15-0BB4 | 1 | UN | 1 | 5 | B | D | N | N | 85364900 | 1 | 4011209353695 | 1.159 | KG | 368.6 | 368.6 | CP13 | CP13 | Load feeder fuseless Reversing operation, 400 V AC 0.18...0.25 A, 24 V DC Size S00 Screw terminal Type of coordination 2, Iq = 50 kA on 40 mm busbar adapter !!! Phased-out product !!! Successor is SIRIUS 3RA2 Preferred successor type is >>3RA2210-0CD15-2BB4<< | - | 0 | 9
3RA1210-0CD15-0AF0 |  | 3RA1210-0CD15-0AF0 | 1 | UN | 1 | 5 | B | D | N | N | 85364900 | 1 |  | 1.1 | KG | 348.65 | 348.65 | CP13 | CP13 | Load feeder fuseless Reversing operation, 400 V AC 0.18...0.25 A, 110 V AC Size S00 Screw terminal Type of coordination 2, Iq = 50 kA on 60 mm busbar adapter !!! Phased-out product !!! Successor is SIRIUS 3RA2 | - | 0 | 9
3RA1210-0CD15-0AP0 |  | 3RA1210-0CD15-0AP0 | 1 | UN | 1 | 15 | C | D | N | N | 85364900 | 1 | 4011209353701 | 1.007 | KG | 348.65 | 348.65 | CP13 | CP13 | Load feeder fuseless Reversing operation, 400 V AC 0.18...0.25 A, 230 V AC Size S00 Screw terminal Type of coordination 2, Iq = 50 kA on 60 mm busbar adapter !!! Phased-out product !!! Successor is SIRIUS 3RA2 Preferred successor type is >>3RA2210-0CD15-2AP0<< | - | 0 | 7
3RA1210-0CD15-0BB4 |  | 3RA1210-0CD15-0BB4 | 1 | UN | 1 | 15 | C | D | N | N | 85364900 | 1 | 4011209353718 | 1.136 | KG | 368.6 | 368.6 | CP13 | CP13 | Load feeder fuseless Reversing operation, 400 V AC 0.18...0.25 A, 24 V DC Size S00 Screw terminal Type of coordination 2, Iq = 50 kA on 60 mm busbar adapter !!! Phased-out product !!! Successor is SIRIUS 3RA2 Preferred successor type is >>3RA2210-0CD15-2BB4<< | - | 0 | 7
3RA1210-0DA15-0AB0 |  | 3RA1210-0DA15-0AB0 | 1 | UN | 1 | 5 | B | D | N | N | 85364900 | 1 | 4011209646278 | 0.693 | KG | 248.9 | 248.9 | CP13 | CP13 | Load feeder fuseless Reversing operation, 400 V AC 0.22...0.32 A, 24 V AC Size S00 Screw terminal Type of coordination 2, Iq = 50 kA !!! Phased-out product !!! Successor is SIRIUS 3RA2 | - | 0 | 9
3RA1210-0DA15-0AF0 |  | 3RA1210-0DA15-0AF0 | 1 | UN | 1 | 15 | C | D | N | N | 85364900 | 1 | 4011209370623 | 0.691 | KG | 248.9 | 248.9 | CP13 | CP13 | Load feeder fuseless Reversing operation, 400 V AC Size S00 0.22-0.32 A, 110 V AC Screw terminal Type of coordination 2, Iq = 50 kA !!! Phased-out product !!! Successor is SIRIUS 3RA2 | - | 0 | 7
3RA1210-0DA15-0AP0 |  | 3RA1210-0DA15-0AP0 | 1 | UN | 1 | 15 | C | D | N | N | 85364900 | 1 | 4011209353725 | 0.686 | KG | 248.9 | 248.9 | CP13 | CP13 | Load feeder fuseless Reversing operation, 400 V AC 0.22...0.32 A, 230 V AC Size S00 Screw terminal Type of coordination 2, Iq = 50 kA !!! Phased-out product !!! Successor is SIRIUS 3RA2 Preferred successor type is >>3RA2210-0DA15-2AP0<< | - | 0 | 7
3RA1210-0DA15-0BB4 |  | 3RA1210-0DA15-0BB4 | 1 | UN | 1 | 15 | C | D | N | N | 85364900 | 1 | 4011209333550 | 0.811 | KG | 273.6 | 273.6 | CP13 | CP13 | Load feeder fuseless Reversing operation, 400 V AC 0.22...0.32 A, 24 V DC Size S00 Screw terminal Type of coordination 2, Iq = 50 kA !!! Phased-out product !!! Successor is SIRIUS 3RA2 Preferred successor type is >>3RA2210-0DA15-2BB4<< | - | 0 | 7
3RA1210-0DC15-0AP0 |  | 3RA1210-0DC15-0AP0 | 1 | UN | 1 | 5 | B | D | N | N | 85364900 | 1 | 4011209353732 | 1.1 | KG | 348.65 | 348.65 | CP13 | CP13 | Load feeder fuseless Reversing operation, 400 V AC 0.22...0.32 A, 230 V AC Size S00 Screw terminal Type of coordination 2, Iq = 50 kA on 40 mm busbar adapter !!! Phased-out product !!! Successor is SIRIUS 3RA2 Preferred successor type is >>3RA2210-0DD15-2AP0<< | - | 0 | 9
3RA1210-0DC15-0BB4 |  | 3RA1210-0DC15-0BB4 | 1 | UN | 1 | 5 | B | D | N | N | 85364900 | 1 | 4011209353749 | 1.223 | KG | 368.6 | 368.6 | CP13 | CP13 | Load feeder fuseless Reversing operation, 400 V AC 0.22...0.32 A, 24 V DC Size S00 Screw terminal Type of coordination 2, Iq = 50 kA on 40 mm busbar adapter !!! Phased-out product !!! Successor is SIRIUS 3RA2 Preferred successor type is >>3RA2210-0DD15-2BB4<< | - | 0 | 9
3RA1210-0DD15-0AF0 |  | 3RA1210-0DD15-0AF0 | 1 | UN | 1 | 5 | B | D | N | N | 85364900 | 1 | 4011209648333 | 1.1 | KG | 348.65 | 348.65 | CP13 | CP13 | Load feeder fuseless Reversing operation, 400 V AC 0.22...0.32 A, 110 V AC Size S00 Screw terminal Type of coordination 2, Iq = 50 kA on 60 mm busbar adapter !!! Phased-out product !!! Successor is SIRIUS 3RA2 | - | 0 | 9
3RA1210-0DD15-0AP0 |  | 3RA1210-0DD15-0AP0 | 1 | UN | 1 | 5 | B | D | N | N | 85364900 | 1 | 4011209353756 | 1.085 | KG | 348.65 | 348.65 | CP13 | CP13 | Load feeder fuseless Reversing operation, 400 V AC 0.22...0.32 A, 230 V AC Size S00 Screw terminal Type of coordination 2, Iq = 50 kA on 60 mm busbar adapter !!! Phased-out product !!! Successor is SIRIUS 3RA2 Preferred successor type is >>3RA2210-0DD15-2AP0<< | - | 0 | 9
3RA1210-0DD15-0BB4 |  | 3RA1210-0DD15-0BB4 | 1 | UN | 1 | 15 | C | D | N | N | 85364900 | 1 | 4011209351608 | 1.141 | KG | 368.6 | 368.6 | CP13 | CP13 | Load feeder fuseless Reversing operation, 400 V AC 0.22...0.32 A, 24 V DC Size S00 Screw terminal Type of coordination 2, Iq = 50 kA on 60 mm busbar adapter !!! Phased-out product !!! Successor is SIRIUS 3RA2 Preferred successor type is >>3RA2210-0DD15-2BB4<< | - | 0 | 7
3RA1210-0EA15-0AB0 |  | 3RA1210-0EA15-0AB0 | 1 | UN | 1 | 5 | B | D | N | N | 85364900 | 1 | 4011209686304 | 0.694 | KG | 248.9 | 248.9 | CP13 | CP13 | Load feeder fuseless Reversing operation, 400 V AC 0.28...0.4 A, 24 V AC Size S00 Screw terminal Type of coordination 2, Iq = 50 kA !!! Phased-out product !!! Successor is SIRIUS 3RA2 | - | 0 | 9
3RA1210-0EA15-0AF0 |  | 3RA1210-0EA15-0AF0 | 1 | UN | 1 | 15 | C | D | N | N | 85364900 | 1 | 4011209370630 | 0.694 | KG | 248.9 | 248.9 | CP13 | CP13 | Load feeder fuseless Reversing operation, 400 V AC Size S00 0.28-0.4 A, 110 V AC Screw terminal Type of coordination 2, Iq = 50 kA !!! Phased-out product !!! Successor is SIRIUS 3RA2 | - | 0 | 7
3RA1210-0EA15-0AP0 |  | 3RA1210-0EA15-0AP0 | 1 | UN | 1 | 15 | C | D | N | N | 85364900 | 1 | 4011209353763 | 0.689 | KG | 248.9 | 248.9 | CP13 | CP13 | Load feeder fuseless Reversing operation, 400 V AC 0.28...0.4 A, 230 V AC Size S00 Screw terminal Type of coordination 2, Iq = 50 kA !!! Phased-out product !!! Successor is SIRIUS 3RA2 Preferred successor type is >>3RA2210-0EA15-2AP0<< | - | 0 | 7
3RA1210-0EA15-0BB4 |  | 3RA1210-0EA15-0BB4 | 1 | UN | 1 | 5 | B | D | N | N | 85364900 | 1 | 4011209338012 | 0.819 | KG | 273.6 | 273.6 | CP13 | CP13 | Load feeder fuseless Reversing operation, 400 V AC Size S00 0.28-0.4 A, 24 V DC Screw terminal Type of coordination 2, Iq = 50 kA !!! Phased-out product !!! Successor is SIRIUS 3RA2 Preferred successor type is >>3RA2210-0EA15-2BB4<< | - | 0 | 7
3RA1210-0EC15-0AP0 |  | 3RA1210-0EC15-0AP0 | 1 | UN | 1 | 5 | B | D | N | N | 85364900 | 1 | 4011209353770 | 1.123 | KG | 348.65 | 348.65 | CP13 | CP13 | Load feeder fuseless Reversing operation, 400 V AC 0.28...0.4 A, 230 V AC Size S00 Screw terminal Type of coordination 2, Iq = 50 kA on 40 mm busbar adapter !!! Phased-out product !!! Successor is SIRIUS 3RA2 Preferred successor type is >>3RA2210-0ED15-2AP0<< | - | 0 | 9
3RA1210-0EC15-0BB4 |  | 3RA1210-0EC15-0BB4 | 1 | UN | 1 | 15 | C | D | N | N | 85364900 | 1 | 4011209353787 | 1.154 | KG | 368.6 | 368.6 | CP13 | CP13 | Load feeder fuseless Reversing operation, 400 V AC 0.28...0.4 A, 24 V DC Size S00 Screw terminal Type of coordination 2, Iq = 50 kA on 40 mm busbar adapter !!! Phased-out product !!! Successor is SIRIUS 3RA2 Preferred successor type is >>3RA2210-0ED15-2BB4<< | - | 0 | 7
3RA1210-0ED15-0AF0 |  | 3RA1210-0ED15-0AF0 | 1 | UN | 1 | 5 | B | D | N | N | 85364900 | 1 |  | 1.1 | KG | 348.65 | 348.65 | CP13 | CP13 | Load feeder fuseless Reversing operation, 400 V AC 0.28...0.4 A, 110 V AC Size S00 Screw terminal Type of coordination 2, Iq = 50 kA on 60 mm busbar adapter !!! Phased-out product !!! Successor is SIRIUS 3RA2 | - | 0 | 9
3RA1210-0ED15-0AP0 |  | 3RA1210-0ED15-0AP0 | 1 | UN | 1 | 15 | C | D | N | N | 85364900 | 1 | 4011209346420 | 1.012 | KG | 348.65 | 348.65 | CP13 | CP13 | Load feeder fuseless Reversing operation, 400 V AC 0.28...0.4 A, 230 V AC Size S00 Screw terminal Type of coordination 2, Iq = 50 kA on 60 mm busbar adapter !!! Phased-out product !!! Successor is SIRIUS 3RA2 Preferred successor type is >>3RA2210-0ED15-2AP0<< | - | 0 | 7
3RA1210-0ED15-0BB4 |  | 3RA1210-0ED15-0BB4 | 1 | UN | 1 | 15 | C | D | N | N | 85364900 | 1 | 4011209347045 | 1.128 | KG | 368.6 | 368.6 | CP13 | CP13 | Load feeder fuseless Reversing operation, 400 V AC 0.28...0.4 A, 24 V DC Size S00 Screw terminal Type of coordination 2, Iq = 50 kA on 60 mm busbar adapter !!! Phased-out product !!! Successor is SIRIUS 3RA2 Preferred successor type is >>3RA2210-0ED15-2BB4<< | - | 0 | 7
3RA1210-0FA15-0AB0 |  | 3RA1210-0FA15-0AB0 | 1 | UN | 1 | 15 | C | D | N | N | 85364900 | 1 | 4011209592803 | 0.72 | KG | 248.9 | 248.9 | CP13 | CP13 | Load feeder fuseless Reversing operation, 400 V AC 0.35...0.5 A, 24 V AC Size S00 Screw terminal Type of coordination 2, Iq = 50 kA !!! Phased-out product !!! Successor is SIRIUS 3RA2 | - | 0 | 7
3RA1210-0FA15-0AF0 |  | 3RA1210-0FA15-0AF0 | 1 | UN | 1 | 15 | C | D | N | N | 85364900 | 1 | 4011209370647 | 0.691 | KG | 248.9 | 248.9 | CP13 | CP13 | Load feeder fuseless Reversing operation, 400 V AC Size S00 0.35-0.5 A, 110 V AC Screw terminal Type of coordination 2, Iq = 50 kA !!! Phased-out product !!! Successor is SIRIUS 3RA2 | - | 0 | 7
3RA1210-0FA15-0AP0 |  | 3RA1210-0FA15-0AP0 | 1 | UN | 1 | 15 | C | D | N | N | 85364900 | 1 | 4011209341876 | 0.692 | KG | 248.9 | 248.9 | CP13 | CP13 | Load feeder fuseless Reversing operation, 400 V AC 0.35...0.5 A, 230 V AC Size S00 Screw terminal Type of coordination 2, Iq = 50 kA !!! Phased-out product !!! Successor is SIRIUS 3RA2 Preferred successor type is >>3RA2210-0FA15-2AP0<< | - | 0 | 7
3RA1210-0FA15-0BB4 |  | 3RA1210-0FA15-0BB4 | 1 | UN | 1 | 5 | B | D | N | N | 85364900 | 1 | 4011209338029 | 0.775 | KG | 273.6 | 273.6 | CP13 | CP13 | Load feeder fuseless Reversing operation, 400 V AC Size S00 0.35-0.5 A, 24 V DC Screw terminal Type of coordination 2, Iq = 50 kA !!! Phased-out product !!! Successor is SIRIUS 3RA2 Preferred successor type is >>3RA2210-0FA15-2BB4<< | - | 0 | 7
3RA1210-0FC15-0AP0 |  | 3RA1210-0FC15-0AP0 | 1 | UN | 1 | 15 | C | D | N | N | 85364900 | 1 | 4011209352148 | 1.05 | KG | 348.65 | 348.65 | CP13 | CP13 | Load feeder fuseless Reversing operation, 400 V AC 0.35...0.5 A, 230 V AC Size S00 Screw terminal Type of coordination 2, Iq = 50 kA on 40 mm busbar adapter !!! Phased-out product !!! Successor is SIRIUS 3RA2 Preferred successor type is >>3RA2210-0FD15-2AP0<< | - | 0 | 7
3RA1210-0FC15-0BB4 |  | 3RA1210-0FC15-0BB4 | 1 | UN | 1 | 15 | C | D | N | N | 85364900 | 1 | 4011209353794 | 1.16 | KG | 368.6 | 368.6 | CP13 | CP13 | Load feeder fuseless Reversing operation, 400 V AC 0.35...0.5 A, 24 V DC Size S00 Screw terminal Type of coordination 2, Iq = 50 kA on 40 mm busbar adapter !!! Phased-out product !!! Successor is SIRIUS 3RA2 Preferred successor type is >>3RA2210-0FD15-2BB4<< | - | 0 | 7
3RA1210-0FD15-0AF0 |  | 3RA1210-0FD15-0AF0 | 1 | UN | 1 | 5 | B | D | N | N | 85364900 | 1 | 4011209533714 | 1.04 | KG | 348.65 | 348.65 | CP13 | CP13 | Load feeder fuseless Reversing operation, 400 V AC 0.35...0.5 A, 110 V AC Size S00 Screw terminal Type of coordination 2, Iq = 50 kA on 60 mm busbar adapter !!! Phased-out product !!! Successor is SIRIUS 3RA2 | - | 0 | 9
3RA1210-0FD15-0AP0 |  | 3RA1210-0FD15-0AP0 | 1 | UN | 1 | 15 | C | D | N | N | 85364900 | 1 | 4011209347663 | 1.011 | KG | 348.65 | 348.65 | CP13 | CP13 | Load feeder fuseless Reversing operation, 400 V AC 0.35...0.5 A, 230 V AC Size S00 Screw terminal Type of coordination 2, Iq = 50 kA on 60 mm busbar adapter !!! Phased-out product !!! Successor is SIRIUS 3RA2 Preferred successor type is >>3RA2210-0FD15-2AP0<< | - | 0 | 7
3RA1210-0FD15-0BB4 |  | 3RA1210-0FD15-0BB4 | 1 | UN | 1 | 5 | B | D | N | N | 85364900 | 1 | 4011209336568 | 1.147 | KG | 368.6 | 368.6 | CP13 | CP13 | Load feeder fuseless Reversing operation, 400 V AC Size S00 0.35-0.5 A, 24 V DC Screw terminal Type of coordination 2, Iq = 50 kA on 60 mm busbar adapter !!! Phased-out product !!! Successor is SIRIUS 3RA2 Preferred successor type is >>3RA2210-0FD15-2BB4<< | - | 0 | 7
3RA1210-0GA15-0AB0 |  | 3RA1210-0GA15-0AB0 | 1 | UN | 1 | 5 | B | D | N | N | 85364900 | 1 | 4011209492257 | 0.75 | KG | 248.9 | 248.9 | CP13 | CP13 | Load feeder fuseless Reversing operation, 400 V AC 0.45...0.63 A. 24 V AC Size S00 Screw terminal Type of coordination 2, Iq = 50 kA !!! Phased-out product !!! Successor is SIRIUS 3RA2 | - | 0 | 9
3RA1210-0GA15-0AF0 |  | 3RA1210-0GA15-0AF0 | 1 | UN | 1 | 15 | C | D | N | N | 85364900 | 1 | 4011209370654 | 0.689 | KG | 248.9 | 248.9 | CP13 | CP13 | Load feeder fuseless Reversing operation, 400 V AC 0.45...0.63 A. 110 V AC Size S00 Screw terminal Type of coordination 2, Iq = 50 kA !!! Phased-out product !!! Successor is SIRIUS 3RA2 | - | 0 | 7
3RA1210-0GA15-0AP0 |  | 3RA1210-0GA15-0AP0 | 1 | UN | 1 | 15 | C | D | N | N | 85364900 | 1 | 4011209334595 | 0.69 | KG | 248.9 | 248.9 | CP13 | CP13 | Load feeder fuseless Reversing operation, 400 V AC Size S00 0.45-0.63 A, 230 V AC Screw terminal Type of coordination 2, Iq = 50 kA !!! Phased-out product !!! Successor is SIRIUS 3RA2 Preferred successor type is >>3RA2210-0GA15-2AP0<< | - | 0 | 7
3RA1210-0GA15-0BB4 |  | 3RA1210-0GA15-0BB4 | 1 | UN | 1 | 5 | B | D | N | N | 85364900 | 1 | 4011209337190 | 0.818 | KG | 273.6 | 273.6 | CP13 | CP13 | Load feeder fuseless Reversing operation, 400 V AC Size S00 0.45-0.63 A, 24 V DC Screw terminal Type of coordination 2, Iq = 50 kA !!! Phased-out product !!! Successor is SIRIUS 3RA2 Preferred successor type is >>3RA2210-0GA15-2BB4<< | - | 0 | 7
3RA1210-0GC15-0AP0 |  | 3RA1210-0GC15-0AP0 | 1 | UN | 1 | 15 | C | D | N | N | 85364900 | 1 | 4011209353800 | 1.035 | KG | 348.65 | 348.65 | CP13 | CP13 | Load feeder fuseless Reversing operation, 400 V AC 0.45...0.63 A, 230 V AC Size S00 Screw terminal Type of coordination 2, Iq = 50 kA on 40 mm busbar adapter !!! Phased-out product !!! Successor is SIRIUS 3RA2 Preferred successor type is >>3RA2210-0GD15-2AP0<< | - | 0 | 7
3RA1210-0GC15-0BB4 |  | 3RA1210-0GC15-0BB4 | 1 | UN | 1 | 15 | C | D | N | N | 85364900 | 1 | 4011209346406 | 1.195 | KG | 368.6 | 368.6 | CP13 | CP13 | Load feeder fuseless Reversing operation, 400 V AC 0.45...0.63 A, 24 V DC Size S00 Screw terminal Type of coordination 2, Iq = 50 kA on 40 mm busbar adapter !!! Phased-out product !!! Successor is SIRIUS 3RA2 Preferred successor type is >>3RA2210-0GD15-2BB4<< | - | 0 | 7
3RA1210-0GD15-0AF0 |  | 3RA1210-0GD15-0AF0 | 1 | UN | 1 | 5 | B | D | N | N | 85364900 | 1 | 4011209543720 | 1.043 | KG | 348.65 | 348.65 | CP13 | CP13 | Load feeder fuseless Reversing operation, 400 V AC 0.45...0.63 A. 110 V AC Size S00 Screw terminal Type of coordination 2, Iq = 50 kA on 60 mm busbar adapter !!! Phased-out product !!! Successor is SIRIUS 3RA2 | - | 0 | 9
3RA1210-0GD15-0AP0 |  | 3RA1210-0GD15-0AP0 | 1 | UN | 1 | 15 | C | D | N | N | 85364900 | 1 | 4011209346161 | 1.016 | KG | 348.65 | 348.65 | CP13 | CP13 | Load feeder fuseless Reversing operation, 400 V AC 0.45...0.63 A, 230 V AC Size S00 Screw terminal Type of coordination 2, Iq = 50 kA on 60 mm busbar adapter !!! Phased-out product !!! Successor is SIRIUS 3RA2 Preferred successor type is >>3RA2210-0GD15-2AP0<< | - | 0 | 7
3RA1210-0GD15-0BB4 |  | 3RA1210-0GD15-0BB4 | 1 | UN | 1 | 15 | C | D | N | N | 85364900 | 1 | 4011209334984 | 1.134 | KG | 368.6 | 368.6 | CP13 | CP13 | Load feeder fuseless Reversing operation, 400 V AC Size S00 0.45-0.63 A, 24 V DC Screw terminal Type of coordination 2, Iq = 50 kA on 60 mm busbar adapter !!! Phased-out product !!! Successor is SIRIUS 3RA2 Preferred successor type is >>3RA2210-0GD15-2BB4<< | - | 0 | 7
3RA1210-0HA15-0AB0 |  | 3RA1210-0HA15-0AB0 | 1 | UN | 1 | 15 | C | D | N | N | 85364900 | 1 | 4011209605763 | 0.701 | KG | 257.45 | 257.45 | CP13 | CP13 | Load feeder fuseless Reversing operation, 400 V AC 0.55...0.8 A, 24 V AC Size S00 Screw terminal Type of coordination 2, Iq = 50 kA !!! Phased-out product !!! Successor is SIRIUS 3RA2 | - | 0 | 7
3RA1210-0HA15-0AF0 |  | 3RA1210-0HA15-0AF0 | 1 | UN | 1 | 15 | C | D | N | N | 85364900 | 1 | 4011209399419 | 0.698 | KG | 257.45 | 257.45 | CP13 | CP13 | Load feeder fuseless Reversing operation, 400 V AC Size S00 0.55-0.8 A, 110 V AC Screw terminal Type of coordination 2, Iq = 50 kA !!! Phased-out product !!! Successor is SIRIUS 3RA2 | - | 0 | 7
3RA1210-0HA15-0AP0 |  | 3RA1210-0HA15-0AP0 | 1 | UN | 1 | 15 | C | D | N | N | 85364900 | 1 | 4011209333192 | 0.68 | KG | 257.45 | 257.45 | CP13 | CP13 | Load feeder fuseless Reversing operation, 400 V AC 0.55...0.8 A, 230 V AC Size S00 Screw terminal Type of coordination 2, Iq = 50 kA !!! Phased-out product !!! Successor is SIRIUS 3RA2 Preferred successor type is >>3RA2210-0HA15-2AP0<< | - | 0 | 7
3RA1210-0HA15-0BB4 |  | 3RA1210-0HA15-0BB4 | 1 | UN | 1 | 5 | B | D | N | N | 85364900 | 1 | 4011209334106 | 0.809 | KG | 279.3 | 279.3 | CP13 | CP13 | Load feeder fuseless Reversing operation, 400 V AC Size S00 0.55-0.8 A, 24 V DC Screw terminal Type of coordination 2, Iq = 50 kA !!! Phased-out product !!! Successor is SIRIUS 3RA2 Preferred successor type is >>3RA2210-0HA15-2BB4<< | - | 0 | 7
3RA1210-0HC15-0AP0 |  | 3RA1210-0HC15-0AP0 | 1 | UN | 1 | 5 | B | D | N | N | 85364900 | 1 | 4011209349339 | 1.075 | KG | 357.2 | 357.2 | CP13 | CP13 | Load feeder fuseless Reversing operation, 400 V AC 0.55...0.8 A, 230 V AC Size S00 Screw terminal Type of coordination 2, Iq = 50 kA on 40 mm busbar adapter !!! Phased-out product !!! Successor is SIRIUS 3RA2 Preferred successor type is >>3RA2210-0HD15-2AP0<< | - | 0 | 9
3RA1210-0HC15-0BB4 |  | 3RA1210-0HC15-0BB4 | 1 | UN | 1 | 15 | C | D | N | N | 85364900 | 1 | 4011209353817 | 1.146 | KG | 374.3 | 374.3 | CP13 | CP13 | Load feeder fuseless Reversing operation, 400 V AC 0.55...0.8 A, 24 V DC Size S00 Screw terminal Type of coordination 2, Iq = 50 kA on 40 mm busbar adapter !!! Phased-out product !!! Successor is SIRIUS 3RA2 Preferred successor type is >>3RA2210-0HD15-2BB4<< | - | 0 | 7
3RA1210-0HD15-0AF0 |  | 3RA1210-0HD15-0AF0 | 1 | UN | 1 | 15 | C | D | N | N | 85364900 | 1 | 4011209637474 | 1.013 | KG | 357.2 | 357.2 | CP13 | CP13 | Load feeder fuseless Reversing operation, 400 V AC 0.55...0.8 A, 110 V AC Size S00 Screw terminal Type of coordination 2, Iq = 50 kA on 60 mm busbar adapter !!! Phased-out product !!! Successor is SIRIUS 3RA2 | - | 0 | 7
3RA1210-0HD15-0AP0 |  | 3RA1210-0HD15-0AP0 | 1 | UN | 1 | 15 | C | D | N | N | 85364900 | 1 | 4011209353824 | 1.013 | KG | 357.2 | 357.2 | CP13 | CP13 | Load feeder fuseless Reversing operation, 400 V AC 0.55...0.8 A, 230 V AC Size S00 Screw terminal Type of coordination 2, Iq = 50 kA on 60 mm busbar adapter !!! Phased-out product !!! Successor is SIRIUS 3RA2 Preferred successor type is >>3RA2210-0HD15-2AP0<< | - | 0 | 7
3RA1210-0HD15-0BB4 |  | 3RA1210-0HD15-0BB4 | 1 | UN | 1 | 5 | B | D | N | N | 85364900 | 1 | 4011209333512 | 1.163 | KG | 374.3 | 374.3 | CP13 | CP13 | Load feeder fuseless Reversing operation, 400 V AC Size S00 0.55-0.8 A, 24 V DC Screw terminal Type of coordination 2, Iq = 50 kA on 60 mm busbar adapter !!! Phased-out product !!! Successor is SIRIUS 3RA2 Preferred successor type is >>3RA2210-0HD15-2BB4<< | - | 0 | 7
3RA1210-0JA15-0AB0 |  | 3RA1210-0JA15-0AB0 | 1 | UN | 1 | 5 | B | D | N | N | 85364900 | 1 | 4011209398795 | 0.702 | KG | 257.45 | 257.45 | CP13 | CP13 | Load feeder fuseless Reversing operation, 400 V AC 0.7 ...1 A, 24 V AC Size S00 Screw terminal Type of coordination 2, Iq = 50 kA !!! Phased-out product !!! Successor is SIRIUS 3RA2 | - | 0 | 9
3RA1210-0JA15-0AF0 |  | 3RA1210-0JA15-0AF0 | 1 | UN | 1 | 15 | C | D | N | N | 85364900 | 1 | 4011209467668 | 0.69 | KG | 257.45 | 257.45 | CP13 | CP13 | Load feeder fuseless Reversing operation, 400 V AC Size S00 0.7 -1 A, 110 V AC Screw terminal Type of coordination 2, Iq = 50 kA !!! Phased-out product !!! Successor is SIRIUS 3RA2 | - | 0 | 7
3RA1210-0JA15-0AP0 |  | 3RA1210-0JA15-0AP0 | 1 | UN | 1 | 15 | C | D | N | N | 85364900 | 1 | 4011209353831 | 0.688 | KG | 257.45 | 257.45 | CP13 | CP13 | Load feeder fuseless Reversing operation, 400 V AC 0.7...1 A, 230 V AC Size S00 Screw terminal Type of coordination 2, Iq = 50 kA !!! Phased-out product !!! Successor is SIRIUS 3RA2 Preferred successor type is >>3RA2210-0JA15-2AP0<< | - | 0 | 7
3RA1210-0JA15-0BB4 |  | 3RA1210-0JA15-0BB4 | 1 | UN | 1 | 5 | B | D | N | N | 85364900 | 1 | 4011209337312 | 0.82 | KG | 279.3 | 279.3 | CP13 | CP13 | Load feeder fuseless Reversing operation, 400 V AC Size S00 0.7-1 A, 24 V DC Screw terminal Type of coordination 2, Iq = 50 kA !!! Phased-out product !!! Successor is SIRIUS 3RA2 Preferred successor type is >>3RA2210-0JA15-2BB4<< | - | 0 | 7
3RA1210-0JC15-0AF0 |  | 3RA1210-0JC15-0AF0 | 1 | UN | 1 | 5 | B | D | N | N | 85364900 | 1 | 4011209568020 | 1.1 | KG | 357.2 | 357.2 | CP13 | CP13 | Load feeder fuseless Reversing operation, 400 V AC 0.7...1 A, 100 V AC Size S00 Screw terminal Type of coordination 2, Iq = 50 kA on 40 mm busbar adapter !!! Phased-out product !!! Successor is SIRIUS 3RA2 | - | 0 | 9
3RA1210-0JC15-0AP0 |  | 3RA1210-0JC15-0AP0 | 1 | UN | 1 | 15 | C | D | N | N | 85364900 | 1 | 4011209347793 | 1.034 | KG | 357.2 | 357.2 | CP13 | CP13 | Load feeder fuseless Reversing operation, 400 V AC 0.7...1 A, 230 V AC Size S00 Screw terminal Type of coordination 2, Iq = 50 kA on 40 mm busbar adapter !!! Phased-out product !!! Successor is SIRIUS 3RA2 Preferred successor type is >>3RA2210-0JD15-2AP0<< | - | 0 | 7
3RA1210-0JC15-0BB4 |  | 3RA1210-0JC15-0BB4 | 1 | UN | 1 | 15 | C | D | N | N | 85364900 | 1 | 4011209341661 | 1.147 | KG | 374.3 | 374.3 | CP13 | CP13 | Load feeder fuseless Reversing operation, 400 V AC 0.7...1 A, 24 V DC Size S00 Screw terminal Type of coordination 2, Iq = 50 kA on 40 mm busbar adapter !!! Phased-out product !!! Successor is SIRIUS 3RA2 Preferred successor type is >>3RA2210-0JD15-2BB4<< | - | 0 | 7
3RA1210-0JD15-0AF0 |  | 3RA1210-0JD15-0AF0 | 1 | UN | 1 | 5 | B | D | N | N | 85364900 | 1 |  | 1.1 | KG | 357.2 | 357.2 | CP13 | CP13 | Load feeder fuseless Reversing operation, 400 V AC 0.7...1 A, 100 V AC Size S00 Screw terminal Type of coordination 2, Iq = 50 kA on 60 mm busbar adapter !!! Phased-out product !!! Successor is SIRIUS 3RA2 | - | 0 | 9
3RA1210-0JD15-0AP0 |  | 3RA1210-0JD15-0AP0 | 1 | UN | 1 | 15 | C | D | N | N | 85364900 | 1 | 4011209341920 | 1.011 | KG | 357.2 | 357.2 | CP13 | CP13 | Load feeder fuseless Reversing operation, 400 V AC 0.7...1 A, 230 V AC Size S00 Screw terminal Type of coordination 2, Iq = 50 kA on 60 mm busbar adapter !!! Phased-out product !!! Successor is SIRIUS 3RA2 Preferred successor type is >>3RA2210-0JD15-2AP0<< | - | 0 | 7
3RA1210-0JD15-0BB4 |  | 3RA1210-0JD15-0BB4 | 1 | UN | 1 | 5 | B | D | N | N | 85364900 | 1 | 4011209339798 | 1.132 | KG | 374.3 | 374.3 | CP13 | CP13 | Load feeder fuseless Reversing operation, 400 V AC Size S00 0.7-1 A, 24 V DC Screw terminal Type of coordination 2, Iq = 50 kA on 60 mm busbar adapter !!! Phased-out product !!! Successor is SIRIUS 3RA2 Preferred successor type is >>3RA2210-0JD15-2BB4<< | - | 0 | 7
3RA1210-0KA15-0AB0 |  | 3RA1210-0KA15-0AB0 | 1 | UN | 1 | 15 | C | D | N | N | 85364900 | 1 | 4011209492264 | 0.746 | KG | 263.15 | 263.15 | CP13 | CP13 | Load feeder fuseless Reversing operation, 400 V AC 0.9...1.25 A, 24 V AC Size S00 Screw terminal Type of coordination 2, Iq = 50 kA !!! Phased-out product !!! Successor is SIRIUS 3RA2 | - | 0 | 7
3RA1210-0KA15-0AF0 |  | 3RA1210-0KA15-0AF0 | 1 | UN | 1 | 15 | C | D | N | N | 85364900 | 1 | 4011209450530 | 0.741 | KG | 263.15 | 263.15 | CP13 | CP13 | Load feeder fuseless Reversing operation, 400 V AC 0.9...1.25 A, 110 V AC Size S00 Screw terminal Type of coordination 2, Iq = 50 kA !!! Phased-out product !!! Successor is SIRIUS 3RA2 | - | 0 | 7
3RA1210-0KA15-0AP0 |  | 3RA1210-0KA15-0AP0 | 1 | UN | 1 | 15 | C | D | N | N | 85364900 | 1 | 4011209353848 | 0.732 | KG | 263.15 | 263.15 | CP13 | CP13 | Load feeder fuseless Reversing operation, 400 V AC Size S00 0.9-1.25 A, 230 V AC Screw terminal Type of coordination 2, Iq = 50 kA !!! Phased-out product !!! Successor is SIRIUS 3RA2 Preferred successor type is >>3RA2210-0KA15-2AP0<< | - | 0 | 7
3RA1210-0KA15-0BB4 |  | 3RA1210-0KA15-0BB4 | 1 | UN | 1 | 5 | B | D | N | N | 85364900 | 1 | 4011209333765 | 0.862 | KG | 285 | 285 | CP13 | CP13 | Load feeder fuseless Reversing operation, 400 V AC Size S00 0.9-.1.25 A, 24 V DC Screw terminal Type of coordination 2, Iq = 50 kA !!! Phased-out product !!! Successor is SIRIUS 3RA2 Preferred successor type is >>3RA2210-0KA15-2BB4<< | - | 0 | 7
3RA1210-0KC15-0AF0 |  | 3RA1210-0KC15-0AF0 | 1 | UN | 1 | 5 | B | D | N | N | 85364900 | 1 | 4011209566446 | 1.114 | KG | 362.9 | 362.9 | CP13 | CP13 | Load feeder fuseless Reversing operation, 400 V AC 0.90...1.25 A, 110 V AC Size S00 Screw terminal Type of coordination 2, Iq = 50 kA on 40 mm busbar adapter !!! Phased-out product !!! Successor is SIRIUS 3RA2 | - | 0 | 9
3RA1210-0KC15-0AP0 |  | 3RA1210-0KC15-0AP0 | 1 | UN | 1 | 15 | C | D | N | N | 85364900 | 1 | 4011209353855 | 1.068 | KG | 362.9 | 362.9 | CP13 | CP13 | Load feeder fuseless Reversing operation, 400 V AC 0.9...1.25 A, 230 V AC Size S00 Screw terminal Type of coordination 2, Iq = 50 kA on 40 mm busbar adapter !!! Phased-out product !!! Successor is SIRIUS 3RA2 Preferred successor type is >>3RA2210-0KD15-2AP0<< | - | 0 | 7
3RA1210-0KC15-0BB4 |  | 3RA1210-0KC15-0BB4 | 1 | UN | 1 | 15 | C | D | N | N | 85364900 | 1 | 4011209346413 | 1.207 | KG | 382.85 | 382.85 | CP13 | CP13 | Load feeder fuseless Reversing operation, 400 V AC 0.9...1.25 A, 24 V DC Size S00 Screw terminal Type of coordination 2, Iq = 50 kA on 40 mm busbar adapter !!! Phased-out product !!! Successor is SIRIUS 3RA2 Preferred successor type is >>3RA2210-0KD15-2BB4<< | - | 0 | 7
3RA1210-0KD15-0AB0 |  | 3RA1210-0KD15-0AB0 | 1 | UN | 1 | 5 | B | D | N | N | 85364900 | 1 | 4011209559554 | 1.064 | KG | 362.9 | 362.9 | CP13 | CP13 | Load feeder fuseless Reversing operation, 400 V AC 0.9...1.25 A, 24 V AC, 50 Hz Size S00 Screw terminal Type of coordination 2, Iq = 50 kA on 60 mm busbar adapter !!! Phased-out product !!! Successor is SIRIUS 3RA2 | - | 0 | 9
3RA1210-0KD15-0AF0 |  | 3RA1210-0KD15-0AF0 | 1 | UN | 1 | 5 | B | D | N | N | 85364900 | 1 | 4011209389175 | 1.088 | KG | 362.9 | 362.9 | CP13 | CP13 | Load feeder fuseless Reversing operation, 400 V AC 0.9...1.25 A, 110 V AC, 50 Hz Size S00 Screw terminal Type of coordination 2, Iq = 50 kA on 60 mm busbar adapter !!! Phased-out product !!! Successor is SIRIUS 3RA2 | - | 0 | 9
3RA1210-0KD15-0AP0 |  | 3RA1210-0KD15-0AP0 | 1 | UN | 1 | 15 | C | D | N | N | 85364900 | 1 | 4011209341425 | 1.066 | KG | 362.9 | 362.9 | CP13 | CP13 | Load feeder fuseless Reversing operation, 400 V AC 0.9...1.25 A, 230 V AC, 50 Hz Size S00 Screw terminal Type of coordination 2, Iq = 50 kA on 60 mm busbar adapter !!! Phased-out product !!! Successor is SIRIUS 3RA2 Preferred successor type is >>3RA2210-0KD15-2AP0<< | - | 0 | 7
3RA1210-0KD15-0BB4 |  | 3RA1210-0KD15-0BB4 | 1 | UN | 1 | 5 | B | D | N | N | 85364900 | 1 | 4011209334717 | 1.18 | KG | 382.85 | 382.85 | CP13 | CP13 | Load feeder fuseless Reversing operation, 400 V AC Size S00 0.9-1.25 A, 24 V DC Screw terminal Type of coordination 2, Iq = 50 kA on 60 mm busbar adapter !!! Phased-out product !!! Successor is SIRIUS 3RA2 Preferred successor type is >>3RA2210-0KD15-2BB4<< | - | 0 | 7
3RA1210-1AA15-0AB0 |  | 3RA1210-1AA15-0AB0 | 1 | UN | 1 | 15 | C | D | N | N | 85364900 | 1 | 4011209492271 | 0.738 | KG | 263.15 | 263.15 | CP13 | CP13 | Load feeder fuseless Reversing operation, 400 V AC 1.1...1.6 A, 24 V AC Size S00 Screw terminal Type of coordination 2, Iq = 50 kA !!! Phased-out product !!! Successor is SIRIUS 3RA2 | - | 0 | 7
3RA1210-1AA15-0AF0 |  | 3RA1210-1AA15-0AF0 | 1 | UN | 1 | 15 | C | D | N | N | 85364900 | 1 | 4011209370661 | 0.735 | KG | 263.15 | 263.15 | CP13 | CP13 | Load feeder fuseless Reversing operation, 400 V AC Size S00 1.1-1.6 A, 110 V AC Screw terminal Type of coordination 2, Iq = 50 kA !!! Phased-out product !!! Successor is SIRIUS 3RA2 | - | 0 | 7
3RA1210-1AA15-0AP0 |  | 3RA1210-1AA15-0AP0 | 1 | UN | 1 | 15 | C | D | N | N | 85364900 | 1 | 4011209347755 | 0.726 | KG | 263.15 | 263.15 | CP13 | CP13 | Load feeder fuseless Reversing operation, 400 V AC Size S00 1.1-1.6 A, 230 V AC Screw terminal Type of coordination 2, Iq = 50 kA !!! Phased-out product !!! Successor is SIRIUS 3RA2 Preferred successor type is >>3RA2210-1AA15-2AP0<< | - | 0 | 7
3RA1210-1AA15-0BB4 |  | 3RA1210-1AA15-0BB4 | 1 | UN | 1 | 5 | B | D | N | N | 85364900 | 1 | 4011209334113 | 0.85 | KG | 285 | 285 | CP13 | CP13 | Load feeder fuseless Reversing operation, 400 V AC Size S00 1.1-1.6 A, 24 V DC Screw terminal Type of coordination 2, Iq = 50 kA !!! Phased-out product !!! Successor is SIRIUS 3RA2 Preferred successor type is >>3RA2210-1AA15-2BB4<< | - | 0 | 7
3RA1210-1AC15-0AF0 |  | 3RA1210-1AC15-0AF0 | 1 | UN | 1 | 5 | B | D | N | N | 85364900 | 1 | 4011209566439 | 1.115 | KG | 362.9 | 362.9 | CP13 | CP13 | Load feeder fuseless Reversing operation, 400 V AC 1.1...1.6 A, 110 V AC Size S00 Screw terminal Type of coordination 2, Iq = 50 kA on 40 mm busbar adapter !!! Phased-out product !!! Successor is SIRIUS 3RA2 | - | 0 | 9
3RA1210-1AC15-0AP0 |  | 3RA1210-1AC15-0AP0 | 1 | UN | 1 | 5 | B | D | N | N | 85364900 | 1 | 4011209334731 | 1.104 | KG | 362.9 | 362.9 | CP13 | CP13 | Load feeder fuseless Reversing operation, 400 V AC 1.1...1.6 A, 230 V AC Size S00 Screw terminal Type of coordination 2, Iq = 50 kA on 40 mm busbar adapter !!! Phased-out product !!! Successor is SIRIUS 3RA2 Preferred successor type is >>3RA2210-1AD15-2AP0<< | - | 0 | 9
3RA1210-1AC15-0BB4 |  | 3RA1210-1AC15-0BB4 | 1 | UN | 1 | 15 | C | D | N | N | 85364900 | 1 | 4011209341609 | 1.206 | KG | 382.85 | 382.85 | CP13 | CP13 | Load feeder fuseless Reversing operation, 400 V AC 1.1...1.6 A, 24 V DC Size S00 Screw terminal Type of coordination 2, Iq = 50 kA on 40 mm busbar adapter !!! Phased-out product !!! Successor is SIRIUS 3RA2 Preferred successor type is >>3RA2210-1AD15-2BB4<< | - | 0 | 7
3RA1210-1AD15-0AB0 |  | 3RA1210-1AD15-0AB0 | 1 | UN | 1 | 5 | B | D | N | N | 85364900 | 1 | 4011209558939 | 1.093 | KG | 362.9 | 362.9 | CP13 | CP13 | Load feeder fuseless Reversing operation, 400 V AC 1.1...1.6 A, 24 V AC, 50 Hz Size S00 Screw terminal Type of coordination 2, Iq = 50 kA on 60 mm busbar adapter !!! Phased-out product !!! Successor is SIRIUS 3RA2 | - | 0 | 9
3RA1210-1AD15-0AF0 |  | 3RA1210-1AD15-0AF0 | 1 | UN | 1 | 15 | C | D | N | N | 85364900 | 1 | 4011209493360 | 1.059 | KG | 362.9 | 362.9 | CP13 | CP13 | Load feeder fuseless Reversing operation, 400 V AC 1.1...1.6 A, 110 V AC, 50 Hz Size S00 Screw terminal Type of coordination 2, Iq = 50 kA on 60 mm busbar adapter !!! Phased-out product !!! Successor is SIRIUS 3RA2 | - | 0 | 7
3RA1210-1AD15-0AP0 |  | 3RA1210-1AD15-0AP0 | 1 | UN | 1 | 15 | C | D | N | N | 85364900 | 1 | 4011209341937 | 1.058 | KG | 362.9 | 362.9 | CP13 | CP13 | Load feeder fuseless Reversing operation, 400 V AC 1.1...1.6 A, 230 V AC, 50 Hz Size S00 Screw terminal Type of coordination 2, Iq = 50 kA on 60 mm busbar adapter !!! Phased-out product !!! Successor is SIRIUS 3RA2 Preferred successor type is >>3RA2210-1AD15-2AP0<< | - | 0 | 7
3RA1210-1AD15-0BB4 |  | 3RA1210-1AD15-0BB4 | 1 | UN | 1 | 5 | B | D | N | N | 85364900 | 1 | 4011209332942 | 1.176 | KG | 382.85 | 382.85 | CP13 | CP13 | Load feeder fuseless Reversing operation, 400 V AC Size S00 1.1-1.6 A, 24 V DC Screw terminal Type of coordination 2, Iq = 50 kA on 60 mm busbar adapter !!! Phased-out product !!! Successor is SIRIUS 3RA2 Preferred successor type is >>3RA2210-1AD15-2BB4<< | - | 0 | 7
3RA1210-1BA15-0AB0 |  | 3RA1210-1BA15-0AB0 | 1 | UN | 1 | 15 | C | D | N | N | 85364900 | 1 | 4011209399426 | 0.741 | KG | 269.8 | 269.8 | CP13 | CP13 | Load feeder fuseless Reversing operation, 400 V AC 1.4...2 A, 24 V AC Size S00 Screw terminal Type of coordination 1, Iq = 50 kA !!! Phased-out product !!! Successor is SIRIUS 3RA2 | - | 0 | 7
3RA1210-1BA15-0AF0 |  | 3RA1210-1BA15-0AF0 | 1 | UN | 1 | 15 | C | D | N | N | 85364900 | 1 | 4011209370678 | 0.743 | KG | 269.8 | 269.8 | CP13 | CP13 | Load feeder fuseless Reversing operation, 400 V AC Size S00 1.4-2 A, 110 V AC Screw terminal Type of coordination 1, Iq = 50 kA !!! Phased-out product !!! Successor is SIRIUS 3RA2 | - | 0 | 7
3RA1210-1BA15-0AP0 |  | 3RA1210-1BA15-0AP0 | 1 | UN | 1 | 15 | C | D | N | N | 85364900 | 1 | 4011209353862 | 0.739 | KG | 269.8 | 269.8 | CP13 | CP13 | Load feeder fuseless Reversing operation, 400 V AC Size S00 1.4-2 A, 230 V AC Screw terminal Type of coordination 1, Iq = 50 kA !!! Phased-out product !!! Successor is SIRIUS 3RA2 Preferred successor type is >>3RA2210-1BA15-2AP0<< | - | 0 | 7
3RA1210-1BA15-0BB4 |  | 3RA1210-1BA15-0BB4 | 1 | UN | 1 | 5 | B | D | N | N | 85364900 | 1 | 4011209338036 | 0.865 | KG | 286.9 | 286.9 | CP13 | CP13 | Load feeder fuseless Reversing operation, 400 V AC Size S00 1.4-2 A, 24 V DC Screw terminal Type of coordination 1, Iq = 50 kA !!! Phased-out product !!! Successor is SIRIUS 3RA2 Preferred successor type is >>3RA2210-1BA15-2BB4<< | - | 0 | 7
3RA1210-1BC15-0AF0 |  | 3RA1210-1BC15-0AF0 | 1 | UN | 1 | 5 | B | D | N | N | 85364900 | 1 | 4011209566453 | 1.115 | KG | 368.6 | 368.6 | CP13 | CP13 | Load feeder fuseless Reversing operation, 400 V AC 1.4...2 A,110 V AC Size S00 Screw terminal Type of coordination 1, Iq = 50 kA on 40 mm busbar adapter !!! Phased-out product !!! Successor is SIRIUS 3RA2 | - | 0 | 9
3RA1210-1BC15-0AP0 |  | 3RA1210-1BC15-0AP0 | 1 | UN | 1 | 15 | C | D | N | N | 85364900 | 1 | 4011209353879 | 1.111 | KG | 368.6 | 368.6 | CP13 | CP13 | Load feeder fuseless Reversing operation, 400 V AC 1.4...2 A, 230 V AC Size S00 Screw terminal Type of coordination 1, Iq = 50 kA on 40 mm busbar adapter !!! Phased-out product !!! Successor is SIRIUS 3RA2 Preferred successor type is >>3RA2210-1BD15-2AP0<< | - | 0 | 7
3RA1210-1BC15-0BB4 |  | 3RA1210-1BC15-0BB4 | 1 | UN | 1 | 15 | C | D | N | N | 85364900 | 1 | 4011209353886 | 1.197 | KG | 386.65 | 386.65 | CP13 | CP13 | Load feeder fuseless Reversing operation, 400 V AC 1.4...2 A, 24 V DC Size S00 Screw terminal Type of coordination 1, Iq = 50 kA on 40 mm busbar adapter !!! Phased-out product !!! Successor is SIRIUS 3RA2 Preferred successor type is >>3RA2210-1BD15-2BB4<< | - | 0 | 7
3RA1210-1BD15-0AB0 |  | 3RA1210-1BD15-0AB0 | 1 | UN | 1 | 5 | B | D | N | N | 85364900 | 1 | 4011209551633 | 1.062 | KG | 368.6 | 368.6 | CP13 | CP13 | Load feeder fuseless Reversing operation, 400 V AC 1.4...2 A, 24 V AC Size S00 Screw terminal Type of coordination 1, Iq = 50 kA on 60 mm busbar adapter !!! Phased-out product !!! Successor is SIRIUS 3RA2 | - | 0 | 9
3RA1210-1BD15-0AF0 |  | 3RA1210-1BD15-0AF0 | 1 | UN | 1 | 5 | B | D | N | N | 85364900 | 1 | 4011209543683 | 1.064 | KG | 368.6 | 368.6 | CP13 | CP13 | Load feeder fuseless Reversing operation, 400 V AC 1.4...2 A, 100 V AC Size S00 Screw terminal Type of coordination 1, Iq = 50 kA on 60 mm busbar adapter !!! Phased-out product !!! Successor is SIRIUS 3RA2 | - | 0 | 9
3RA1210-1BD15-0AP0 |  | 3RA1210-1BD15-0AP0 | 1 | UN | 1 | 15 | C | D | N | N | 85364900 | 1 | 4011209341586 | 1.063 | KG | 368.6 | 368.6 | CP13 | CP13 | Load feeder fuseless Reversing operation, 400 V AC 1.4...2 A, 230 V AC Size S00 Screw terminal Type of coordination 1, Iq = 50 kA on 60 mm busbar adapter !!! Phased-out product !!! Successor is SIRIUS 3RA2 Preferred successor type is >>3RA2210-1BD15-2AP0<< | - | 0 | 7
3RA1210-1BD15-0BB4 |  | 3RA1210-1BD15-0BB4 | 1 | UN | 1 | 5 | B | D | N | N | 85364900 | 1 | 4011209332959 | 1.17 | KG | 386.65 | 386.65 | CP13 | CP13 | Load feeder fuseless Reversing operation, 400 V AC Size S00 1.4-2 A, 24 V DC Screw terminal Type of coordination 1, Iq = 50 kA on 60 mm busbar adapter !!! Phased-out product !!! Successor is SIRIUS 3RA2 Preferred successor type is >>3RA2210-1BD15-2BB4<< | - | 0 | 7
3RA1210-1CA15-0AB0 |  | 3RA1210-1CA15-0AB0 | 1 | UN | 1 | 5 | B | D | N | N | 85364900 | 1 | 4011209497498 | 0.745 | KG | 269.8 | 269.8 | CP13 | CP13 | Load feeder fuseless Reversing operation, 400 V AC 1.8...2.5 A, 24 V AC, 50 Hz Size S00 Screw terminal Type of coordination 1, Iq = 50 kA !!! Phased-out product !!! Successor is SIRIUS 3RA2 | - | 0 | 9
3RA1210-1CA15-0AF0 |  | 3RA1210-1CA15-0AF0 | 1 | UN | 1 | 15 | C | D | N | N | 85364900 | 1 | 4011209370685 | 0.739 | KG | 269.8 | 269.8 | CP13 | CP13 | Load feeder fuseless Reversing operation, 400 V AC Size S00 1.8-2.5 A, 110 V AC 50 Hz screw terminal Type of coordination 1, Iq = 50 kA !!! Phased-out product !!! Successor is SIRIUS 3RA2 | - | 0 | 7
3RA1210-1CA15-0AP0 |  | 3RA1210-1CA15-0AP0 | 1 | UN | 1 | 15 | C | D | N | N | 85364900 | 1 | 4011209353893 | 0.734 | KG | 269.8 | 269.8 | CP13 | CP13 | Load feeder fuseless Reversing operation, 400 V AC 1.8...2.5 A, 230 V AC, 50 Hz Size S00 Screw terminal Type of coordination 1, Iq = 50 kA !!! Phased-out product !!! Successor is SIRIUS 3RA2 Preferred successor type is >>3RA2210-1CA15-2AP0<< | - | 0 | 7
3RA1210-1CA15-0BB4 |  | 3RA1210-1CA15-0BB4 | 1 | UN | 1 | 5 | B | D | N | N | 85364900 | 1 | 4011209328921 | 0.862 | KG | 286.9 | 286.9 | CP13 | CP13 | Load feeder fuseless Reversing operation, 400 V AC Size S00 1.8-2.5 A, 24 V DC Screw terminal Type of coordination 1, Iq = 50 kA !!! Phased-out product !!! Successor is SIRIUS 3RA2 Preferred successor type is >>3RA2210-1CA15-2BB4<< | - | 0 | 7
3RA1210-1CC15-0AP0 |  | 3RA1210-1CC15-0AP0 | 1 | UN | 1 | 15 | C | D | N | N | 85364900 | 1 | 4011209353909 | 1.115 | KG | 368.6 | 368.6 | CP13 | CP13 | Load feeder fuseless Reversing operation, 400 V AC 1.8...2.5 A, 230 V AC, 50 Hz Size S00 Screw terminal Type of coordination 1, Iq = 50 kA on 40 mm busbar adapter !!! Phased-out product !!! Successor is SIRIUS 3RA2 Preferred successor type is >>3RA2210-1CD15-2AP0<< | - | 0 | 7
3RA1210-1CC15-0BB4 |  | 3RA1210-1CC15-0BB4 | 1 | UN | 1 | 15 | C | D | N | N | 85364900 | 1 | 4011209353916 | 1.199 | KG | 386.65 | 386.65 | CP13 | CP13 | Load feeder fuseless Reversing operation, 400 V AC 1.8...2.5 A, 24 V DC Size S00 Screw terminal Type of coordination 1, Iq = 50 kA on 40 mm busbar adapter !!! Phased-out product !!! Successor is SIRIUS 3RA2 Preferred successor type is >>3RA2210-1CD15-2BB4<< | - | 0 | 7
3RA1210-1CD15-0AF0 |  | 3RA1210-1CD15-0AF0 | 1 | UN | 1 | 5 | B | D | N | N | 85364900 | 1 | 4011209543676 | 1.09 | KG | 368.6 | 368.6 | CP13 | CP13 | Load feeder fuseless Reversing operation, 400 V AC 1.8...2.5 A, 110 V AC, 50 Hz Size S00 Screw terminal Type of coordination 1, Iq = 50 kA on 60 mm busbar adapter !!! Phased-out product !!! Successor is SIRIUS 3RA2 | - | 0 | 9
3RA1210-1CD15-0AP0 |  | 3RA1210-1CD15-0AP0 | 1 | UN | 1 | 15 | C | D | N | N | 85364900 | 1 | 4011209336414 | 1.059 | KG | 368.6 | 368.6 | CP13 | CP13 | Load feeder fuseless Reversing operation, 400 V AC 1.8...2.5 A, 230 V AC, 50 Hz Size S00 Screw terminal Type of coordination 1, Iq = 50 kA on 60 mm busbar adapter !!! Phased-out product !!! Successor is SIRIUS 3RA2 Preferred successor type is >>3RA2210-1CD15-2AP0<< | - | 0 | 7
3RA1210-1CD15-0BB4 |  | 3RA1210-1CD15-0BB4 | 1 | UN | 1 | 15 | C | D | N | N | 85364900 | 1 | 4011209330115 | 1.18 | KG | 386.65 | 386.65 | CP13 | CP13 | Load feeder fuseless Reversing operation, 400 V AC 1.8...2.5 A, 24 V DC Size S00 Screw terminal Type of coordination 1, Iq = 50 kA on 60 mm busbar adapter !!! Phased-out product !!! Successor is SIRIUS 3RA2 Preferred successor type is >>3RA2210-1CD15-2BB4<< | - | 0 | 7
3RA1210-1CD15-1BB4 |  | 3RA1210-1CD15-1BB4 | 1 | UN | 1 | 15 | C | D | N | N | 85364900 | 1 | 4011209299283 | 1.199 | KG | 401.85 | 401.85 | CP13 | CP13 | Load feeder fuseless Reversing operation, 400 V AC 1.8...2.5 A, 24 V DC Size S00 Screw terminal Type of coordination 1, Iq = 50 kA on 60 mm busbar adapter auxiliary switch 1 NO !!! Phased-out product !!! Successor is SIRIUS 3RA2 | - | 0 | 7
3RA1210-1DA15-0AB0 |  | 3RA1210-1DA15-0AB0 | 1 | UN | 1 | 5 | B | D | N | N | 85364900 | 1 | 4011209497504 | 0.745 | KG | 269.8 | 269.8 | CP13 | CP13 | Load feeder fuseless Reversing operation, 400 V AC 2.2...3.2 A, 24 V AC, 50 Hz Size S00 Screw terminal Type of coordination 1, Iq = 50 kA !!! Phased-out product !!! Successor is SIRIUS 3RA2 | - | 0 | 9
3RA1210-1DA15-0AF0 |  | 3RA1210-1DA15-0AF0 | 1 | UN | 1 | 15 | C | D | N | N | 85364900 | 1 | 4011209370692 | 0.7 | KG | 269.8 | 269.8 | CP13 | CP13 | Load feeder fuseless Reversing operation, 400 V AC Size S00 2.2-3.2 A, 110 V AC 50 Hz screw terminal Type of coordination 1, Iq = 50 kA !!! Phased-out product !!! Successor is SIRIUS 3RA2 | - | 0 | 7
3RA1210-1DA15-0AP0 |  | 3RA1210-1DA15-0AP0 | 1 | UN | 1 | 15 | C | D | N | N | 85364900 | 1 | 4011209353923 | 0.743 | KG | 269.8 | 269.8 | CP13 | CP13 | Load feeder fuseless Reversing operation, 400 V AC 2.2...3.2 A, 230 V AC, 50 Hz Size S00 Screw terminal Type of coordination 1, Iq = 50 kA !!! Phased-out product !!! Successor is SIRIUS 3RA2 Preferred successor type is >>3RA2210-1DA15-2AP0<< | - | 0 | 7
3RA1210-1DA15-0BB4 |  | 3RA1210-1DA15-0BB4 | 1 | UN | 1 | 5 | B | D | N | N | 85364900 | 1 | 4011209335714 | 0.863 | KG | 286.9 | 286.9 | CP13 | CP13 | Load feeder fuseless Reversing operation, 400 V AC Size S00 2.2-3.2 A, 24 V DC Screw terminal Type of coordination 1, Iq = 50 kA !!! Phased-out product !!! Successor is SIRIUS 3RA2 Preferred successor type is >>3RA2210-1DA15-2BB4<< | - | 0 | 7
3RA1210-1DC15-0AP0 |  | 3RA1210-1DC15-0AP0 | 1 | UN | 1 | 5 | B | D | N | N | 85364900 | 1 | 4011209353930 | 1.084 | KG | 368.6 | 368.6 | CP13 | CP13 | Load feeder fuseless Reversing operation, 400 V AC 2.2...3.2 A, 230 V AC, 50 Hz Size S00 Screw terminal Type of coordination 1, Iq = 50 kA on 40 mm busbar adapter !!! Phased-out product !!! Successor is SIRIUS 3RA2 Preferred successor type is >>3RA2210-1DD15-2AP0<< | - | 0 | 9
3RA1210-1DC15-0BB4 |  | 3RA1210-1DC15-0BB4 | 1 | UN | 1 | 15 | C | D | N | N | 85364900 | 1 | 4011209353947 | 1.197 | KG | 386.65 | 386.65 | CP13 | CP13 | Load feeder fuseless Reversing operation, 400 V AC 2.2...3.2 A, 24 V DC Size S00 Screw terminal Type of coordination 1, Iq = 50 kA on 40 mm busbar adapter !!! Phased-out product !!! Successor is SIRIUS 3RA2 Preferred successor type is >>3RA2210-1DD15-2BB4<< | - | 0 | 7
3RA1210-1DD15-0AF0 |  | 3RA1210-1DD15-0AF0 | 1 | UN | 1 | 5 | B | D | N | N | 85364900 | 1 | 4011209543744 | 1.089 | KG | 368.6 | 368.6 | CP13 | CP13 | Load feeder fuseless Reversing operation, 400 V AC 2.2...3.2 A, 110 V AC, 50 Hz Size S00 Screw terminal Type of coordination 1, Iq = 50 kA on 60 mm busbar adapter !!! Phased-out product !!! Successor is SIRIUS 3RA2 | - | 0 | 9
3RA1210-1DD15-0AP0 |  | 3RA1210-1DD15-0AP0 | 1 | UN | 1 | 15 | C | D | N | N | 85364900 | 1 | 4011209336407 | 1.065 | KG | 368.6 | 368.6 | CP13 | CP13 | Load feeder fuseless Reversing operation, 400 V AC 2.2...3.2 A, 230 V AC, 50 Hz Size S00 Screw terminal Type of coordination 1, Iq = 50 kA on 60 mm busbar adapter !!! Phased-out product !!! Successor is SIRIUS 3RA2 Preferred successor type is >>3RA2210-1DD15-2AP0<< | - | 0 | 7
3RA1210-1DD15-0BB4 |  | 3RA1210-1DD15-0BB4 | 1 | UN | 1 | 15 | C | D | N | N | 85364900 | 1 | 4011209333529 | 1.17 | KG | 386.65 | 386.65 | CP13 | CP13 | Load feeder fuseless Reversing operation, 400 V AC 2.2...3.2 A, 24 V DC Size S00 Screw terminal Type of coordination 1, Iq = 50 kA on 60 mm busbar adapter !!! Phased-out product !!! Successor is SIRIUS 3RA2 Preferred successor type is >>3RA2210-1DD15-2BB4<< | - | 0 | 7
3RA1210-1EA15-0AB0 |  | 3RA1210-1EA15-0AB0 | 1 | UN | 1 | 15 | C | D | N | N | 85364900 | 1 | 4011209612754 | 0.743 | KG | 269.8 | 269.8 | CP13 | CP13 | Load feeder fuseless Reversing operation, 400 V AC Size S00 2.8-4 A, 24 V AC 50 Hz screw terminal Type of coordination 1, Iq = 50 kA !!! Phased-out product !!! Successor is SIRIUS 3RA2 | - | 0 | 7
3RA1210-1EA15-0AF0 |  | 3RA1210-1EA15-0AF0 | 1 | UN | 1 | 15 | C | D | N | N | 85364900 | 1 | 4011209456822 | 0.74 | KG | 269.8 | 269.8 | CP13 | CP13 | Load feeder fuseless Reversing operation, 400 V AC Size S00 2.8-4 A, 110 V AC, 50 Hz Screw terminal Type of coordination 1, Iq = 50 kA !!! Phased-out product !!! Successor is SIRIUS 3RA2 | - | 0 | 7
3RA1210-1EA15-0AP0 |  | 3RA1210-1EA15-0AP0 | 1 | UN | 1 | 15 | C | D | N | N | 85364900 | 1 | 4011209353954 | 0.74 | KG | 269.8 | 269.8 | CP13 | CP13 | Load feeder fuseless Reversing operation, 400 V AC 2.8...4 A, 230 V AC, 50 Hz Size S00 Screw terminal Type of coordination 1, Iq = 50 kA !!! Phased-out product !!! Successor is SIRIUS 3RA2 Preferred successor type is >>3RA2210-1EA15-2AP0<< | - | 0 | 7
3RA1210-1EA15-0BB4 |  | 3RA1210-1EA15-0BB4 | 1 | UN | 1 | 15 | C | D | N | N | 85364900 | 1 | 4011209338043 | 0.865 | KG | 286.9 | 286.9 | CP13 | CP13 | Load feeder fuseless Reversing operation, 400 V AC Size S00 2.8-4 A, 24 V DC Screw terminal Type of coordination 1, Iq = 50 kA !!! Phased-out product !!! Successor is SIRIUS 3RA2 Preferred successor type is >>3RA2210-1EA15-2BB4<< | - | 0 | 7
3RA1210-1EC15-0AP0 |  | 3RA1210-1EC15-0AP0 | 1 | UN | 1 | 15 | C | D | N | N | 85364900 | 1 | 4011209353961 | 1.084 | KG | 368.6 | 368.6 | CP13 | CP13 | Load feeder fuseless Reversing operation, 400 V AC 2.8...4 A, 230 V AC, 50 Hz Size S00 Screw terminal Type of coordination 1, Iq = 50 kA on 40 mm busbar adapter !!! Phased-out product !!! Successor is SIRIUS 3RA2 Preferred successor type is >>3RA2210-1ED15-2AP0<< | - | 0 | 7
3RA1210-1EC15-0BB4 |  | 3RA1210-1EC15-0BB4 | 1 | UN | 1 | 5 | B | D | N | N | 85364900 | 1 | 4011209353978 | 1.21 | KG | 386.65 | 386.65 | CP13 | CP13 | Load feeder fuseless Reversing operation, 400 V AC 2.8...4 A, 24 V DC Size S00 Screw terminal Type of coordination 1, Iq = 50 kA on 40 mm busbar adapter !!! Phased-out product !!! Successor is SIRIUS 3RA2 Preferred successor type is >>3RA2210-1ED15-2BB4<< | - | 0 | 9
3RA1210-1ED15-0AF0 |  | 3RA1210-1ED15-0AF0 | 1 | UN | 1 | 5 | B | D | N | N | 85364900 | 1 | 4011209689923 | 1.1 | KG | 368.6 | 368.6 | CP13 | CP13 | Load feeder fuseless Reversing operation, 400 V AC 2.8...4 A, 110 V AC 50 Hz Size S00 Screw terminal Type of coordination 1, Iq = 50 kA on 60 mm busbar adapter !!! Phased-out product !!! Successor is SIRIUS 3RA2 | - | 0 | 9
3RA1210-1ED15-0AP0 |  | 3RA1210-1ED15-0AP0 | 1 | UN | 1 | 15 | C | D | N | N | 85364900 | 1 | 4011209336421 | 1.056 | KG | 368.6 | 368.6 | CP13 | CP13 | Load feeder fuseless Reversing operation, 400 V AC 2.8...4 A, 230 V AC, 50 Hz Size S00 Screw terminal Type of coordination 1, Iq = 50 kA on 60 mm busbar adapter !!! Phased-out product !!! Successor is SIRIUS 3RA2 Preferred successor type is >>3RA2210-1ED15-2AP0<< | - | 0 | 7
3RA1210-1ED15-0BB4 |  | 3RA1210-1ED15-0BB4 | 1 | UN | 1 | 15 | C | D | N | N | 85364900 | 1 | 4011209353985 | 1.183 | KG | 386.65 | 386.65 | CP13 | CP13 | Load feeder fuseless Reversing operation, 400 V AC 2.8...4 A, 24 V DC Size S00 Screw terminal Type of coordination 1, Iq = 50 kA on 60 mm busbar adapter !!! Phased-out product !!! Successor is SIRIUS 3RA2 Preferred successor type is >>3RA2210-1ED15-2BB4<< | - | 0 | 7
3RA1210-1FA15-0AB0 |  | 3RA1210-1FA15-0AB0 | 1 | UN | 1 | 15 | C | D | N | N | 85364900 | 1 | 4011209534759 | 0.765 | KG | 269.8 | 269.8 | CP13 | CP13 | Load feeder fuseless Reversing operation, 400 V AC 3.5...5 A, 24 V AC, 50 Hz Size S00 Screw terminal Type of coordination 1, Iq = 50 kA !!! Phased-out product !!! Successor is SIRIUS 3RA2 | - | 0 | 7
3RA1210-1FA15-0AF0 |  | 3RA1210-1FA15-0AF0 | 1 | UN | 1 | 5 | B | D | N | N | 85364900 | 1 | 4011209498549 | 0.765 | KG | 269.8 | 269.8 | CP13 | CP13 | Load feeder fuseless Reversing operation, 400 V AC 3.5...5 A, 110 V AC 50 Hz Size S00 Screw terminal Type of coordination 1, Iq = 50 kA !!! Phased-out product !!! Successor is SIRIUS 3RA2 | - | 0 | 9
3RA1210-1FA15-0AP0 |  | 3RA1210-1FA15-0AP0 | 1 | UN | 1 | 15 | C | D | N | N | 85364900 | 1 | 4011209353992 | 0.737 | KG | 269.8 | 269.8 | CP13 | CP13 | Load feeder fuseless Reversing operation, 400 V AC 3.5...5 A, 230 V AC, 50 Hz Size S00 Screw terminal Type of coordination 1, Iq = 50 kA !!! Phased-out product !!! Successor is SIRIUS 3RA2 Preferred successor type is >>3RA2210-1FA15-2AP0<< | - | 0 | 7
3RA1210-1FA15-0BB4 |  | 3RA1210-1FA15-0BB4 | 1 | UN | 1 | 15 | C | D | N | N | 85364900 | 1 | 4011209336506 | 0.87 | KG | 286.9 | 286.9 | CP13 | CP13 | Load feeder fuseless Reversing operation, 400 V AC 3.5...5 A, 24 V DC Size S00 1 NO (contactor), Screw terminal Type of coordination 1, Iq = 50 kA !!! Phased-out product !!! Successor is SIRIUS 3RA2 Preferred successor type is >>3RA2210-1FA15-2BB4<< | - | 0 | 7
3RA1210-1FC15-0AP0 |  | 3RA1210-1FC15-0AP0 | 1 | UN | 1 | 5 | B | D | N | N | 85364900 | 1 | 4011209354005 | 1.09 | KG | 368.6 | 368.6 | CP13 | CP13 | Load feeder fuseless Reversing operation, 400 V AC 3.5...5 A, 230 V AC, 50 Hz Size S00 Screw terminal Type of coordination 1, Iq = 50 kA on 40 mm busbar adapter !!! Phased-out product !!! Successor is SIRIUS 3RA2 Preferred successor type is >>3RA2210-1FD15-2AP0<< | - | 0 | 9
3RA1210-1FC15-0BB4 |  | 3RA1210-1FC15-0BB4 | 1 | UN | 1 | 5 | B | D | N | N | 85364900 | 1 | 4011209354012 | 1.245 | KG | 386.65 | 386.65 | CP13 | CP13 | Load feeder fuseless Reversing operation, 400 V AC 3.5...5 A, 24 V DC Size S00 Screw terminal Type of coordination 1, Iq = 50 kA on 40 mm busbar adapter !!! Phased-out product !!! Successor is SIRIUS 3RA2 Preferred successor type is >>3RA2210-1FD15-2BB4<< | - | 0 | 9
3RA1210-1FD15-0AF0 |  | 3RA1210-1FD15-0AF0 | 1 | UN | 1 | 5 | B | D | N | N | 85364900 | 1 | 4011209605428 | 1.1 | KG | 368.6 | 368.6 | CP13 | CP13 | Load feeder fuseless Reversing operation, 400 V AC 3.5...5 A, 110 V AC 50 Hz Size S00 Screw terminal Type of coordination 1, Iq = 50 kA on 60 mm busbar adapter !!! Phased-out product !!! Successor is SIRIUS 3RA2 | - | 0 | 9
3RA1210-1FD15-0AP0 |  | 3RA1210-1FD15-0AP0 | 1 | UN | 1 | 15 | C | D | N | N | 85364900 | 1 | 4011209354029 | 1.063 | KG | 368.6 | 368.6 | CP13 | CP13 | Load feeder fuseless Reversing operation, 400 V AC 3.5...5 A, 230 V AC, 50 Hz Size S00 Screw terminal Type of coordination 1, Iq = 50 kA on 60 mm busbar adapter !!! Phased-out product !!! Successor is SIRIUS 3RA2 Preferred successor type is >>3RA2210-1FD15-2AP0<< | - | 0 | 7
3RA1210-1FD15-0BB4 |  | 3RA1210-1FD15-0BB4 | 1 | UN | 1 | 15 | C | D | N | N | 85364900 | 1 | 4011209354036 | 1.19 | KG | 386.65 | 386.65 | CP13 | CP13 | Load feeder fuseless Reversing operation, 400 V AC 3.5...5 A, 24 V DC Size S00 Screw terminal Type of coordination 1, Iq = 50 kA on 60 mm busbar adapter !!! Phased-out product !!! Successor is SIRIUS 3RA2 Preferred successor type is >>3RA2210-1FD15-2BB4<< | - | 0 | 7
3RA1210-1GA15-0AB0 |  | 3RA1210-1GA15-0AB0 | 1 | UN | 1 | 15 | C | D | N | N | 85364900 | 1 | 4011209492295 | 0.75 | KG | 269.8 | 269.8 | CP13 | CP13 | Load feeder fuseless Reversing operation, 400 V AC 4.5...6.3 A, 24 V AC, 50 Hz Size S00 Screw terminal Type of coordination 1, Iq = 50 kA !!! Phased-out product !!! Successor is SIRIUS 3RA2 | - | 0 | 7
3RA1210-1GA15-0AF0 |  | 3RA1210-1GA15-0AF0 | 1 | UN | 1 | 5 | B | D | N | N | 85364900 | 1 | 4011209610231 | 0.72 | KG | 269.8 | 269.8 | CP13 | CP13 | Load feeder fuseless Reversing operation, 400 V AC 4.5...6.3 A, 110 V AC, 50 Hz Size S00 Screw terminal Type of coordination 1, Iq = 50 kA !!! Phased-out product !!! Successor is SIRIUS 3RA2 | - | 0 | 9
3RA1210-1GA15-0AP0 |  | 3RA1210-1GA15-0AP0 | 1 | UN | 1 | 15 | C | D | N | N | 85364900 | 1 | 4011209354043 | 0.755 | KG | 269.8 | 269.8 | CP13 | CP13 | Load feeder fuseless Reversing operation, 400 V AC 4.5...6.3 A, 230 V AC, 50 Hz Size S00 Screw terminal Type of coordination 1, Iq = 50 kA !!! Phased-out product !!! Successor is SIRIUS 3RA2 Preferred successor type is >>3RA2210-1GA15-2AP0<< | - | 0 | 7
3RA1210-1GA15-0BB4 |  | 3RA1210-1GA15-0BB4 | 1 | UN | 1 | 15 | C | D | N | N | 85364900 | 1 | 4011209338050 | 0.865 | KG | 286.9 | 286.9 | CP13 | CP13 | Load feeder fuseless Reversing operation, 400 V AC 4.5...6.3 A, 24 V DC, 50 Hz Size S00 Screw terminal Type of coordination 1, Iq = 50 kA !!! Phased-out product !!! Successor is SIRIUS 3RA2 Preferred successor type is >>3RA2210-1GA15-2BB4<< | - | 0 | 7
3RA1210-1GC15-0AP0 |  | 3RA1210-1GC15-0AP0 | 1 | UN | 1 | 5 | B | D | N | N | 85364900 | 1 | 4011209354050 | 1.095 | KG | 368.6 | 368.6 | CP13 | CP13 | Load feeder fuseless Reversing operation, 400 V AC 4.5...6.3 A, 230 V AC, 50 Hz Size S00 Screw terminal Type of coordination 1, Iq = 50 kA on 40 mm busbar adapter !!! Phased-out product !!! Successor is SIRIUS 3RA2 Preferred successor type is >>3RA2210-1GD15-2AP0<< | - | 0 | 9
3RA1210-1GC15-0BB4 |  | 3RA1210-1GC15-0BB4 | 1 | UN | 1 | 15 | C | D | N | N | 85364900 | 1 | 4011209354067 | 1.24 | KG | 386.65 | 386.65 | CP13 | CP13 | Load feeder fuseless Reversing operation, 400 V AC 4.5...6.3 A, 24 V DC Size S00 Screw terminal Type of coordination 1, Iq = 50 kA on 40 mm busbar adapter !!! Phased-out product !!! Successor is SIRIUS 3RA2 Preferred successor type is >>3RA2210-1GD15-2BB4<< | - | 0 | 7
3RA1210-1GD15-0AF0 |  | 3RA1210-1GD15-0AF0 | 1 | UN | 1 | 5 | B | D | N | N | 85364900 | 1 | 4011209546073 | 1.091 | KG | 368.6 | 368.6 | CP13 | CP13 | Load feeder fuseless Reversing operation, 400 V AC 4.5...6.3 A, 110 V AC, 50 Hz Size S00 Screw terminal Type of coordination 1, Iq = 50 kA on 60 mm busbar adapter !!! Phased-out product !!! Successor is SIRIUS 3RA2 | - | 0 | 9
3RA1210-1GD15-0AP0 |  | 3RA1210-1GD15-0AP0 | 1 | UN | 1 | 15 | C | D | N | N | 85364900 | 1 | 4011209336384 | 1.06 | KG | 368.6 | 368.6 | CP13 | CP13 | Load feeder fuseless Reversing operation, 400 V AC 4.5...6.3 A, 230 V AC, 50 Hz Size S00 Screw terminal Type of coordination 1, Iq = 50 kA on 60 mm busbar adapter !!! Phased-out product !!! Successor is SIRIUS 3RA2 Preferred successor type is >>3RA2210-1GD15-2AP0<< | - | 0 | 7
3RA1210-1GD15-0BB4 |  | 3RA1210-1GD15-0BB4 | 1 | UN | 1 | 15 | C | D | N | N | 85364900 | 1 | 4011209354074 | 1.218 | KG | 386.65 | 386.65 | CP13 | CP13 | Load feeder fuseless Reversing operation, 400 V AC 4.5...6.3 A, 24 V DC Size S00 Screw terminal Type of coordination 1, Iq = 50 kA on 60 mm busbar adapter !!! Phased-out product !!! Successor is SIRIUS 3RA2 Preferred successor type is >>3RA2210-1GD15-2BB4<< | - | 0 | 7
3RA1210-1HA15-0AB0 |  | 3RA1210-1HA15-0AB0 | 1 | UN | 1 | 15 | C | D | N | N | 85364900 | 1 | 4011209639393 | 0.744 | KG | 269.8 | 269.8 | CP13 | CP13 | Load feeder fuseless Reversing operation, 400 V AC 5.5...8 A, 24 V AC, 50 Hz Size S00 Screw terminal Type of coordination 1, Iq = 50 kA !!! Phased-out product !!! Successor is SIRIUS 3RA2 | - | 0 | 7
3RA1210-1HA15-0AF0 |  | 3RA1210-1HA15-0AF0 | 1 | UN | 1 | 15 | C | D | N | N | 85364900 | 1 | 4011209438835 | 0.751 | KG | 269.8 | 269.8 | CP13 | CP13 | Load feeder fuseless Reversing operation, 400 V AC 5.5...8 A, 110 V AC 50 Hz Size S00 Screw terminal Type of coordination 1, Iq = 50 kA !!! Phased-out product !!! Successor is SIRIUS 3RA2 | - | 0 | 7
3RA1210-1HA15-0AP0 |  | 3RA1210-1HA15-0AP0 | 1 | UN | 1 | 15 | C | D | N | N | 85364900 | 1 | 4011209354081 | 0.73 | KG | 269.8 | 269.8 | CP13 | CP13 | Load feeder fuseless Reversing operation, 400 V AC 5.5...8 A, 230 V AC, 50 Hz Size S00 Screw terminal Type of coordination 1, Iq = 50 kA !!! Phased-out product !!! Successor is SIRIUS 3RA2 Preferred successor type is >>3RA2210-1HA15-2AP0<< | - | 0 | 7
3RA1210-1HA15-0BB4 |  | 3RA1210-1HA15-0BB4 | 1 | UN | 1 | 15 | C | D | N | N | 85364900 | 1 | 4011209337305 | 0.868 | KG | 286.9 | 286.9 | CP13 | CP13 | Load feeder fuseless Reversing operation, 400 V AC Size S00 5.5-8 A, 24 V DC Screw terminal Type of coordination 1, Iq = 50 kA !!! Phased-out product !!! Successor is SIRIUS 3RA2 Preferred successor type is >>3RA2210-1HA15-2BB4<< | - | 0 | 7
3RA1210-1HA15-1BB4 |  | 3RA1210-1HA15-1BB4 | 1 | UN | 1 | 15 | C | D | N | N | 85364900 | 1 | 4011209298705 | 0.863 | KG | 308.75 | 308.75 | CP13 | CP13 | Load feeder fuseless Reversing operation, 400 V AC 5.5 ...8 A, 24 V DC Size S00 1 NO (contactor), Screw terminal Type of coordination 1, Iq = 50 kA !!! Phased-out product !!! Successor is SIRIUS 3RA2 | - | 0 | 7
3RA1210-1HC15-0AP0 |  | 3RA1210-1HC15-0AP0 | 1 | UN | 1 | 5 | B | D | N | N | 85364900 | 1 | 4011209354098 | 1.122 | KG | 368.6 | 368.6 | CP13 | CP13 | Load feeder fuseless Reversing operation, 400 V AC 5.5...8 A, 230 V AC, 50 Hz Size S00 Screw terminal Type of coordination 1, Iq = 50 kA on 40 mm busbar adapter !!! Phased-out product !!! Successor is SIRIUS 3RA2 Preferred successor type is >>3RA2210-1HD15-2AP0<< | - | 0 | 9
3RA1210-1HC15-0BB4 |  | 3RA1210-1HC15-0BB4 | 1 | UN | 1 | 15 | C | D | N | N | 85364900 | 1 | 4011209354104 | 1.204 | KG | 386.65 | 386.65 | CP13 | CP13 | Load feeder fuseless Reversing operation, 400 V AC 5.5...8 A, 24 V DC Size S00 Screw terminal Type of coordination 1, Iq = 50 kA on 40 mm busbar adapter !!! Phased-out product !!! Successor is SIRIUS 3RA2 Preferred successor type is >>3RA2210-1HD15-2BB4<< | - | 0 | 7
3RA1210-1HD15-0AF0 |  | 3RA1210-1HD15-0AF0 | 1 | UN | 1 | 5 | B | D | N | N | 85364900 | 1 | 4011209530256 | 1.095 | KG | 368.6 | 368.6 | CP13 | CP13 | Load feeder fuseless Reversing operation, 400 V AC 5.5...8 A, 110 V AC 50 Hz Size S00 Screw terminal Type of coordination 1, Iq = 50 kA on 60 mm busbar adapter !!! Phased-out product !!! Successor is SIRIUS 3RA2 | - | 0 | 9
3RA1210-1HD15-0AP0 |  | 3RA1210-1HD15-0AP0 | 1 | UN | 1 | 15 | C | D | N | N | 85364900 | 1 | 4011209354111 | 1.066 | KG | 368.6 | 368.6 | CP13 | CP13 | Load feeder fuseless Reversing operation, 400 V AC 5.5...8 A, 230 V AC, 50 Hz Size S00 Screw terminal Type of coordination 1, Iq = 50 kA on 60 mm busbar adapter !!! Phased-out product !!! Successor is SIRIUS 3RA2 Preferred successor type is >>3RA2210-1HD15-2AP0<< | - | 0 | 7
3RA1210-1HD15-0BB4 |  | 3RA1210-1HD15-0BB4 | 1 | UN | 1 | 15 | C | D | N | N | 85364900 | 1 | 4011209334724 | 1.183 | KG | 386.65 | 386.65 | CP13 | CP13 | Load feeder fuseless Reversing operation, 400 V AC 5.5...8 A, 24 V DC Size S00 Screw terminal Type of coordination 1, Iq = 50 kA on 60 mm busbar adapter !!! Phased-out product !!! Successor is SIRIUS 3RA2 Preferred successor type is >>3RA2210-1HD15-2BB4<< | - | 0 | 7
3RA1210-1JA16-0AB0 |  | 3RA1210-1JA16-0AB0 | 1 | UN | 1 | 15 | C | D | N | N | 85364900 | 1 | 4011209639409 | 0.746 | KG | 288.8 | 288.8 | CP13 | CP13 | Load feeder fuseless Reversing operation, 400 V AC 7...10 A, 24 V AC, 50 Hz Size S00 Screw terminal Type of coordination 1, Iq = 50 kA !!! Phased-out product !!! Successor is SIRIUS 3RA2 | - | 0 | 7
3RA1210-1JA16-0AF0 |  | 3RA1210-1JA16-0AF0 | 1 | UN | 1 | 5 | B | D | N | N | 85364900 | 1 | 4011209534285 | 0.76 | KG | 288.8 | 288.8 | CP13 | CP13 | Load feeder fuseless Reversing operation, 400 V AC 7...10 A, 110 V AC Size S00 Screw terminal Type of coordination 1, Iq = 50 kA !!! Phased-out product !!! Successor is SIRIUS 3RA2 | - | 0 | 9
3RA1210-1JA16-0AP0 |  | 3RA1210-1JA16-0AP0 | 1 | UN | 1 | 15 | C | D | N | N | 85364900 | 1 | 4011209347762 | 0.737 | KG | 288.8 | 288.8 | CP13 | CP13 | Load feeder fuseless Reversing operation, 400 V AC 7...10 A, 230 V AC Size S00 Screw terminal Type of coordination 1, Iq = 50 kA !!! Phased-out product !!! Successor is SIRIUS 3RA2 Preferred successor type is >>3RA2210-1JA16-2AP0<< | - | 0 | 7
3RA1210-1JA16-0BB4 |  | 3RA1210-1JA16-0BB4 | 1 | UN | 1 | 15 | C | D | N | N | 85364900 | 1 | 4011209338067 | 0.871 | KG | 314.45 | 314.45 | CP13 | CP13 | Load feeder fuseless Reversing operation, 400 V AC 7...10 A, 24 V DC Size S00 Screw terminal Type of coordination 1, Iq = 50 kA !!! Phased-out product !!! Successor is SIRIUS 3RA2 Preferred successor type is >>3RA2210-1JA16-2BB4<< | - | 0 | 7
3RA1210-1JC16-0AP0 |  | 3RA1210-1JC16-0AP0 | 1 | UN | 1 | 5 | B | D | N | N | 85364900 | 1 | 4011209346970 | 1.087 | KG | 387.6 | 387.6 | CP13 | CP13 | Load feeder fuseless Reversing operation, 400 V AC 7...10 A, 230 V AC, 50 Hz Size S00 Screw terminal Type of coordination 1, Iq = 50 kA on 40 mm busbar adapter !!! Phased-out product !!! Successor is SIRIUS 3RA2 Preferred successor type is >>3RA2210-1JD16-2AP0<< | - | 0 | 9
3RA1210-1JC16-0BB4 |  | 3RA1210-1JC16-0BB4 | 1 | UN | 1 | 15 | C | D | N | N | 85364900 | 1 | 4011209354128 | 1.208 | KG | 408.5 | 408.5 | CP13 | CP13 | Load feeder fuseless Reversing operation, 400 V AC 7...10 A, 24 V DC Size S00 Screw terminal Type of coordination 1, Iq = 50 kA on 40 mm busbar adapter !!! Phased-out product !!! Successor is SIRIUS 3RA2 Preferred successor type is >>3RA2210-1JD16-2BB4<< | - | 0 | 7
3RA1210-1JD16-0AF0 |  | 3RA1210-1JD16-0AF0 | 1 | UN | 1 | 5 | B | D | N | N | 85364900 | 1 | 4011209555938 | 1.09 | KG | 387.6 | 387.6 | CP13 | CP13 | Load feeder fuseless Reversing operation, 400 V AC 7...10 A, 110 V AC 50 Hz Size S00 Screw terminal Type of coordination 1, Iq = 50 kA on 60 mm busbar adapter !!! Phased-out product !!! Successor is SIRIUS 3RA2 | - | 0 | 9
3RA1210-1JD16-0AP0 |  | 3RA1210-1JD16-0AP0 | 1 | UN | 1 | 15 | C | D | N | N | 85364900 | 1 | 4011209336391 | 1.063 | KG | 387.6 | 387.6 | CP13 | CP13 | Load feeder fuseless Reversing operation, 400 V AC 7...10 A, 230 V AC, 50 Hz Size S00 Screw terminal Type of coordination 1, Iq = 50 kA on 60 mm busbar adapter !!! Phased-out product !!! Successor is SIRIUS 3RA2 Preferred successor type is >>3RA2210-1JD16-2AP0<< | - | 0 | 7
3RA1210-1JD16-0BB4 |  | 3RA1210-1JD16-0BB4 | 1 | UN | 1 | 15 | C | D | N | N | 85364900 | 1 | 4011209354135 | 1.213 | KG | 408.5 | 408.5 | CP13 | CP13 | Load feeder fuseless Reversing operation, 400 V AC 7...10 A, 24 V DC Size S00 Screw terminal Type of coordination 1, Iq = 50 kA on 60 mm busbar adapter !!! Phased-out product !!! Successor is SIRIUS 3RA2 Preferred successor type is >>3RA2210-1JD16-2BB4<< | - | 0 | 7
3RA1210-1KA17-0AB0 |  | 3RA1210-1KA17-0AB0 | 1 | UN | 1 | 5 | B | D | N | N | 85364900 | 1 | 4011209864757 | 0.741 | KG | 319.2 | 319.2 | CP13 | CP13 | Load feeder fuseless Reversing operation, 400 V AC 9...12 A, 24 V AC, 50 Hz Size S00 Screw terminal Type of coordination 1, Iq = 50 kA !!! Phased-out product !!! Successor is SIRIUS 3RA2 | - | 0 | 9
3RA1210-1KA17-0AF0 |  | 3RA1210-1KA17-0AF0 | 1 | UN | 1 | 5 | B | D | N | N | 85364900 | 1 | 4011209675131 | 0.743 | KG | 319.2 | 319.2 | CP13 | CP13 | Load feeder fuseless Reversing operation, 400 V AC 9...12 A, 110 V AC 50 Hz Size S00 Screw terminal Type of coordination 1, Iq = 50 kA !!! Phased-out product !!! Successor is SIRIUS 3RA2 | - | 0 | 9
3RA1210-1KA17-0AP0 |  | 3RA1210-1KA17-0AP0 | 1 | UN | 1 | 15 | C | D | N | N | 85364900 | 1 | 4011209335493 | 0.732 | KG | 319.2 | 319.2 | CP13 | CP13 | Load feeder fuseless Reversing operation, 400 V AC 9...12 A, 230 V AC, 50 Hz Size S00 Screw terminal Type of coordination 1, Iq = 50 kA !!! Phased-out product !!! Successor is SIRIUS 3RA2 Preferred successor type is >>3RA2210-1KA17-2AP0<< | - | 0 | 7
3RA1210-1KA17-0BB4 |  | 3RA1210-1KA17-0BB4 | 1 | UN | 1 | 15 | C | D | N | N | 85364900 | 1 | 4011209408029 | 0.858 | KG | 352.45 | 352.45 | CP13 | CP13 | Load feeder fuseless Reversing operation, 400 V AC 9...12 A, 24 V DC Size S00 Screw terminal Type of coordination 1, Iq = 50 kA !!! Phased-out product !!! Successor is SIRIUS 3RA2 Preferred successor type is >>3RA2210-1KA17-2BB4<< | - | 0 | 7
3RA1210-1KC17-0AP0 |  | 3RA1210-1KC17-0AP0 | 1 | UN | 1 | 5 | B | D | N | N | 85364900 | 1 | 4011209354142 | 1.1 | KG | 416.1 | 416.1 | CP13 | CP13 | Load feeder fuseless Reversing operation, 400 V AC 9...12 A, 230 V AC, 50 Hz Size S00 Screw terminal Type of coordination 1, Iq = 50 kA on 40 mm busbar adapter !!! Phased-out product !!! Successor is SIRIUS 3RA2 Preferred successor type is >>3RA2210-1KD17-2AP0<< | - | 0 | 9
3RA1210-1KC17-0BB4 |  | 3RA1210-1KC17-0BB4 | 1 | UN | 1 | 5 | B | D | N | N | 85364900 | 1 | 4011209592377 | 1.194 | KG | 441.75 | 441.75 | CP13 | CP13 | Load feeder fuseless Reversing operation, 400 V AC 9...12 A, 24 V DC Size S00 Screw terminal Type of coordination 1, Iq = 50 kA on 40 mm busbar adapter !!! Phased-out product !!! Successor is SIRIUS 3RA2 Preferred successor type is >>3RA2210-1KD17-2BB4<< | - | 0 | 9
3RA1210-1KD17-0AF0 |  | 3RA1210-1KD17-0AF0 | 1 | UN | 1 | 5 | B | D | N | N | 85364900 | 1 | 4011209637672 | 1.1 | KG | 416.1 | 416.1 | CP13 | CP13 | Load feeder fuseless Reversing operation, 400 V AC 9...12 A, 110 V AC 50 Hz Size S00 Screw terminal Type of coordination 1, Iq = 50 kA on 60 mm busbar adapter !!! Phased-out product !!! Successor is SIRIUS 3RA2 | - | 0 | 9
3RA1210-1KD17-0AP0 |  | 3RA1210-1KD17-0AP0 | 1 | UN | 1 | 15 | C | D | N | N | 85364900 | 1 | 4011209354159 | 1.065 | KG | 416.1 | 416.1 | CP13 | CP13 | Load feeder fuseless Reversing operation, 400 V AC 9...12 A, 230 V AC, 50 Hz Size S00 Screw terminal Type of coordination 1, Iq = 50 kA on 60 mm busbar adapter !!! Phased-out product !!! Successor is SIRIUS 3RA2 Preferred successor type is >>3RA2210-1KD17-2AP0<< | - | 0 | 7
3RA1210-1KD17-0BB4 |  | 3RA1210-1KD17-0BB4 | 1 | UN | 1 | 15 | C | D | N | N | 85364900 | 1 | 4011209460157 | 1.188 | KG | 441.75 | 441.75 | CP13 | CP13 | Load feeder fuseless Reversing operation, 400 V AC 9...12 A, 24 V DC Size S00 Screw terminal Type of coordination 1, Iq = 50 kA on 60 mm busbar adapter !!! Phased-out product !!! Successor is SIRIUS 3RA2 Preferred successor type is >>3RA2210-1KD17-2BB4<< | - | 0 | 7
3RA1215-0DL16-0BB4 |  | 3RA1215-0DL16-0BB4 | 1 | UN | 1 | 5 | B | D | N | N | 85364900 | 1 | 4011209583306 | 0.65 | KG | 420.85 | 420.85 | CP13 | CP13 | Load feeder fuseless Reversing operation, 400 V AC 0.22...0.32 A, 24 V DC Size S00 1 NO + 1 NC (circuit breaker) With slide adapter !!! Phased-out product !!! Successor is SIRIUS 3RA2 | - | 0 | 9
3RA1215-0DL16-4BB4 |  | 3RA1215-0DL16-4BB4 | 1 | UN | 1 | 5 | B | D | N | N | 85364900 | 1 | 4011209583450 | 0.65 | KG | 475 | 475 | CP13 | CP13 | Load feeder fuseless Reversing operation, 400 V AC 0.22...0.32 A, 24 V DC Size S00 1 NO + 1 NC (circuit breaker) 2 NC+2 NO (contactor),Screw terminal With slide adapter !!! Phased-out product !!! Successor is SIRIUS 3RA2 | - | 0 | 9
3RA1215-0EL16-0BB4 |  | 3RA1215-0EL16-0BB4 | 1 | UN | 1 | 5 | B | D | N | N | 85364900 | 1 | 4011209583313 | 0.65 | KG | 420.85 | 420.85 | CP13 | CP13 | Load feeder fuseless Reversing operation, 400 V AC 0.28...0.4 A, 24 V DC Size S00 1 NO + 1 NC (circuit breaker) With slide adapter !!! Phased-out product !!! Successor is SIRIUS 3RA2 | - | 0 | 9
3RA1215-0EL16-4BB4 |  | 3RA1215-0EL16-4BB4 | 1 | UN | 1 | 5 | B | D | N | N | 85364900 | 1 | 4011209583467 | 0.65 | KG | 475 | 475 | CP13 | CP13 | Load feeder fuseless Reversing operation, 400 V AC 0.28...0.4 A, 24 V DC Size S00 1 NO + 1 NC (circuit breaker) 2 NC+2 NO (contactor),Screw terminal With slide adapter !!! Phased-out product !!! Successor is SIRIUS 3RA2 | - | 0 | 9
3RA1215-0FL16-0BB4 |  | 3RA1215-0FL16-0BB4 | 1 | UN | 1 | 5 | B | D | N | N | 85364900 | 1 | 4011209583320 | 1.013 | KG | 420.85 | 420.85 | CP13 | CP13 | Load feeder fuseless Reversing operation, 400 V AC 0.35...0.5 A, 24 V DC Size S00 1 NO + 1 NC (circuit breaker) With slide adapter !!! Phased-out product !!! Successor is SIRIUS 3RA2 | - | 0 | 9
3RA1215-0FL16-4BB4 |  | 3RA1215-0FL16-4BB4 | 1 | UN | 1 | 5 | B | D | N | N | 85364900 | 1 | 4011209583474 | 0.65 | KG | 475 | 475 | CP13 | CP13 | Load feeder fuseless Reversing operation, 400 V AC 0.35...0.5 A, 24 V DC Size S00 1 NO + 1 NC (circuit breaker) 2 NC+2 NO (contactor),Screw terminal With slide adapter !!! Phased-out product !!! Successor is SIRIUS 3RA2 | - | 0 | 9
3RA1215-0GL16-0BB4 |  | 3RA1215-0GL16-0BB4 | 1 | UN | 1 | 5 | B | D | N | N | 85364900 | 1 | 4011209583337 | 0.65 | KG | 420.85 | 420.85 | CP13 | CP13 | Load feeder fuseless Reversing operation, 400 V AC 0.45...0.63 A. 24 V DC Size S00 1 NO + 1 NC (circuit breaker) With slide adapter !!! Phased-out product !!! Successor is SIRIUS 3RA2 | - | 0 | 9
3RA1215-0GL16-4BB4 |  | 3RA1215-0GL16-4BB4 | 1 | UN | 1 | 5 | B | D | N | N | 85364900 | 1 | 4011209583481 | 1.131 | KG | 475 | 475 | CP13 | CP13 | Load feeder fuseless Reversing operation, 400 V AC 0.45...0.63 A. 24 V DC Size S00 1 NO + 1 NC (circuit breaker) 2 NC+2 NO (contactor),Screw terminal With slide adapter !!! Phased-out product !!! Successor is SIRIUS 3RA2 | - | 0 | 9
3RA1215-0HL16-0BB4 |  | 3RA1215-0HL16-0BB4 | 1 | UN | 1 | 5 | B | D | N | N | 85364900 | 1 | 4011209583344 | 0.65 | KG | 426.55 | 426.55 | CP13 | CP13 | Load feeder fuseless Reversing operation, 400 V AC 0.55...0.8 A, 24 V DC Size S00 1 NO + 1 NC (circuit breaker) With slide adapter !!! Phased-out product !!! Successor is SIRIUS 3RA2 | - | 0 | 9
3RA1215-0HL16-4BB4 |  | 3RA1215-0HL16-4BB4 | 1 | UN | 1 | 5 | B | D | N | N | 85364900 | 1 | 4011209583498 | 1.17 | KG | 483.55 | 483.55 | CP13 | CP13 | Load feeder fuseless Reversing operation, 400 V AC 0.55...0.8 A, 24 V DC Size S00 1 NO + 1 NC (circuit breaker) 2 NC+2 NO (contactor),Screw terminal With slide adapter !!! Phased-out product !!! Successor is SIRIUS 3RA2 | - | 0 | 9
3RA1215-0JL16-0BB4 |  | 3RA1215-0JL16-0BB4 | 1 | UN | 1 | 5 | B | D | N | N | 85364900 | 1 | 4011209583351 | 1.015 | KG | 426.55 | 426.55 | CP13 | CP13 | Load feeder fuseless Reversing operation, 400 V AC 0.7...1 A, 24 V DC Size S00 1 NO + 1 NC (circuit breaker) With slide adapter !!! Phased-out product !!! Successor is SIRIUS 3RA2 | - | 0 | 9
3RA1215-0JL16-4BB4 |  | 3RA1215-0JL16-4BB4 | 1 | UN | 1 | 5 | B | D | N | N | 85364900 | 1 | 4011209583504 | 1.114 | KG | 483.55 | 483.55 | CP13 | CP13 | Load feeder fuseless Reversing operation, 400 V AC 0.7...1 A, 24 V DC Size S00 1 NO + 1 NC (circuit breaker) 2 NC+2 NO (contactor),Screw terminal With slide adapter !!! Phased-out product !!! Successor is SIRIUS 3RA2 | - | 0 | 9
3RA1215-1AL16-0BB4 |  | 3RA1215-1AL16-0BB4 | 1 | UN | 1 | 5 | B | D | N | N | 85364900 | 1 | 4011209583368 | 1.071 | KG | 429.4 | 429.4 | CP13 | CP13 | Load feeder fuseless Reversing operation, 400 V AC 1.1...1.6 A, 24 V DC Size S00 1 NO + 1 NC (circuit breaker) With slide adapter !!! Phased-out product !!! Successor is SIRIUS 3RA2 | - | 0 | 9
3RA1215-1AL16-4BB4 |  | 3RA1215-1AL16-4BB4 | 1 | UN | 1 | 15 | C | D | N | N | 85364900 | 1 | 4011209583511 | 1.2 | KG | 488.3 | 488.3 | CP13 | CP13 | Load feeder fuseless Reversing operation, 400 V AC 1.1...1.6 A, 24 V DC Size S00 1 NO + 1 NC (circuit breaker) 2 NC+2 NO (contactor),Screw terminal With slide adapter !!! Phased-out product !!! Successor is SIRIUS 3RA2 | - | 0 | 7
3RA1215-1BL16-0BB4 |  | 3RA1215-1BL16-0BB4 | 1 | UN | 1 | 5 | B | D | N | N | 85364900 | 1 | 4011209583375 | 1.11 | KG | 432.25 | 432.25 | CP13 | CP13 | Load feeder fuseless Reversing operation, 400 V AC 1.4...2 A, 24 V DC Size S00 1 NO + 1 NC (circuit breaker) With slide adapter !!! Phased-out product !!! Successor is SIRIUS 3RA2 | - | 0 | 9
3RA1215-1BL16-4BB4 |  | 3RA1215-1BL16-4BB4 | 1 | UN | 1 | 5 | B | D | N | N | 85364900 | 1 | 4011209583528 | 1.31 | KG | 493.05 | 493.05 | CP13 | CP13 | Load feeder fuseless Reversing operation, 400 V AC 1.4...2 A, 24 V DC Size S00 1 NO + 1 NC (circuit breaker) 2 NC+2 NO (contactor),Screw terminal With slide adapter !!! Phased-out product !!! Successor is SIRIUS 3RA2 | - | 0 | 9
3RA1215-1CL16-0BB4 |  | 3RA1215-1CL16-0BB4 | 1 | UN | 1 | 5 | B | D | N | N | 85364900 | 1 | 4011209583382 | 1.073 | KG | 432.25 | 432.25 | CP13 | CP13 | Load feeder fuseless Reversing operation, 400 V AC 1.8...2.5 A, 24 V DC Size S00 1 NO + 1 NC (circuit breaker) With slide adapter !!! Phased-out product !!! Successor is SIRIUS 3RA2 | - | 0 | 9
3RA1215-1CL16-4BB4 |  | 3RA1215-1CL16-4BB4 | 1 | UN | 1 | 5 | B | D | N | N | 85364900 | 1 | 4011209583535 | 1.18 | KG | 493.05 | 493.05 | CP13 | CP13 | Load feeder fuseless Reversing operation, 400 V AC 1.8...2.5 A, 24 V DC Size S00 1 NO + 1 NC (circuit breaker) 2 NC+2 NO (contactor),Screw terminal With slide adapter !!! Phased-out product !!! Successor is SIRIUS 3RA2 | - | 0 | 9
3RA1215-1DL16-0BB4 |  | 3RA1215-1DL16-0BB4 | 1 | UN | 1 | 5 | B | D | N | N | 85364900 | 1 | 4011209583399 | 1.069 | KG | 432.25 | 432.25 | CP13 | CP13 | Load feeder fuseless Reversing operation, 400 V AC 2.2...3.2 A, 24 V DC Size S00 1 NO + 1 NC (circuit breaker) With slide adapter !!! Phased-out product !!! Successor is SIRIUS 3RA2 | - | 0 | 9
3RA1215-1DL16-4BB4 |  | 3RA1215-1DL16-4BB4 | 1 | UN | 1 | 5 | B | D | N | N | 85364900 | 1 | 4011209583542 | 1.132 | KG | 493.05 | 493.05 | CP13 | CP13 | Load feeder fuseless Reversing operation, 400 V AC 2.2...3.2 A, 24 V DC Size S00 1 NO + 1 NC (circuit breaker) 2 NC+2 NO (contactor),Screw terminal With slide adapter !!! Phased-out product !!! Successor is SIRIUS 3RA2 | - | 0 | 9
3RA1215-1EL16-0BB4 |  | 3RA1215-1EL16-0BB4 | 1 | UN | 1 | 5 | B | D | N | N | 85364900 | 1 | 4011209583405 | 1.063 | KG | 432.25 | 432.25 | CP13 | CP13 | Load feeder fuseless Reversing operation, 400 V AC 2.8...4 A, 24 V DC Size S00 1 NO + 1 NC (circuit breaker) With slide adapter !!! Phased-out product !!! Successor is SIRIUS 3RA2 | - | 0 | 9
3RA1215-1EL16-4BB4 |  | 3RA1215-1EL16-4BB4 | 1 | UN | 1 | 5 | B | D | N | N | 85364900 | 1 | 4011209583559 | 1.183 | KG | 493.05 | 493.05 | CP13 | CP13 | Load feeder fuseless Reversing operation, 400 V AC 2.8...4 A, 24 V DC Size S00 1 NO + 1 NC (circuit breaker) 2 NC+2 NO (contactor),Screw terminal With slide adapter !!! Phased-out product !!! Successor is SIRIUS 3RA2 | - | 0 | 9
3RA1215-1FL16-0BB4 |  | 3RA1215-1FL16-0BB4 | 1 | UN | 1 | 5 | B | D | N | N | 85364900 | 1 | 4011209583412 | 1.076 | KG | 432.25 | 432.25 | CP13 | CP13 | Load feeder fuseless Reversing operation, 400 V AC 3.5...5 A, 24 V DC Size S00 1 NO + 1 NC (circuit breaker) With slide adapter !!! Phased-out product !!! Successor is SIRIUS 3RA2 | - | 0 | 9
3RA1215-1FL16-4BB4 |  | 3RA1215-1FL16-4BB4 | 1 | UN | 1 | 5 | B | D | N | N | 85364900 | 1 | 4011209583566 | 1.179 | KG | 493.05 | 493.05 | CP13 | CP13 | Load feeder fuseless Reversing operation, 400 V AC 3.5...5 A, 24 V DC Size S00 1 NO + 1 NC (circuit breaker) 2 NC+2 NO (contactor),Screw terminal With slide adapter !!! Phased-out product !!! Successor is SIRIUS 3RA2 | - | 0 | 9
3RA1215-1GL16-0BB4 |  | 3RA1215-1GL16-0BB4 | 1 | UN | 1 | 5 | B | D | N | N | 85364900 | 1 | 4011209583429 | 1.094 | KG | 432.25 | 432.25 | CP13 | CP13 | Load feeder fuseless Reversing operation, 400 V AC 4.5...6.3 A, 24 V DC Size S00 1 NO + 1 NC (circuit breaker) With slide adapter !!! Phased-out product !!! Successor is SIRIUS 3RA2 | - | 0 | 9
3RA1215-1GL16-4BB4 |  | 3RA1215-1GL16-4BB4 | 1 | UN | 1 | 5 | B | D | N | N | 85364900 | 1 | 4011209583573 | 1.188 | KG | 493.05 | 493.05 | CP13 | CP13 | Load feeder fuseless Reversing operation, 400 V AC 4.5...6.3 A, 24 V DC Size S00 1 NO + 1 NC (circuit breaker) 2 NC+2 NO (contactor),Screw terminal With slide adapter !!! Phased-out product !!! Successor is SIRIUS 3RA2 | - | 0 | 9
3RA1215-1HL16-0BB4 |  | 3RA1215-1HL16-0BB4 | 1 | UN | 1 | 5 | B | D | N | N | 85364900 | 1 | 4011209583436 | 0.65 | KG | 430.35 | 430.35 | CP13 | CP13 | Load feeder fuseless Reversing operation, 400 V AC 5.5...8 A, 24 V DC Size S00 1 NO + 1 NC (circuit breaker) With slide adapter !!! Phased-out product !!! Successor is SIRIUS 3RA2 | - | 0 | 9
3RA1215-1HL16-4BB4 |  | 3RA1215-1HL16-4BB4 | 1 | UN | 1 | 5 | B | D | N | N | 85364900 | 1 | 4011209583580 | 0.65 | KG | 493.05 | 493.05 | CP13 | CP13 | Load feeder fuseless Reversing operation, 400 V AC 5.5...8 A, 24 V DC Size S00 1 NO + 1 NC (circuit breaker) 2 NC+2 NO (contactor),Screw terminal With slide adapter !!! Phased-out product !!! Successor is SIRIUS 3RA2 | - | 0 | 9
3RA1215-1JL16-0BB4 |  | 3RA1215-1JL16-0BB4 | 1 | UN | 1 | 5 | B | D | N | N | 85364900 | 1 | 4011209583443 | 0.65 | KG | 432.25 | 432.25 | CP13 | CP13 | Load feeder fuseless Reversing operation, 400 V AC 7...10 A, 24 V DC Size S00 1 NO + 1 NC (circuit breaker) With slide adapter !!! Phased-out product !!! Successor is SIRIUS 3RA2 | - | 0 | 9
3RA1215-1JL16-4BB4 |  | 3RA1215-1JL16-4BB4 | 1 | UN | 1 | 5 | B | D | N | N | 85364900 | 1 | 4011209583597 | 0.65 | KG | 489.25 | 489.25 | CP13 | CP13 | Load feeder fuseless Reversing operation, 400 V AC 7...10 A, 24 V DC Size S00 1 NO + 1 NC (circuit breaker) 2 NC+2 NO (contactor),Screw terminal With slide adapter !!! Phased-out product !!! Successor is SIRIUS 3RA2 | - | 0 | 9
3RA1220-1BB24-0AB0 |  | 3RA1220-1BB24-0AB0 | 1 | UN | 1 | 5 | B | D | N | N | 85364900 | 1 |  | 1.2 | KG | 401.85 | 401.85 | CP13 | CP13 | Load feeder fuseless Reversing operation, 400 V AC 1.4...2 A, 24 V AC, 50 Hz Size S0 Screw terminal Type of coordination 2, Iq = 50 kA !!! Phased-out product !!! Successor is SIRIUS 3RA2 | - | 0 | 9
3RA1220-1BB24-0AF0 |  | 3RA1220-1BB24-0AF0 | 1 | UN | 1 | 5 | B | D | N | N | 85364900 | 1 |  | 1.2 | KG | 401.85 | 401.85 | CP13 | CP13 | Load feeder fuseless Reversing operation, 400 V AC 1.4...2 A, 110 V AC 50 Hz Size S0 Screw terminal Type of coordination 2, Iq = 50 kA !!! Phased-out product !!! Successor is SIRIUS 3RA2 | - | 0 | 9
3RA1220-1BB24-0AP0 |  | 3RA1220-1BB24-0AP0 | 1 | UN | 1 | 5 | B | D | N | N | 85364900 | 1 | 4011209313453 | 1.385 | KG | 401.85 | 401.85 | CP13 | CP13 | Load feeder fuseless Reversing operation, 400 V AC 1.4...2 A, 230 V AC, 50 Hz Size S0 Screw terminal Type of coordination 2, Iq = 50 kA !!! Phased-out product !!! Successor is SIRIUS 3RA2 | - | 0 | 9
3RA1220-1BB24-0BB4 |  | 3RA1220-1BB24-0BB4 | 1 | UN | 1 | 15 | C | D | N | N | 85364900 | 1 | 4011209313460 | 1.823 | KG | 551 | 551 | CP13 | CP13 | Load feeder fuseless Reversing operation, 400 V AC 1.4...2 A, 24 V DC Size S0 Screw terminal Type of coordination 2, Iq = 50 kA !!! Phased-out product !!! Successor is SIRIUS 3RA2 | - | 0 | 7
3RA1220-1BC24-0AP0 |  | 3RA1220-1BC24-0AP0 | 1 | UN | 1 | 5 | B | D | N | N | 85364900 | 1 | 4011209313477 | 1.545 | KG | 445.55 | 445.55 | CP13 | CP13 | Load feeder fuseless Reversing operation, 400 V AC 1.4...2 A, 230 V AC, 50/60 Hz Size S0 Screw terminal Type of coordination 2, Iq = 50 kA on 40 mm busbar adapter !!! Phased-out product !!! Successor is SIRIUS 3RA2 | - | 0 | 9
3RA1220-1BC24-0BB4 |  | 3RA1220-1BC24-0BB4 | 1 | UN | 1 | 5 | B | D | N | N | 85364900 | 1 | 4011209313484 | 2.019 | KG | 599.45 | 599.45 | CP13 | CP13 | Load feeder fuseless Reversing operation, 400 V AC 1.4...2 A, 24 V DC Size S0 Screw terminal Type of coordination 2, Iq = 50 kA on 40 mm busbar adapter !!! Phased-out product !!! Successor is SIRIUS 3RA2 | - | 0 | 9
3RA1220-1BD24-0AF0 |  | 3RA1220-1BD24-0AF0 | 1 | UN | 1 | 5 | B | D | N | N | 85364900 | 1 |  | 1.6 | KG | 445.55 | 445.55 | CP13 | CP13 | Load feeder fuseless Reversing operation, 400 V AC 1.4...2 A, 110 V AC, 50/60 Hz Size S0 Screw terminal Type of coordination 2, Iq = 50 kA on 60 mm busbar adapter !!! Phased-out product !!! Successor is SIRIUS 3RA2 | - | 0 | 9
3RA1220-1BD24-0AP0 |  | 3RA1220-1BD24-0AP0 | 1 | UN | 1 | 15 | C | D | N | N | 85364900 | 1 | 4011209313491 | 1.53 | KG | 445.55 | 445.55 | CP13 | CP13 | Load feeder fuseless Reversing operation, 400 V AC 1.4...2 A, 230 V AC, 50/60 Hz Size S0 Screw terminal Type of coordination 2, Iq = 50 kA on 60 mm busbar adapter !!! Phased-out product !!! Successor is SIRIUS 3RA2 Preferred successor type is >>3RA2210-1BD15-2AP0<< | - | 0 | 7
3RA1220-1BD24-0BB4 |  | 3RA1220-1BD24-0BB4 | 1 | UN | 1 | 15 | C | D | N | N | 85364900 | 1 | 4011209313507 | 1.922 | KG | 599.45 | 599.45 | CP13 | CP13 | Load feeder fuseless Reversing operation, 400 V AC 1.4...2 A, 24 V DC Size S0 Screw terminal Type of coordination 2, Iq = 50 kA on 60 mm busbar adapter !!! Phased-out product !!! Successor is SIRIUS 3RA2 Preferred successor type is >>3RA2210-1BD15-2BB4<< | - | 0 | 7
3RA1220-1CB24-0AB0 |  | 3RA1220-1CB24-0AB0 | 1 | UN | 1 | 5 | B | D | N | N | 85364900 | 1 | 4011209859500 | 1.356 | KG | 401.85 | 401.85 | CP13 | CP13 | Load feeder fuseless Reversing operation, 400 V AC 1.8...2.5 A, 24 V AC, 50/60 Hz Size S0 Screw terminal Type of coordination 2, Iq = 50 kA !!! Phased-out product !!! Successor is SIRIUS 3RA2 | - | 0 | 9
3RA1220-1CB24-0AF0 |  | 3RA1220-1CB24-0AF0 | 1 | UN | 1 | 15 | C | D | N | N | 85364900 | 1 | 4011209589988 | 1.354 | KG | 401.85 | 401.85 | CP13 | CP13 | Load feeder fuseless Reversing operation, 400 V AC 1.8...2.5 A, 110 V AC, 50/60 Hz Size S0 Screw terminal Type of coordination 2, Iq = 50 kA !!! Phased-out product !!! Successor is SIRIUS 3RA2 | - | 0 | 7
3RA1220-1CB24-0AP0 |  | 3RA1220-1CB24-0AP0 | 1 | UN | 1 | 15 | C | D | N | N | 85364900 | 1 | 4011209313514 | 1.359 | KG | 401.85 | 401.85 | CP13 | CP13 | Load feeder fuseless Reversing operation, 400 V AC 1.8...2.5 A, 230 V AC, 50/60 Hz Size S0 Screw terminal Type of coordination 2, Iq = 50 kA !!! Phased-out product !!! Successor is SIRIUS 3RA2 Preferred successor type is >>3RA2210-1CA15-2AP0<< | - | 0 | 7
3RA1220-1CB24-0BB4 |  | 3RA1220-1CB24-0BB4 | 1 | UN | 1 | 15 | C | D | N | N | 85364900 | 1 | 4011209313521 | 1.847 | KG | 551 | 551 | CP13 | CP13 | Load feeder fuseless Reversing operation, 400 V AC Size S0 1.8-2.5 A, 24 V DC Screw terminal Type of coordination 2, Iq = 50 kA !!! Phased-out product !!! Successor is SIRIUS 3RA2 Preferred successor type is >>3RA2210-1CA15-2BB4<< | - | 0 | 7
3RA1220-1CC24-0AP0 |  | 3RA1220-1CC24-0AP0 | 1 | UN | 1 | 5 | B | D | N | N | 85364900 | 1 | 4011209313538 | 1.477 | KG | 445.55 | 445.55 | CP13 | CP13 | Load feeder fuseless Reversing operation, 400 V AC 1.8...2.5 A, 230 V AC, 50 Hz Size S0 Screw terminal Type of coordination 2, Iq = 50 kA on 40 mm busbar adapter !!! Phased-out product !!! Successor is SIRIUS 3RA2 Preferred successor type is >>3RA2210-1CD15-2AP0<< | - | 0 | 9
3RA1220-1CC24-0BB4 |  | 3RA1220-1CC24-0BB4 | 1 | UN | 1 | 15 | C | D | N | N | 85364900 | 1 | 4011209313545 | 1.936 | KG | 599.45 | 599.45 | CP13 | CP13 | Load feeder fuseless Reversing operation, 400 V AC 1.8...2.5 A, 24 V DC Size S0 Screw terminal Type of coordination 2, Iq = 50 kA on 40 mm busbar adapter !!! Phased-out product !!! Successor is SIRIUS 3RA2 Preferred successor type is >>3RA2210-1CD15-2BB4<< | - | 0 | 7
3RA1220-1CD24-0AF0 |  | 3RA1220-1CD24-0AF0 | 1 | UN | 1 | 5 | B | D | N | N | 85364900 | 1 | 4011209589971 | 1.6 | KG | 445.55 | 445.55 | CP13 | CP13 | Load feeder fuseless Reversing operation, 400 V AC 1.8...2.5 A, 110 V AC, 50 Hz Size S0 Screw terminal Type of coordination 2, Iq = 50 kA on 60 mm busbar adapter !!! Phased-out product !!! Successor is SIRIUS 3RA2 | - | 0 | 9
3RA1220-1CD24-0AP0 |  | 3RA1220-1CD24-0AP0 | 1 | UN | 1 | 15 | C | D | N | N | 85364900 | 1 | 4011209313552 | 1.468 | KG | 445.55 | 445.55 | CP13 | CP13 | Load feeder fuseless Reversing operation, 400 V AC 1.8...2.5 A, 230 V AC, 50 Hz Size S0 Screw terminal Type of coordination 2, Iq = 50 kA on 60 mm busbar adapter !!! Phased-out product !!! Successor is SIRIUS 3RA2 Preferred successor type is >>3RA2210-1CD15-2AP0<< | - | 0 | 7
3RA1220-1CD24-0BB4 |  | 3RA1220-1CD24-0BB4 | 1 | UN | 1 | 15 | C | D | N | N | 85364900 | 1 | 4011209313569 | 1.917 | KG | 547.2 | 547.2 | CP13 | CP13 | Load feeder fuseless Reversing operation, 400 V AC Size S0 1.8-2.5 A, 24 V DC Screw terminal Type of coordination 2, Iq = 50 kA on 60 mm busbar adapter !!! Phased-out product !!! Successor is SIRIUS 3RA2 Preferred successor type is >>3RA2210-1CD15-2BB4<< | - | 0 | 7
3RA1220-1DB24-0AB0 |  | 3RA1220-1DB24-0AB0 | 1 | UN | 1 | 5 | B | D | N | N | 85364900 | 1 | 4011209550735 | 1.396 | KG | 401.85 | 401.85 | CP13 | CP13 | Load feeder fuseless Reversing operation, 400 V AC 2.2...3.2 A, 24 V AC, 50 Hz Size S0 Screw terminal Type of coordination 2, Iq = 50 kA !!! Phased-out product !!! Successor is SIRIUS 3RA2 | - | 0 | 9
3RA1220-1DB24-0AF0 |  | 3RA1220-1DB24-0AF0 | 1 | UN | 1 | 15 | C | D | N | N | 85364900 | 1 | 4011209551725 | 1.361 | KG | 401.85 | 401.85 | CP13 | CP13 | Load feeder fuseless Reversing operation, 400 V AC 2.2...3.2 A, 110 V AC, 50 Hz Size S0 Screw terminal Type of coordination 2, Iq = 50 kA !!! Phased-out product !!! Successor is SIRIUS 3RA2 | - | 0 | 7
3RA1220-1DB24-0AP0 |  | 3RA1220-1DB24-0AP0 | 1 | UN | 1 | 15 | C | D | N | N | 85364900 | 1 | 4011209313576 | 1.357 | KG | 401.85 | 401.85 | CP13 | CP13 | Load feeder fuseless Reversing operation, 400 V AC Size S0 2.2-3.2 A, 230 V AC 50 Hz screw terminal Type of coordination 2, Iq = 50 kA !!! Phased-out product !!! Successor is SIRIUS 3RA2 Preferred successor type is >>3RA2210-1DA15-2AP0<< | - | 0 | 7
3RA1220-1DB24-0BB4 |  | 3RA1220-1DB24-0BB4 | 1 | UN | 1 | 15 | C | D | N | N | 85364900 | 1 | 4011209313583 | 1.824 | KG | 551 | 551 | CP13 | CP13 | Load feeder fuseless Reversing operation, 400 V AC Size S0 2.2-3.2 A, 24 V DC Screw terminal Type of coordination 2, Iq = 50 kA !!! Phased-out product !!! Successor is SIRIUS 3RA2 Preferred successor type is >>3RA2210-1DA15-2BB4<< | - | 0 | 7
3RA1220-1DC24-0AF0 |  | 3RA1220-1DC24-0AF0 | 1 | UN | 1 | 5 | B | D | N | N | 85364900 | 1 | 4011209586413 | 1.6 | KG | 445.55 | 445.55 | CP13 | CP13 | Load feeder fuseless Reversing operation, 400 V AC 2.2...3.2 A, 110 V AC, 50 Hz Size S0 Screw terminal Type of coordination 2, Iq = 50 kA on 40 mm busbar adapter !!! Phased-out product !!! Successor is SIRIUS 3RA2 | - | 0 | 9
3RA1220-1DC24-0AP0 |  | 3RA1220-1DC24-0AP0 | 1 | UN | 1 | 15 | C | D | N | N | 85364900 | 1 | 4011209313590 | 1.483 | KG | 445.55 | 445.55 | CP13 | CP13 | Load feeder fuseless Reversing operation, 400 V AC 2.2...3.2 A, 230 V AC, 50 Hz Size S0 Screw terminal Type of coordination 2, Iq = 50 kA on 40 mm busbar adapter !!! Phased-out product !!! Successor is SIRIUS 3RA2 Preferred successor type is >>3RA2210-1DD15-2AP0<< | - | 0 | 7
3RA1220-1DC24-0BB4 |  | 3RA1220-1DC24-0BB4 | 1 | UN | 1 | 15 | C | D | N | N | 85364900 | 1 | 4011209313606 | 1.937 | KG | 599.45 | 599.45 | CP13 | CP13 | Load feeder fuseless Reversing operation, 400 V AC 2.2...3.2 A, 24 V DC Size S0 Screw terminal Type of coordination 2, Iq = 50 kA on 40 mm busbar adapter !!! Phased-out product !!! Successor is SIRIUS 3RA2 Preferred successor type is >>3RA2210-1DD15-2BB4<< | - | 0 | 7
3RA1220-1DD24-0AB0 |  | 3RA1220-1DD24-0AB0 | 1 | UN | 1 | 5 | B | D | N | N | 85364900 | 1 | 4011209629653 | 1.6 | KG | 445.55 | 445.55 | CP13 | CP13 | Load feeder fuseless Reversing operation, 400 V AC 2.2...3.2 A, 24 V AC, 50 Hz Size S0 Screw terminal Type of coordination 2, Iq = 50 kA on 60 mm busbar adapter !!! Phased-out product !!! Successor is SIRIUS 3RA2 | - | 0 | 9
3RA1220-1DD24-0AF0 |  | 3RA1220-1DD24-0AF0 | 1 | UN | 1 | 5 | B | D | N | N | 85364900 | 1 | 4011209493292 | 1.518 | KG | 445.55 | 445.55 | CP13 | CP13 | Load feeder fuseless Reversing operation, 400 V AC 2.2...3.2 A, 110 V AC, 50 Hz Size S0 Screw terminal Type of coordination 2, Iq = 50 kA on 60 mm busbar adapter !!! Phased-out product !!! Successor is SIRIUS 3RA2 | - | 0 | 9
3RA1220-1DD24-0AP0 |  | 3RA1220-1DD24-0AP0 | 1 | UN | 1 | 15 | C | D | N | N | 85364900 | 1 | 4011209313613 | 1.474 | KG | 445.55 | 445.55 | CP13 | CP13 | Load feeder fuseless Reversing operation, 400 V AC Size S0 2.2-3.2 A, 230 V AC 50 Hz screw terminal Type of coordination 2, Iq = 50 kA on 60 mm busbar adapter !!! Phased-out product !!! Successor is SIRIUS 3RA2 Preferred successor type is >>3RA2210-1DD15-2AP0<< | - | 0 | 7
3RA1220-1DD24-0BB4 |  | 3RA1220-1DD24-0BB4 | 1 | UN | 1 | 5 | B | D | N | N | 85364900 | 1 | 4011209313620 | 1.919 | KG | 599.45 | 599.45 | CP13 | CP13 | Load feeder fuseless Reversing operation, 400 V AC Size S0 2.2-3.2 A, 24 V DC Screw terminal Type of coordination 2, Iq = 50 kA on 60 mm busbar adapter !!! Phased-out product !!! Successor is SIRIUS 3RA2 Preferred successor type is >>3RA2210-1DD15-2BB4<< | - | 0 | 7
3RA1220-1EB24-0AB0 |  | 3RA1220-1EB24-0AB0 | 1 | UN | 1 | 15 | C | D | N | N | 85364900 | 1 | 4011209558991 | 1.371 | KG | 401.85 | 401.85 | CP13 | CP13 | Load feeder fuseless Reversing operation, 400 V AC 2.8...4 A, 24 V AC, 50 Hz Size S0 Screw terminal Type of coordination 2, Iq = 50 kA !!! Phased-out product !!! Successor is SIRIUS 3RA2 | - | 0 | 7
3RA1220-1EB24-0AF0 |  | 3RA1220-1EB24-0AF0 | 1 | UN | 1 | 15 | C | D | N | N | 85364900 | 1 | 4011209558984 | 1.366 | KG | 401.85 | 401.85 | CP13 | CP13 | Load feeder fuseless Reversing operation, 400 V AC 2.8...4 A, 110 V AC 50 Hz Size S0 Screw terminal Type of coordination 2, Iq = 50 kA !!! Phased-out product !!! Successor is SIRIUS 3RA2 | - | 0 | 7
3RA1220-1EB24-0AP0 |  | 3RA1220-1EB24-0AP0 | 1 | UN | 1 | 15 | C | D | N | N | 85364900 | 1 | 4011209313637 | 1.363 | KG | 401.85 | 401.85 | CP13 | CP13 | Load feeder fuseless Reversing operation, 400 V AC 2.8...4 A, 230 V AC, 50 Hz Size S0 Screw terminal Type of coordination 2, Iq = 50 kA !!! Phased-out product !!! Successor is SIRIUS 3RA2 Preferred successor type is >>3RA2210-1EA15-2AP0<< | - | 0 | 7
3RA1220-1EB24-0BB4 |  | 3RA1220-1EB24-0BB4 | 1 | UN | 1 | 15 | C | D | N | N | 85364900 | 1 | 4011209313644 | 1.817 | KG | 551 | 551 | CP13 | CP13 | Load feeder fuseless Reversing operation, 400 V AC 2.8...4 A, 24 V DC Size S0 Screw terminal Type of coordination 2, Iq = 50 kA !!! Phased-out product !!! Successor is SIRIUS 3RA2 Preferred successor type is >>3RA2210-1EA15-2BB4<< | - | 0 | 7
3RA1220-1EC24-0AP0 |  | 3RA1220-1EC24-0AP0 | 1 | UN | 1 | 5 | B | D | N | N | 85364900 | 1 | 4011209313651 | 1.479 | KG | 445.55 | 445.55 | CP13 | CP13 | Load feeder fuseless Reversing operation, 400 V AC 2.8...4 A, 230 V AC, 50 Hz Size S0 Screw terminal Type of coordination 2, Iq = 50 kA on 40 mm busbar adapter !!! Phased-out product !!! Successor is SIRIUS 3RA2 Preferred successor type is >>3RA2210-1ED15-2AP0<< | - | 0 | 9
3RA1220-1EC24-0BB4 |  | 3RA1220-1EC24-0BB4 | 1 | UN | 1 | 5 | B | D | N | N | 85364900 | 1 | 4011209313668 | 1.998 | KG | 599.45 | 599.45 | CP13 | CP13 | Load feeder fuseless Reversing operation, 400 V AC 2.8...4 A, 24 V DC Size S0 Screw terminal Type of coordination 2, Iq = 50 kA on 40 mm busbar adapter !!! Phased-out product !!! Successor is SIRIUS 3RA2 Preferred successor type is >>3RA2210-1ED15-2BB4<< | - | 0 | 9
3RA1220-1ED24-0AB0 |  | 3RA1220-1ED24-0AB0 | 1 | UN | 1 | 5 | B | D | N | N | 85364900 | 1 | 4011209558960 | 1.523 | KG | 445.55 | 445.55 | CP13 | CP13 | Load feeder fuseless Reversing operation, 400 V AC 2.8...4 A, 24 V AC, 50 Hz Size S0 Screw terminal Type of coordination 2, Iq = 50 kA on 60 mm busbar adapter !!! Phased-out product !!! Successor is SIRIUS 3RA2 | - | 0 | 9
3RA1220-1ED24-0AF0 |  | 3RA1220-1ED24-0AF0 | 1 | UN | 1 | 5 | B | D | N | N | 85364900 | 1 | 4011209577022 | 1.6 | KG | 445.55 | 445.55 | CP13 | CP13 | Load feeder fuseless Reversing operation, 400 V AC 2.8...4 A, 110 V AC 50 Hz Size S0 Screw terminal Type of coordination 2, Iq = 50 kA on 60 mm busbar adapter !!! Phased-out product !!! Successor is SIRIUS 3RA2 | - | 0 | 9
3RA1220-1ED24-0AP0 |  | 3RA1220-1ED24-0AP0 | 1 | UN | 1 | 15 | C | D | N | N | 85364900 | 1 | 4011209313675 | 1.458 | KG | 445.55 | 445.55 | CP13 | CP13 | Load feeder fuseless Reversing operation, 400 V AC 2.8...4 A, 230 V AC, 50 Hz Size S0 Screw terminal Type of coordination 2, Iq = 50 kA on 60 mm busbar adapter !!! Phased-out product !!! Successor is SIRIUS 3RA2 Preferred successor type is >>3RA2210-1ED15-2AP0<< | - | 0 | 7
3RA1220-1ED24-0BB4 |  | 3RA1220-1ED24-0BB4 | 1 | UN | 1 | 15 | C | D | N | N | 85364900 | 1 | 4011209313682 | 1.917 | KG | 599.45 | 599.45 | CP13 | CP13 | Load feeder fuseless Reversing operation, 400 V AC 2.8...4 A, 24 V DC Size S0 Screw terminal Type of coordination 2, Iq = 50 kA on 60 mm busbar adapter !!! Phased-out product !!! Successor is SIRIUS 3RA2 Preferred successor type is >>3RA2210-1ED15-2BB4<< | - | 0 | 7
3RA1220-1FB24-0AB0 |  | 3RA1220-1FB24-0AB0 | 1 | UN | 1 | 15 | C | D | N | N | 85364900 | 1 | 4011209547155 | 1.401 | KG | 401.85 | 401.85 | CP13 | CP13 | Load feeder fuseless Reversing operation, 400 V AC 3.5...5 A, 24 V AC, 60 Hz Size S0 Screw terminal Type of coordination 2, Iq = 50 kA !!! Phased-out product !!! Successor is SIRIUS 3RA2 | - | 0 | 7
3RA1220-1FB24-0AF0 |  | 3RA1220-1FB24-0AF0 | 1 | UN | 1 | 15 | C | D | N | N | 85364900 | 1 | 4011209653603 | 1.362 | KG | 401.85 | 401.85 | CP13 | CP13 | Load feeder fuseless Reversing operation, 400 V AC 3.5...5 A, 110 V AC 60 Hz Size S0 Screw terminal Type of coordination 2, Iq = 50 kA !!! Phased-out product !!! Successor is SIRIUS 3RA2 | - | 0 | 7
3RA1220-1FB24-0AP0 |  | 3RA1220-1FB24-0AP0 | 1 | UN | 1 | 15 | C | D | N | N | 85364900 | 1 | 4011209313699 | 1.388 | KG | 401.85 | 401.85 | CP13 | CP13 | Load feeder fuseless Reversing operation, 400 V AC 3.5...5 A, 230 V AC, 60 Hz Size S0 Screw terminal Type of coordination 2, Iq = 50 kA !!! Phased-out product !!! Successor is SIRIUS 3RA2 Preferred successor type is >>3RA2220-1FB24-0AP0<< | - | 0 | 7
3RA1220-1FB24-0BB4 |  | 3RA1220-1FB24-0BB4 | 1 | UN | 1 | 5 | B | D | N | N | 85364900 | 1 | 4011209313705 | 1.817 | KG | 502.55 | 502.55 | CP13 | CP13 | Load feeder fuseless Reversing operation, 400 V AC Size S0 3.5-5 A, 24 V DC Screw terminal Type of coordination 2, Iq = 50 kA !!! Phased-out product !!! Successor is SIRIUS 3RA2 Preferred successor type is >>3RA2220-1FB24-0BB4<< | - | 0 | 7
3RA1220-1FC24-0AP0 |  | 3RA1220-1FC24-0AP0 | 1 | UN | 1 | 15 | C | D | N | N | 85364900 | 1 | 4011209313712 | 1.479 | KG | 445.55 | 445.55 | CP13 | CP13 | Load feeder fuseless Reversing operation, 400 V AC 3.5...5 A, 230 V AC, 50 Hz Size S0 Screw terminal Type of coordination 2, Iq = 50 kA on 40 mm busbar adapter !!! Phased-out product !!! Successor is SIRIUS 3RA2 Preferred successor type is >>3RA2220-1FD24-0AP0<< | - | 0 | 7
3RA1220-1FC24-0BB4 |  | 3RA1220-1FC24-0BB4 | 1 | UN | 1 | 15 | C | D | N | N | 85364900 | 1 | 4011209313729 | 1.936 | KG | 599.45 | 599.45 | CP13 | CP13 | Load feeder fuseless Reversing operation, 400 V AC 3.5...5 A, 24 V DC Size S0 Screw terminal Type of coordination 2, Iq = 50 kA on 40 mm busbar adapter !!! Phased-out product !!! Successor is SIRIUS 3RA2 Preferred successor type is >>3RA2220-1FD24-0BB4<< | - | 0 | 7
3RA1220-1FD24-0AB0 |  | 3RA1220-1FD24-0AB0 | 1 | UN | 1 | 5 | B | D | N | N | 85364900 | 1 | 4011209629646 | 1.6 | KG | 445.55 | 445.55 | CP13 | CP13 | Load feeder fuseless Reversing operation, 400 V AC 3.5...5 A, 24 V AC, 50 Hz Size S0 Screw terminal Type of coordination 2, Iq = 50 kA on 60 mm busbar adapter !!! Phased-out product !!! Successor is SIRIUS 3RA2 | - | 0 | 9
3RA1220-1FD24-0AF0 |  | 3RA1220-1FD24-0AF0 | 1 | UN | 1 | 5 | B | D | N | N | 85364900 | 1 | 4011209493278 | 1.512 | KG | 445.55 | 445.55 | CP13 | CP13 | Load feeder fuseless Reversing operation, 400 V AC 3.5...5 A, 110 V AC 50 Hz Size S0 Screw terminal Type of coordination 2, Iq = 50 kA on 60 mm busbar adapter !!! Phased-out product !!! Successor is SIRIUS 3RA2 | - | 0 | 9
3RA1220-1FD24-0AP0 |  | 3RA1220-1FD24-0AP0 | 1 | UN | 1 | 15 | C | D | N | N | 85364900 | 1 | 4011209313736 | 1.46 | KG | 445.55 | 445.55 | CP13 | CP13 | Load feeder fuseless Reversing operation, 400 V AC 3.5...5 A, 230 V AC, 50 Hz Size S0 Screw terminal Type of coordination 2, Iq = 50 kA on 60 mm busbar adapter !!! Phased-out product !!! Successor is SIRIUS 3RA2 Preferred successor type is >>3RA2220-1FD24-0AP0<< | - | 0 | 7
3RA1220-1FD24-0BB4 |  | 3RA1220-1FD24-0BB4 | 1 | UN | 1 | 15 | C | D | N | N | 85364900 | 1 | 4011209313743 | 1.926 | KG | 547.2 | 547.2 | CP13 | CP13 | Load feeder fuseless Reversing operation, 400 V AC Size S0 3.5-5 A, 24 V DC Screw terminal Type of coordination 2, Iq = 50 kA on 60 mm busbar adapter !!! Phased-out product !!! Successor is SIRIUS 3RA2 Preferred successor type is >>3RA2220-1FD24-0BB4<< | - | 0 | 7
3RA1220-1GB24-0AB0 |  | 3RA1220-1GB24-0AB0 | 1 | UN | 1 | 5 | B | D | N | N | 85364900 | 1 | 4011209613034 | 1.375 | KG | 401.85 | 401.85 | CP13 | CP13 | Load feeder fuseless Reversing operation, 400 V AC 4.5...6.3 A, 24 V AC, 50 Hz Size S0 Screw terminal Type of coordination 2, Iq = 50 kA !!! Phased-out product !!! Successor is SIRIUS 3RA2 | - | 0 | 9
3RA1220-1GB24-0AF0 |  | 3RA1220-1GB24-0AF0 | 1 | UN | 1 | 5 | B | D | N | N | 85364900 | 1 | 4011209556300 | 1.4 | KG | 401.85 | 401.85 | CP13 | CP13 | Load feeder fuseless Reversing operation, 400 V AC 4.5...6.3 A, 110 V AC, 50 Hz Size S0 Screw terminal Type of coordination 2, Iq = 50 kA !!! Phased-out product !!! Successor is SIRIUS 3RA2 | - | 0 | 9
3RA1220-1GB24-0AP0 |  | 3RA1220-1GB24-0AP0 | 1 | UN | 1 | 15 | C | D | N | N | 85364900 | 1 | 4011209317093 | 1.385 | KG | 401.85 | 401.85 | CP13 | CP13 | Load feeder fuseless Reversing operation, 400 V AC 4.5...6.3 A, 230 V AC, 50 Hz Size S0 Screw terminal Type of coordination 2, Iq = 50 kA !!! Phased-out product !!! Successor is SIRIUS 3RA2 Preferred successor type is >>3RA2220-1GB24-0AP0<< | - | 0 | 7
3RA1220-1GB24-0BB4 |  | 3RA1220-1GB24-0BB4 | 1 | UN | 1 | 5 | B | D | N | N | 85364900 | 1 | 4011209313750 | 1.823 | KG | 502.55 | 502.55 | CP13 | CP13 | Load feeder fuseless Reversing operation, 400 V AC Size S0 4.5-6.3 A, 24 V DC Screw terminal Type of coordination 2, Iq = 50 kA !!! Phased-out product !!! Successor is SIRIUS 3RA2 Preferred successor type is >>3RA2220-1GB24-0BB4<< | - | 0 | 7
3RA1220-1GC24-0AP0 |  | 3RA1220-1GC24-0AP0 | 1 | UN | 1 | 15 | C | D | N | N | 85364900 | 1 | 4011209313767 | 1.486 | KG | 445.55 | 445.55 | CP13 | CP13 | Load feeder fuseless Reversing operation, 400 V AC 4.5...6.3 A, 230 V AC, 50 Hz Size S0 Screw terminal Type of coordination 2, Iq = 50 kA on 40 mm busbar adapter !!! Phased-out product !!! Successor is SIRIUS 3RA2 Preferred successor type is >>3RA2220-1GD24-0AP0<< | - | 0 | 7
3RA1220-1GC24-0BB4 |  | 3RA1220-1GC24-0BB4 | 1 | UN | 1 | 15 | C | D | N | N | 85364900 | 1 | 4011209313774 | 2.018 | KG | 599.45 | 599.45 | CP13 | CP13 | Load feeder fuseless Reversing operation, 400 V AC 4.5...6.3 A, 24 V DC Size S0 Screw terminal Type of coordination 2, Iq = 50 kA on 40 mm busbar adapter !!! Phased-out product !!! Successor is SIRIUS 3RA2 Preferred successor type is >>3RA2220-1GD24-0BB4<< | - | 0 | 7
3RA1220-1GD24-0AB0 |  | 3RA1220-1GD24-0AB0 | 1 | UN | 1 | 5 | B | D | N | N | 85364900 | 1 | 4011209593039 | 1.6 | KG | 445.55 | 445.55 | CP13 | CP13 | Load feeder fuseless Reversing operation, 400 V AC 4.5...6.3 A, 24 V AC, 50/60 Hz Size S0 Screw terminal Type of coordination 2, Iq = 50 kA on 60 mm busbar adapter !!! Phased-out product !!! Successor is SIRIUS 3RA2 | - | 0 | 9
3RA1220-1GD24-0AF0 |  | 3RA1220-1GD24-0AF0 | 1 | UN | 1 | 5 | B | D | N | N | 85364900 | 1 | 4011209567948 | 1.6 | KG | 445.55 | 445.55 | CP13 | CP13 | Load feeder fuseless Reversing operation, 400 V AC 4.5...6.3 A, 110 V AC, 50/60 Hz Size S0 Screw terminal Type of coordination 2, Iq = 50 kA on 60 mm busbar adapter !!! Phased-out product !!! Successor is SIRIUS 3RA2 | - | 0 | 9
3RA1220-1GD24-0AP0 |  | 3RA1220-1GD24-0AP0 | 1 | UN | 1 | 15 | C | D | N | N | 85364900 | 1 | 4011209313781 | 1.472 | KG | 445.55 | 445.55 | CP13 | CP13 | Load feeder fuseless Reversing operation, 400 V AC 4.5...6.3 A, 230 V AC, 50/60 Hz Size S0 Screw terminal Type of coordination 2, Iq = 50 kA on 60 mm busbar adapter !!! Phased-out product !!! Successor is SIRIUS 3RA2 Preferred successor type is >>3RA2220-1GD24-0AP0<< | - | 0 | 7
3RA1220-1GD24-0BB4 |  | 3RA1220-1GD24-0BB4 | 1 | UN | 1 | 15 | C | D | N | N | 85364900 | 1 | 4011209313798 | 1.925 | KG | 599.45 | 599.45 | CP13 | CP13 | Load feeder fuseless Reversing operation, 400 V AC 4.5...6.3 A, 24 V DC Size S0 Screw terminal Type of coordination 2, Iq = 50 kA on 60 mm busbar adapter !!! Phased-out product !!! Successor is SIRIUS 3RA2 Preferred successor type is >>3RA2220-1GD24-0BB4<< | - | 0 | 7
3RA1220-1HB24-0AB0 |  | 3RA1220-1HB24-0AB0 | 1 | UN | 1 | 15 | C | D | N | N | 85364900 | 1 | 4011209653528 | 1.384 | KG | 401.85 | 401.85 | CP13 | CP13 | Load feeder fuseless Reversing operation, 400 V AC 5.5...8 A, 24 V AC, 50 Hz Size S0 Screw terminal Type of coordination 2, Iq = 50 kA !!! Phased-out product !!! Successor is SIRIUS 3RA2 | - | 0 | 7
3RA1220-1HB24-0AF0 |  | 3RA1220-1HB24-0AF0 | 1 | UN | 1 | 15 | C | D | N | N | 85364900 | 1 | 4011209551701 | 1.357 | KG | 401.85 | 401.85 | CP13 | CP13 | Load feeder fuseless Reversing operation, 400 V AC 5.5...8 A, 110 V AC 50 Hz Size S0 Screw terminal Type of coordination 2, Iq = 50 kA !!! Phased-out product !!! Successor is SIRIUS 3RA2 | - | 0 | 7
3RA1220-1HB24-0AP0 |  | 3RA1220-1HB24-0AP0 | 1 | UN | 1 | 15 | C | D | N | N | 85364900 | 1 | 4011209313804 | 1.366 | KG | 401.85 | 401.85 | CP13 | CP13 | Load feeder fuseless Reversing operation, 400 V AC 5.5...8 A, 230 V AC, 50 Hz Size S0 Screw terminal Type of coordination 2, Iq = 50 kA !!! Phased-out product !!! Successor is SIRIUS 3RA2 Preferred successor type is >>3RA2220-1HB24-0AP0<< | - | 0 | 7
3RA1220-1HB24-0BB4 |  | 3RA1220-1HB24-0BB4 | 1 | UN | 1 | 15 | C | D | N | N | 85364900 | 1 | 4011209313811 | 1.845 | KG | 551 | 551 | CP13 | CP13 | Load feeder fuseless Reversing operation, 400 V AC 5.5...8 A, 24 V DC Size S0 Screw terminal Type of coordination 2, Iq = 50 kA !!! Phased-out product !!! Successor is SIRIUS 3RA2 Preferred successor type is >>3RA2220-1HB24-0BB4<< | - | 0 | 7
3RA1220-1HC24-0AP0 |  | 3RA1220-1HC24-0AP0 | 1 | UN | 1 | 5 | B | D | N | N | 85364900 | 1 | 4011209313828 | 1.545 | KG | 445.55 | 445.55 | CP13 | CP13 | Load feeder fuseless Reversing operation, 400 V AC 5.5...8 A, 230 V AC, 50/60 Hz Size S0 Screw terminal Type of coordination 2, Iq = 50 kA on 40 mm busbar adapter !!! Phased-out product !!! Successor is SIRIUS 3RA2 Preferred successor type is >>3RA2220-1HD24-0AP0<< | - | 0 | 9
3RA1220-1HC24-0BB4 |  | 3RA1220-1HC24-0BB4 | 1 | UN | 1 | 15 | C | D | N | N | 85364900 | 1 | 4011209313835 | 2.003 | KG | 599.45 | 599.45 | CP13 | CP13 | Load feeder fuseless Reversing operation, 400 V AC 5.5...8 A, 24 V DC Size S0 Screw terminal Type of coordination 2, Iq = 50 kA on 40 mm busbar adapter !!! Phased-out product !!! Successor is SIRIUS 3RA2 Preferred successor type is >>3RA2220-1HD24-0BB4<< | - | 0 | 7
3RA1220-1HD24-0AB0 |  | 3RA1220-1HD24-0AB0 | 1 | UN | 1 | 5 | B | D | N | N | 85364900 | 1 | 4011209567962 | 1.6 | KG | 445.55 | 445.55 | CP13 | CP13 | Load feeder fuseless Reversing operation, 400 V AC 5.5...8 A, 24 V AC, 50/60 Hz Size S0 Screw terminal Type of coordination 2, Iq = 50 kA on 60 mm busbar adapter !!! Phased-out product !!! Successor is SIRIUS 3RA2 | - | 0 | 9
3RA1220-1HD24-0AF0 |  | 3RA1220-1HD24-0AF0 | 1 | UN | 1 | 5 | B | D | N | N | 85364900 | 1 | 4011209550605 | 1.458 | KG | 445.55 | 445.55 | CP13 | CP13 | Load feeder fuseless Reversing operation, 400 V AC 5.5..8 A, 110 V AC, 50/60 Hz Size S0 Screw terminal Type of coordination 2, Iq = 50 kA on 60 mm busbar adapter !!! Phased-out product !!! Successor is SIRIUS 3RA2 | - | 0 | 9
3RA1220-1HD24-0AP0 |  | 3RA1220-1HD24-0AP0 | 1 | UN | 1 | 15 | C | D | N | N | 85364900 | 1 | 4011209313842 | 1.461 | KG | 445.55 | 445.55 | CP13 | CP13 | Load feeder fuseless Reversing operation, 400 V AC 5.5...8 A, 230 V AC, 50/60 Hz Size S0 Screw terminal Type of coordination 2, Iq = 50 kA on 60 mm busbar adapter !!! Phased-out product !!! Successor is SIRIUS 3RA2 Preferred successor type is >>3RA2220-1HD24-0AP0<< | - | 0 | 7
3RA1220-1HD24-0BB4 |  | 3RA1220-1HD24-0BB4 | 1 | UN | 1 | 15 | C | D | N | N | 85364900 | 1 | 4011209313859 | 1.927 | KG | 599.45 | 599.45 | CP13 | CP13 | Load feeder fuseless Reversing operation, 400 V AC Size S0 5.5-8 A, 24 V DC Screw terminal Type of coordination 2, Iq = 50 kA on 60 mm busbar adapter !!! Phased-out product !!! Successor is SIRIUS 3RA2 Preferred successor type is >>3RA2220-1HD24-0BB4<< | - | 0 | 7
3RA1220-1JB26-0AB0 |  | 3RA1220-1JB26-0AB0 | 1 | UN | 1 | 15 | C | D | N | N | 85364900 | 1 | 4011209498891 | 1.376 | KG | 530.1 | 530.1 | CP13 | CP13 | Load feeder fuseless Reversing operation, 400 V AC 7...10 A, 24 V AC, 50 Hz Size S0 Screw terminal Type of coordination 2, Iq = 50 kA !!! Phased-out product !!! Successor is SIRIUS 3RA2 | - | 0 | 7
3RA1220-1JB26-0AF0 |  | 3RA1220-1JB26-0AF0 | 1 | UN | 1 | 15 | C | D | N | N | 85364900 | 1 | 4011209533592 | 1.368 | KG | 530.1 | 530.1 | CP13 | CP13 | Load feeder fuseless Reversing operation, 400 V AC 7...10 A, 110 V AC, 50 Hz Size S0 Screw terminal Type of coordination 2, Iq = 50 kA !!! Phased-out product !!! Successor is SIRIUS 3RA2 | - | 0 | 7
3RA1220-1JB26-0AP0 |  | 3RA1220-1JB26-0AP0 | 1 | UN | 1 | 15 | C | D | N | N | 85364900 | 1 | 4011209313866 | 1.368 | KG | 530.1 | 530.1 | CP13 | CP13 | Load feeder fuseless Reversing operation, 400 V AC 7...10 A, 230 V AC, 50 Hz Size S0 Screw terminal Type of coordination 2, Iq = 50 kA !!! Phased-out product !!! Successor is SIRIUS 3RA2 Preferred successor type is >>3RA2220-1JB24-0AP0<< | - | 0 | 7
3RA1220-1JB26-0BB4 |  | 3RA1220-1JB26-0BB4 | 1 | UN | 1 | 15 | C | D | N | N | 85364900 | 1 | 4011209313873 | 1.86 | KG | 693.5 | 693.5 | CP13 | CP13 | Load feeder fuseless Reversing operation, 400 V AC Size S0 0.7-10 A, 24 V DC Screw terminal Type of coordination 2, Iq = 50 kA !!! Phased-out product !!! Successor is SIRIUS 3RA2 Preferred successor type is >>3RA2220-1JB24-0BB4<< | - | 0 | 7
3RA1220-1JC26-0AP0 |  | 3RA1220-1JC26-0AP0 | 1 | UN | 1 | 5 | B | D | N | N | 85364900 | 1 | 4011209313880 | 1.486 | KG | 580.45 | 580.45 | CP13 | CP13 | Load feeder fuseless Reversing operation, 400 V AC 7...10 A, 230 V AC, 50 Hz Size S0 Screw terminal Type of coordination 2, Iq = 50 kA on 40 mm busbar adapter !!! Phased-out product !!! Successor is SIRIUS 3RA2 Preferred successor type is >>3RA2220-1JD24-0AP0<< | - | 0 | 9
3RA1220-1JC26-0BB4 |  | 3RA1220-1JC26-0BB4 | 1 | UN | 1 | 15 | C | D | N | N | 85364900 | 1 | 4011209313897 | 1.943 | KG | 741 | 741 | CP13 | CP13 | Load feeder fuseless Reversing operation, 400 V AC 7...10 A, 24 V DC Size S0 Screw terminal Type of coordination 2, Iq = 50 kA on 40 mm busbar adapter !!! Phased-out product !!! Successor is SIRIUS 3RA2 Preferred successor type is >>3RA2220-1JD24-0BB4<< | - | 0 | 7
3RA1220-1JD26-0AB0 |  | 3RA1220-1JD26-0AB0 | 1 | UN | 1 | 5 | B | D | N | N | 85364900 | 1 | 4011209577626 | 1.6 | KG | 580.45 | 580.45 | CP13 | CP13 | Load feeder fuseless Reversing operation, 400 V AC 7...10 A, 24 V AC, 50 Hz Size S0 Screw terminal Type of coordination 2, Iq = 50 kA on 60 mm busbar adapter !!! Phased-out product !!! Successor is SIRIUS 3RA2 | - | 0 | 9
3RA1220-1JD26-0AF0 |  | 3RA1220-1JD26-0AF0 | 1 | UN | 1 | 5 | B | D | N | N | 85364900 | 1 | 4011209493285 | 1.521 | KG | 580.45 | 580.45 | CP13 | CP13 | Load feeder fuseless Reversing operation, 400 V AC 7...10 A, 110 V AC, 50 Hz Size S0 Screw terminal Type of coordination 2, Iq = 50 kA on 60 mm busbar adapter !!! Phased-out product !!! Successor is SIRIUS 3RA2 | - | 0 | 9
3RA1220-1JD26-0AP0 |  | 3RA1220-1JD26-0AP0 | 1 | UN | 1 | 15 | C | D | N | N | 85364900 | 1 | 4011209313903 | 1.477 | KG | 562.4 | 562.4 | CP13 | CP13 | Load feeder fuseless Reversing operation, 400 V AC 7...10 A, 230 V AC, 50 Hz Size S0 Screw terminal Type of coordination 2, Iq = 50 kA on 60 mm busbar adapter !!! Phased-out product !!! Successor is SIRIUS 3RA2 Preferred successor type is >>3RA2220-1JD24-0AP0<< | - | 0 | 7
3RA1220-1JD26-0BB4 |  | 3RA1220-1JD26-0BB4 | 1 | UN | 1 | 15 | C | D | N | N | 85364900 | 1 | 4011209313910 | 1.931 | KG | 741 | 741 | CP13 | CP13 | Load feeder fuseless Reversing operation, 400 V AC 7...1 A, 24 V DC Size S0 Screw terminal Type of coordination 2, Iq = 50 kA on 60 mm busbar adapter !!! Phased-out product !!! Successor is SIRIUS 3RA2 Preferred successor type is >>3RA2220-1JD24-0BB4<< | - | 0 | 7
3RA1220-1KB25-0BB4 |  | 3RA1220-1KB25-0BB4 | 1 | UN | 1 | 5 | B | D | N | N | 85364900 | 1 | 4011209338074 | 1.855 | KG | 625.1 | 625.1 | CP13 | CP13 | Load feeder fuseless Reversing operation, 400 V AC 9...12.5 A, 24 V DC Size S0 Screw terminal Type of coordination 1, Iq = 50 kA !!! Phased-out product !!! Successor is SIRIUS 3RA2 | - | 0 | 9
3RA1220-1KB26-0AB0 |  | 3RA1220-1KB26-0AB0 | 1 | UN | 1 | 15 | C | D | N | N | 85364900 | 1 | 4011209546363 | 1.361 | KG | 530.1 | 530.1 | CP13 | CP13 | Load feeder fuseless Reversing operation, 400 V AC 9...12.5 A, 24 V AC, 50 Hz Size S0 Screw terminal Type of coordination 2, Iq = 50 kA !!! Phased-out product !!! Successor is SIRIUS 3RA2 | - | 0 | 7
3RA1220-1KB26-0AF0 |  | 3RA1220-1KB26-0AF0 | 1 | UN | 1 | 5 | B | D | N | N | 85364900 | 1 | 4011209556317 | 1.359 | KG | 530.1 | 530.1 | CP13 | CP13 | Load feeder fuseless Reversing operation, 400 V AC 9...12.5 A, 110 V AC, 50 Hz Size S0 Screw terminal Type of coordination 2, Iq = 50 kA !!! Phased-out product !!! Successor is SIRIUS 3RA2 | - | 0 | 9
3RA1220-1KB26-0AP0 |  | 3RA1220-1KB26-0AP0 | 1 | UN | 1 | 15 | C | D | N | N | 85364900 | 1 | 4011209313934 | 1.38 | KG | 530.1 | 530.1 | CP13 | CP13 | Load feeder fuseless Reversing operation, 400 V AC 9...12.5 A, 230 V AC, 50 Hz Size S0 Screw terminal Type of coordination 2, Iq = 50 kA !!! Phased-out product !!! Successor is SIRIUS 3RA2 Preferred successor type is >>3RA2220-1KB24-0AP0<< | - | 0 | 7
3RA1220-1KB26-0BB4 |  | 3RA1220-1KB26-0BB4 | 1 | UN | 1 | 15 | C | D | N | N | 85364900 | 1 | 4011209313941 | 1.829 | KG | 693.5 | 693.5 | CP13 | CP13 | Load feeder fuseless Reversing operation, 400 V AC 9...12.5 A, 24 V DC Size S0 Screw terminal Type of coordination 2, Iq = 50 kA !!! Phased-out product !!! Successor is SIRIUS 3RA2 Preferred successor type is >>3RA2220-1KB24-0BB4<< | - | 0 | 7
3RA1220-1KC25-0BB4 |  | 3RA1220-1KC25-0BB4 | 1 | UN | 1 | 15 | C | D | N | N | 85364900 | 1 | 4011209313958 | 1.935 | KG | 676.4 | 676.4 | CP13 | CP13 | Load feeder fuseless Reversing operation, 400 V AC 9...12.5 A, 24 V DC Size S0 Screw terminal Type of coordination 1, Iq = 50 kA on 40 mm busbar adapter !!! Phased-out product !!! Successor is SIRIUS 3RA2 Preferred successor type is >>3RA2220-1KD24-0BB4<< | - | 0 | 7
3RA1220-1KC26-0AP0 |  | 3RA1220-1KC26-0AP0 | 1 | UN | 1 | 5 | B | D | N | N | 85364900 | 1 | 4011209313965 | 1.483 | KG | 580.45 | 580.45 | CP13 | CP13 | Load feeder fuseless Reversing operation, 400 V AC 9...12.5 A, 230 V AC, 50 Hz Size S0 Screw terminal Type of coordination 2, Iq = 50 kA on 40 mm busbar adapter !!! Phased-out product !!! Successor is SIRIUS 3RA2 Preferred successor type is >>3RA2220-1KD24-0AP0<< | - | 0 | 9
3RA1220-1KC26-0BB4 |  | 3RA1220-1KC26-0BB4 | 1 | UN | 1 | 5 | B | D | N | N | 85364900 | 1 | 4011209313972 | 2.017 | KG | 741 | 741 | CP13 | CP13 | Load feeder fuseless Reversing operation, 400 V AC 9...12.5 A, 24 V DC Size S0 Screw terminal Type of coordination 2, Iq = 50 kA on 40 mm busbar adapter !!! Phased-out product !!! Successor is SIRIUS 3RA2 Preferred successor type is >>3RA2220-1KD24-0BB4<< | - | 0 | 9
3RA1220-1KD25-0BB4 |  | 3RA1220-1KD25-0BB4 | 1 | UN | 1 | 15 | C | D | N | N | 85364900 | 1 | 4011209313989 | 1.932 | KG | 676.4 | 676.4 | CP13 | CP13 | Load feeder fuseless Reversing operation, 400 V AC 9...12.5 A, 24 V DC Size S0 Screw terminal Type of coordination 1, Iq = 50 kA on 60 mm busbar adapter !!! Phased-out product !!! Successor is SIRIUS 3RA2 Preferred successor type is >>3RA2210-1KD17-2BB4<< | - | 0 | 7
3RA1220-1KD26-0AB0 |  | 3RA1220-1KD26-0AB0 | 1 | UN | 1 | 5 | B | D | N | N | 85364900 | 1 | 4011209577688 | 1.6 | KG | 580.45 | 580.45 | CP13 | CP13 | Load feeder fuseless Reversing operation, 400 V AC 9...12.5 A, 24 V AC, 50 Hz Size S0 Screw terminal Type of coordination 2, Iq = 50 kA on 60 mm busbar adapter !!! Phased-out product !!! Successor is SIRIUS 3RA2 | - | 0 | 9
3RA1220-1KD26-0AF0 |  | 3RA1220-1KD26-0AF0 | 1 | UN | 1 | 5 | B | D | N | N | 85364900 | 1 | 4011209575523 | 1.6 | KG | 580.45 | 580.45 | CP13 | CP13 | Load feeder fuseless Reversing operation, 400 V AC 9...12.5 A, 110 V AC, 50 Hz Size S0 Screw terminal Type of coordination 2, Iq = 50 kA on 60 mm busbar adapter !!! Phased-out product !!! Successor is SIRIUS 3RA2 | - | 0 | 9
3RA1220-1KD26-0AP0 |  | 3RA1220-1KD26-0AP0 | 1 | UN | 1 | 15 | C | D | N | N | 85364900 | 1 | 4011209313996 | 1.49 | KG | 580.45 | 580.45 | CP13 | CP13 | Load feeder fuseless Reversing operation, 400 V AC 9...12.5 A, 230 V AC, 50 Hz Size S0 Screw terminal Type of coordination 2, Iq = 50 kA on 60 mm busbar adapter !!! Phased-out product !!! Successor is SIRIUS 3RA2 Preferred successor type is >>3RA2220-1KD24-0AP0<< | - | 0 | 7
3RA1220-1KD26-0BB4 |  | 3RA1220-1KD26-0BB4 | 1 | UN | 1 | 15 | C | D | N | N | 85364900 | 1 | 4011209314009 | 1.917 | KG | 741 | 741 | CP13 | CP13 | Load feeder fuseless Reversing operation, 400 V AC 9...12.5 A, 24 V DC Size S0 Screw terminal Type of coordination 2, Iq = 50 kA on 60 mm busbar adapter !!! Phased-out product !!! Successor is SIRIUS 3RA2 Preferred successor type is >>3RA2220-1KD24-0BB4<< | - | 0 | 7
3RA1220-4AB25-0AB0 |  | 3RA1220-4AB25-0AB0 | 1 | UN | 1 | 5 | B | D | N | N | 85364900 | 1 | 4011209534766 | 1.405 | KG | 464.55 | 464.55 | CP13 | CP13 | Load feeder fuseless Reversing operation, 400 V AC 11...16 A, 24 V AC, 50 Hz Size S0 Screw terminal Type of coordination 1, Iq = 50 kA !!! Phased-out product !!! Successor is SIRIUS 3RA2 | - | 0 | 9
3RA1220-4AB25-0AF0 |  | 3RA1220-4AB25-0AF0 | 1 | UN | 1 | 5 | B | D | N | N | 85364900 | 1 | 4011209629745 | 1.373 | KG | 464.55 | 464.55 | CP13 | CP13 | Load feeder fuseless Reversing operation, 400 V AC 11...16 A, 110 V AC, 50 Hz Size S0 Screw terminal Type of coordination 1, Iq = 50 kA !!! Phased-out product !!! Successor is SIRIUS 3RA2 | - | 0 | 9
3RA1220-4AB25-0AG2 |  | 3RA1220-4AB25-0AG2 | 1 | UN | 1 | 15 | C | D | N | N | 85364900 | 1 | 4011209456617 | 1.379 | KG | 464.55 | 464.55 | CP13 | CP13 | Load feeder fuseless Reversing operation, 400 V AC 11...16 A, 110 V AC, 50/60 Hz Size S0 Screw terminal Type of coordination 1, Iq = 50 kA !!! Phased-out product !!! Successor is SIRIUS 3RA2 | - | 0 | 7
3RA1220-4AB25-0AP0 |  | 3RA1220-4AB25-0AP0 | 1 | UN | 1 | 15 | C | D | N | N | 85364900 | 1 | 4011209314016 | 1.374 | KG | 464.55 | 464.55 | CP13 | CP13 | Load feeder fuseless Reversing operation, 400 V AC Size S0 11-16 A, 230 V AC 50 Hz screw terminal Type of coordination 1, Iq = 50 kA !!! Phased-out product !!! Successor is SIRIUS 3RA2 Preferred successor type is >>3RA2210-4AA18-2AP0<< | - | 0 | 7
3RA1220-4AB25-0BB4 |  | 3RA1220-4AB25-0BB4 | 1 | UN | 1 | 15 | C | D | N | N | 85364900 | 1 | 4011209314023 | 1.828 | KG | 625.1 | 625.1 | CP13 | CP13 | Load feeder fuseless Reversing operation, 400 V AC 11...16 A, 24 V DC Size S0 Screw terminal Type of coordination 1, Iq = 50 kA !!! Phased-out product !!! Successor is SIRIUS 3RA2 Preferred successor type is >>3RA2210-4AA18-2BB4<< | - | 0 | 7
3RA1220-4AB26-0AB0 |  | 3RA1220-4AB26-0AB0 | 1 | UN | 1 | 5 | B | D | N | N | 85364900 | 1 | 4011209738461 | 1.364 | KG | 530.1 | 530.1 | CP13 | CP13 | Load feeder fuseless Reversing operation, 400 V AC 11...16 A, 24 V AC, 50 Hz Size S0 Screw terminal Type of coordination 2, Iq = 50 kA !!! Phased-out product !!! Successor is SIRIUS 3RA2 | - | 0 | 9
3RA1220-4AB26-0AF0 |  | 3RA1220-4AB26-0AF0 | 1 | UN | 1 | 5 | B | D | N | N | 85364900 | 1 | 4011209548428 | 1.379 | KG | 530.1 | 530.1 | CP13 | CP13 | Load feeder fuseless Reversing operation, 400 V AC 11...16 A, 110 V AC, 50 Hz Size S0 Screw terminal Type of coordination 2, Iq = 50 kA !!! Phased-out product !!! Successor is SIRIUS 3RA2 | - | 0 | 9
3RA1220-4AB26-0AP0 |  | 3RA1220-4AB26-0AP0 | 1 | UN | 1 | 15 | C | D | N | N | 85364900 | 1 | 4011209314030 | 1.408 | KG | 530.1 | 530.1 | CP13 | CP13 | Load feeder fuseless Reversing operation, 400 V AC 11...16 A, 230 V AC, 50 Hz Size S0 Screw terminal Type of coordination 2, Iq = 50 kA !!! Phased-out product !!! Successor is SIRIUS 3RA2 Preferred successor type is >>3RA2220-4AB26-0AP0<< | - | 0 | 7
3RA1220-4AB26-0BB4 |  | 3RA1220-4AB26-0BB4 | 1 | UN | 1 | 15 | C | D | N | N | 85364900 | 1 | 4011209314047 | 1.836 | KG | 693.5 | 693.5 | CP13 | CP13 | Load feeder fuseless Reversing operation, 400 V AC Size S0 11-16 A, 24 V DC Screw terminal Type of coordination 2, Iq = 50 kA !!! Phased-out product !!! Successor is SIRIUS 3RA2 Preferred successor type is >>3RA2220-4AB26-0BB4<< | - | 0 | 7
3RA1220-4AC25-0AP0 |  | 3RA1220-4AC25-0AP0 | 1 | UN | 1 | 5 | B | D | N | N | 85364900 | 1 | 4011209314054 | 1.486 | KG | 513.95 | 513.95 | CP13 | CP13 | Load feeder fuseless Reversing operation, 400 V AC 11...16 A, 230 V AC, 50 Hz Size S0 Screw terminal Type of coordination 1, Iq = 50 kA on 40 mm busbar adapter !!! Phased-out product !!! Successor is SIRIUS 3RA2 Preferred successor type is >>3RA2210-4AD18-2AP0<< | - | 0 | 9
3RA1220-4AC25-0BB4 |  | 3RA1220-4AC25-0BB4 | 1 | UN | 1 | 5 | B | D | N | N | 85364900 | 1 | 4011209314061 | 2.1 | KG | 676.4 | 676.4 | CP13 | CP13 | Load feeder fuseless Reversing operation, 400 V AC 11...16 A, 24 V DC Size S0 Screw terminal Type of coordination 1, Iq = 50 kA on 40 mm busbar adapter !!! Phased-out product !!! Successor is SIRIUS 3RA2 Preferred successor type is >>3RA2210-4AD18-2BB4<< | - | 0 | 9
3RA1220-4AC26-0AP0 |  | 3RA1220-4AC26-0AP0 | 1 | UN | 1 | 5 | B | D | N | N | 85364900 | 1 | 4011209314078 | 1.495 | KG | 580.45 | 580.45 | CP13 | CP13 | Load feeder fuseless Reversing operation, 400 V AC 11...16 A, 230 V AC, 50 Hz Size S0 Screw terminal Type of coordination 2, Iq = 50 kA on 40 mm busbar adapter !!! Phased-out product !!! Successor is SIRIUS 3RA2 Preferred successor type is >>3RA2220-4AD26-0AP0<< | - | 0 | 9
3RA1220-4AC26-0BB4 |  | 3RA1220-4AC26-0BB4 | 1 | UN | 1 | 5 | B | D | N | N | 85364900 | 1 | 4011209314085 | 2.01 | KG | 741 | 741 | CP13 | CP13 | Load feeder fuseless Reversing operation, 400 V AC 11...16 A, 24 V DC Size S0 Screw terminal Type of coordination 2, Iq = 50 kA on 40 mm busbar adapter !!! Phased-out product !!! Successor is SIRIUS 3RA2 Preferred successor type is >>3RA2220-4AD26-0BB4<< | - | 0 | 9
3RA1220-4AD25-0AB0 |  | 3RA1220-4AD25-0AB0 | 1 | UN | 1 | 5 | B | D | N | N | 85364900 | 1 |  | 1.6 | KG | 513.95 | 513.95 | CP13 | CP13 | Load feeder fuseless Reversing operation, 400 V AC 11...16 A, 24 V AC, 50 Hz Size S0 Screw terminal Type of coordination 1, Iq = 50 kA on 60 mm busbar adapter !!! Phased-out product !!! Successor is SIRIUS 3RA2 | - | 0 | 9
3RA1220-4AD25-0AF0 |  | 3RA1220-4AD25-0AF0 | 1 | UN | 1 | 5 | B | D | N | N | 85364900 | 1 | 4011209543737 | 1.53 | KG | 513.95 | 513.95 | CP13 | CP13 | Load feeder fuseless Reversing operation, 400 V AC 11...16 A, 110 V AC, 50 Hz Size S0 Screw terminal Type of coordination 1, Iq = 50 kA on 60 mm busbar adapter !!! Phased-out product !!! Successor is SIRIUS 3RA2 | - | 0 | 9
3RA1220-4AD25-0AP0 |  | 3RA1220-4AD25-0AP0 | 1 | UN | 1 | 15 | C | D | N | N | 85364900 | 1 | 4011209314092 | 1.486 | KG | 513.95 | 513.95 | CP13 | CP13 | Load feeder fuseless Reversing operation, 400 V AC 11...16 A, 230 V AC, 50 Hz Size S0 Screw terminal Type of coordination 1, Iq = 50 kA on 60 mm busbar adapter !!! Phased-out product !!! Successor is SIRIUS 3RA2 Preferred successor type is >>3RA2210-4AD18-2AP0<< | - | 0 | 7
3RA1220-4AD25-0BB4 |  | 3RA1220-4AD25-0BB4 | 1 | UN | 1 | 15 | C | D | N | N | 85364900 | 1 | 4011209314108 | 1.94 | KG | 676.4 | 676.4 | CP13 | CP13 | Load feeder fuseless Reversing operation, 400 V AC 11...16 A, 24 V DC Size S0 Screw terminal Type of coordination 1, Iq = 50 kA on 60 mm busbar adapter !!! Phased-out product !!! Successor is SIRIUS 3RA2 Preferred successor type is >>3RA2210-4AD18-2BB4<< | - | 0 | 7
3RA1220-4AD26-0AB0 |  | 3RA1220-4AD26-0AB0 | 1 | UN | 1 | 5 | B | D | N | N | 85364900 | 1 | 4011209577695 | 1.6 | KG | 580.45 | 580.45 | CP13 | CP13 | Load feeder fuseless Reversing operation, 400 V AC 11...16 A, 24 V AC, 50 Hz Size S0 Screw terminal Type of coordination 2, Iq = 50 kA on 60 mm busbar adapter !!! Phased-out product !!! Successor is SIRIUS 3RA2 | - | 0 | 9
3RA1220-4AD26-0AF0 |  | 3RA1220-4AD26-0AF0 | 1 | UN | 1 | 5 | B | D | N | N | 85364900 | 1 | 4011209575431 | 1.6 | KG | 580.45 | 580.45 | CP13 | CP13 | Load feeder fuseless Reversing operation, 400 V AC 11...16 A, 110 V AC, 50 Hz Size S0 Screw terminal Type of coordination 2, Iq = 50 kA on 60 mm busbar adapter !!! Phased-out product !!! Successor is SIRIUS 3RA2 | - | 0 | 9
3RA1220-4AD26-0AP0 |  | 3RA1220-4AD26-0AP0 | 1 | UN | 1 | 15 | C | D | N | N | 85364900 | 1 | 4011209314115 | 1.485 | KG | 580.45 | 580.45 | CP13 | CP13 | Load feeder fuseless Reversing operation, 400 V AC 11...16 A, 230 V AC, 50 Hz Size S0 Screw terminal Type of coordination 2, Iq = 50 kA on 60 mm busbar adapter !!! Phased-out product !!! Successor is SIRIUS 3RA2 Preferred successor type is >>3RA2220-4AD26-0AP0<< | - | 0 | 7
3RA1220-4AD26-0BB4 |  | 3RA1220-4AD26-0BB4 | 1 | UN | 1 | 15 | C | D | N | N | 85364900 | 1 | 4011209314122 | 1.94 | KG | 741 | 741 | CP13 | CP13 | Load feeder fuseless Reversing operation, 400 V AC 11...16 A, 24 V DC Size S0 Screw terminal Type of coordination 2, Iq = 50 kA on 60 mm busbar adapter !!! Phased-out product !!! Successor is SIRIUS 3RA2 Preferred successor type is >>3RA2220-4AD26-0BB4<< | - | 0 | 7
3RA1220-4BB25-0AB0 |  | 3RA1220-4BB25-0AB0 | 1 | UN | 1 | 5 | B | D | N | N | 85364900 | 1 | 4011209864771 | 1.369 | KG | 475 | 475 | CP13 | CP13 | Load feeder fuseless Reversing operation, 400 V AC 14...19 A, 24 V AC Size S0 Screw terminal Type of coordination 1, Iq = 50 kA !!! Phased-out product !!! Successor is SIRIUS 3RA2 | - | 0 | 9
3RA1220-4BB25-0AF0 |  | 3RA1220-4BB25-0AF0 | 1 | UN | 1 | 15 | C | D | N | N | 85364900 | 1 | 4011209543621 | 1.359 | KG | 475 | 475 | CP13 | CP13 | Load feeder fuseless Reversing operation, 400 V AC 14...19 A, 110 V AC Size S0 Screw terminal Type of coordination 1, Iq = 50 kA !!! Phased-out product !!! Successor is SIRIUS 3RA2 | - | 0 | 7
3RA1220-4BB25-0AP0 |  | 3RA1220-4BB25-0AP0 | 1 | UN | 1 | 15 | C | D | N | N | 85364900 | 1 | 4011209314139 | 1.371 | KG | 475 | 475 | CP13 | CP13 | Load feeder fuseless Reversing operation, 400 V AC 14...19 A, 230 V AC, 50 Hz Size S0 Screw terminal Type of coordination 1, Iq = 50 kA !!! Phased-out product !!! Successor is SIRIUS 3RA2 Preferred successor type is >>3RA2220-4BB26-0AP0<< | - | 0 | 7
3RA1220-4BB25-0BB4 |  | 3RA1220-4BB25-0BB4 | 1 | UN | 1 | 15 | C | D | N | N | 85364900 | 1 | 4011209314146 | 1.825 | KG | 628.9 | 628.9 | CP13 | CP13 | Load feeder fuseless Reversing operation, 400 V AC 14...19 A, 24 V DC Size S0 Screw terminal Type of coordination 1, Iq = 50 kA !!! Phased-out product !!! Successor is SIRIUS 3RA2 Preferred successor type is >>3RA2220-4BB26-0BB4<< | - | 0 | 7
3RA1220-4BB26-0AB0 |  | 3RA1220-4BB26-0AB0 | 1 | UN | 1 | 5 | B | D | N | N | 85364900 | 1 | 4011209672895 | 1.374 | KG | 533.9 | 533.9 | CP13 | CP13 | Load feeder fuseless Reversing operation, 400 V AC 14...20 A, 24 V AC, 50 Hz Size S0 Screw terminal Type of coordination 2, Iq = 50 kA !!! Phased-out product !!! Successor is SIRIUS 3RA2 | - | 0 | 9
3RA1220-4BB26-0AF0 |  | 3RA1220-4BB26-0AF0 | 1 | UN | 1 | 5 | B | D | N | N | 85364900 | 1 | 4011209556324 | 1.366 | KG | 533.9 | 533.9 | CP13 | CP13 | Load feeder fuseless Reversing operation, 400 V AC 14...20 A, 110 V AC, 50 Hz Size S0 Screw terminal Type of coordination 2, Iq = 50 kA !!! Phased-out product !!! Successor is SIRIUS 3RA2 | - | 0 | 9
3RA1220-4BB26-0AP0 |  | 3RA1220-4BB26-0AP0 | 1 | UN | 1 | 15 | C | D | N | N | 85364900 | 1 | 4011209314153 | 1.355 | KG | 533.9 | 533.9 | CP13 | CP13 | Load feeder fuseless Reversing operation, 400 V AC 14...20 A, 230 V AC, 50 Hz Size S0 Screw terminal Type of coordination 2, Iq = 50 kA !!! Phased-out product !!! Successor is SIRIUS 3RA2 Preferred successor type is >>3RA2220-4BB26-0AP0<< | - | 0 | 7
3RA1220-4BB26-0BB4 |  | 3RA1220-4BB26-0BB4 | 1 | UN | 1 | 15 | C | D | N | N | 85364900 | 1 | 4011209314160 | 1.826 | KG | 696.35 | 696.35 | CP13 | CP13 | Load feeder fuseless Reversing operation, 400 V AC 14...20 A, 24 V DC Size S0 Screw terminal Type of coordination 2, Iq = 50 kA !!! Phased-out product !!! Successor is SIRIUS 3RA2 Preferred successor type is >>3RA2220-4BB26-0BB4<< | - | 0 | 7
3RA1220-4BC25-0AP0 |  | 3RA1220-4BC25-0AP0 | 1 | UN | 1 | 5 | B | D | N | N | 85364900 | 1 | 4011209314177 | 1.6 | KG | 521.55 | 521.55 | CP13 | CP13 | Load feeder fuseless Reversing operation, 400 V AC 14...19 A, 230 V AC, 50 Hz Size S0 Screw terminal Type of coordination 1, Iq = 50 kA on 40 mm busbar adapter !!! Phased-out product !!! Successor is SIRIUS 3RA2 Preferred successor type is >>3RA2220-4BD26-0AP0<< | - | 0 | 9
3RA1220-4BC25-0BB4 |  | 3RA1220-4BC25-0BB4 | 1 | UN | 1 | 15 | C | D | N | N | 85364900 | 1 | 4011209314184 | 1.945 | KG | 684.95 | 684.95 | CP13 | CP13 | Load feeder fuseless Reversing operation, 400 V AC 14...19 A, 24 V DC Size S0 Screw terminal Type of coordination 1, Iq = 50 kA on 40 mm busbar adapter !!! Phased-out product !!! Successor is SIRIUS 3RA2 Preferred successor type is >>3RA2220-4BD26-0BB4<< | - | 0 | 7
3RA1220-4BC26-0AP0 |  | 3RA1220-4BC26-0AP0 | 1 | UN | 1 | 5 | B | D | N | N | 85364900 | 1 | 4011209314191 | 1.489 | KG | 585.2 | 585.2 | CP13 | CP13 | Load feeder fuseless Reversing operation, 400 V AC 14...20 A, 230 V AC, 50 Hz Size S0 Screw terminal Type of coordination 2, Iq = 50 kA on 40 mm busbar adapter !!! Phased-out product !!! Successor is SIRIUS 3RA2 Preferred successor type is >>3RA2220-4BD26-0AP0<< | - | 0 | 9
3RA1220-4BC26-0BB4 |  | 3RA1220-4BC26-0BB4 | 1 | UN | 1 | 5 | B | D | N | N | 85364900 | 1 | 4011209314207 | 2.002 | KG | 751.45 | 751.45 | CP13 | CP13 | Load feeder fuseless Reversing operation, 400 V AC 14...20 A, 24 V AC Size S0 Screw terminal Type of coordination 2, Iq = 50 kA on 40 mm busbar adapter !!! Phased-out product !!! Successor is SIRIUS 3RA2 Preferred successor type is >>3RA2220-4BD26-0BB4<< | - | 0 | 9
3RA1220-4BD25-0AF0 |  | 3RA1220-4BD25-0AF0 | 1 | UN | 1 | 5 | B | D | N | N | 85364900 | 1 |  | 1.6 | KG | 521.55 | 521.55 | CP13 | CP13 | Load feeder fuseless Reversing operation, 400 V AC 14...19 A, 110 V AC, 50 Hz Size S0 Screw terminal Type of coordination 1, Iq = 50 kA on 60 mm busbar adapter !!! Phased-out product !!! Successor is SIRIUS 3RA2 | - | 0 | 9
3RA1220-4BD25-0AP0 |  | 3RA1220-4BD25-0AP0 | 1 | UN | 1 | 15 | C | D | N | N | 85364900 | 1 | 4011209314214 | 1.47 | KG | 521.55 | 521.55 | CP13 | CP13 | Load feeder fuseless Reversing operation, 400 V AC 14...19 A, 230 V AC, 50 Hz Size S0 Screw terminal Type of coordination 1, Iq = 50 kA on 60 mm busbar adapter !!! Phased-out product !!! Successor is SIRIUS 3RA2 Preferred successor type is >>3RA2220-4BD26-0AP0<< | - | 0 | 7
3RA1220-4BD25-0BB4 |  | 3RA1220-4BD25-0BB4 | 1 | UN | 1 | 15 | C | D | N | N | 85364900 | 1 | 4011209314221 | 1.923 | KG | 684.95 | 684.95 | CP13 | CP13 | Load feeder fuseless Reversing operation, 400 V AC 14...19 A, 24 V DC Size S0 Screw terminal Type of coordination 1, Iq = 50 kA on 60 mm busbar adapter !!! Phased-out product !!! Successor is SIRIUS 3RA2 Preferred successor type is >>3RA2220-4BD26-0BB4<< | - | 0 | 7
3RA1220-4BD26-0AB0 |  | 3RA1220-4BD26-0AB0 | 1 | UN | 1 | 5 | B | D | N | N | 85364900 | 1 | 4011209577701 | 1.6 | KG | 585.2 | 585.2 | CP13 | CP13 | Load feeder fuseless Reversing operation, 400 V AC 14...20 A, 24 V AC, 50 Hz Size S0 Screw terminal Type of coordination 2, Iq = 50 kA on 60 mm busbar adapter !!! Phased-out product !!! Successor is SIRIUS 3RA2 | - | 0 | 9
3RA1220-4BD26-0AF0 |  | 3RA1220-4BD26-0AF0 | 1 | UN | 1 | 5 | B | D | N | N | 85364900 | 1 | 4011209589995 | 1.6 | KG | 585.2 | 585.2 | CP13 | CP13 | Load feeder fuseless Reversing operation, 400 V AC 14...20 A, 110 V AC, 50 Hz Size S0 Screw terminal Type of coordination 2, Iq = 50 kA on 60 mm busbar adapter !!! Phased-out product !!! Successor is SIRIUS 3RA2 | - | 0 | 9
3RA1220-4BD26-0AP0 |  | 3RA1220-4BD26-0AP0 | 1 | UN | 1 | 15 | C | D | N | N | 85364900 | 1 | 4011209314238 | 1.472 | KG | 585.2 | 585.2 | CP13 | CP13 | Load feeder fuseless Reversing operation, 400 V AC 14...20 A, 230 V AC, 50 Hz Size S0 Screw terminal Type of coordination 2, Iq = 50 kA on 60 mm busbar adapter !!! Phased-out product !!! Successor is SIRIUS 3RA2 Preferred successor type is >>3RA2220-4BD26-0AP0<< | - | 0 | 7
3RA1220-4BD26-0BB4 |  | 3RA1220-4BD26-0BB4 | 1 | UN | 1 | 15 | C | D | N | N | 85364900 | 1 | 4011209314245 | 1.929 | KG | 751.45 | 751.45 | CP13 | CP13 | Load feeder fuseless Reversing operation, 400 V AC Size S0 14-20 A, 24 V DC Screw terminal Type of coordination 2, Iq = 50 kA on 60 mm busbar adapter !!! Phased-out product !!! Successor is SIRIUS 3RA2 Preferred successor type is >>3RA2220-4BD26-0BB4<< | - | 0 | 7
3RA1220-4CB26-0AB0 |  | 3RA1220-4CB26-0AB0 | 1 | UN | 1 | 5 | B | D | N | N | 85364900 | 1 |  | 1.2 | KG | 545.3 | 545.3 | CP13 | CP13 | Load feeder fuseless Reversing operation, 400 V AC 17...22 A, 24 V AC, 50 Hz Size S0 Screw terminal Type of coordination 1, Iq = 50 kA !!! Phased-out product !!! Successor is SIRIUS 3RA2 | - | 0 | 9
3RA1220-4CB26-0AF0 |  | 3RA1220-4CB26-0AF0 | 1 | UN | 1 | 5 | B | D | N | N | 85364900 | 1 | 4011209638563 | 1.396 | KG | 545.3 | 545.3 | CP13 | CP13 | Load feeder fuseless Reversing operation, 400 V AC 17...22 A, 110 V AC, 50 Hz Size S0 Screw terminal Type of coordination 1, Iq = 50 kA !!! Phased-out product !!! Successor is SIRIUS 3RA2 | - | 0 | 9
3RA1220-4CB26-0AP0 |  | 3RA1220-4CB26-0AP0 | 1 | UN | 1 | 15 | C | D | N | N | 85364900 | 1 | 4011209314276 | 1.379 | KG | 545.3 | 545.3 | CP13 | CP13 | Load feeder fuseless Reversing operation, 400 V AC 17...22 A, 230 V AC, 50 Hz Size S0 Screw terminal Type of coordination 1, Iq = 50 kA !!! Phased-out product !!! Successor is SIRIUS 3RA2 Preferred successor type is >>3RA2220-4CB27-0AP0<< | - | 0 | 7
3RA1220-4CB26-0BB4 |  | 3RA1220-4CB26-0BB4 | 1 | UN | 1 | 15 | C | D | N | N | 85364900 | 1 | 4011209314283 | 1.831 | KG | 701.1 | 701.1 | CP13 | CP13 | Load feeder fuseless Reversing operation, 400 V AC 17...22 A, 24 V DC Size S0 Screw terminal Type of coordination 1, Iq = 50 kA !!! Phased-out product !!! Successor is SIRIUS 3RA2 Preferred successor type is >>3RA2220-4CB27-0BB4<< | - | 0 | 7
3RA1220-4CC26-0AP0 |  | 3RA1220-4CC26-0AP0 | 1 | UN | 1 | 5 | B | D | N | N | 85364900 | 1 | 4011209314313 | 1.57 | KG | 597.55 | 597.55 | CP13 | CP13 | Load feeder fuseless Reversing operation, 400 V AC 17...22 A, 230 V AC, 50 Hz Size S0 Screw terminal Type of coordination 1, Iq = 50 kA on 40 mm busbar adapter !!! Phased-out product !!! Successor is SIRIUS 3RA2 Preferred successor type is >>3RA2220-4CD27-0AP0<< | - | 0 | 9
3RA1220-4CC26-0BB4 |  | 3RA1220-4CC26-0BB4 | 1 | UN | 1 | 5 | B | D | N | N | 85364900 | 1 | 4011209314320 | 1.951 | KG | 757.15 | 757.15 | CP13 | CP13 | Load feeder fuseless Reversing operation, 400 V AC 17...22 A, 24 V DC Size S0 Screw terminal Type of coordination 1, Iq = 50 kA on 40 mm busbar adapter !!! Phased-out product !!! Successor is SIRIUS 3RA2 Preferred successor type is >>3RA2220-4CD27-0BB4<< | - | 0 | 9
3RA1220-4CD26-0AF0 |  | 3RA1220-4CD26-0AF0 | 1 | UN | 1 | 5 | B | D | N | N | 85364900 | 1 |  | 1.6 | KG | 597.55 | 597.55 | CP13 | CP13 | Load feeder fuseless Reversing operation, 400 V AC 17...22 A, 110 V AC, 50 Hz Size S0 Screw terminal Type of coordination 1, Iq = 50 kA on 60 mm busbar adapter !!! Phased-out product !!! Successor is SIRIUS 3RA2 | - | 0 | 9
3RA1220-4CD26-0AP0 |  | 3RA1220-4CD26-0AP0 | 1 | UN | 1 | 15 | C | D | N | N | 85364900 | 1 | 4011209314351 | 1.47 | KG | 597.55 | 597.55 | CP13 | CP13 | Load feeder fuseless Reversing operation, 400 V AC Size S0 17-22 A, 230 V AC 50 Hz screw terminal Type of coordination 1, Iq = 50 kA on 60 mm busbar adapter !!! Phased-out product !!! Successor is SIRIUS 3RA2 Preferred successor type is >>3RA2220-4CD27-0AP0<< | - | 0 | 7
3RA1220-4CD26-0BB4 |  | 3RA1220-4CD26-0BB4 | 1 | UN | 1 | 15 | C | D | N | N | 85364900 | 1 | 4011209314368 | 1.923 | KG | 779 | 779 | CP13 | CP13 | Load feeder fuseless Reversing operation, 400 V AC 17...22 A, 24 V DC Size S0 Screw terminal Type of coordination 1, Iq = 50 kA on 60 mm busbar adapter !!! Phased-out product !!! Successor is SIRIUS 3RA2 Preferred successor type is >>3RA2220-4CD27-0BB4<< | - | 0 | 7
3RA1220-4DB26-0AB0 |  | 3RA1220-4DB26-0AB0 | 1 | UN | 1 | 5 | B | D | N | N | 85364900 | 1 | 4011209566965 | 1.4 | KG | 567.15 | 567.15 | CP13 | CP13 | Load feeder fuseless Reversing operation, 400 V AC 20...25 A, 24 V AC Size S0 Screw terminal Type of coordination 1, Iq = 50 kA !!! Phased-out product !!! Successor is SIRIUS 3RA2 | - | 0 | 9
3RA1220-4DB26-0AF0 |  | 3RA1220-4DB26-0AF0 | 1 | UN | 1 | 5 | B | D | N | N | 85364900 | 1 | 4011209665514 | 1.382 | KG | 567.15 | 567.15 | CP13 | CP13 | Load feeder fuseless Reversing operation, 400 V AC 20...25 A, 110 V AC Size S0 Screw terminal Type of coordination 1, Iq = 50 kA !!! Phased-out product !!! Successor is SIRIUS 3RA2 | - | 0 | 9
3RA1220-4DB26-0AP0 |  | 3RA1220-4DB26-0AP0 | 1 | UN | 1 | 15 | C | D | N | N | 85364900 | 1 | 4011209314375 | 1.402 | KG | 567.15 | 567.15 | CP13 | CP13 | Load feeder fuseless Reversing operation, 400 V AC 20...25 A, 230 V AC, 50 Hz Size S0 Screw terminal Type of coordination 1, Iq = 50 kA !!! Phased-out product !!! Successor is SIRIUS 3RA2 Preferred successor type is >>3RA2220-4DB27-0AP0<< | - | 0 | 7
3RA1220-4DB26-0BB4 |  | 3RA1220-4DB26-0BB4 | 1 | UN | 1 | 15 | C | D | N | N | 85364900 | 1 | 4011209314382 | 1.836 | KG | 730.55 | 730.55 | CP13 | CP13 | Load feeder fuseless Reversing operation, 400 V AC 20...25 A, 24 V DC Size S0 Screw terminal Type of coordination 1, Iq = 50 kA !!! Phased-out product !!! Successor is SIRIUS 3RA2 Preferred successor type is >>3RA2220-4DB27-0BB4<< | - | 0 | 7
3RA1220-4DC26-0AP0 |  | 3RA1220-4DC26-0AP0 | 1 | UN | 1 | 5 | B | D | N | N | 85364900 | 1 | 4011209314399 | 1.557 | KG | 618.45 | 618.45 | CP13 | CP13 | Load feeder fuseless Reversing operation, 400 V AC 20...25 A, 230 V AC, 50 Hz Size S0 Screw terminal Type of coordination 1, Iq = 50 kA on 40 mm busbar adapter !!! Phased-out product !!! Successor is SIRIUS 3RA2 Preferred successor type is >>3RA2220-4DD27-0AP0<< | - | 0 | 9
3RA1220-4DC26-0BB4 |  | 3RA1220-4DC26-0BB4 | 1 | UN | 1 | 5 | B | D | N | N | 85364900 | 1 | 4011209314405 | 1.951 | KG | 779 | 779 | CP13 | CP13 | Load feeder fuseless Reversing operation, 400 V AC 20...25 A, 24 V DC Size S0 Screw terminal Type of coordination 1, Iq = 50 kA on 40 mm busbar adapter !!! Phased-out product !!! Successor is SIRIUS 3RA2 Preferred successor type is >>3RA2220-4DD27-0BB4<< | - | 0 | 9
3RA1220-4DD26-0AF0 |  | 3RA1220-4DD26-0AF0 | 1 | UN | 1 | 5 | B | D | N | N | 85364900 | 1 | 4011209543690 | 1.524 | KG | 618.45 | 618.45 | CP13 | CP13 | Load feeder fuseless Reversing operation, 400 V AC 20...25 A, 110 V AC, 50 Hz Size S0 Screw terminal Type of coordination 1, Iq = 50 kA on 60 mm busbar adapter !!! Phased-out product !!! Successor is SIRIUS 3RA2 | - | 0 | 9
3RA1220-4DD26-0AP0 |  | 3RA1220-4DD26-0AP0 | 1 | UN | 1 | 5 | B | D | N | N | 85364900 | 1 | 4011209314412 | 1.533 | KG | 618.45 | 618.45 | CP13 | CP13 | Load feeder fuseless Reversing operation, 400 V AC 20...25 A, 230 V AC, 50 Hz Size S0 Screw terminal Type of coordination 1, Iq = 50 kA on 60 mm busbar adapter !!! Phased-out product !!! Successor is SIRIUS 3RA2 Preferred successor type is >>3RA2220-4DD27-0AP0<< | - | 0 | 9
3RA1220-4DD26-0BB4 |  | 3RA1220-4DD26-0BB4 | 1 | UN | 1 | 15 | C | D | N | N | 85364900 | 1 | 4011209314429 | 1.945 | KG | 779 | 779 | CP13 | CP13 | Load feeder fuseless Reversing operation, 400 V AC 20...25 A, 24 V DC Size S0 Screw terminal Type of coordination 1, Iq = 50 kA on 60 mm busbar adapter !!! Phased-out product !!! Successor is SIRIUS 3RA2 Preferred successor type is >>3RA2220-4DD27-0BB4<< | - | 0 | 7
3RA1225-0DL16-0BB4 |  | 3RA1225-0DL16-0BB4 | 1 | UN | 1 | 5 | B | D | N | N | 85364900 | 1 |  | 1.203 | KG | 489.25 | 489.25 | CP13 | CP13 | Load feeder fuseless Reversing operation, 400 V AC Size S00 0.22-0.32 A, 24 V DC 1 NO + 1 NC circuit breaker With slide adapter Circuit breaker size S0 !!! Phased-out product !!! Successor is SIRIUS 3RA2 | - | 0 | 7
3RA1225-0DL16-4BB4 |  | 3RA1225-0DL16-4BB4 | 1 | UN | 1 | 5 | B | D | N | N | 85364900 | 1 |  | 1.203 | KG | 554.8 | 554.8 | CP13 | CP13 | Load feeder fuseless Reversing operation, 400 V AC Size S00 0.22-0.32 A, 24 V DC 1 NO + 1 NC circuit breaker 2 NC+2 NO (contactor) Screw terminal With slide adapter Circuit breaker size S0 !!! Phased-out product !!! Successor is SIRIUS 3RA2 | - | 0 | 7
3RA1225-0DR16-0BB4 |  | 3RA1225-0DR16-0BB4 | 1 | UN | 1 | 5 | B | D | N | N | 85364900 | 1 | 4011209702066 | 0.65 | KG | 500.65 | 500.65 | CP13 | CP13 | Load feeder fuseless Reversing operation, 400 V AC 0.22...0.32 A, 24 V DC Size S0 1 NO + 1 NC (circuit breaker) With slide adapter + additional module Circuit breaker S0 !!! Phased-out product !!! Successor is SIRIUS 3RA2 | - | 0 | 9
3RA1225-0DR16-4BB4 |  | 3RA1225-0DR16-4BB4 | 1 | UN | 1 | 15 | C | D | N | N | 85364900 | 1 | 4011209702202 | 1.17 | KG | 566.2 | 566.2 | CP13 | CP13 | Load feeder fuseless Reversing operation, 400 V AC 0.22...0.32 A, 24 V DC Size S0 1 NO + 1 NC (circuit breaker) 2 NC+2 NO (contactor),Screw terminal With slide adapter + additional module Circuit breaker S0 !!! Phased-out product !!! Successor is SIRIUS 3RA2 | - | 0 | 7
3RA1225-0EL16-0BB4 |  | 3RA1225-0EL16-0BB4 | 1 | UN | 1 | 5 | B | D | N | N | 85364900 | 1 |  | 1.203 | KG | 489.25 | 489.25 | CP13 | CP13 | Load feeder fuseless Reversing operation, 400 V AC Size S00 0.28-0.4 A, 24 V DC 1 NO + 1 NC circuit breaker With slide adapter Circuit breaker size S0 !!! Phased-out product !!! Successor is SIRIUS 3RA2 | - | 0 | 7
3RA1225-0EL16-4BB4 |  | 3RA1225-0EL16-4BB4 | 1 | UN | 1 | 5 | B | D | N | N | 85364900 | 1 |  | 1.203 | KG | 554.8 | 554.8 | CP13 | CP13 | Load feeder fuseless Reversing operation, 400 V AC Size S00 0.28-0.4 A, 24 V DC 1 NO + 1 NC circuit breaker 2 NC+2 NO (contactor) Screw terminal With slide adapter Circuit breaker size S0 !!! Phased-out product !!! Successor is SIRIUS 3RA2 | - | 0 | 7
3RA1225-0ER16-0BB4 |  | 3RA1225-0ER16-0BB4 | 1 | UN | 1 | 5 | B | D | N | N | 85364900 | 1 | 4011209702073 | 0.65 | KG | 500.65 | 500.65 | CP13 | CP13 | Load feeder fuseless Reversing operation, 400 V AC 0.28...0.4 A, 24 V DC Size S0 1 NO + 1 NC (circuit breaker) With slide adapter + additional module Circuit breaker S0 !!! Phased-out product !!! Successor is SIRIUS 3RA2 | - | 0 | 9
3RA1225-0ER16-4BB4 |  | 3RA1225-0ER16-4BB4 | 1 | UN | 1 | 15 | C | D | N | N | 85364900 | 1 | 4011209702219 | 1.188 | KG | 566.2 | 566.2 | CP13 | CP13 | Load feeder fuseless Reversing operation, 400 V AC 0.28...0.4 A, 24 V DC Size S0 1 NO + 1 NC (circuit breaker) 2 NC+2 NO (contactor),Screw terminal With slide adapter + additional module Circuit breaker S0 !!! Phased-out product !!! Successor is SIRIUS 3RA2 | - | 0 | 7
3RA1225-0FL16-0BB4 |  | 3RA1225-0FL16-0BB4 | 1 | UN | 1 | 5 | B | D | N | N | 85364900 | 1 |  | 1.203 | KG | 489.25 | 489.25 | CP13 | CP13 | Load feeder fuseless Reversing operation, 400 V AC Size S00 0.35-0.5 A, 24 V DC 1 NO + 1 NC circuit breaker With slide adapter Circuit breaker size S0 Circuit breaker size S0 !!! Phased-out product !!! Successor is SIRIUS 3RA2 | - | 0 | 7
3RA1225-0FL16-4BB4 |  | 3RA1225-0FL16-4BB4 | 1 | UN | 1 | 5 | B | D | N | N | 85364900 | 1 |  | 1.203 | KG | 554.8 | 554.8 | CP13 | CP13 | Load feeder fuseless Reversing operation, 400 V AC Size S00 0.35-0.5 A, 24 V DC 1 NO + 1 NC circuit breaker 2 NC+2 NO (contactor) Screw terminal With slide adapter Circuit breaker size S0 !!! Phased-out product !!! Successor is SIRIUS 3RA2 | - | 0 | 7
3RA1225-0FR16-0BB4 |  | 3RA1225-0FR16-0BB4 | 1 | UN | 1 | 15 | C | D | N | N | 85364900 | 1 | 4011209702080 | 1.073 | KG | 500.65 | 500.65 | CP13 | CP13 | Load feeder fuseless Reversing operation, 400 V AC 0.35...0.5 A, 24 V DC Size S0 1 NO + 1 NC (circuit breaker) With slide adapter + additional module Circuit breaker S0 Circuit breaker S0 !!! Phased-out product !!! Successor is SIRIUS 3RA2 | - | 0 | 7
3RA1225-0FR16-4BB4 |  | 3RA1225-0FR16-4BB4 | 1 | UN | 1 | 5 | B | D | N | N | 85364900 | 1 | 4011209702226 | 0.65 | KG | 566.2 | 566.2 | CP13 | CP13 | Load feeder fuseless Reversing operation, 400 V AC 0.35...0.5 A, 24 V DC Size S0 1 NO + 1 NC (circuit breaker) 2 NC+2 NO (contactor),Screw terminal With slide adapter + additional module Circuit breaker S0 !!! Phased-out product !!! Successor is SIRIUS 3RA2 | - | 0 | 9
3RA1225-0GL16-0BB4 |  | 3RA1225-0GL16-0BB4 | 1 | UN | 1 | 5 | B | D | N | N | 85364900 | 1 |  | 1.203 | KG | 489.25 | 489.25 | CP13 | CP13 | Load feeder fuseless Reversing operation, 400 V AC Size S00 0.45-0.63 A. 24 V DC 1 NO + 1 NC circuit breaker With slide adapter Circuit breaker size S0 !!! Phased-out product !!! Successor is SIRIUS 3RA2 | - | 0 | 7
3RA1225-0GL16-4BB4 |  | 3RA1225-0GL16-4BB4 | 1 | UN | 1 | 5 | B | D | N | N | 85364900 | 1 |  | 1.203 | KG | 554.8 | 554.8 | CP13 | CP13 | Load feeder fuseless Reversing operation, 400 V AC Size S00 0.45-0.63 A. 24 V DC 1 NO + 1 NC circuit breaker 2 NC+2 NO (contactor) Screw terminal With slide adapter Circuit breaker size S0 !!! Phased-out product !!! Successor is SIRIUS 3RA2 | - | 0 | 7
3RA1225-0GR16-0BB4 |  | 3RA1225-0GR16-0BB4 | 1 | UN | 1 | 15 | C | D | N | N | 85364900 | 1 | 4011209702097 | 1.066 | KG | 500.65 | 500.65 | CP13 | CP13 | Load feeder fuseless Reversing operation, 400 V AC 0.45...0.63 A. 24 V DC Size S0 1 NO + 1 NC (circuit breaker) With slide adapter + additional module Circuit breaker S0 !!! Phased-out product !!! Successor is SIRIUS 3RA2 | - | 0 | 7
3RA1225-0GR16-4BB4 |  | 3RA1225-0GR16-4BB4 | 1 | UN | 1 | 5 | B | D | N | N | 85364900 | 1 | 4011209702233 | 1.182 | KG | 566.2 | 566.2 | CP13 | CP13 | Load feeder fuseless Reversing operation, 400 V AC 0.45...0.63 A. 24 V DC Size S0 1 NO + 1 NC (circuit breaker) 2 NC+2 NO (contactor),Screw terminal With slide adapter + additional module Circuit breaker S0 !!! Phased-out product !!! Successor is SIRIUS 3RA2 | - | 0 | 9
3RA1225-0HL16-0BB4 |  | 3RA1225-0HL16-0BB4 | 1 | UN | 1 | 5 | B | D | N | N | 85364900 | 1 |  | 1.203 | KG | 496.85 | 496.85 | CP13 | CP13 | Load feeder fuseless Reversing operation, 400 V AC Size S00 0.55-0.8 A, 24 V DC 1 NO + 1 NC circuit breaker With slide adapter Circuit breaker size S0 !!! Phased-out product !!! Successor is SIRIUS 3RA2 | - | 0 | 7
3RA1225-0HL16-4BB4 |  | 3RA1225-0HL16-4BB4 | 1 | UN | 1 | 5 | B | D | N | N | 85364900 | 1 |  | 1.203 | KG | 561.45 | 561.45 | CP13 | CP13 | Load feeder fuseless Reversing operation, 400 V AC Size S00 0.55-0.8 A, 24 V DC 1 NO + 1 NC circuit breaker 2 NC+2 NO (contactor) Screw terminal With slide adapter Circuit breaker size S0 !!! Phased-out product !!! Successor is SIRIUS 3RA2 | - | 0 | 7
3RA1225-0HR16-0BB4 |  | 3RA1225-0HR16-0BB4 | 1 | UN | 1 | 15 | C | D | N | N | 85364900 | 1 | 4011209702103 | 1.071 | KG | 511.1 | 511.1 | CP13 | CP13 | Load feeder fuseless Reversing operation, 400 V AC 0.55...0.8 A, 24 V DC Size S0 1 NO + 1 NC (circuit breaker) With slide adapter + additional module Circuit breaker S0 !!! Phased-out product !!! Successor is SIRIUS 3RA2 | - | 0 | 7
3RA1225-0HR16-4BB4 |  | 3RA1225-0HR16-4BB4 | 1 | UN | 1 | 15 | C | D | N | N | 85364900 | 1 | 4011209702240 | 1.183 | KG | 569.05 | 569.05 | CP13 | CP13 | Load feeder fuseless Reversing operation, 400 V AC 0.55...0.8 A, 24 V DC Size S0 1 NO + 1 NC (circuit breaker) 2 NC+2 NO (contactor),Screw terminal With slide adapter + additional module Circuit breaker S0 !!! Phased-out product !!! Successor is SIRIUS 3RA2 | - | 0 | 7
3RA1225-0JL16-0BB4 |  | 3RA1225-0JL16-0BB4 | 1 | UN | 1 | 5 | B | D | N | N | 85364900 | 1 |  | 1.203 | KG | 496.85 | 496.85 | CP13 | CP13 | Load feeder fuseless Reversing operation, 400 V AC Size S00 0.7-1 A, 24 V DC 1 NO + 1 NC circuit breaker With slide adapter Circuit breaker size S0 !!! Phased-out product !!! Successor is SIRIUS 3RA2 | - | 0 | 7
3RA1225-0JL16-4BB4 |  | 3RA1225-0JL16-4BB4 | 1 | UN | 1 | 5 | B | D | N | N | 85365080 | 1 |  | 1.203 | KG | 561.45 | 561.45 | CP13 | CP13 | Load feeder fuseless Reversing operation, 400 V AC Size S00 0.7-1 A, 24 V DC 1 NO + 1 NC circuit breaker 2 NC+2 NO (contactor) Screw terminal With slide adapter Circuit breaker size S0 !!! Phased-out product !!! Successor is SIRIUS 3RA2 | - | 0 | 7
3RA1225-0JR16-0BB4 |  | 3RA1225-0JR16-0BB4 | 1 | UN | 1 | 15 | C | D | N | N | 85364900 | 1 | 4011209702110 | 1.144 | KG | 511.1 | 511.1 | CP13 | CP13 | Load feeder fuseless Reversing operation, 400 V AC 0.7...1 A, 24 V DC Size S0 1 NO + 1 NC (circuit breaker) With slide adapter + additional module Circuit breaker S0 !!! Phased-out product !!! Successor is SIRIUS 3RA2 | - | 0 | 7
3RA1225-0JR16-4BB4 |  | 3RA1225-0JR16-4BB4 | 1 | UN | 1 | 15 | C | D | N | N | 85364900 | 1 | 4011209702257 | 1.248 | KG | 569.05 | 569.05 | CP13 | CP13 | Load feeder fuseless Reversing operation, 400 V AC 0.7...1 A, 24 V DC Size S0 1 NO + 1 NC (circuit breaker) 2 NC+2 NO (contactor),Screw terminal With slide adapter + additional module Circuit breaker S0 !!! Phased-out product !!! Successor is SIRIUS 3RA2 | - | 0 | 7
3RA1225-0KR16-0BB4 |  | 3RA1225-0KR16-0BB4 | 1 | UN | 1 | 15 | C | D | N | N | 85364900 | 1 | 4011209702127 | 1.139 | KG | 511.1 | 511.1 | CP13 | CP13 | Load feeder fuseless Reversing operation, 400 V AC 0.7...1 A, 24 V DC Size S0 1 NO + 1 NC (circuit breaker) With slide adapter + additional module Circuit breaker S0 !!! Phased-out product !!! Successor is SIRIUS 3RA2 | - | 0 | 7
3RA1225-0KR16-4BB4 |  | 3RA1225-0KR16-4BB4 | 1 | UN | 1 | 15 | C | D | N | N | 85364900 | 1 | 4011209702264 | 1.251 | KG | 569.05 | 569.05 | CP13 | CP13 | Load feeder fuseless Reversing operation, 400 V AC 0.7...1 A, 24 V DC Size S0 1 NO + 1 NC (circuit breaker) With slide adapter + additional module Circuit breaker S0 !!! Phased-out product !!! Successor is SIRIUS 3RA2 | - | 0 | 7
3RA1225-1AL16-0BB4 |  | 3RA1225-1AL16-0BB4 | 1 | UN | 1 | 5 | B | D | N | N | 85364900 | 1 |  | 1.203 | KG | 500.65 | 500.65 | CP13 | CP13 | Load feeder fuseless Reversing operation, 400 V AC Size S00 1.1-1.6 A, 24 V DC 1 NO + 1 NC circuit breaker With slide adapter Circuit breaker size S0 !!! Phased-out product !!! Successor is SIRIUS 3RA2 | - | 0 | 7
3RA1225-1AL16-4BB4 |  | 3RA1225-1AL16-4BB4 | 1 | UN | 1 | 5 | B | D | N | N | 85364900 | 1 |  | 1.203 | KG | 567.15 | 567.15 | CP13 | CP13 | Load feeder fuseless Reversing operation, 400 V AC Size S00 1.1-1.6 A, 24 V DC 1 NO + 1 NC circuit breaker 2 NC+2 NO (contactor) Screw terminal With slide adapter Circuit breaker size S0 !!! Phased-out product !!! Successor is SIRIUS 3RA2 | - | 0 | 7
3RA1225-1AR16-0BB4 |  | 3RA1225-1AR16-0BB4 | 1 | UN | 1 | 15 | C | D | N | N | 85364900 | 1 | 4011209702134 | 1.142 | KG | 517.75 | 517.75 | CP13 | CP13 | Load feeder fuseless Reversing operation, 400 V AC 1.1...1.6 A, 24 V DC Size S0 1 NO + 1 NC (circuit breaker) With slide adapter + additional module Circuit breaker S0 !!! Phased-out product !!! Successor is SIRIUS 3RA2 | - | 0 | 7
3RA1225-1AR16-4BB4 |  | 3RA1225-1AR16-4BB4 | 1 | UN | 1 | 15 | C | D | N | N | 85364900 | 1 | 4011209702271 | 1.259 | KG | 580.45 | 580.45 | CP13 | CP13 | Load feeder fuseless Reversing operation, 400 V AC 1.1...1.6 A, 24 V DC Size S0 1 NO + 1 NC (circuit breaker) 2 NC+2 NO (contactor),Screw terminal With slide adapter + additional module Circuit breaker S0 !!! Phased-out product !!! Successor is SIRIUS 3RA2 | - | 0 | 7
3RA1225-1BL16-0BB4 |  | 3RA1225-1BL16-0BB4 | 1 | UN | 1 | 5 | B | D | N | N | 85364900 | 1 |  | 1.203 | KG | 509.2 | 509.2 | CP13 | CP13 | Load feeder fuseless Reversing operation, 400 V AC Size S00 1.4-2 A, 24 V DC 1 NO + 1 NC circuit breaker With slide adapter Circuit breaker size S0 !!! Phased-out product !!! Successor is SIRIUS 3RA2 | - | 0 | 7
3RA1225-1BL16-4BB4 |  | 3RA1225-1BL16-4BB4 | 1 | UN | 1 | 5 | B | D | N | N | 85364900 | 1 |  | 1.203 | KG | 577.6 | 577.6 | CP13 | CP13 | Load feeder fuseless Reversing operation, 400 V AC Size S00 1.4-2 A, 24 V DC 1 NO + 1 NC circuit breaker 2 NC+2 NO (contactor) Screw terminal With slide adapter Circuit breaker size S0 !!! Phased-out product !!! Successor is SIRIUS 3RA2 | - | 0 | 7
3RA1225-1BR16-0BB4 |  | 3RA1225-1BR16-0BB4 | 1 | UN | 1 | 15 | C | D | N | N | 85364900 | 1 | 4011209702141 | 1.147 | KG | 521.55 | 521.55 | CP13 | CP13 | Load feeder fuseless Reversing operation, 400 V AC 1.4...2 A, 24 V DC Size S0 1 NO + 1 NC (circuit breaker) With slide adapter + additional module Circuit breaker S0 !!! Phased-out product !!! Successor is SIRIUS 3RA2 | - | 0 | 7
3RA1225-1BR16-4BB4 |  | 3RA1225-1BR16-4BB4 | 1 | UN | 1 | 15 | C | D | N | N | 85364900 | 1 | 4011209702288 | 1.263 | KG | 587.1 | 587.1 | CP13 | CP13 | Load feeder fuseless Reversing operation, 400 V AC 1.4...2 A, 24 V DC Size S0 1 NO + 1 NC (circuit breaker) 2 NC+2 NO (contactor),Screw terminal With slide adapter + additional module Circuit breaker S0 !!! Phased-out product !!! Successor is SIRIUS 3RA2 | - | 0 | 7
3RA1225-1CL16-0BB4 |  | 3RA1225-1CL16-0BB4 | 1 | UN | 1 | 5 | B | D | N | N | 85364900 | 1 |  | 1.203 | KG | 509.2 | 509.2 | CP13 | CP13 | Load feeder fuseless Reversing operation, 400 V AC Size S00 1.8-2.5 A, 24 V DC 1 NO + 1 NC circuit breaker With slide adapter Circuit breaker size S0 !!! Phased-out product !!! Successor is SIRIUS 3RA2 | - | 0 | 7
3RA1225-1CL16-4BB4 |  | 3RA1225-1CL16-4BB4 | 1 | UN | 1 | 5 | B | D | N | N | 85364900 | 1 |  | 1.203 | KG | 577.6 | 577.6 | CP13 | CP13 | Load feeder fuseless Reversing operation, 400 V AC Size S00 1.8-2.5 A, 24 V DC 1 NO + 1 NC circuit breaker 2 NC+2 NO (contactor) Screw terminal With slide adapter Circuit breaker size S0 !!! Phased-out product !!! Successor is SIRIUS 3RA2 | - | 0 | 7
3RA1225-1CR16-0BB4 |  | 3RA1225-1CR16-0BB4 | 1 | UN | 1 | 15 | C | D | N | N | 85364900 | 1 | 4011209702158 | 1.14 | KG | 521.55 | 521.55 | CP13 | CP13 | Load feeder fuseless Reversing operation, 400 V AC 1.8...2.5 A, 24 V DC Size S0 1 NO + 1 NC (circuit breaker) With slide adapter + additional module Circuit breaker S0 !!! Phased-out product !!! Successor is SIRIUS 3RA2 | - | 0 | 7
3RA1225-1CR16-4BB4 |  | 3RA1225-1CR16-4BB4 | 1 | UN | 1 | 15 | C | D | N | N | 85364900 | 1 | 4011209702295 | 1.256 | KG | 587.1 | 587.1 | CP13 | CP13 | Load feeder fuseless Reversing operation, 400 V AC 1.8...2.5 A, 24 V DC Size S0 1 NO + 1 NC (circuit breaker) 2 NC+2 NO (contactor),Screw terminal With slide adapter + additional module Circuit breaker S0 !!! Phased-out product !!! Successor is SIRIUS 3RA2 | - | 0 | 7
3RA1225-1DL16-0BB4 |  | 3RA1225-1DL16-0BB4 | 1 | UN | 1 | 5 | B | D | N | N | 85364900 | 1 |  | 1.203 | KG | 509.2 | 509.2 | CP13 | CP13 | Load feeder fuseless Reversing operation, 400 V AC Size S00 2.2-3.2 A, 24 V DC 1 NO + 1 NC circuit breaker With slide adapter Circuit breaker size S0 !!! Phased-out product !!! Successor is SIRIUS 3RA2 | - | 0 | 7
3RA1225-1DL16-4BB4 |  | 3RA1225-1DL16-4BB4 | 1 | UN | 1 | 5 | B | D | N | N | 85364900 | 1 |  | 1.203 | KG | 577.6 | 577.6 | CP13 | CP13 | Load feeder fuseless Reversing operation, 400 V AC Size S00 2.2-3.2 A, 24 V DC 1 NO + 1 NC circuit breaker 2 NC+2 NO (contactor) Screw terminal With slide adapter Circuit breaker size S0 !!! Phased-out product !!! Successor is SIRIUS 3RA2 | - | 0 | 7
3RA1225-1DR16-0BB4 |  | 3RA1225-1DR16-0BB4 | 1 | UN | 1 | 15 | C | D | N | N | 85364900 | 1 | 4011209702165 | 1.15 | KG | 521.55 | 521.55 | CP13 | CP13 | Load feeder fuseless Reversing operation, 400 V AC 2.2...3.2 A, 24 V DC Size S0 1 NO + 1 NC (circuit breaker) With slide adapter + additional module Circuit breaker S0 !!! Phased-out product !!! Successor is SIRIUS 3RA2 | - | 0 | 7
3RA1225-1DR16-4BB4 |  | 3RA1225-1DR16-4BB4 | 1 | UN | 1 | 15 | C | D | N | N | 85364900 | 1 | 4011209702301 | 1.264 | KG | 587.1 | 587.1 | CP13 | CP13 | Load feeder fuseless Reversing operation, 400 V AC 2.2...3.2 A, 24 V DC Size S0 1 NO + 1 NC (circuit breaker) 2 NC+2 NO (contactor),Screw terminal With slide adapter + additional module Circuit breaker S0 !!! Phased-out product !!! Successor is SIRIUS 3RA2 | - | 0 | 7
3RA1225-1EL16-0BB4 |  | 3RA1225-1EL16-0BB4 | 1 | UN | 1 | 5 | B | D | N | N | 85364900 | 1 |  | 1.203 | KG | 509.2 | 509.2 | CP13 | CP13 | Load feeder fuseless Reversing operation, 400 V AC Size S00 2.8-4 A, 24 V DC 1 NO + 1 NC circuit breaker With slide adapter Circuit breaker size S0 !!! Phased-out product !!! Successor is SIRIUS 3RA2 | - | 0 | 7
3RA1225-1EL16-4BB4 |  | 3RA1225-1EL16-4BB4 | 1 | UN | 1 | 5 | B | D | N | N | 85365080 | 1 |  | 1.203 | KG | 577.6 | 577.6 | CP13 | CP13 | Load feeder fuseless Reversing operation, 400 V AC Size S00 2.8-4 A, 24 V DC 1 NO + 1 NC circuit breaker 2 NC+2 NO (contactor) Screw terminal With slide adapter Circuit breaker size S0 !!! Phased-out product !!! Successor is SIRIUS 3RA2 | - | 0 | 7
3RA1225-1ER16-0BB4 |  | 3RA1225-1ER16-0BB4 | 1 | UN | 1 | 15 | C | D | N | N | 85364900 | 1 | 4011209702172 | 1.147 | KG | 521.55 | 521.55 | CP13 | CP13 | Load feeder fuseless Reversing operation, 400 V AC 2.8...4 A, 24 V DC Size S0 1 NO + 1 NC (circuit breaker) With slide adapter + additional module Circuit breaker S0 !!! Phased-out product !!! Successor is SIRIUS 3RA2 | - | 0 | 7
3RA1225-1ER16-4BB4 |  | 3RA1225-1ER16-4BB4 | 1 | UN | 1 | 15 | C | D | N | N | 85364900 | 1 | 4011209702318 | 1.253 | KG | 587.1 | 587.1 | CP13 | CP13 | Load feeder fuseless Reversing operation, 400 V AC 2.8...4 A, 24 V DC Size S0 1 NO + 1 NC (circuit breaker) 2 NC+2 NO (contactor),Screw terminal With slide adapter + additional module Circuit breaker S0 !!! Phased-out product !!! Successor is SIRIUS 3RA2 | - | 0 | 7
3RA1225-1FL16-0BB4 |  | 3RA1225-1FL16-0BB4 | 1 | UN | 1 | 5 | B | D | N | N | 85364900 | 1 |  | 1.203 | KG | 509.2 | 509.2 | CP13 | CP13 | Load feeder fuseless Reversing operation, 400 V AC Size S00 3.5-5 A, 24 V DC 1 NO + 1 NC circuit breaker With slide adapter Circuit breaker size S0 !!! Phased-out product !!! Successor is SIRIUS 3RA2 | - | 0 | 7
3RA1225-1FL16-4BB4 |  | 3RA1225-1FL16-4BB4 | 1 | UN | 1 | 5 | B | D | N | N | 85364900 | 1 |  | 1.203 | KG | 577.6 | 577.6 | CP13 | CP13 | Load feeder fuseless Reversing operation, 400 V AC Size S00 3.5-5 A, 24 V DC 1 NO + 1 NC circuit breaker 2 NC+2 NO (contactor) Screw terminal With slide adapter Circuit breaker size S0 !!! Phased-out product !!! Successor is SIRIUS 3RA2 | - | 0 | 7
3RA1225-1FR16-0BB4 |  | 3RA1225-1FR16-0BB4 | 1 | UN | 1 | 15 | C | D | N | N | 85364900 | 1 | 4011209702189 | 1.155 | KG | 521.55 | 521.55 | CP13 | CP13 | Load feeder fuseless Reversing operation, 400 V AC 3.5...5 A, 24 V DC Size S0 1 NO + 1 NC (circuit breaker) With slide adapter + additional module Circuit breaker S0 !!! Phased-out product !!! Successor is SIRIUS 3RA2 | - | 0 | 7
3RA1225-1FR16-4BB4 |  | 3RA1225-1FR16-4BB4 | 1 | UN | 1 | 15 | C | D | N | N | 85364900 | 1 | 4011209702325 | 1.258 | KG | 587.1 | 587.1 | CP13 | CP13 | Load feeder fuseless Reversing operation, 400 V AC 3.5...5 A, 24 V DC Size S0 1 NO + 1 NC (circuit breaker) 2 NC+2 NO (contactor),Screw terminal With slide adapter + additional module Circuit breaker S0 !!! Phased-out product !!! Successor is SIRIUS 3RA2 | - | 0 | 7
3RA1225-1GL16-0BB4 |  | 3RA1225-1GL16-0BB4 | 1 | UN | 1 | 5 | B | D | N | N | 85364900 | 1 |  | 1.203 | KG | 509.2 | 509.2 | CP13 | CP13 | Load feeder fuseless Reversing operation, 400 V AC Size S00 4.5-6.3 A, 24 V DC 1 NO + 1 NC circuit breaker With slide adapter Circuit breaker size S0 !!! Phased-out product !!! Successor is SIRIUS 3RA2 | - | 0 | 7
3RA1225-1GL16-4BB4 |  | 3RA1225-1GL16-4BB4 | 1 | UN | 1 | 5 | B | D | N | N | 85364900 | 1 |  | 1.203 | KG | 577.6 | 577.6 | CP13 | CP13 | Load feeder fuseless Reversing operation, 400 V AC Size S00 4.5-6.3 A, 24 V DC 1 NO + 1 NC circuit breaker 2 NC+2 NO (contactor) Screw terminal With slide adapter Circuit breaker size S0 !!! Phased-out product !!! Successor is SIRIUS 3RA2 | - | 0 | 7
3RA1225-1GR16-0BB4 |  | 3RA1225-1GR16-0BB4 | 1 | UN | 1 | 15 | C | D | N | N | 85364900 | 1 | 4011209702196 | 1.153 | KG | 521.55 | 521.55 | CP13 | CP13 | Load feeder fuseless Reversing operation, 400 V AC 4.5...6.3 A, 24 V DC Size S0 1 NO + 1 NC (circuit breaker) With slide adapter + additional module Circuit breaker S0 !!! Phased-out product !!! Successor is SIRIUS 3RA2 | - | 0 | 7
3RA1225-1GR16-4BB4 |  | 3RA1225-1GR16-4BB4 | 1 | UN | 1 | 15 | C | D | N | N | 85364900 | 1 | 4011209702332 | 1.258 | KG | 587.1 | 587.1 | CP13 | CP13 | Load feeder fuseless Reversing operation, 400 V AC 4.5...6.3 A, 24 V DC Size S0 1 NO + 1 NC (circuit breaker) 2 NC+2 NO (contactor),Screw terminal With slide adapter + additional module Circuit breaker S0 !!! Phased-out product !!! Successor is SIRIUS 3RA2 | - | 0 | 7
3RA1225-1HL16-0BB4 |  | 3RA1225-1HL16-0BB4 | 1 | UN | 1 | 5 | B | D | N | N | 85364900 | 1 |  | 1.203 | KG | 509.2 | 509.2 | CP13 | CP13 | Load feeder fuseless Reversing operation, 400 V AC Size S00 5.5-8 A, 24 V DC 1 NO + 1 NC circuit breaker With slide adapter Circuit breaker size S0 !!! Phased-out product !!! Successor is SIRIUS 3RA2 | - | 0 | 7
3RA1225-1HL16-4BB4 |  | 3RA1225-1HL16-4BB4 | 1 | UN | 1 | 5 | B | D | N | N | 85364900 | 1 |  | 1.203 | KG | 577.6 | 577.6 | CP13 | CP13 | Load feeder fuseless Reversing operation, 400 V AC Size S00 5.5-8 A, 24 V DC 1 NO + 1 NC circuit breaker 2 NC+2 NO (contactor) Screw terminal With slide adapter Circuit breaker size S0 !!! Phased-out product !!! Successor is SIRIUS 3RA2 | - | 0 | 7
3RA1225-1JL16-0BB4 |  | 3RA1225-1JL16-0BB4 | 1 | UN | 1 | 5 | B | D | N | N | 85364900 | 1 |  | 1.203 | KG | 509.2 | 509.2 | CP13 | CP13 | Load feeder fuseless Reversing operation, 400 V AC Size S00 7-10 A, 24 V DC 1 NO + 1 NC circuit breaker With slide adapter Circuit breaker size S0 !!! Phased-out product !!! Successor is SIRIUS 3RA2 | - | 0 | 7
3RA1225-1JL16-4BB4 |  | 3RA1225-1JL16-4BB4 | 1 | UN | 1 | 5 | B | D | N | N | 85364900 | 1 |  | 1.203 | KG | 577.6 | 577.6 | CP13 | CP13 | Load feeder fuseless Reversing operation, 400 V AC Size S00 7-10 A, 24 V DC 1 NO + 1 NC circuit breaker 2 NC+2 NO (contactor) Screw terminal With slide adapter Circuit breaker size S0 !!! Phased-out product !!! Successor is SIRIUS 3RA2 | - | 0 | 7
3RA1315-8XB30-1AB0 |  | 3RA1315-8XB30-1AB0 | 1 | UN | 1 | 10 | C | D | N | N | 85364900 | 1 | 4011209333031 | 0.444 | KG | 139.65 | 139.65 | CP03 | CP03 | Reversing contactor assembly AC-3, 3 kW/400 V, 3-pole Size S00, Screw terminal 24 V AC, 50/60 Hz Electrical and mechanical interlock !!! Phased-out product !!! Successor is SIRIUS 3RA2 Preferred successor type is >>3RA2315-8XB30-1AB0<< | - | 0 | 7
3RA1315-8XB30-1AD0 |  | 3RA1315-8XB30-1AD0 | 1 | UN | 1 | 15 | C | D | N | N | 85364900 | 1 | 4011209500600 | 0.432 | KG | 152 | 152 | CP03 | CP03 | Reversing contactor assembly AC-3, 3 kW/400 V, 3-pole Size S00, Screw terminal 42 V AC, 50/60 Hz Electrical and mechanical interlock !!! Phased-out product !!! Successor is SIRIUS 3RA2 | - | 0 | 7
3RA1315-8XB30-1AF0 |  | 3RA1315-8XB30-1AF0 | 1 | UN | 1 | 10 | C | D | N | N | 85364900 | 1 | 4011209333048 | 0.434 | KG | 139.65 | 139.65 | CP03 | CP03 | Reversing contactor assembly AC-3, 3 kW/400 V, 3-pole Size S00, Screw terminal 110 V AC, 50/60 Hz Electrical and mechanical interlock !!! Phased-out product !!! Successor is SIRIUS 3RA2 Preferred successor type is >>3RA2315-8XB30-1AF0<< | - | 0 | 7
3RA1315-8XB30-1AH0 |  | 3RA1315-8XB30-1AH0 | 1 | UN | 1 | 15 | C | D | N | N | 85364900 | 1 | 4011209349926 | 0.43 | KG | 152 | 152 | CP03 | CP03 | Reversing contactor assembly AC-3, 3 kW/400 V, 3-pole Size S00, Screw terminal 48 V AC, 50/60 Hz Electrical and mechanical interlock !!! Phased-out product !!! Successor is SIRIUS 3RA2 Preferred successor type is >>3RA2315-8XB30-1AH0<< | - | 0 | 7
3RA1315-8XB30-1AK6 |  | 3RA1315-8XB30-1AK6 | 1 | UN | 1 | 10 | C | D | N | N | 85364900 | 1 | 4011209349919 | 0.435 | KG | 139.65 | 139.65 | CP03 | CP03 | Reversing contactor assembly AC-3, 3 kW/400 V, 3-pole Size S00, Screw terminal 110 V AC 50 Hz/120 V AC 60 Hz Electrical and mechanical interlock !!! Phased-out product !!! Successor is SIRIUS 3RA2 Preferred successor type is >>3RA2315-8XB30-1AK6<< | - | 0 | 7
3RA1315-8XB30-1AN2 |  | 3RA1315-8XB30-1AN2 | 1 | UN | 1 | 15 | C | D | N | N | 85364900 | 1 | 4011209349896 | 0.43 | KG | 152 | 152 | CP03 | CP03 | Reversing contactor assembly AC-3, 3 kW/400 V,220 V AC 50/60 Hz 3-pole, Size S00 Screw terminal Electrical and mechanical interlock !!! Phased-out product !!! Successor is SIRIUS 3RA2 | - | 0 | 7
3RA1315-8XB30-1AP0 |  | 3RA1315-8XB30-1AP0 | 1 | UN | 1 | 5 | B | D | N | N | 85364900 | 1 | 4011209318625 | 0.427 | KG | 139.65 | 139.65 | CP03 | CP03 | Reversing contactor assembly AC-3, 3 kW/400 V, 3-pole Size S00, Screw terminal 230 V AC, 50/60 Hz Electrical and mechanical interlock !!! Phased-out product !!! Successor is SIRIUS 3RA2 Preferred successor type is >>3RA2315-8XB30-1AP0<< | - | 0 | 7
3RA1315-8XB30-1AP6 |  | 3RA1315-8XB30-1AP6 | 1 | UN | 1 | 15 | C | D | N | N | 85364900 | 1 | 4011209349872 | 0.419 | KG | 139.65 | 139.65 | CP03 | CP03 | Reversing contactor assembly AC-3, 3 kW/400 V, 3-pole Size S00, Screw terminal 220 V AC, 50 Hz/240 V, 60 Hz Electrical and mechanical interlock !!! Phased-out product !!! Successor is SIRIUS 3RA2 Preferred successor type is >>3RA2315-8XB30-1AP6<< | - | 0 | 7
3RA1315-8XB30-1BB4 |  | 3RA1315-8XB30-1BB4 | 1 | UN | 1 | 5 | B | D | N | N | 85364900 | 1 | 4011209318632 | 0.564 | KG | 157.7 | 157.7 | CP03 | CP03 | Reversing contactor assembly AC-3, 3 kW/400 V, 3-pole Size S00, Screw terminal 24 V DC Electrical and mechanical interlock !!! Phased-out product !!! Successor is SIRIUS 3RA2 Preferred successor type is >>3RA2315-8XB30-1BB4<< | - | 0 | 7
3RA1315-8XB30-1BE4 |  | 3RA1315-8XB30-1BE4 | 1 | UN | 1 | 15 | C | D | N | N | 85364900 | 1 | 4011209349858 | 0.546 | KG | 173.85 | 173.85 | CP03 | CP03 | Reversing contactor assembly AC-3, 3 kW/400 V, 60 V DC 3-pole, Size S00 Screw terminal Electrical and mechanical interlock !!! Phased-out product !!! Successor is SIRIUS 3RA2 | - | 0 | 7
3RA1315-8XB30-1BF4 |  | 3RA1315-8XB30-1BF4 | 1 | UN | 1 | 15 | C | D | N | N | 85364900 | 1 | 4011209349841 | 0.546 | KG | 167.2 | 167.2 | CP03 | CP03 | Reversing contactor assembly AC-3, 3 kW/400 V, 3-pole Size S00, Screw terminal 110 V DC Electrical and mechanical interlock !!! Phased-out product !!! Successor is SIRIUS 3RA2 | - | 0 | 7
3RA1315-8XB30-1BM4 |  | 3RA1315-8XB30-1BM4 | 1 | UN | 1 | 15 | C | D | N | N | 85364900 | 1 | 4011209333055 | 0.539 | KG | 167.2 | 167.2 | CP03 | CP03 | Reversing contactor assembly AC-3, 3 kW/400 V, 220 V DC 3-pole, Size S00 Screw terminal Electrical and mechanical interlock !!! Phased-out product !!! Successor is SIRIUS 3RA2 | - | 0 | 7
3RA1315-8XB30-1BW4 |  | 3RA1315-8XB30-1BW4 | 1 | UN | 1 | 15 | C | D | N | N | 85364900 | 1 | 4011209370517 | 0.548 | KG | 167.2 | 167.2 | CP03 | CP03 | Reversing contactor assembly AC-3, 3 kW/400 V, 48 V DC 3-pole, Size S00 Screw terminal Electrical and mechanical interlock !!! Phased-out product !!! Successor is SIRIUS 3RA2 Preferred successor type is >>3RA2315-8XB30-1BW4<< | - | 0 | 7
3RA1315-8XB30-2BB4 |  | 3RA1315-8XB30-2BB4 | 1 | UN | 1 | 15 | C | D | N | N | 85364900 | 1 | 4011209555501 | 0.55 | KG | 173.85 | 173.85 | CP03 | CP03 | Reversing contactor assembly AC-3, 3 kW/400 V, 3-pole Size S00, Spring-type terminal 24 V DC Electrical and mechanical interlock !!! Phased-out product !!! Successor is SIRIUS 3RA2 Preferred successor type is >>3RA2315-8XB30-2BB4<< | - | 0 | 7
3RA1315-8XB34-1DB4 |  | 3RA1315-8XB34-1DB4 | 1 | UN | 1 | 5 | B | D | N | N | 85364900 | 1 | 4011209392007 | 0.66 | KG | 279.3 | 279.3 | CP03 | CP03 | Reversing contactor assembly AC-3, 3 kW/400 V, 3-pole Size S00, Screw terminal 2 NO+2 NC, 24 V DC Electrical and mechanical interlock varistor !!! Phased-out product !!! Successor is SIRIUS 3RA2 | - | 0 | 9
3RA1315-8XB34-1DB4-Z | W96 | 3RA1315-8XB34-1DB4-ZW96 | 1 | UN | 1 | 15 | C | D | N | N | 85364900 | 18 | 4011209501553 | 0.621 | KG | 279.3 | 279.3 | CP03 | CP03 | Reversing contactor assembly AC-3, 3 kW/400 V, 3-pole Size S00, Screw terminal 2 NO+2 NC, 24 V DC Electrical and mechanical interlock Varistor multi-unit packaging Pack = 18 units !!! Phased-out product !!! Successor is SIRIUS 3RA2 | - | 0 | 7
3RA1315-8XB34-1DB4-Z | X95 | 3RA1315-8XB34-1DB4-ZX95 | 1 | UN | 1 | 15 | C | D | N | N | 85364900 | 64 | 4011209426344 | 0.722 | KG | 279.3 | 279.3 | CP03 | CP03 | Reversing contactor assembly AC-3, 3 kW/400 V, 3-pole Size S00, Screw terminal 2 NO+2 NC, 24 V DC Electrical and mechanical interlock Varistor reusable packaging Pack = 40 units !!! Phased-out product !!! Successor is SIRIUS 3RA2 | - | 0 | 9
3RA1316-8XB11-1AK6 |  | 3RA1316-8XB11-1AK6 | 1 | UN | 1 | 15 | C | D | N | N | 85364900 | 1 | 4011209718494 | 0.5 | KG | 161.5 | 161.5 | CP03 | CP03 | Reversing contactor assembly AC3: 3 kW/400 V 110 V AC 50 Hz/120 V 60 Hz, 3-pole Size S00, Screw terminal Electrical and mechanical interlock NO contacts instead of NC contacts !!! Phased-out product !!! Successor is SIRIUS 3RA2 | - | 0 | 7
3RA1316-8XB12-2JC4 |  | 3RA1316-8XB12-2JC4 | 1 | UN | 1 | 15 | C | D | N | N | 85364900 | 1 | 4011209569294 | 0.515 | KG | 201.4 | 201.4 | CP03 | CP03 | Reversing contactor assembly AC-3, 3 kW/400 V, 30 V DC 0.7...1.25 x Us, 3-pole Size S00, Spring-type terminal Mechanical interlocking with diode !!! Phased-out product !!! Successor is SIRIUS 3RA2 | - | 0 | 7
3RA1316-8XB30-1AB0 |  | 3RA1316-8XB30-1AB0 | 1 | UN | 1 | 10 | C | D | N | N | 85364900 | 1 | 4011209333062 | 0.456 | KG | 147.25 | 147.25 | CP03 | CP03 | Reversing contactor assembly AC-3, 4 kW/400 V, 3-pole Size S00, Screw terminal 24 V AC, 50/60 Hz Electrical and mechanical interlock !!! Phased-out product !!! Successor is SIRIUS 3RA2 Preferred successor type is >>3RA2316-8XB30-1AB0<< | - | 0 | 7
3RA1316-8XB30-1AD0 |  | 3RA1316-8XB30-1AD0 | 1 | UN | 1 | 15 | C | D | N | N | 85364900 | 1 | 4011209349803 | 0.422 | KG | 161.5 | 161.5 | CP03 | CP03 | Reversing contactor assembly AC-3, 3 kW/400 V,42 V AC, 50/60 Hz 3-pole, Size S00 Screw terminal Electrical and mechanical interlock !!! Phased-out product !!! Successor is SIRIUS 3RA2 | - | 0 | 7
3RA1316-8XB30-1AF0 |  | 3RA1316-8XB30-1AF0 | 1 | UN | 1 | 10 | C | D | N | N | 85364900 | 1 | 4011209333079 | 0.46 | KG | 147.25 | 147.25 | CP03 | CP03 | Reversing contactor assembly AC-3, 4 kW/400 V, 3-pole Size S00, Screw terminal 110 V AC, 50/60 Hz Electrical and mechanical interlock !!! Phased-out product !!! Successor is SIRIUS 3RA2 Preferred successor type is >>3RA2316-8XB30-1AF0<< | - | 0 | 7
3RA1316-8XB30-1AH0 |  | 3RA1316-8XB30-1AH0 | 1 | UN | 1 | 15 | C | D | N | N | 85364900 | 1 | 4011209349797 | 0.429 | KG | 161.5 | 161.5 | CP03 | CP03 | Reversing contactor assembly AC-3, 4 kW/400 V, 3-pole Size S00, Screw terminal 48 V AC, 50/60 Hz Electrical and mechanical interlock !!! Phased-out product !!! Successor is SIRIUS 3RA2 Preferred successor type is >>3RA2316-8XB30-1AH0<< | - | 0 | 7
3RA1316-8XB30-1AK6 |  | 3RA1316-8XB30-1AK6 | 1 | UN | 1 | 10 | C | D | N | N | 85364900 | 1 | 4011209349773 | 0.47 | KG | 147.25 | 147.25 | CP03 | CP03 | Reversing contactor assembly AC-3, 4 kW/400 V, 3-pole Size S00, Screw terminal 110 V AC, 50 Hz/120 V, 60 Hz Electrical and mechanical interlock !!! Phased-out product !!! Successor is SIRIUS 3RA2 Preferred successor type is >>3RA2316-8XB30-1AK6<< | - | 0 | 7
3RA1316-8XB30-1AN2 |  | 3RA1316-8XB30-1AN2 | 1 | UN | 1 | 15 | C | D | N | N | 85364900 | 1 | 4011209349759 | 0.424 | KG | 161.5 | 161.5 | CP03 | CP03 | Reversing contactor assembly AC-3, 4 kW/400 V, 3-pole Size S00, Screw terminal 220 V AC, 50/60 Hz Electrical and mechanical interlock !!! Phased-out product !!! Successor is SIRIUS 3RA2 | - | 0 | 7
3RA1316-8XB30-1AP0 |  | 3RA1316-8XB30-1AP0 | 1 | UN | 1 | 5 | B | D | N | N | 85364900 | 1 | 4011209333086 | 0.425 | KG | 147.25 | 147.25 | CP03 | CP03 | Reversing contactor assembly AC-3, 4 kW/400 V, 3-pole Size S00, Screw terminal 230 V AC, 50/60 Hz Electrical and mechanical interlock !!! Phased-out product !!! Successor is SIRIUS 3RA2 Preferred successor type is >>3RA2316-8XB30-1AP0<< | - | 0 | 7
3RA1316-8XB30-1AP0-Z | X95 | 3RA1316-8XB30-1AP0-ZX95 | 1 | UN | 1 | 15 | C | D | N | N | 85364900 | 64 | 4011209401549 | 0.452 | KG | 161.5 | 161.5 | CP03 | CP03 | Reversing contactor assembly AC-3, 4 kW/400 V, 3-pole Size S00, Screw terminal 1 NO, 230 V AC, 50/60 Hz Electrical and mechanical interlock Reusable packaging Pack quantity = 64 units !!! Phased-out product !!! Successor is SIRIUS 3RA2 | - | 0 | 7
3RA1316-8XB30-1AV0 |  | 3RA1316-8XB30-1AV0 | 1 | UN | 1 | 15 | C | D | N | N | 85364900 | 1 | 4011209368484 | 0.43 | KG | 161.5 | 161.5 | CP03 | CP03 | Reversing contactor assembly AC-3, 4 kW/400 V, 3-pole Size S00, Screw terminal 400 V AC, 50/60 Hz Electrical and mechanical interlock !!! Phased-out product !!! Successor is SIRIUS 3RA2 | - | 0 | 7
3RA1316-8XB30-1BB4 |  | 3RA1316-8XB30-1BB4 | 1 | UN | 1 | 5 | B | D | N | N | 85364900 | 1 | 4011209333093 | 0.55 | KG | 167.2 | 167.2 | CP03 | CP03 | Reversing contactor assembly AC-3, 4 kW/400 V, 3-pole Size S00, Screw terminal 24 V DC Electrical and mechanical interlock !!! Phased-out product !!! Successor is SIRIUS 3RA2 Preferred successor type is >>3RA2316-8XB30-1BB4<< | - | 0 | 7
3RA1316-8XB30-1BF4 |  | 3RA1316-8XB30-1BF4 | 1 | UN | 1 | 15 | C | D | N | N | 85364900 | 1 | 4011209349735 | 0.552 | KG | 175.75 | 175.75 | CP03 | CP03 | Reversing contactor assembly AC-3, 4 kW/400 V, 3-pole Size S00, Screw terminal 110 V DC Electrical and mechanical interlock !!! Phased-out product !!! Successor is SIRIUS 3RA2 Preferred successor type is >>3RA2316-8XB30-1BF4<< | - | 0 | 7
3RA1316-8XB30-1BM4 |  | 3RA1316-8XB30-1BM4 | 1 | UN | 1 | 5 | B | D | N | N | 85364900 | 1 | 4011209333109 | 0.544 | KG | 175.75 | 175.75 | CP03 | CP03 | Reversing contactor assembly AC-3, 3 kW/400 V, 220 V DC 3-pole, Size S00 Screw terminal Electrical and mechanical interlock !!! Phased-out product !!! Successor is SIRIUS 3RA2 | - | 0 | 9
3RA1316-8XB30-1BW4 |  | 3RA1316-8XB30-1BW4 | 1 | UN | 1 | 15 | C | D | N | N | 85364900 | 1 | 4011209349711 | 0.544 | KG | 175.75 | 175.75 | CP03 | CP03 | Reversing contactor assembly AC-3, 3 kW/400 V, 48 V DC 3-pole, Size S00 Screw terminal Electrical and mechanical interlock !!! Phased-out product !!! Successor is SIRIUS 3RA2 Preferred successor type is >>3RA2316-8XB30-1BW4<< | - | 0 | 7
3RA1316-8XB30-2BB4 |  | 3RA1316-8XB30-2BB4 | 1 | UN | 1 | 15 | C | D | N | N | 85364900 | 1 | 4011209566538 | 0.547 | KG | 182.4 | 182.4 | CP03 | CP03 | Reversing contactor assembly AC-3, 4 kW/400 V, 3-pole Size S00, Spring-type terminal 24 V DC Electrical and mechanical interlock !!! Phased-out product !!! Successor is SIRIUS 3RA2 Preferred successor type is >>3RA2316-8XB30-2BB4<< | - | 0 | 7
3RA1316-8XB30-5AB0 |  | 3RA1316-8XB30-5AB0 | 1 | UN | 1 | 5 | B | D | N | N | 85364900 | 1 | 4011209580855 | 0.5 | KG | 181.45 | 181.45 | CP03 | CP03 | Reversing contactor assembly AC-3, 3 kW/400 V,24 V AC, 50/60 Hz 3-pole, Size S00 soldering pin connection Electrical and mechanical interlock !!! Phased-out product !!! Successor is SIRIUS 3RA2 | - | 0 | 9
3RA1316-8XB30-5AP0 |  | 3RA1316-8XB30-5AP0 | 1 | UN | 1 | 5 | B | D | N | N | 85364900 | 1 | 4011209592612 | 0.5 | KG | 181.45 | 181.45 | CP03 | CP03 | Reversing contactor assembly AC-3, 3 kW/400 V,230 V AC, 50/60 Hz 3-pole, Size S00 soldering pin connection Electrical and mechanical interlock !!! Phased-out product !!! Successor is SIRIUS 3RA2 | - | 0 | 9
3RA1316-8XB34-1AF0 |  | 3RA1316-8XB34-1AF0 | 1 | UN | 1 | 15 | C | D | N | N | 85364900 | 1 | 4011209516182 | 0.521 | KG | 223.25 | 223.25 | CP03 | CP03 | Reversing contactor assembly AC-3, 3 kW/400 V,110 V AC, 50/60 Hz 3-pole, Size S00 Screw terminal With front-side auxiliary switch 2 NO + 2 NC !!! Phased-out product !!! Successor is SIRIUS 3RA2 | - | 0 | 7
3RA1316-8XB34-1AH0 |  | 3RA1316-8XB34-1AH0 | 1 | UN | 1 | 5 | B | D | N | N | 85364900 | 1 | 4011209607897 | 0.666 | KG | 231.8 | 231.8 | CP03 | CP03 | Reversing contactor assembly AC-3, 3 kW/400 V,48 V AC, 50/60 Hz 3-pole, Size S00 Screw terminal Electrical and mechanical interlock With 2 x front-side auxiliary switch !!! Phased-out product !!! Successor is SIRIUS 3RA2 | - | 0 | 9
3RA1316-8XB34-1AK2 |  | 3RA1316-8XB34-1AK2 | 1 | UN | 1 | 5 | B | D | N | N | 85364900 | 1 | 4011209607903 | 0.666 | KG | 231.8 | 231.8 | CP03 | CP03 | Reversing contactor assembly AC-3, 3 kW/400 V,120 V AC 50/60 Hz 3-pole, Size S00 Screw terminal Electrical and mechanical interlock With 2 x front-side auxiliary switch !!! Phased-out product !!! Successor is SIRIUS 3RA2 | - | 0 | 9
3RA1316-8XB34-1AL0 |  | 3RA1316-8XB34-1AL0 | 1 | UN | 1 | 5 | B | D | N | N | 85364900 | 1 | 4011209607989 | 0.666 | KG | 231.8 | 231.8 | CP03 | CP03 | Reversing contactor assembly AC-3, 3 kW/400 V,125 V AC, 50/60 Hz 3-pole, Size S00 Screw terminal Electrical and mechanical interlock With 2 x front-side auxiliary switch !!! Phased-out product !!! Successor is SIRIUS 3RA2 | - | 0 | 9
3RA1316-8XB34-1AM1 |  | 3RA1316-8XB34-1AM1 | 1 | UN | 1 | 5 | B | D | N | N | 85364900 | 1 | 4011209607996 | 0.666 | KG | 231.8 | 231.8 | CP03 | CP03 | Reversing contactor assembly AC-3, 3 kW/400 V 189 V AC, 50 Hz/20 V 60 Hz, 3-pole Size S00, Screw terminal Electrical and mechanical interlock With 2 x front-side auxiliary switch !!! Phased-out product !!! Successor is SIRIUS 3RA2 | - | 0 | 9
3RA1316-8XB34-1AN2 |  | 3RA1316-8XB34-1AN2 | 1 | UN | 1 | 5 | B | D | N | N | 85364900 | 1 | 4011209608009 | 0.666 | KG | 231.8 | 231.8 | CP03 | CP03 | Reversing contactor assembly AC-3, 3 kW/400 V,220 V AC, 50/60 Hz 3-pole, Size S00 Screw terminal Electrical and mechanical interlock With 2 x front-side auxiliary switch !!! Phased-out product !!! Successor is SIRIUS 3RA2 | - | 0 | 9
3RA1316-8XB34-1AP0 |  | 3RA1316-8XB34-1AP0 | 1 | UN | 1 | 5 | B | D | N | N | 85364900 | 1 | 4011209608016 | 0.666 | KG | 231.8 | 231.8 | CP03 | CP03 | Reversing contactor assembly AC-3, 3 kW/400 V,230 V AC, 50/60 Hz 3-pole, Size S00 Screw terminal Electrical and mechanical interlock With 2 x front-side auxiliary switch !!! Phased-out product !!! Successor is SIRIUS 3RA2 | - | 0 | 9
3RA1316-8XB34-1AU0 |  | 3RA1316-8XB34-1AU0 | 1 | UN | 1 | 5 | B | D | N | N | 85364900 | 1 | 4011209608023 | 0.666 | KG | 231.8 | 231.8 | CP03 | CP03 | Reversing contactor assembly AC-3, 3 kW/400 V,240 V AC, 50/60 Hz 3-pole, Size S00 Screw terminal Electrical and mechanical interlock With 2 x front-side auxiliary switch !!! Phased-out product !!! Successor is SIRIUS 3RA2 | - | 0 | 9
3RA1316-8XB34-1BB4 |  | 3RA1316-8XB34-1BB4 | 1 | UN | 1 | 15 | C | D | N | N | 85364900 | 1 | 4011209535633 | 0.646 | KG | 241.3 | 241.3 | CP03 | CP03 | Reversing contactor assembly AC-3, 4 kW/400 V,24 V DC 3-pole, Size S00 Screw terminal 2 NO + 1 NC Electrical and mechanical interlock, varistor AC 0.8...1.1 Us, standard coil Without wiring !!! Phased-out product !!! Successor is SIRIUS 3RA2 | - | 0 | 7
3RA1316-8XB34-1CF0 |  | 3RA1316-8XB34-1CF0 | 1 | UN | 1 | 20 | D | D | N | N | 85364900 | 1 | 4011209780149 | 0.538 | KG | 247.95 | 247.95 | CP03 | CP03 | Reversing contactor assembly AC-3, 4 kW/400 V, 3-pole Size S00, Screw terminal 110 V AC, 50/60 Hz Electrical and mechanical interlock 2 x front-side auxiliary switch Varistor plugged on !!! Phased-out product !!! Successor is SIRIUS 3RA2 Preferred successor type is >>3RA2316-8XB34-1CF0<< | - | 0 | 9
3RA1316-8XB34-1CH0 |  | 3RA1316-8XB34-1CH0 | 1 | UN | 1 | 5 | B | D | N | N | 85364900 | 1 | 4011209780132 | 0.534 | KG | 276.45 | 276.45 | CP03 | CP03 | Reversing contactor assembly AC-3, 4 kW/400 V,48 V AC, 50/60 Hz 3-pole, Size S00 Screw terminal Electrical and mechanical interlock With 2x front-side auxiliary switch Varistor plugged on !!! Phased-out product !!! Successor is SIRIUS 3RA2 Preferred successor type is >>3RA2316-8XB34-1CH0<< | - | 0 | 9
3RA1316-8XB34-1CK2 |  | 3RA1316-8XB34-1CK2 | 1 | UN | 1 | 20 | D | D | N | N | 85364900 | 1 | 4011209780156 | 0.535 | KG | 251.75 | 251.75 | CP03 | CP03 | Reversing contactor assembly AC-3, 4 kW/400 V, 3-pole Size S00, Screw terminal 120 V AC, 50/60 Hz Electrical and mechanical interlock 2 x front-side auxiliary switch Varistor plugged on !!! Phased-out product !!! Successor is SIRIUS 3RA2 Preferred successor type is >>3RA2316-8XB34-1CK2<< | - | 0 | 9
3RA1316-8XB34-1CL0 |  | 3RA1316-8XB34-1CL0 | 1 | UN | 1 | 15 | C | D | N | N | 85364900 | 1 | 4011209780163 | 0.535 | KG | 276.45 | 276.45 | CP03 | CP03 | Reversing contactor assembly AC-3, 4 kW/400 V, 3-pole Size S00, Screw terminal 125 V AC, 50/60 Hz Electrical and mechanical interlock 2 x front-side auxiliary switch Varistor plugged on !!! Phased-out product !!! Successor is SIRIUS 3RA2 Preferred successor type is >>3RA2316-8XB34-1CL0<< | - | 0 | 9
3RA1316-8XB34-1CM1 |  | 3RA1316-8XB34-1CM1 | 1 | UN | 1 | 15 | C | D | N | N | 85364900 | 1 | 4011209780170 | 0.522 | KG | 276.45 | 276.45 | CP03 | CP03 | Reversing contactor assembly AC-3, 4 kW/400 V, 3-pole Size S00, Screw terminal 189 V AC, 50 Hz/208 V, 60 Hz Electrical and mechanical interlock 2 x front-side auxiliary switch Varistor plugged on !!! Phased-out product !!! Successor is SIRIUS 3RA2 Preferred successor type is >>3RA2316-8XB34-1CM1<< | - | 0 | 9
3RA1316-8XB34-1CN2 |  | 3RA1316-8XB34-1CN2 | 1 | UN | 1 | 20 | D | D | N | N | 85364900 | 1 | 4011209780187 | 0.533 | KG | 251.75 | 251.75 | CP03 | CP03 | Reversing contactor assembly AC-3, 4 kW/400 V, 3-pole Size S00, Screw terminal 220 V AC, 50/60 Hz Electrical and mechanical interlock 2 x front-side auxiliary switch Varistor plugged on !!! Phased-out product !!! Successor is SIRIUS 3RA2 Preferred successor type is >>3RA2316-8XB34-1CN2<< | - | 0 | 9
3RA1316-8XB34-1CP0 |  | 3RA1316-8XB34-1CP0 | 1 | UN | 1 | 20 | D | D | N | N | 85364900 | 1 | 4011209780194 | 0.532 | KG | 251.75 | 251.75 | CP03 | CP03 | Reversing contactor assembly AC-3, 4 kW/400 V, 3-pole Size S00, Screw terminal 230 V AC, 50/60 Hz Electrical and mechanical interlock 2 x front-side auxiliary switch Varistor plugged on !!! Phased-out product !!! Successor is SIRIUS 3RA2 Preferred successor type is >>3RA2316-8XB34-1CP0<< | - | 0 | 9
3RA1316-8XB34-1CU0 |  | 3RA1316-8XB34-1CU0 | 1 | UN | 1 | 20 | D | D | N | N | 85364900 | 1 | 4011209780200 | 0.54 | KG | 251.75 | 251.75 | CP03 | CP03 | Reversing contactor assembly AC-3, 4 kW/400 V, 3-pole Size S00, Screw terminal 240 V AC, 50/60 Hz Electrical and mechanical interlock 2 x front-side auxiliary switch Varistor plugged on !!! Phased-out product !!! Successor is SIRIUS 3RA2 Preferred successor type is >>3RA2316-8XB34-1CU0<< | - | 0 | 9
3RA1316-8XB34-1DB4 |  | 3RA1316-8XB34-1DB4 | 1 | UN | 1 | 10 | C | D | N | N | 85364900 | 1 | 4011209409194 | 0.66 | KG | 263.15 | 263.15 | CP03 | CP03 | Reversing contactor assembly AC-3, 4 kW/400 V, 3-pole Size S00, Screw terminal 2 NO+2 NC, 24 V DC Electrical and mechanical interlock With varistor !!! Phased-out product !!! Successor is SIRIUS 3RA2 Preferred successor type is >>3RA2316-8XB34-1DB4<< | - | 0 | 9
3RA1316-8XB34-1DB4-Z | X95 | 3RA1316-8XB34-1DB4-ZX95 | 1 | UN | 1 | 15 | C | D | N | N | 85364900 | 64 | 4011209426337 | 0.622 | KG | 288.8 | 288.8 | CP03 | CP03 | Reversing contactor assembly AC-3, 4 kW/400 V, 3-pole Size S00, Screw terminal 2 NO+1 NC, 24 V DC Electrical and mechanical interlock Varistor reusable packaging Pack = 40 units !!! Phased-out product !!! Successor is SIRIUS 3RA2 | - | 0 | 9
3RA1316-8XB34-1DE4 |  | 3RA1316-8XB34-1DE4 | 1 | UN | 1 | 15 | C | D | N | N | 85364900 | 1 | 4011209608047 | 0.657 | KG | 301.15 | 301.15 | CP03 | CP03 | Reversing contactor assembly AC-3, 4 kW/400 V,60 V DC 3-pole, Size S00 Screw terminal Electrical and mechanical interlock With 2x front-side auxiliary switch interlock !!! Phased-out product !!! Successor is SIRIUS 3RA2 Preferred successor type is >>3RA2316-8XB34-1DE4<< | - | 0 | 7
3RA1316-8XB34-1DF4 |  | 3RA1316-8XB34-1DF4 | 1 | UN | 1 | 20 | D | D | N | N | 85364900 | 1 | 4011209608054 | 0.65 | KG | 276.45 | 276.45 | CP03 | CP03 | Reversing contactor assembly AC-3, 4 kW/400 V, 3-pole Size S00, Screw terminal 110 V DC, Electrical and mechanical interlock 2 front-side auxiliary switches 2 x varistor plugged on !!! Phased-out product !!! Successor is SIRIUS 3RA2 Preferred successor type is >>3RA2316-8XB34-1DF4<< | - | 0 | 9
3RA1316-8XB34-1DG4 |  | 3RA1316-8XB34-1DG4 | 1 | UN | 1 | 20 | D | D | N | N | 85364900 | 1 | 4011209608061 | 0.646 | KG | 276.45 | 276.45 | CP03 | CP03 | Reversing contactor assembly AC-3, 4 kW/400 V, 3-pole Size S00, Screw terminal 125 V DC Electrical and mechanical interlock 2 front-side auxiliary switches 2 x varistor plugged on !!! Phased-out product !!! Successor is SIRIUS 3RA2 Preferred successor type is >>3RA2316-8XB34-1DG4<< | - | 0 | 9
3RA1316-8XB34-1DM4 |  | 3RA1316-8XB34-1DM4 | 1 | UN | 1 | 15 | C | D | N | N | 85364900 | 1 | 4011209608078 | 0.64 | KG | 301.15 | 301.15 | CP03 | CP03 | Reversing contactor assembly AC-3, 4 kW/400 V, 3-pole Size S00, Screw terminal 220 V DC Electrical and mechanical interlock 2 front-side auxiliary switches 2 x varistor plugged on !!! Phased-out product !!! Successor is SIRIUS 3RA2 Preferred successor type is >>3RA2316-8XB34-1DM4<< | - | 0 | 9
3RA1316-8XB34-1DW4 |  | 3RA1316-8XB34-1DW4 | 1 | UN | 1 | 15 | C | D | N | N | 85364900 | 1 | 4011209608030 | 0.653 | KG | 301.15 | 301.15 | CP03 | CP03 | Reversing contactor assembly AC-3, 4 kW/400 V, 3-pole Size S00, Screw terminal 48 V DC Electrical and mechanical interlock 2 front-side auxiliary switches 2 x varistor plugged on !!! Phased-out product !!! Successor is SIRIUS 3RA2 Preferred successor type is >>3RA2316-8XB34-1DW4<< | - | 0 | 9
3RA1316-8XB37-1AF0 |  | 3RA1316-8XB37-1AF0 | 1 | UN | 1 | 5 | B | D | N | N | 85364900 | 1 | 4011209557635 | 0.526 | KG | 223.25 | 223.25 | CP03 | CP03 | Reversing contactor assembly AC-3, 4 kW/400 V,110 V AC, 50/60 Hz 3-pole, Size S00 Screw terminal Electrical and mechanical interlock 2 x 3 NO + 1 NC !!! Phased-out product !!! Successor is SIRIUS 3RA2 | - | 0 | 9
3RA1316-8XB37-1AK2 |  | 3RA1316-8XB37-1AK2 | 1 | UN | 1 | 5 | B | D | N | N | 85364900 | 1 | 4011209557680 | 0.525 | KG | 223.25 | 223.25 | CP03 | CP03 | Reversing contactor assembly AC-3, 4 kW/400 V,120 V AC, 50/60 Hz 3-pole, Size S00 Screw terminal Electrical and mechanical interlock 2 x 3 NO + 1 NC !!! Phased-out product !!! Successor is SIRIUS 3RA2 | - | 0 | 9
3RA1316-8XB37-1AL0 |  | 3RA1316-8XB37-1AL0 | 1 | UN | 1 | 5 | B | D | N | N | 85364900 | 1 | 4011209557642 | 0.519 | KG | 223.25 | 223.25 | CP03 | CP03 | Reversing contactor assembly AC-3, 4 kW/400 V 125/127 V AC, 50/60 Hz, 3-pole Size S00, Screw terminal Electrical and mechanical interlock 2 x 3 NO + 1 NC !!! Phased-out product !!! Successor is SIRIUS 3RA2 | - | 0 | 9
3RA1316-8XB37-1AN2 |  | 3RA1316-8XB37-1AN2 | 1 | UN | 1 | 5 | B | D | N | N | 85364900 | 1 | 4011209557659 | 0.527 | KG | 223.25 | 223.25 | CP03 | CP03 | Reversing contactor assembly AC-3, 4 kW/400 V,220 V AC, 50/60 Hz 3-pole, Size S00 Screw terminal Electrical and mechanical interlock 2 x 3 NO + 1 NC !!! Phased-out product !!! Successor is SIRIUS 3RA2 | - | 0 | 9
3RA1316-8XB37-1AP0 |  | 3RA1316-8XB37-1AP0 | 1 | UN | 1 | 5 | B | D | N | N | 85364900 | 1 | 4011209557666 | 0.53 | KG | 223.25 | 223.25 | CP03 | CP03 | Reversing contactor assembly AC-3, 4 kW/400 V,240 V AC, 50/60 Hz 3-pole, Size S00 Screw terminal Electrical and mechanical interlock 2 x 3 NO + 1 NC !!! Phased-out product !!! Successor is SIRIUS 3RA2 | - | 0 | 9
3RA1316-8XB37-1AU0 |  | 3RA1316-8XB37-1AU0 | 1 | UN | 1 | 15 | C | D | N | N | 85364900 | 1 | 4011209557697 | 0.53 | KG | 223.25 | 223.25 | CP03 | CP03 | Reversing contactor assembly AC-3, 4 kW/400 V,240 V AC, 50/60 Hz 3-pole, Size S00 Screw terminal Electrical and mechanical interlock 2 x 3 NO + 1 NC !!! Phased-out product !!! Successor is SIRIUS 3RA2 | - | 0 | 7
3RA1316-8XB37-1CF0 |  | 3RA1316-8XB37-1CF0 | 1 | UN | 1 | 15 | C | D | N | N | 85364900 | 1 | 4011209780224 | 0.538 | KG | 269.8 | 269.8 | CP03 | CP03 | Reversing contactor assembly AC-3, 4 kW/400 V, 3-pole Size S00, Screw terminal 110 V AC, 50/60 Hz Electrical and mechanical interlock 2 x 3 NO+1 NC Varistor plugged on !!! Phased-out product !!! Successor is SIRIUS 3RA2 Preferred successor type is >>3RA2316-8XB37-1CF0<< | - | 0 | 9
3RA1316-8XB37-1CH0 |  | 3RA1316-8XB37-1CH0 | 1 | UN | 1 | 5 | B | D | N | N | 85364900 | 1 | 4011209780217 | 0.537 | KG | 269.8 | 269.8 | CP03 | CP03 | Reversing contactor assembly AC-3, 4 kW/400 V,48 V AC, 50/60 Hz 3-pole, Size S00 Screw terminal Electrical and mechanical interlock 2 x 3 NO + 1 NC Varistor plugged on !!! Phased-out product !!! Successor is SIRIUS 3RA2 Preferred successor type is >>3RA2316-8XB37-1CH0<< | - | 0 | 9
3RA1316-8XB37-1CK2 |  | 3RA1316-8XB37-1CK2 | 1 | UN | 1 | 15 | C | D | N | N | 85364900 | 1 | 4011209780231 | 0.538 | KG | 269.8 | 269.8 | CP03 | CP03 | Reversing contactor assembly AC-3, 4 kW/400 V,120 V AC, 50/60 Hz 3-pole, Size S00 Screw terminal Electrical and mechanical interlock 2 x 3 NO + 1 NC Varistor plugged on !!! Phased-out product !!! Successor is SIRIUS 3RA2 Preferred successor type is >>3RA2316-8XB37-1CK2<< | - | 0 | 7
3RA1316-8XB37-1CL0 |  | 3RA1316-8XB37-1CL0 | 1 | UN | 1 | 5 | B | D | N | N | 85364900 | 1 | 4011209780248 | 0.535 | KG | 269.8 | 269.8 | CP03 | CP03 | Reversing contactor assembly AC-3, 4 kW/400 V 125/127 V AC, 50/60 Hz, 3-pole Size S00, Screw terminal Electrical and mechanical interlock 2 x 3 NO + 1 NC Varistor plugged on !!! Phased-out product !!! Successor is SIRIUS 3RA2 Preferred successor type is >>3RA2316-8XB37-1CL0<< | - | 0 | 9
3RA1316-8XB37-1CM2 |  | 3RA1316-8XB37-1CM2 | 1 | UN | 1 | 5 | B | D | N | N | 85364900 | 1 | 4011209780255 | 0.535 | KG | 269.8 | 269.8 | CP03 | CP03 | Reversing contactor assembly AC-3, 4 kW/400 V,208 V AC, 50/60 Hz 3-pole, Size S00 Screw terminal Electrical and mechanical interlock 2 x 3 NO + 1 NC Varistor plugged on !!! Phased-out product !!! Successor is SIRIUS 3RA2 Preferred successor type is >>3RA2316-8XB37-1CM2<< | - | 0 | 9
3RA1316-8XB37-1CN2 |  | 3RA1316-8XB37-1CN2 | 1 | UN | 1 | 20 | D | D | N | N | 85364900 | 1 | 4011209780262 | 0.533 | KG | 247.95 | 247.95 | CP03 | CP03 | Reversing contactor assembly AC-3, 4 kW/400 V, 3-pole Size S00, Screw terminal 220 V AC, 50/60 Hz Electrical and mechanical interlock 2 x 3 NO+1 NC Varistor plugged on !!! Phased-out product !!! Successor is SIRIUS 3RA2 Preferred successor type is >>3RA2316-8XB37-1CN2<< | - | 0 | 9
3RA1316-8XB37-1CP0 |  | 3RA1316-8XB37-1CP0 | 1 | UN | 1 | 20 | D | D | N | N | 85364900 | 1 | 4011209780279 | 0.533 | KG | 247.95 | 247.95 | CP03 | CP03 | Reversing contactor assembly AC-3, 4 kW/400 V, 3-pole Size S00, Screw terminal 240 V AC, 50/60 Hz Electrical and mechanical interlock 2 x 3 NO+1 NC Varistor plugged on !!! Phased-out product !!! Successor is SIRIUS 3RA2 Preferred successor type is >>3RA2316-8XB37-1CP0<< | - | 0 | 9
3RA1316-8XB37-1CU0 |  | 3RA1316-8XB37-1CU0 | 1 | UN | 1 | 15 | C | D | N | N | 85364900 | 1 | 4011209780286 | 0.538 | KG | 269.8 | 269.8 | CP03 | CP03 | Reversing contactor assembly AC-3, 4 kW/400 V, 3-pole Size S00, Screw terminal 240 V AC, 50/60 Hz Electrical and mechanical interlock 2 x 3 NO+1 NC Varistor plugged on !!! Phased-out product !!! Successor is SIRIUS 3RA2 Preferred successor type is >>3RA2316-8XB37-1CU0<< | - | 0 | 9
3RA1316-8XB37-1DB4 |  | 3RA1316-8XB37-1DB4 | 1 | UN | 1 | 5 | B | D | N | N | 85364900 | 1 | 4011209652224 | 0.659 | KG | 234.65 | 234.65 | CP03 | CP03 | Reversing contactor assembly AC-3, 4 kW/400 V,24 V DC 3-pole, Size S00 screw terminal, 3 NO + 1 NC 2 X Electrical and mechanical interlock varistor !!! Phased-out product !!! Successor is SIRIUS 3RA2 Preferred successor type is >>3RA2316-8XB37-1DB4<< | - | 0 | 9
3RA1316-8XB37-1DE4 |  | 3RA1316-8XB37-1DE4 | 1 | UN | 1 | 15 | C | D | N | N | 85364900 | 1 | 4011209558137 | 0.661 | KG | 241.3 | 241.3 | CP03 | CP03 | Reversing contactor assembly AC-3, 4 kW/400 V,60 V DC 3-pole, Size S00 screw terminal, 3 NO + 1 NC 2 X Electrical and mechanical interlock varistor !!! Phased-out product !!! Successor is SIRIUS 3RA2 Preferred successor type is >>3RA2316-8XB37-1DE4<< | - | 0 | 7
3RA1316-8XB37-1DF4 |  | 3RA1316-8XB37-1DF4 | 1 | UN | 1 | 15 | C | D | N | N | 85364900 | 1 | 4011209557734 | 0.643 | KG | 241.3 | 241.3 | CP03 | CP03 | Reversing contactor assembly AC-3, 4 kW/400 V, 3-pole Size S00, Screw terminal 110 V DC Electrical and mechanical interlock 3 NO+1 NC 2x varistor !!! Phased-out product !!! Successor is SIRIUS 3RA2 Preferred successor type is >>3RA2316-8XB37-1DF4<< | - | 0 | 9
3RA1316-8XB37-1DG4 |  | 3RA1316-8XB37-1DG4 | 1 | UN | 1 | 15 | C | D | N | N | 85364900 | 1 | 4011209557758 | 0.646 | KG | 288.8 | 288.8 | CP03 | CP03 | Reversing contactor assembly AC-3, 4 kW/400 V, 3-pole Size S00, Screw terminal 125 V DC Electrical and mechanical interlock 3 NO+1 NC 2x varistor !!! Phased-out product !!! Successor is SIRIUS 3RA2 Preferred successor type is >>3RA2316-8XB37-1DG4<< | - | 0 | 9
3RA1316-8XB37-1DM4 |  | 3RA1316-8XB37-1DM4 | 1 | UN | 1 | 15 | C | D | N | N | 85364900 | 1 | 4011209557741 | 0.659 | KG | 288.8 | 288.8 | CP03 | CP03 | Reversing contactor assembly AC-3, 4 kW/400 V, 3-pole Size S00, Screw terminal 220 V DC Electrical and mechanical interlock 3 NO+1 NC 2x varistor !!! Phased-out product !!! Successor is SIRIUS 3RA2 Preferred successor type is >>3RA2316-8XB37-1DM4<< | - | 0 | 9
3RA1316-8XB37-1DW4 |  | 3RA1316-8XB37-1DW4 | 1 | UN | 1 | 15 | C | D | N | N | 85364900 | 1 | 4011209557765 | 0.66 | KG | 288.8 | 288.8 | CP03 | CP03 | Reversing contactor assembly AC-3, 4 kW/400 V, 3-pole Size S00, Screw terminal 48 V DC Electrical and mechanical interlock 3 NO+1 NC 2x varistor !!! Phased-out product !!! Successor is SIRIUS 3RA2 Preferred successor type is >>3RA2316-8XB37-1DW4<< | - | 0 | 9
3RA1317-5PB33-1DB4 |  | 3RA1317-5PB33-1DB4 | 1 | UN | 1 | 15 | C | D | N | N | 85364900 | 1 |  | 0.548 | KG | 456 | 456 | CP03 | CP03 | Reversing contactor assembly AC-3, 5.5 kW/400 V, 3-pole Size S00, Screw terminal 24 V DC With built-on overload relay According to customer specifications Wieland !!! Phased-out product !!! Successor is SIRIUS 3RA2 | - | 0 | 9
3RA1317-8XB11-1BB4 |  | 3RA1317-8XB11-1BB4 | 1 | UN | 1 | 10 | C | D | N | N | 85364900 | 1 | 4011209276918 | 0.548 | KG | 202.35 | 202.35 | CP03 | CP03 | Reversing contactor assembly AC-3, 5.5 kW/400 V, 3-pole Size S00, Screw terminal 24 V DC, with 1 NO Without NC contact interlock !!! Phased-out product !!! Successor is SIRIUS 3RA2 Preferred successor type is >>3RA2317-8XB11-1BB4<< | - | 0 | 9
3RA1317-8XB11-5BB4 |  | 3RA1317-8XB11-5BB4 | 1 | UN | 1 | 15 | C | D | N | N | 85364900 | 1 | 4011209650787 | 0.604 | KG | 232.75 | 232.75 | CP03 | CP03 | Reversing contactor assembly AC-3, 5.5 kW/400 V, 3-pole Size S00, soldering pin connection 24 V DC Mechanical interlock with main circuit supply Without wiring of coil control !!! Phased-out product !!! Successor is SIRIUS 3RA2 Preferred successor type is >>3RA2317-8XB11-5BB4<< | - | 0 | 9
3RA1317-8XB30-1AB0 |  | 3RA1317-8XB30-1AB0 | 1 | UN | 1 | 10 | C | D | N | N | 85364900 | 1 | 4011209333116 | 0.434 | KG | 175.75 | 175.75 | CP03 | CP03 | Reversing contactor assembly AC-3, 5.5 kW/400 V, 3-pole Size S00, Screw terminal 24 V AC, 50/60 Hz Electrical and mechanical interlock !!! Phased-out product !!! Successor is SIRIUS 3RA2 Preferred successor type is >>3RA2317-8XB30-1AB0<< | - | 0 | 7
3RA1317-8XB30-1AD0 |  | 3RA1317-8XB30-1AD0 | 1 | UN | 1 | 10 | C | D | N | N | 85364900 | 1 | 4011209349698 | 0.44 | KG | 175.75 | 175.75 | CP03 | CP03 | Reversing contactor assembly AC-3, 5.5 kW/400 V, 3-pole Size S00, Screw terminal 42 V AC, 50/60 Hz Electrical and mechanical interlock !!! Phased-out product !!! Successor is SIRIUS 3RA2 | - | 0 | 7
3RA1317-8XB30-1AF0 |  | 3RA1317-8XB30-1AF0 | 1 | UN | 1 | 10 | C | D | N | N | 85364900 | 1 | 4011209332515 | 0.445 | KG | 175.75 | 175.75 | CP03 | CP03 | Reversing contactor assembly AC-3, 5 kW/400 V, 3-pole Size S00, Screw terminal 110 V AC, 50/60 Hz Electrical and mechanical interlock !!! Phased-out product !!! Successor is SIRIUS 3RA2 Preferred successor type is >>3RA2317-8XB30-1AF0<< | - | 0 | 7
3RA1317-8XB30-1AH0 |  | 3RA1317-8XB30-1AH0 | 1 | UN | 1 | 15 | C | D | N | N | 85364900 | 1 | 4011209349674 | 0.428 | KG | 191.9 | 191.9 | CP03 | CP03 | Reversing contactor assembly AC-3, 5.5 kW/400 V, 3-pole Size S00, Screw terminal 48 V AC, 50/60 Hz Electrical and mechanical interlock !!! Phased-out product !!! Successor is SIRIUS 3RA2 Preferred successor type is >>3RA2317-8XB30-1AH0<< | - | 0 | 7
3RA1317-8XB30-1AK6 |  | 3RA1317-8XB30-1AK6 | 1 | UN | 1 | 10 | C | D | N | N | 85364900 | 1 | 4011209349667 | 0.428 | KG | 175.75 | 175.75 | CP03 | CP03 | Reversing contactor assembly AC-3, 5.5 kW/400 V, 3-pole Size S00, Screw terminal 110 V AC, 50 Hz/ 120 V, 60 Hz Electrical and mechanical interlock !!! Phased-out product !!! Successor is SIRIUS 3RA2 Preferred successor type is >>3RA2317-8XB30-1AK6<< | - | 0 | 7
3RA1317-8XB30-1AP0 |  | 3RA1317-8XB30-1AP0 | 1 | UN | 1 | 5 | B | D | N | N | 85364900 | 1 | 4011209333123 | 0.43 | KG | 175.75 | 175.75 | CP03 | CP03 | Reversing contactor assembly AC-3, 5.5 kW/400 V, 3-pole Size S00, Screw terminal 230 V AC, 50/60 Hz Electrical and mechanical interlock !!! Phased-out product !!! Successor is SIRIUS 3RA2 Preferred successor type is >>3RA2317-8XB30-1AP0<< | - | 0 | 7
3RA1317-8XB30-1AP6 |  | 3RA1317-8XB30-1AP6 | 1 | UN | 1 | 15 | C | D | N | N | 85364900 | 1 | 4011209445932 | 0.431 | KG | 191.9 | 191.9 | CP03 | CP03 | Reversing contactor assembly AC-3, 4 kW/400 V 220 V AC 50 Hz/240 V 60 Hz, 3-pole Size S00, Screw terminal Electrical and mechanical interlock !!! Phased-out product !!! Successor is SIRIUS 3RA2 Preferred successor type is >>3RA2317-8XB30-1AP6<< | - | 0 | 7
3RA1317-8XB30-1AV0 |  | 3RA1317-8XB30-1AV0 | 1 | UN | 1 | 15 | C | D | N | N | 85364900 | 1 | 4011209349650 | 0.436 | KG | 191.9 | 191.9 | CP03 | CP03 | Reversing contactor assembly AC-3, 4 kW/400 V,400 V AC, 50/60 Hz 3-pole, Size S00 Screw terminal Electrical and mechanical interlock !!! Phased-out product !!! Successor is SIRIUS 3RA2 | - | 0 | 7
3RA1317-8XB30-1BB4 |  | 3RA1317-8XB30-1BB4 | 1 | UN | 1 | 10 | C | D | N | N | 85364900 | 1 | 4011209349643 | 0.55 | KG | 199.5 | 199.5 | CP03 | CP03 | Reversing contactor assembly AC-3, 5.5 kW/400 V, 3-pole Size S00, Screw terminal 24 V DC, electrical and Electrical and mechanical interlock !!! Phased-out product !!! Successor is SIRIUS 3RA2 Preferred successor type is >>3RA2317-8XB30-1BB4<< | - | 0 | 7
3RA1317-8XB30-2BB4 |  | 3RA1317-8XB30-2BB4 | 1 | UN | 1 | 20 | D | D | N | N | 85364900 | 1 | 4011209624788 | 0.548 | KG | 202.35 | 202.35 | CP03 | CP03 | Reversing contactor assembly AC-3, 5.5 kW/400 V, 3-pole Size S00, Spring-type terminal 24 V DC, electrical and Electrical and mechanical interlock !!! Phased-out product !!! Successor is SIRIUS 3RA2 Preferred successor type is >>3RA2317-8XB30-2BB4<< | - | 0 | 7
3RA1317-8XB30-5AP0 |  | 3RA1317-8XB30-5AP0 | 1 | UN | 1 | 5 | B | D | N | N | 85364900 | 1 | 4011209546257 | 0.488 | KG | 209 | 209 | CP03 | CP03 | Reversing contactor assembly AC-3, 4 kW/400 V,230 V AC, 50/60 Hz 3-pole, Size S00 soldering pin connection Electrical and mechanical interlock !!! Phased-out product !!! Successor is SIRIUS 3RA2 | - | 0 | 9
3RA1317-8XB34-1CG6 |  | 3RA1317-8XB34-1CG6 | 1 | UN | 1 | 5 | B | D | N | N | 85364900 | 1 | 4011209780309 | 0.537 | KG | 303.05 | 303.05 | CP03 | CP03 | Reversing contactor assembly AC-3, 4 kW/400 V,100 V AC 50/60 Hz 3-pole, Size S00 Screw terminal Electrical and mechanical interlock With 2x front-side auxiliary switch Varistor plugged on !!! Phased-out product !!! Successor is SIRIUS 3RA2 Preferred successor type is >>3RA2317-8XB34-1CG6<< | - | 0 | 9
3RA1317-8XB37-1CG6 |  | 3RA1317-8XB37-1CG6 | 1 | UN | 1 | 5 | B | D | N | N | 85364900 | 1 | 4011209780293 | 0.539 | KG | 299.25 | 299.25 | CP03 | CP03 | Reversing contactor assembly AC-3, 4 kW/400 V,100 V AC 50/60 Hz 3-pole, Size S00 Screw terminal Electrical and mechanical interlock 2 x 3 NO + 1 NC Varistor plugged on !!! Phased-out product !!! Successor is SIRIUS 3RA2 | - | 0 | 9
3RA1323-8XB30-1AK6 |  | 3RA1323-8XB30-1AK6 | 1 | UN | 1 | 10 | C | D | N | N | 85364900 | 1 | 4011209400207 | 0.766 | KG | 190.95 | 190.95 | CP03 | CP03 | Reversing contactor assembly AC-3, 4 kW/400 V, 3-pole Size S0, Screw terminal 110 V AC, 50 Hz/120 V, 60 Hz Electrical and mechanical interlock !!! Phased-out product !!! Successor is SIRIUS 3RA2 Preferred successor type is >>3RA2323-8XB30-1AK6<< | - | 0 | 9
3RA1323-8XB30-1BG4 |  | 3RA1323-8XB30-1BG4 | 1 | UN | 1 | 15 | C | D | N | N | 85364900 | 1 | 4011209585386 | 1.236 | KG | 368.6 | 368.6 | CP03 | CP03 | Reversing contactor assembly AC-3, 4 kW/400 V,125 V DC 3-pole, Size S00 Screw terminal !!! Phased-out product !!! Successor is SIRIUS 3RA2 Preferred successor type is >>3RA2323-8XB30-1BG4<< | - | 0 | 7
3RA1323-8XB36-1AF0 |  | 3RA1323-8XB36-1AF0 | 1 | UN | 1 | 5 | B | D | N | N | 85364900 | 1 | 4011209493087 | 0.841 | KG | 279.3 | 279.3 | CP03 | CP03 | Reversing contactor assembly DC 0.8...1. 1Us 110 V, 50 Hz Size S0 Standard coil without circuit !!! Phased-out product !!! Successor is SIRIUS 3RA2 | - | 0 | 9
3RA1323-8XB36-1BB4 |  | 3RA1323-8XB36-1BB4 | 1 | UN | 1 | 15 | C | D | N | N | 85364900 | 1 | 4011209493230 | 1.31 | KG | 432.25 | 432.25 | CP03 | CP03 | Reversing contactor assembly DC 0.8...1. 1Us 24 V Size S0 Standard coil without circuit !!! Phased-out product !!! Successor is SIRIUS 3RA2 | - | 0 | 7
3RA1324-8XB30-1AC2 |  | 3RA1324-8XB30-1AC2 | 1 | UN | 1 | 15 | C | D | N | N | 85364900 | 1 | 4011209400238 | 0.72 | KG | 220.4 | 220.4 | CP03 | CP03 | Reversing contactor assembly AC-3, 5.5 kW/400 V, 3-pole Size S0, Screw terminal 24 V AC, 50/60 Hz Electrical and mechanical interlock !!! Phased-out product !!! Successor is SIRIUS 3RA2 Preferred successor type is >>3RA2324-8XB30-1AC2<< | - | 0 | 7
3RA1324-8XB30-1AG2 |  | 3RA1324-8XB30-1AG2 | 1 | UN | 1 | 10 | C | D | N | N | 85364900 | 1 | 4011209400245 | 0.8 | KG | 202.35 | 202.35 | CP03 | CP03 | Reversing contactor assembly AC-3, 5.5 kW/400 V, 3-pole Size S0, Screw terminal 110 V, 50/60 Hz Electrical and mechanical interlock !!! Phased-out product !!! Successor is SIRIUS 3RA2 Preferred successor type is >>3RA2324-8XB30-1AG2<< | - | 0 | 7
3RA1324-8XB30-1AH2 |  | 3RA1324-8XB30-1AH2 | 1 | UN | 1 | 15 | C | D | N | N | 85364900 | 1 | 4011209565579 | 0.757 | KG | 194.75 | 194.75 | CP03 | CP03 | Reversing contactor assembly AC-3, 5.5 kW/400 V, 3-pole Size S0, Screw terminal 48 V, 50/60 Hz Electrical and mechanical interlock !!! Phased-out product !!! Successor is SIRIUS 3RA2 | - | 0 | 7
3RA1324-8XB30-1AK6 |  | 3RA1324-8XB30-1AK6 | 1 | UN | 1 | 10 | C | D | N | N | 85364900 | 1 | 4011209400252 | 0.755 | KG | 202.35 | 202.35 | CP03 | CP03 | Reversing contactor assembly AC-3, 5.5 kW/400 V, 3-pole Size S0, Screw terminal 110 V AC, 50 Hz/120 V, 60 Hz Electrical and mechanical interlock !!! Phased-out product !!! Successor is SIRIUS 3RA2 Preferred successor type is >>3RA2324-8XB30-1AK6<< | - | 0 | 7
3RA1324-8XB30-1AL2 |  | 3RA1324-8XB30-1AL2 | 1 | UN | 1 | 5 | B | D | N | N | 85364900 | 1 | 4011209400269 | 1.225 | KG | 202.35 | 202.35 | CP03 | CP03 | Reversing contactor assembly AC-3, 5.5 kW/400 V, 3-pole Size S0, Screw terminal 230 V, 50/60 Hz Electrical and mechanical interlock !!! Phased-out product !!! Successor is SIRIUS 3RA2 Preferred successor type is >>3RA2324-8XB30-1AL2<< | - | 0 | 7
3RA1324-8XB30-1BB4 |  | 3RA1324-8XB30-1BB4 | 1 | UN | 1 | 5 | B | D | N | N | 85364900 | 1 | 4011209400276 | 1.224 | KG | 349.6 | 349.6 | CP03 | CP03 | Reversing contactor assembly AC-3, 5.5 kW/400 V, 3-pole Size S0, Screw terminal 24 V DC Electrical and mechanical interlock !!! Phased-out product !!! Successor is SIRIUS 3RA2 Preferred successor type is >>3RA2324-8XB30-1BB4<< | - | 0 | 7
3RA1324-8XB33-1BF4 |  | 3RA1324-8XB33-1BF4 | 1 | UN | 1 | 15 | C | D | EAR99 | N | 85364900 | 1 |  | 1.23 | KG | 417.05 | 417.05 | CP03 | CP03 | Reversing contactor assembly AC-3, 5.5 kW/400 V, 3-pole Size S0, Screw terminal 110 V DC 2 NC+2 NO auxiliary contacts Electrical and mechanical interlock !!! Phased-out product !!! Successor is SIRIUS 3RA2 | - | 0 | 7
3RA1324-8XB36-1AF0 |  | 3RA1324-8XB36-1AF0 | 1 | UN | 1 | 15 | C | D | N | N | 85364900 | 1 | 4011209405035 | 0.843 | KG | 288.8 | 288.8 | CP03 | CP03 | Reversing contactor assembly AC-3, 5.5 kW/400 V, 3-pole Size S0, Screw terminal 110 V AC, 50 Hz Electrical and mechanical interlock !!! Phased-out product !!! Successor is SIRIUS 3RA2 | - | 0 | 7
3RA1324-8XB36-1BB4 |  | 3RA1324-8XB36-1BB4 | 1 | UN | 1 | 20 | D | D | N | N | 85364900 | 1 | 4011209405042 | 1.305 | KG | 407.55 | 407.55 | CP03 | CP03 | Reversing contactor assembly AC-3, 5.5 kW/400 V, 3-pole Size S0, Screw terminal 24 V DC Electrical and mechanical interlock with auxiliary switch 2 x 1 NO+1 NC !!! Phased-out product !!! Successor is SIRIUS 3RA2 | - | 0 | 9
3RA1325-8XB30-1AC2 |  | 3RA1325-8XB30-1AC2 | 1 | UN | 1 | 15 | C | D | N | N | 85364900 | 1 | 4011209400290 | 0.77 | KG | 269.8 | 269.8 | CP03 | CP03 | Reversing contactor assembly AC-3, 7.5 kW/400 V, 3-pole Size S0, Screw terminal 24 V AC, 50/60 Hz Electrical and mechanical interlock with auxiliary switch 2 x 1 NO+1 NC !!! Phased-out product !!! Successor is SIRIUS 3RA2 Preferred successor type is >>3RA2325-8XB30-1AC2<< | - | 0 | 7
3RA1325-8XB30-1AG2 |  | 3RA1325-8XB30-1AG2 | 1 | UN | 1 | 10 | C | D | N | N | 85364900 | 1 | 4011209400306 | 0.768 | KG | 247.95 | 247.95 | CP03 | CP03 | Reversing contactor assembly AC-3, 7.5 kW/400 V, 3-pole Size S0, Screw terminal 110 V AC, 50/60 Hz Electrical and mechanical interlock !!! Phased-out product !!! Successor is SIRIUS 3RA2 Preferred successor type is >>3RA2325-8XB30-1AG2<< | - | 0 | 7
3RA1325-8XB30-1AH2 |  | 3RA1325-8XB30-1AH2 | 1 | UN | 1 | 15 | C | D | N | N | 85364900 | 1 | 4011209571082 | 0.761 | KG | 263.15 | 263.15 | CP03 | CP03 | Reversing contactor assembly AC-3, 7.5 kW/400 V, 3-pole Size S0, Screw terminal 48 V AC, 50/60 Hz Electrical and mechanical interlock !!! Phased-out product !!! Successor is SIRIUS 3RA2 | - | 0 | 7
3RA1325-8XB30-1AK6 |  | 3RA1325-8XB30-1AK6 | 1 | UN | 1 | 15 | C | D | N | N | 85364900 | 1 | 4011209400320 | 0.756 | KG | 247.95 | 247.95 | CP03 | CP03 | Reversing contactor assembly AC-3, 7.5 kW/400 V, 3-pole Size S0, Screw terminal 110 V AC, 50 Hz/120 V, 60 Hz Electrical and mechanical interlock !!! Phased-out product !!! Successor is SIRIUS 3RA2 Preferred successor type is >>3RA2325-8XB30-1AK6<< | - | 0 | 7
3RA1325-8XB30-1AL2 |  | 3RA1325-8XB30-1AL2 | 1 | UN | 1 | 5 | B | D | N | N | 85364900 | 1 | 4011209400313 | 0.773 | KG | 247.95 | 247.95 | CP03 | CP03 | Reversing contactor assembly AC-3, 7.5 kW/400 V, 3-pole Size S0, Screw terminal 230 V AC, 50/60 Hz Electrical and mechanical interlock !!! Phased-out product !!! Successor is SIRIUS 3RA2 Preferred successor type is >>3RA2325-8XB30-1AL2<< | - | 0 | 7
3RA1325-8XB30-1BB4 |  | 3RA1325-8XB30-1BB4 | 1 | UN | 1 | 10 | C | D | N | N | 85364900 | 1 | 4011209400337 | 1.33 | KG | 401.85 | 401.85 | CP03 | CP03 | Reversing contactor assembly AC-3, 7.5 kW/400 V, 3-pole Size S0, Screw terminal 24 V DC Electrical and mechanical interlock !!! Phased-out product !!! Successor is SIRIUS 3RA2 Preferred successor type is >>3RA2325-8XB30-1BB4<< | - | 0 | 7
3RA1325-8XB30-1BM4 |  | 3RA1325-8XB30-1BM4 | 1 | UN | 1 | 5 | B | D | N | N | 85364900 | 1 | 4011209400344 | 1.242 | KG | 441.75 | 441.75 | CP03 | CP03 | Contactor assembly for revers. AC-3, 7.5 kW/400 V, Size S0, 220 V DC Screw terminal !!! Phased-out product !!! Successor is SIRIUS 3RA2 | - | 0 | 9
3RA1325-8XB36-1AF0 |  | 3RA1325-8XB36-1AF0 | 1 | UN | 1 | 15 | C | D | N | N | 85364900 | 1 | 4011209405073 | 0.845 | KG | 342.95 | 342.95 | CP03 | CP03 | Reversing contactor assembly AC-3, 7.5 kW/400 V, 3-pole Size S0, Screw terminal 110 V AC, 50 Hz Electrical and mechanical interlock with auxiliary switch 2 x 1 NO+1 NC !!! Phased-out product !!! Successor is SIRIUS 3RA2 | - | 0 | 9
3RA1325-8XB36-1BB4 |  | 3RA1325-8XB36-1BB4 | 1 | UN | 1 | 15 | C | D | N | N | 85364900 | 1 | 4011209405066 | 1.305 | KG | 513.95 | 513.95 | CP03 | CP03 | Reversing contactor assembly AC-3, 7.5 kW/400 V, 3-pole Size S0, Screw terminal 24 V DC Electrical and mechanical interlock with auxiliary switch 2 x 1 NO+1 NC !!! Phased-out product !!! Successor is SIRIUS 3RA2 | - | 0 | 7
3RA1325-8XD34-1DE4 |  | 3RA1325-8XD34-1DE4 | 1 | UN | 1 | 15 | C | D | N | N | 85364900 | 1 | 4011209585720 | 1.789 | KG | 558.6 | 558.6 | CP03 | CP03 | Reversing contactor assembly AC-3, 7.5 kW/400 V, 3-pole Size S0, Screw terminal 60 V DC Electrical and mechanical interlock with auxiliary switch 2 x 2 NO + 2 NC With varistor !!! Phased-out product !!! Successor is SIRIUS 3RA2 Preferred successor type is >>3RA2325-8XD34-1DE4<< | - | 0 | 7
3RA1325-8XD34-1DF4 |  | 3RA1325-8XD34-1DF4 | 1 | UN | 1 | 20 | D | D | N | N | 85364900 | 1 | 4011209585737 | 1.81 | KG | 510.15 | 510.15 | CP03 | CP03 | Reversing contactor assembly AC-3, 7.5 kW/400 V, 3-pole Size S0, Screw terminal 110 V DC Electrical and mechanical interlock with auxiliary switch 2 x 2 NO + 2 NC With varistor !!! Phased-out product !!! Successor is SIRIUS 3RA2 Preferred successor type is >>3RA2325-8XD34-1DF4<< | - | 0 | 7
3RA1325-8XD34-1DG4 |  | 3RA1325-8XD34-1DG4 | 1 | UN | 1 | 20 | D | D | N | N | 85364900 | 1 | 4011209585744 | 1.79 | KG | 510.15 | 510.15 | CP03 | CP03 | Reversing contactor assembly AC-3, 7.5 kW/400 V, 3-pole Size S0, Screw terminal 125 V DC Electrical and mechanical interlock with auxiliary switch 2 x 2 NO + 2 NC With varistor !!! Phased-out product !!! Successor is SIRIUS 3RA2 Preferred successor type is >>3RA2325-8XD34-1DG4<< | - | 0 | 7
3RA1325-8XD34-1DM4 |  | 3RA1325-8XD34-1DM4 | 1 | UN | 1 | 15 | C | D | N | N | 85364900 | 1 | 4011209585751 | 1.849 | KG | 558.6 | 558.6 | CP03 | CP03 | Reversing contactor assembly AC-3, 7.5 kW/400 V, 3-pole Size S0, Screw terminal 220 V DC Electrical and mechanical interlock with auxiliary switch 2 x 2 NO + 2 NC With varistor !!! Phased-out product !!! Successor is SIRIUS 3RA2 Preferred successor type is >>3RA2325-8XD34-1DM4<< | - | 0 | 7
3RA1325-8XD34-1DW4 |  | 3RA1325-8XD34-1DW4 | 1 | UN | 1 | 15 | C | D | N | N | 85364900 | 1 | 4011209585713 | 1.81 | KG | 558.6 | 558.6 | CP03 | CP03 | Reversing contactor assembly AC-3, 7.5 kW/400 V, 3-pole Size S0, Screw terminal 48 V DC Electrical and mechanical interlock with auxiliary switch 2 x 2 NO + 2 NC With varistor !!! Phased-out product !!! Successor is SIRIUS 3RA2 Preferred successor type is >>3RA2325-8XD34-1DW4<< | - | 0 | 7
3RA1326-5QB36-1DB4 |  | 3RA1326-5QB36-1DB4 | 1 | UN | 1 | 15 | C | D | N | N | 85364900 | 1 |  | 1.34 | KG | 798 | 798 | CP03 | CP03 | Reversing contactor assembly AC-3, 11 kW/400 V, 3-pole Size S0, Screw terminal 24 V DC with auxiliary switch 2 x 1 NO+1 NC With built-on overload relay According to specifications from Wieland !!! Phased-out product !!! Successor is SIRIUS 3RA2 | - | 0 | 9
3RA1326-8XB30-1AC2 |  | 3RA1326-8XB30-1AC2 | 1 | UN | 1 | 20 | D | D | N | N | 85364900 | 1 | 4011209400351 | 0.805 | KG | 318.25 | 318.25 | CP03 | CP03 | Reversing contactor assembly AC-3, 11 kW/400 V, 3-pole Size S0, Screw terminal 24 V AC, 50/60 Hz Electrical and mechanical interlock !!! Phased-out product !!! Successor is SIRIUS 3RA2 Preferred successor type is >>3RA2326-8XB30-1AC2<< | - | 0 | 7
3RA1326-8XB30-1AG2 |  | 3RA1326-8XB30-1AG2 | 1 | UN | 1 | 10 | C | D | N | N | 85364900 | 1 | 4011209400368 | 0.759 | KG | 318.25 | 318.25 | CP03 | CP03 | Reversing contactor assembly AC-3, 11 kW/400 V, 3-pole Size S0, Screw terminal 110 V, 50/60 Hz Electrical and mechanical interlock !!! Phased-out product !!! Successor is SIRIUS 3RA2 Preferred successor type is >>3RA2326-8XB30-1AG2<< | - | 0 | 7
3RA1326-8XB30-1AH2 |  | 3RA1326-8XB30-1AH2 | 1 | UN | 1 | 15 | C | D | N | N | 85364900 | 1 | 4011209565586 | 0.764 | KG | 348.65 | 348.65 | CP03 | CP03 | Reversing contactor assembly AC-3, 11 kW/400 V, 3-pole Size S0, Screw terminal 48 V, 50/60 Hz Electrical and mechanical interlock !!! Phased-out product !!! Successor is SIRIUS 3RA2 | - | 0 | 7
3RA1326-8XB30-1AK6 |  | 3RA1326-8XB30-1AK6 | 1 | UN | 1 | 10 | C | D | N | N | 85364900 | 1 | 4011209400382 | 0.76 | KG | 318.25 | 318.25 | CP03 | CP03 | Reversing contactor assembly AC-3, 11 kW/400 V, 3-pole Size S0, Screw terminal 110 V AC 50 Hz/120 V AC 60 Hz Electrical and mechanical interlock !!! Phased-out product !!! Successor is SIRIUS 3RA2 Preferred successor type is >>3RA2326-8XB30-1AK6<< | - | 0 | 7
3RA1326-8XB30-1AL2 |  | 3RA1326-8XB30-1AL2 | 1 | UN | 1 | 10 | C | D | N | N | 85364900 | 1 | 4011209400375 | 0.774 | KG | 318.25 | 318.25 | CP03 | CP03 | Reversing contactor assembly AC-3, 11 kW/400 V, 3-pole Size S0, Screw terminal 230 V, 50/60 Hz Electrical and mechanical interlock !!! Phased-out product !!! Successor is SIRIUS 3RA2 Preferred successor type is >>3RA2326-8XB30-1AL2<< | - | 0 | 7
3RA1326-8XB30-1BB4 |  | 3RA1326-8XB30-1BB4 | 1 | UN | 1 | 10 | C | D | N | N | 85364900 | 1 | 4011209400399 | 1.216 | KG | 474.05 | 474.05 | CP03 | CP03 | Reversing contactor assembly AC-3, 11 kW/400 V, 3-pole Size S0, Screw terminal 24 V DC Electrical and mechanical interlock !!! Phased-out product !!! Successor is SIRIUS 3RA2 Preferred successor type is >>3RA2326-8XB30-1BB4<< | - | 0 | 7
3RA1326-8XB30-1BM4 |  | 3RA1326-8XB30-1BM4 | 1 | UN | 1 | 15 | C | D | N | N | 85364900 | 1 | 4011209400405 | 1.227 | KG | 518.7 | 518.7 | CP03 | CP03 | Reversing contactor assembly AC-3, 11 kW/400 V, 3-pole Size S0, Screw terminal 230 V DC Electrical and mechanical interlock !!! Phased-out product !!! Successor is SIRIUS 3RA2 | - | 0 | 7
3RA1326-8XB30-1BW4 |  | 3RA1326-8XB30-1BW4 | 1 | UN | 1 | 5 | B | D | N | N | 85364900 | 1 | 4011209648920 | 1.223 | KG | 518.7 | 518.7 | CP03 | CP03 | Contactor assembly for revers. AC-3, 11 kW / 400 V, Size S0 48 V DC !!! Phased-out product !!! Successor is SIRIUS 3RA2 | - | 0 | 9
3RA1326-8XB36-1AF0 |  | 3RA1326-8XB36-1AF0 | 1 | UN | 1 | 15 | C | D | N | N | 85364900 | 1 | 4011209405080 | 0.842 | KG | 419.9 | 419.9 | CP03 | CP03 | Reversing contactor assembly AC-3, 11 kW/400 V, 3-pole Size S0, Screw terminal 110 V AC, 50 Hz Electrical and mechanical interlock with auxiliary switch 2 x 1 NO+1 NC !!! Phased-out product !!! Successor is SIRIUS 3RA2 | - | 0 | 7
3RA1326-8XB36-1BB4 |  | 3RA1326-8XB36-1BB4 | 1 | UN | 1 | 15 | C | D | N | N | 85364900 | 1 | 4011209405868 | 1.307 | KG | 587.1 | 587.1 | CP03 | CP03 | Reversing contactor assembly AC-3, 11 kW/400 V, 3-pole Size S0, Screw terminal 24 V DC Electrical and mechanical interlock with auxiliary switch 2 x 1 NO+1 NC !!! Phased-out product !!! Successor is SIRIUS 3RA2 | - | 0 | 7
3RA1333-8XB30-1AK6 |  | 3RA1333-8XB30-1AK6 | 1 | UN | 1 | 20 | D | D | N | N | 85364900 | 1 | 4011209400412 | 2.26 | KG | 371.45 | 371.45 | CP03 | CP03 | Reversing contactor assembly AC-3, 11 kW/400 V, 3-pole Size S2, Screw terminal 110 V AC 50 Hz/120 V AC 60 Hz Electrical and mechanical interlock !!! Phased-out product !!! Successor is SIRIUS 3RA2 | - | 0 | 9
3RA1334-8XB30-1AC2 |  | 3RA1334-8XB30-1AC2 | 1 | UN | 1 | 20 | D | D | N | N | 85364900 | 1 | 4011209400429 | 2.239 | KG | 371.45 | 371.45 | CP03 | CP03 | Reversing contactor assembly AC-3, 15 kW/400 V, 3-pole Size S2, Screw terminal 24 V AC, 50/60 Hz Electrical and mechanical interlock !!! Phased-out product !!! Successor is SIRIUS 3RA2 |  | 0 | 0
3RA1334-8XB30-1AG2 |  | 3RA1334-8XB30-1AG2 | 1 | UN | 1 | 20 | D | D | N | N | 85364900 | 1 | 4011209400436 | 2.246 | KG | 371.45 | 371.45 | CP03 | CP03 | Reversing contactor assembly AC-3, 15 kW/400 V, 3-pole Size S2, Screw terminal 110 V AC, 50/60 Hz Electrical and mechanical interlock !!! Phased-out product !!! Successor is SIRIUS 3RA2 |  | 0 | 0
3RA1334-8XB30-1AH2 |  | 3RA1334-8XB30-1AH2 | 1 | UN | 1 | 20 | D | D | N | N | 85364900 | 1 | 4011209579446 | 2.226 | KG | 371.45 | 371.45 | CP03 | CP03 | Reversing contactor assembly AC-3, 15 kW/400 V, 3-pole Size S2, Screw terminal 48 V AC, 50/60 Hz Electrical and mechanical interlock !!! Phased-out product !!! Successor is SIRIUS 3RA2 | - | 0 | 0
3RA1334-8XB30-1AK6 |  | 3RA1334-8XB30-1AK6 | 1 | UN | 1 | 20 | D | D | N | N | 85364900 | 1 | 4011209400450 | 2.24 | KG | 371.45 | 371.45 | CP03 | CP03 | Reversing contactor assembly AC-3, 15 kW/400 V, 3-pole Size S2, Screw terminal 110 V AC 50 Hz/120 V AC 60 Hz Electrical and mechanical interlock !!! Phased-out product !!! Successor is SIRIUS 3RA2 | - | 0 | 0
3RA1334-8XB30-1AL2 |  | 3RA1334-8XB30-1AL2 | 1 | UN | 1 | 20 | D | D | N | N | 85364900 | 1 | 4011209400443 | 2.22 | KG | 371.45 | 371.45 | CP03 | CP03 | Reversing contactor assembly AC-3, 15 kW/400 V, 3-pole Size S2, Screw terminal 230 V AC, 50/60 Hz Electrical and mechanical interlock !!! Phased-out product !!! Successor is SIRIUS 3RA2 |  | 0 | 0
3RA1334-8XB30-1BB4 |  | 3RA1334-8XB30-1BB4 | 1 | UN | 1 | 20 | D | D | N | N | 85364900 | 1 | 4011209400467 | 3.367 | KG | 532 | 532 | CP03 | CP03 | Reversing contactor assembly AC-3, 15 kW/400 V, 3-pole Size S2, Screw terminal 24 V DC Electrical and mechanical interlock !!! Phased-out product !!! Successor is SIRIUS 3RA2 |  | 0 | 0
3RA1334-8XB36-1AF0 |  | 3RA1334-8XB36-1AF0 | 1 | UN | 1 | 20 | D | D | N | N | 85364900 | 1 | 4011209405103 | 2.312 | KG | 422.75 | 422.75 | CP03 | CP03 | Reversing contactor assembly AC-3, 15 kW/400 V, 3-pole Size S2, Screw terminal 110 V AC, 50 Hz Electrical and mechanical interlock with auxiliary switch 2 x 1 NO+1 NC !!! Phased-out product !!! Successor is SIRIUS 3RA2 | - | 0 | 9
3RA1334-8XB36-1BB4 |  | 3RA1334-8XB36-1BB4 | 1 | UN | 1 | 20 | D | D | N | N | 85364900 | 1 | 4011209405097 | 3.56 | KG | 581.4 | 581.4 | CP03 | CP03 | Reversing contactor assembly AC-3, 15 kW/400 V, 3-pole Size S2, Screw terminal 24 V DC Electrical and mechanical interlock with auxiliary switch 2 x 1 NO+1 NC !!! Phased-out product !!! Successor is SIRIUS 3RA2 | - | 0 | 9
3RA1335-8XB30-1AC2 |  | 3RA1335-8XB30-1AC2 | 1 | UN | 1 | 20 | D | D | N | N | 85364900 | 1 | 4011209400498 | 2.31 | KG | 402.8 | 402.8 | CP03 | CP03 | Reversing contactor assembly AC-3, 18.5 kW/400 V, 3-pole Size S2, Screw terminal 24 V AC, 50/60 Hz Electrical and mechanical interlock !!! Phased-out product !!! Successor is SIRIUS 3RA2 |  | 0 | 0
3RA1335-8XB30-1AG2 |  | 3RA1335-8XB30-1AG2 | 1 | UN | 1 | 20 | D | D | N | N | 85364900 | 1 | 4011209400504 | 2.247 | KG | 402.8 | 402.8 | CP03 | CP03 | Reversing contactor assembly AC-3, 18.5 kW/400 V, 3-pole Size S2, Screw terminal 110 V AC, 50/60 Hz Electrical and mechanical interlock !!! Phased-out product !!! Successor is SIRIUS 3RA2 Preferred successor type is >>3RA2335-8XB30-1AG2<< |  | 0 | 0
3RA1335-8XB30-1AK6 |  | 3RA1335-8XB30-1AK6 | 1 | UN | 1 | 20 | D | D | N | N | 85364900 | 1 | 4011209400481 | 2.22 | KG | 402.8 | 402.8 | CP03 | CP03 | Reversing contactor assembly AC-3, 18.5 kW/400 V, 3-pole Size S2, Screw terminal 110 V AC, 50 Hz/120 V, 60 Hz Electrical and mechanical interlock !!! Phased-out product !!! Successor is SIRIUS 3RA2 Preferred successor type is >>3RA2335-8XB30-1AK6<< | - | 0 | 0
3RA1335-8XB30-1AL2 |  | 3RA1335-8XB30-1AL2 | 1 | UN | 1 | 20 | D | D | N | N | 85364900 | 1 | 4011209400511 | 2.261 | KG | 402.8 | 402.8 | CP03 | CP03 | Reversing contactor assembly AC-3, 18.5 kW/400 V, 3-pole Size S2, Screw terminal 230 V AC, 50/60 Hz Electrical and mechanical interlock !!! Phased-out product !!! Successor is SIRIUS 3RA2 Preferred successor type is >>3RA2335-8XB30-1AL2<< |  | 0 | 0
3RA1335-8XB30-1BB4 |  | 3RA1335-8XB30-1BB4 | 1 | UN | 1 | 20 | D | D | N | N | 85364900 | 1 | 4011209400528 | 3.39 | KG | 576.65 | 576.65 | CP03 | CP03 | Reversing contactor assembly AC-3, 18.5 kW/400 V, 3-pole Size S2, Screw terminal 24 V DC Electrical and mechanical interlock !!! Phased-out product !!! Successor is SIRIUS 3RA2 Preferred successor type is >>3RA2335-8XB30-1NB3<< |  | 0 | 0
3RA1335-8XC34-1QB4 |  | 3RA1335-8XC34-1QB4 | 1 | UN | 1 | 20 | D | D | N | N | 85364900 | 1 | 4011209535190 | 3.547 | KG | 678.3 | 678.3 | CP03 | CP03 | Reversing contactor assembly AC-3, 18.5 kW/400 V, 3-pole Size S2, Screw terminal 24 V DC, 2 NC+2 NO Electrical and mechanical interlock Standard coil with plugged-on Zener diode combination !!! Phased-out product !!! Successor is SIRIUS 3RA2 | - | 0 | 9
3RA1336-8XB30-1AC2 |  | 3RA1336-8XB30-1AC2 | 1 | UN | 1 | 20 | D | D | N | N | 85364900 | 1 | 4011209400542 | 2.295 | KG | 514.9 | 514.9 | CP03 | CP03 | Reversing contactor assembly AC-3, 22 kW/400 V, 3-pole Size S2, Screw terminal 24 V AC/50/60 Hz Electrical and mechanical interlock !!! Phased-out product !!! Successor is SIRIUS 3RA2 |  | 0 | 0
3RA1336-8XB30-1AG2 |  | 3RA1336-8XB30-1AG2 | 1 | UN | 1 | 20 | D | D | N | N | 85364900 | 1 | 4011209400559 | 2.282 | KG | 514.9 | 514.9 | CP03 | CP03 | Reversing contactor assembly AC-3, 22 kW/400 V, 3-pole Size S2, Screw terminal 110 V AC, 50/60 Hz Electrical and mechanical interlock !!! Phased-out product !!! Successor is SIRIUS 3RA2 Preferred successor type is >>3RA2336-8XB30-1AG2<< |  | 0 | 0
3RA1336-8XB30-1AH2 |  | 3RA1336-8XB30-1AH2 | 1 | UN | 1 | 20 | D | D | N | N | 85364900 | 1 | 4011209610224 | 2.295 | KG | 514.9 | 514.9 | CP03 | CP03 | Reversing contactor assembly AC-3, 22 kW/400 V, 3-pole Size S2, Screw terminal 48 V AC 50/60 Hz Electrical and mechanical interlock !!! Phased-out product !!! Successor is SIRIUS 3RA2 | - | 0 | 0
3RA1336-8XB30-1AK6 |  | 3RA1336-8XB30-1AK6 | 1 | UN | 1 | 20 | D | D | N | N | 85364900 | 1 | 4011209400573 | 2.26 | KG | 514.9 | 514.9 | CP03 | CP03 | Reversing contactor assembly AC-3, 22 kW/400 V, 3-pole Size S2, Screw terminal 110 V AC, 50 Hz/120 V, 60 Hz Electrical and mechanical interlock !!! Phased-out product !!! Successor is SIRIUS 3RA2 Preferred successor type is >>3RA2336-8XB30-1AK6<< | - | 0 | 0
3RA1336-8XB30-1AL2 |  | 3RA1336-8XB30-1AL2 | 1 | UN | 1 | 20 | D | D | N | N | 85364900 | 1 | 4011209400566 | 2.29 | KG | 514.9 | 514.9 | CP03 | CP03 | Reversing contactor assembly AC-3, 22 kW/400 V, 3-pole Size S2, Screw terminal 230 V AC, 50/60 Hz Electrical and mechanical interlock !!! Phased-out product !!! Successor is SIRIUS 3RA2 Preferred successor type is >>3RA2336-8XB30-1AL2<< |  | 0 | 0
3RA1336-8XB30-1BB4 |  | 3RA1336-8XB30-1BB4 | 1 | UN | 1 | 20 | D | D | N | N | 85364900 | 1 | 4011209400580 | 3.69 | KG | 743.85 | 743.85 | CP03 | CP03 | Reversing contactor assembly AC-3, 22 kW/400 V, 3-pole Size S2, Screw terminal 24 V DC Electrical and mechanical interlock !!! Phased-out product !!! Successor is SIRIUS 3RA2 Preferred successor type is >>3RA2336-8XB30-1NB3<< |  | 0 | 0
3RA1336-8XB36-1AF0 |  | 3RA1336-8XB36-1AF0 | 1 | UN | 1 | 20 | D | D | N | N | 85364900 | 1 | 4011209405141 | 2.35 | KG | 569.05 | 569.05 | CP03 | CP03 | Reversing contactor assembly AC-3, 22 kW/400 V, 3-pole Size S2, Screw terminal 110 V AC/50 Hz Electrical and mechanical interlock with auxiliary switch 2 x 1 NO+1 NC !!! Phased-out product !!! Successor is SIRIUS 3RA2 | - | 0 | 9
3RA1344-8XB30-1AC2 |  | 3RA1344-8XB30-1AC2 | 1 | UN | 1 | 20 | D | D | N | N | 85364900 | 1 | 4011209400603 | 4.101 | KG | 718.2 | 718.2 | CP03 | CP03 | Reversing contactor assembly AC-3, 30 kW/400 V, 3-pole Size S3, Screw terminal 24 V AC/50/60 Hz Electrical and mechanical interlock !!! Phased-out product !!! Successor is SIRIUS 3RA2 |  | 0 | 0
3RA1344-8XB30-1AG2 |  | 3RA1344-8XB30-1AG2 | 1 | UN | 1 | 20 | D | D | N | N | 85364900 | 1 | 4011209400610 | 4.13 | KG | 718.2 | 718.2 | CP03 | CP03 | Reversing contactor assembly AC-3, 30 kW/400 V, 3-pole Size S3, Screw terminal 110 V AC, 50/60 Hz Electrical and mechanical interlock !!! Phased-out product !!! Successor is SIRIUS 3RA2 Preferred successor type is >>3RA2337-8XB30-1AG2<< |  | 0 | 0
3RA1344-8XB30-1AH2 |  | 3RA1344-8XB30-1AH2 | 1 | UN | 1 | 20 | D | D | N | N | 85364900 | 1 | 4011209594081 | 4.25 | KG | 718.2 | 718.2 | CP03 | CP03 | Reversing contactor assembly AC-3, 30 kW/400 V, 3-pole Size S3, Screw terminal 48 V AC/50/60 Hz Electrical and mechanical interlock !!! Phased-out product !!! Successor is SIRIUS 3RA2 | - | 0 | 9
3RA1344-8XB30-1AK6 |  | 3RA1344-8XB30-1AK6 | 1 | UN | 1 | 20 | D | D | N | N | 85364900 | 1 | 4011209450493 | 4.15 | KG | 718.2 | 718.2 | CP03 | CP03 | Reversing contactor assembly AC-3, 30 kW/400 V, 3-pole Size S3, Screw terminal 110 V AC/50 Hz, 120 V/60 Hz Electrical and mechanical interlock !!! Phased-out product !!! Successor is SIRIUS 3RA2 Preferred successor type is >>3RA2337-8XB30-1AK6<< | - | 0 | 0
3RA1344-8XB30-1AL2 |  | 3RA1344-8XB30-1AL2 | 1 | UN | 1 | 20 | D | D | N | N | 85364900 | 1 | 4011209400627 | 4.12 | KG | 718.2 | 718.2 | CP03 | CP03 | Reversing contactor assembly AC-3, 30 kW/400 V, 3-pole Size S3, Screw terminal 230 V AC, 50/60 Hz Electrical and mechanical interlock !!! Phased-out product !!! Successor is SIRIUS 3RA2 Preferred successor type is >>3RA2337-8XB30-1AL2<< |  | 0 | 0
3RA1344-8XB30-1BB4 |  | 3RA1344-8XB30-1BB4 | 1 | UN | 1 | 20 | D | D | N | N | 85364900 | 1 | 4011209400634 | 6.439 | KG | 1016.5 | 1016.5 | CP03 | CP03 | Reversing contactor assembly AC-3, 30 kW/400 V, 3-pole Size S3, Screw terminal 24 V DC Electrical and mechanical interlock !!! Phased-out product !!! Successor is SIRIUS 3RA2 Preferred successor type is >>3RA2337-8XB30-1NB3<< |  | 0 | 0
3RA1344-8XB36-1AF0 |  | 3RA1344-8XB36-1AF0 | 1 | UN | 1 | 20 | D | D | N | N | 85364900 | 1 | 4011209405158 | 4.303 | KG | 769.5 | 769.5 | CP03 | CP03 | Reversing contactor assembly AC-3, 30 kW/400 V, 3-pole Size S3, Screw terminal 110 V AC/50 Hz Electrical and mechanical interlock with auxiliary switch 2 x 1 NO+1 NC !!! Phased-out product !!! Successor is SIRIUS 3RA2 | - | 0 | 9
3RA1344-8XB36-1BB4 |  | 3RA1344-8XB36-1BB4 | 1 | UN | 1 | 20 | D | D | N | N | 85364900 | 1 | 4011209405165 | 6.47 | KG | 1073.5 | 1073.5 | CP03 | CP03 | Reversing contactor assembly AC-3, 30 kW/400 V, 3-pole Size S3, Screw terminal 24 V DC Electrical and mechanical interlock with auxiliary switch 2 x 1 NO+1 NC !!! Phased-out product !!! Successor is SIRIUS 3RA2 | - | 0 | 9
3RA1345-8XB30-1AC2 |  | 3RA1345-8XB30-1AC2 | 1 | UN | 1 | 20 | D | D | N | N | 85364900 | 1 | 4011209400658 | 4.432 | KG | 836 | 836 | CP03 | CP03 | Reversing contactor assembly AC-3, 37 kW/400 V, 3-pole Size S3, Screw terminal 24 V AC, 50/60 Hz Electrical and mechanical interlock !!! Phased-out product !!! Successor is SIRIUS 3RA2 |  | 0 | 0
3RA1345-8XB30-1AG2 |  | 3RA1345-8XB30-1AG2 | 1 | UN | 1 | 20 | D | D | N | N | 85364900 | 1 | 4011209400665 | 4.5 | KG | 836 | 836 | CP03 | CP03 | Reversing contactor assembly AC-3, 37 kW/400 V, 3-pole Size S3, Screw terminal 110 V AC, 50/60 Hz Electrical and mechanical interlock !!! Phased-out product !!! Successor is SIRIUS 3RA2 Preferred successor type is >>3RA2338-8XB30-1AG2<< |  | 0 | 0
3RA1345-8XB30-1AH2 |  | 3RA1345-8XB30-1AH2 | 1 | UN | 1 | 20 | D | D | N | N | 85364900 | 1 | 4011209642805 | 4.406 | KG | 836 | 836 | CP03 | CP03 | Reversing contactor assembly AC-3, 37 kW/400 V, 3-pole Size S3, Screw terminal 48 V AC, 50/60 Hz Electrical and mechanical interlock !!! Phased-out product !!! Successor is SIRIUS 3RA2 | - | 0 | 0
3RA1345-8XB30-1AK6 |  | 3RA1345-8XB30-1AK6 | 1 | UN | 1 | 20 | D | D | N | N | 85364900 | 1 | 4011209400689 | 4.4 | KG | 836 | 836 | CP03 | CP03 | Reversing contactor assembly AC-3, 37 kW/400 V, 3-pole Size S3, Screw terminal 110 V AC, 50 Hz/120 V, 60 Hz Electrical and mechanical interlock !!! Phased-out product !!! Successor is SIRIUS 3RA2 Preferred successor type is >>3RA2338-8XB30-1AK6<< | - | 0 | 0
3RA1345-8XB30-1AL2 |  | 3RA1345-8XB30-1AL2 | 1 | UN | 1 | 20 | D | D | N | N | 85364900 | 1 | 4011209400672 | 4.365 | KG | 836 | 836 | CP03 | CP03 | Reversing contactor assembly AC-3, 37 kW/400 V, 3-pole Size S3, Screw terminal 230 V AC, 50/60 Hz Electrical and mechanical interlock !!! Phased-out product !!! Successor is SIRIUS 3RA2 Preferred successor type is >>3RA2338-8XB30-1AL2<< |  | 0 | 0
3RA1345-8XB30-1BB4 |  | 3RA1345-8XB30-1BB4 | 1 | UN | 1 | 20 | D | D | N | N | 85364900 | 1 | 4011209400696 | 6.362 | KG | 1140 | 1140 | CP03 | CP03 | Reversing contactor assembly AC-3, 37 kW/400 V, 3-pole Size S3, Screw terminal 24 V DC Electrical and mechanical interlock !!! Phased-out product !!! Successor is SIRIUS 3RA2 Preferred successor type is >>3RA2338-8XB30-1NB3<< |  | 0 | 0
3RA1345-8XB36-1AF0 |  | 3RA1345-8XB36-1AF0 | 1 | UN | 1 | 20 | D | D | N | N | 85364900 | 1 | 4011209405189 | 4.447 | KG | 836 | 836 | CP03 | CP03 | Reversing contactor assembly AC-3, 37 kW/400 V, 3-pole Size S3, Screw terminal 110 V AC, 50 Hz Electrical and mechanical interlock with auxiliary switch 2 x 1 NO+1 NC !!! Phased-out product !!! Successor is SIRIUS 3RA2 | - | 0 | 9
3RA1345-8XB36-1BB4 |  | 3RA1345-8XB36-1BB4 | 1 | UN | 1 | 20 | D | D | N | N | 85364900 | 1 | 4011209405172 | 6.543 | KG | 1178 | 1178 | CP03 | CP03 | Reversing contactor assembly AC-3, 37 kW/400 V, 3-pole Size S3, Screw terminal 24 V DC Electrical and mechanical interlock with auxiliary switch 2 x 1 NO+1 NC !!! Phased-out product !!! Successor is SIRIUS 3RA2 | - | 0 | 9
3RA1345-8XK30-1BB4 |  | 3RA1345-8XK30-1BB4 | 1 | UN | 1 | 20 | D | D | N | N | 85364900 | 1 | 4011209903289 | 6.337 | KG | 1159 | 1159 | CP03 | CP03 | Reversing contactor assembly AC-3, 37 kW/400 V, 3-pole Size S3, Screw terminal 24 V DC Electrical and mechanical interlock Duplicate coil terminal A1 A2 mounted !!! Phased-out product !!! Successor is SIRIUS 3RA2 | - | 0 | 0
3RA1346-8XB30-1AC2 |  | 3RA1346-8XB30-1AC2 | 1 | UN | 1 | 20 | D | D | N | N | 85364900 | 1 | 4011209400702 | 4.375 | KG | 1026 | 1026 | CP03 | CP03 | Reversing contactor assembly AC-3, 45 kW/400 V, 3-pole Size S3, Screw terminal 24 V AC, 50/60 Hz Electrical and mechanical interlock !!! Phased-out product !!! Successor is SIRIUS 3RA2 |  | 0 | 0
3RA1346-8XB30-1AG2 |  | 3RA1346-8XB30-1AG2 | 1 | UN | 1 | 20 | D | D | N | N | 85364900 | 1 | 4011209400719 | 4.378 | KG | 1026 | 1026 | CP03 | CP03 | Reversing contactor assembly AC-3, 45 kW/400 V, 3-pole Size S3, Screw terminal 110 V AC, 50/60 Hz Electrical and mechanical interlock !!! Phased-out product !!! Successor is SIRIUS 3RA2 Preferred successor type is >>3RA2346-8XB30-1AG2<< |  | 0 | 0
3RA1346-8XB30-1AH2 |  | 3RA1346-8XB30-1AH2 | 1 | UN | 1 | 20 | D | D | N | N | 85364900 | 1 | 4011209589339 | 4.369 | KG | 1026 | 1026 | CP03 | CP03 | Reversing contactor assembly AC-3, 45 kW/400 V, 3-pole Size S3, Screw terminal 48 V AC, 50/60 Hz Electrical and mechanical interlock !!! Phased-out product !!! Successor is SIRIUS 3RA2 | - | 0 | 0
3RA1346-8XB30-1AK6 |  | 3RA1346-8XB30-1AK6 | 1 | UN | 1 | 20 | D | D | N | N | 85364900 | 1 | 4011209400733 | 4.401 | KG | 1026 | 1026 | CP03 | CP03 | Reversing contactor assembly AC-3, 45 kW/400 V, 3-pole Size S3, Screw terminal 110 V AC, 50 Hz/120 V, 60 Hz Electrical and mechanical interlock !!! Phased-out product !!! Successor is SIRIUS 3RA2 | - | 0 | 0
3RA1346-8XB30-1AL2 |  | 3RA1346-8XB30-1AL2 | 1 | UN | 1 | 20 | D | D | N | N | 85364900 | 1 | 4011209400726 | 4.38 | KG | 1026 | 1026 | CP03 | CP03 | Reversing contactor assembly AC-3, 45 kW/400 V, 3-pole Size S3, Screw terminal 230 V AC, 50/60 Hz Electrical and mechanical interlock !!! Phased-out product !!! Successor is SIRIUS 3RA2 Preferred successor type is >>3RA2346-8XB30-1AL2<< |  | 0 | 0
3RA1346-8XB30-1BB4 |  | 3RA1346-8XB30-1BB4 | 1 | UN | 1 | 20 | D | D | N | N | 85364900 | 1 | 4011209400740 | 6.338 | KG | 1330 | 1330 | CP03 | CP03 | Reversing contactor assembly AC-3, 45 kW/400 V, 3-pole Size S3, Screw terminal 24 V DC Electrical and mechanical interlock !!! Phased-out product !!! Successor is SIRIUS 3RA2 Preferred successor type is >>3RA2346-8XB30-1NB3<< |  | 0 | 0
3RA1346-8XB30-1BF4 |  | 3RA1346-8XB30-1BF4 | 1 | UN | 1 | 20 | D | D | N | N | 85364900 | 1 | 4011209901155 | 5.7 | KG | 1330 | 1330 | CP03 | CP03 | Reversing contactor assembly AC-3, 45 kW/400 V, 3-pole Size S3, Screw terminal 110 V DC Electrical and mechanical interlock !!! Phased-out product !!! Successor is SIRIUS 3RA2 | - | 0 | 9
3RA1415-8XB31-1AB0 |  | 3RA1415-8XB31-1AB0 | 1 | UN | 1 | 15 | C | D | N | N | 85364900 | 1 | 4011209375864 | 0.94 | KG | 438.9 | 438.9 | CP03 | CP03 | Contactor assembly Star-delta (wye-delta) (pre-assembled) with timing relay on the front AC-3, 5.5 kW/400 V, 3-pole Size S00, S00, S00 Electrical and mechanical interlock, Screw terminal 24 V AC, 50/60 Hz !!! Phased-out product !!! Successor is SIRIUS 3RA2 Preferred successor type is >>3RA2415-8XF31-1AB0<< | - | 0 | 7
3RA1415-8XB31-1AF0 |  | 3RA1415-8XB31-1AF0 | 1 | UN | 1 | 15 | C | D | N | N | 85364900 | 1 | 4011209385894 | 0.941 | KG | 438.9 | 438.9 | CP03 | CP03 | Contactor assembly Star-delta (wye-delta) (pre-assembled) with timing relay on the front AC-3, 5.5 kW/400 V, 3-pole Size S00, S00, S00 Electrical and mechanical interlock, Screw terminal 110 V AC, 50/60 Hz !!! Phased-out product !!! Successor is SIRIUS 3RA2 Preferred successor type is >>3RA2415-8XF31-1AF0<< | - | 0 | 7
3RA1415-8XB31-1AP0 |  | 3RA1415-8XB31-1AP0 | 1 | UN | 1 | 20 | D | D | N | N | 85364900 | 1 | 4011209385900 | 0.92 | KG | 400.9 | 400.9 | CP03 | CP03 | Contactor assembly Star-delta (wye-delta) (pre-assembled) with timing relay on the front AC-3, 5.5 kW/400 V, 3-pole Size S00, S00, S00 Electrical and mechanical interlock, Screw terminal 230 V AC, 50/60 Hz !!! Phased-out product !!! Successor is SIRIUS 3RA2 Preferred successor type is >>3RA2415-8XF31-1AP0<< | - | 0 | 7
3RA1415-8XB31-1BB4 |  | 3RA1415-8XB31-1BB4 | 1 | UN | 1 | 20 | D | D | N | N | 85364900 | 1 | 4011209383586 | 1.11 | KG | 453.15 | 453.15 | CP03 | CP03 | Contactor assembly Star-delta (wye-delta) (pre-assembled) with timing relay on the front AC-3, 5.5 kW/400 V, 3-pole Size S00, S00, S00 Electrical and mechanical interlock, Screw terminal 24 V DC !!! Phased-out product !!! Successor is SIRIUS 3RA2 Preferred successor type is >>3RA2415-8XF31-1BB4<< | - | 0 | 7
3RA1415-8XC31-1AP0 |  | 3RA1415-8XC31-1AP0 | 1 | UN | 1 | 15 | C | D | N | N | 85364900 | 1 | 4011209679818 | 1.191 | KG | 443.65 | 443.65 | CP03 | CP03 | Contactor assembly Star-delta (wye-delta) (pre-assembled) with lateral timing relay AC-3, 5.5 kW/400 V, 3-pole Size S00, S00, S00 Electrical and mechanical interlock, Screw terminal 230 V AC, 50/60 Hz !!! Phased-out product !!! Successor is SIRIUS 3RA2 | - | 0 | 7
3RA1416-8XB31-1AB0 |  | 3RA1416-8XB31-1AB0 | 1 | UN | 1 | 15 | C | D | N | N | 85364900 | 1 | 4011209381186 | 0.88 | KG | 485.45 | 485.45 | CP03 | CP03 | Contactor assembly Star-delta (wye-delta) (pre-assembled) with timing relay on the front AC-3, 7.5 kW/400 V, 3-pole Size S00, S00, S00 Electrical and mechanical interlock, Screw terminal 24 V AC, 50/60 Hz !!! Phased-out product !!! Successor is SIRIUS 3RA2 Preferred successor type is >>3RA2416-8XF31-1AB0<< | - | 0 | 7
3RA1416-8XB31-1AF0 |  | 3RA1416-8XB31-1AF0 | 1 | UN | 1 | 15 | C | D | N | N | 85364900 | 1 | 4011209385917 | 0.96 | KG | 485.45 | 485.45 | CP03 | CP03 | Contactor assembly Star-delta (wye-delta) (pre-assembled) with timing relay on the front AC-3, 7.5 kW/400 V, 3-pole Size S00, S00, S00 Electrical and mechanical interlock, Screw terminal 110 V AC, 50/60 Hz !!! Phased-out product !!! Successor is SIRIUS 3RA2 Preferred successor type is >>3RA2416-8XF31-1AF0<< | - | 0 | 7
3RA1416-8XB31-1AP0 |  | 3RA1416-8XB31-1AP0 | 1 | UN | 1 | 20 | D | D | N | N | 85364900 | 1 | 4011209380448 | 0.928 | KG | 443.65 | 443.65 | CP03 | CP03 | Contactor assembly Star-delta (wye-delta) (pre-assembled) with timing relay on the front AC-3, 7.5 kW/400 V, 3-pole Size S00, S00, S00 Electrical and mechanical interlock,Screw terminal 230 V AC, 50/60 Hz !!! Phased-out product !!! Successor is SIRIUS 3RA2 Preferred successor type is >>3RA2416-8XF31-1AP0<< | - | 0 | 7
3RA1416-8XB31-1BB4 |  | 3RA1416-8XB31-1BB4 | 1 | UN | 1 | 5 | B | D | N | N | 85364900 | 1 | 4011209383524 | 1.118 | KG | 494.95 | 494.95 | CP03 | CP03 | Contactor assembly Star-delta (wye-delta) (pre-assembled) with timing relay on the front AC-3, 7.5 kW/400 V, 3-pole Size S00, S00, S00 Electrical and mechanical interlock,Screw terminal 24 V DC !!! Phased-out product !!! Successor is SIRIUS 3RA2 Preferred successor type is >>3RA2416-8XF31-1BB4<< | - | 0 | 7
3RA1416-8XC31-1AP0 |  | 3RA1416-8XC31-1AP0 | 1 | UN | 1 | 15 | C | D | N | N | 85364900 | 1 | 4011209677432 | 1.2 | KG | 485.45 | 485.45 | CP03 | CP03 | Contactor assembly Star-delta (wye-delta) (pre-assembled) with lateral timing relay AC-3, 7.5 kW/400 V, 3-pole Size S00, S00, S00 Electrical and mechanical interlock, Screw terminal 230 V AC, 50/60 Hz !!! Phased-out product !!! Successor is SIRIUS 3RA2 | - | 0 | 7
3RA1423-8XB20-1AL2 |  | 3RA1423-8XB20-1AL2 | 1 | UN | 1 | 30 | D | D | N | N | 85364900 | 1 | 4011209366299 | 1.657 | KG | 530.1 | 530.1 | CP03 | CP03 | Contactor assembly Star-delta (wye-delta) (pre-assembled) with timing relay on the front AC-3, 11 kW/400 V, 3-pole Size S0, S0, S0 Electrical and mechanical interlock, Screw terminal 230 V AC, 50/60 Hz !!! Phased-out product !!! Successor is SIRIUS 3RA2 | - | 0 | 7
3RA1423-8XB20-1CL2 |  | 3RA1423-8XB20-1CL2 | 1 | UN | 1 | 30 | D | D | N | N | 85364900 | 1 | 4011209565593 | 1.695 | KG | 613.7 | 613.7 | CP03 | CP03 | Contactor assembly Star-delta (wye-delta) (pre-assembled) Customized !!! Phased-out product !!! Successor is SIRIUS 3RA2 | - | 0 | 7
3RA1423-8XC21-1AC2 |  | 3RA1423-8XC21-1AC2 | 1 | UN | 1 | 20 | D | D | N | N | 85364900 | 1 | 4011209377738 | 1.68 | KG | 479.75 | 479.75 | CP03 | CP03 | Contactor assembly Star-delta (wye-delta) (pre-assembled) with lateral timing relay AC-3, 11 kW/400 V, 3-pole Size S0, S0, S0 Electrically interlocked Screw terminal 24 V AC, 50/60 Hz !!! Phased-out product !!! Successor is SIRIUS 3RA2 Preferred successor type is >>3RA2423-8XF32-1AC2<< | - | 0 | 7
3RA1423-8XC21-1AG2 |  | 3RA1423-8XC21-1AG2 | 1 | UN | 1 | 15 | C | D | N | N | 85364900 | 1 | 4011209377752 | 1.75 | KG | 524.4 | 524.4 | CP03 | CP03 | Contactor assembly Star-delta (wye-delta) (pre-assembled) with lateral timing relay AC-3, 11 kW/400 V, 3-pole Size S0, S0, S0 Electrically interlocked Screw terminal 110 V AC, 50/60 Hz !!! Phased-out product !!! Successor is SIRIUS 3RA2 Preferred successor type is >>3RA2423-8XF32-1AG2<< | - | 0 | 7
3RA1423-8XC21-1AL2 |  | 3RA1423-8XC21-1AL2 | 1 | UN | 1 | 40 | X | D | N | N | 85364900 | 1 | 4011209377769 | 1.75 | KG | 479.75 | 479.75 | CP03 | CP03 | Contactor assembly Star-delta (wye-delta) (pre-assembled) with lateral timing relay AC-3, 11 kW/400 V, 3-pole Size S0, S0, S0 Electrically interlocked Screw terminal 230 V AC, 50/60 Hz !!! Phased-out product !!! Successor is SIRIUS 3RA2 Preferred successor type is >>3RA2423-8XF32-1AL2<< | - | 0 | 7
3RA1423-8XC21-1BB4 |  | 3RA1423-8XC21-1BB4 | 1 | UN | 1 | 5 | B | D | N | N | 85364900 | 1 | 4011209377776 | 2.375 | KG | 721.05 | 721.05 | CP03 | CP03 | Contactor assembly Star-delta (wye-delta) (pre-assembled) with lateral timing relay AC-3, 11 kW/400 V, 3-pole Size S0, S0, S0 Electrically interlocked Screw terminal 24 V DC !!! Phased-out product !!! Successor is SIRIUS 3RA2 Preferred successor type is >>3RA2423-8XF32-1BB4<< | - | 0 | 7
3RA1423-8XC22-3AB0 |  | 3RA1423-8XC22-3AB0 | 1 | UN | 1 | 15 | C | D | EAR99 | N | 85365080 | 1 |  | 1.8 | KG | 646.95 | 646.95 | CP03 | CP03 | Contactor assembly Star-delta (wye-delta) (pre-assembled) with lateral timing relay AC-3, 11 kW/400 V, 3-pole Size S0, S0, S0 Electrically interlocked Spring-type terminal 24 V AC, 50 Hz RC elements mounted !!! Phased-out product !!! Successor is SIRIUS 3RA2 | - | 0 | 7
3RA1423-8XC22-3EC2 |  | 3RA1423-8XC22-3EC2 | 1 | UN | 1 | 5 | B | D | N | N | 85364900 | 1 | 4011209768475 | 1.788 | KG | 646.95 | 646.95 | CP03 | CP03 | Contactor assembly, star-delta (wye-delta) (pre-assembled) With lateral timing relay, AC-3, 11 kW/400 V, 3-pole, size S0, S0, S0, el. interlocked, Cage Clamp terminal, 24 V AC, 50/60 Hz RC elements mounted !!! Phased-out product !!! Successor is SIRIUS 3RA2 | - | 0 | 9
3RA1425-8XC21-1AC2 |  | 3RA1425-8XC21-1AC2 | 1 | UN | 1 | 10 | C | D | N | N | 85364900 | 1 | 4011209377783 | 1.695 | KG | 599.45 | 599.45 | CP03 | CP03 | Contactor assembly Star-delta (wye-delta) (pre-assembled) with lateral timing relay AC-3, 15/18 kW/400 V, 3-pole Size S0, S0, S0 Electrically interlocked Screw terminal 24 V AC, 50/60 Hz !!! Phased-out product !!! Successor is SIRIUS 3RA2 Preferred successor type is >>3RA2425-8XF32-1AC2<< | - | 0 | 7
3RA1425-8XC21-1AG2 |  | 3RA1425-8XC21-1AG2 | 1 | UN | 1 | 10 | C | D | N | N | 85364900 | 1 | 4011209377790 | 1.745 | KG | 599.45 | 599.45 | CP03 | CP03 | Contactor assembly Star-delta (wye-delta) (pre-assembled) with lateral timing relay AC-3, 15/18 kW/400 V, 3-pole Size S0, S0, S0 Electrically interlocked Screw terminal 110 V AC, 50/60 Hz !!! Phased-out product !!! Successor is SIRIUS 3RA2 Preferred successor type is >>3RA2425-8XF32-1AG2<< | - | 0 | 7
3RA1425-8XC21-1AL2 |  | 3RA1425-8XC21-1AL2 | 1 | UN | 1 | 5 | B | D | N | N | 85364900 | 1 | 4011209377806 | 1.688 | KG | 599.45 | 599.45 | CP03 | CP03 | Contactor assembly Star-delta (wye-delta) (pre-assembled) with lateral timing relay AC-3, 15/18 kW/400 V, 3-pole Size S0, S0, S0 Electrically interlocked Screw terminal 230 V AC, 50/60 Hz !!! Phased-out product !!! Successor is SIRIUS 3RA2 Preferred successor type is >>3RA2425-8XF32-1AL2<< | - | 0 | 7
3RA1425-8XC21-1AP0 |  | 3RA1425-8XC21-1AP0 | 1 | UN | 1 | 15 | C | D | N | N | 85364900 | 1 | 4011209574939 | 1.66 | KG | 655.5 | 655.5 | CP03 | CP03 | Contactor assembly Star-delta (wye-delta) (pre-assembled) with lateral timing relay AC-3, 15/18 kW/400 V, 3-pole Size S0, S0, S0 Electrically interlocked Screw terminal 230 V AC, 50 Hz !!! Phased-out product !!! Successor is SIRIUS 3RA2 | - | 0 | 7
3RA1425-8XC21-1BB4 |  | 3RA1425-8XC21-1BB4 | 1 | UN | 1 | 10 | C | D | N | N | 85364900 | 1 | 4011209377813 | 2.43 | KG | 934.8 | 934.8 | CP03 | CP03 | Contactor assembly Star-delta (wye-delta) (pre-assembled) with lateral timing relay AC-3, 15/18 kW/400 V, 3-pole Size S0, S0, S0 Electrically interlocked Screw terminal 24 V DC !!! Phased-out product !!! Successor is SIRIUS 3RA2 Preferred successor type is >>3RA2425-8XF32-1BB4<< | - | 0 | 7
3RA1425-8XC22-3AB0 |  | 3RA1425-8XC22-3AB0 | 1 | UN | 1 | 15 | C | D | N | N | 85364900 | 1 |  | 3.9 | KG | 788.5 | 788.5 | CP03 | CP03 | Contactor assembly Star-delta (wye-delta) (pre-assembled) with lateral timing relay AC-3, 15/18 kW/400 V, 3-pole Size S0, S0, S0 Electrically interlocked Spring-type terminal 24 V AC, 50 Hz RC elements mounted !!! Phased-out product !!! Successor is SIRIUS 3RA2 | - | 0 | 9
3RA1425-8XC22-3EC2 |  | 3RA1425-8XC22-3EC2 | 1 | UN | 1 | 5 | B | D | N | N | 85364900 | 1 | 4011209768482 | 1.795 | KG | 788.5 | 788.5 | CP03 | CP03 | Contactor assembly, star-delta (wye-delta) (pre-assembled) With lateral timing relay, AC-3 15/18 kW / 400 V, 3-pole, Size S0, S0, S0, el. interlocked, Cage Clamp terminal, 24 V AC, 50 Hz, RC elements mounted !!! Phased-out product !!! Successor is SIRIUS 3RA2 | - | 0 | 9
3RA1434-8XB20-1AB0 |  | 3RA1434-8XB20-1AB0 | 1 | UN | 1 | 10 | C | D | N | N | 85364900 | 1 | 4011209366428 | 3.005 | KG | 772.35 | 772.35 | CP03 | CP03 | Contactor assembly Star-delta (wye-delta) (pre-assembled) with timing relay on the front AC-3, 20/30 kW/400 V, 3-pole Size S2, S2, S0 Electrically interlocked Screw terminal 1 NO, 24 V AC, 50 Hz !!! Phased-out product !!! Successor is SIRIUS 3RA2 | - | 0 | 9
3RA1434-8XB20-1AC2 |  | 3RA1434-8XB20-1AC2 | 1 | UN | 1 | 20 | D | D | N | N | 85364900 | 1 | 4011209366435 | 3.9 | KG | 772.35 | 772.35 | CP03 | CP03 | Contactor assembly Star-delta (wye-delta) (pre-assembled) with timing relay on the front AC-3, 20/30 kW/400 V, 3-pole Size S2, S2, S0 Electrically interlocked Screw terminal 24 V AC, 50/60 Hz !!! Phased-out product !!! Successor is SIRIUS 3RA2 | - | 0 | 9
3RA1434-8XB20-1AF0 |  | 3RA1434-8XB20-1AF0 | 1 | UN | 1 | 10 | C | D | N | N | 85364900 | 1 | 4011209366411 | 3.9 | KG | 772.35 | 772.35 | CP03 | CP03 | Contactor assembly Star-delta (wye-delta) (pre-assembled) with timing relay on the front AC-3, 20/30 kW/400 V, 3-pole Size S2, S2, S0 Electrically interlocked Screw terminal 1 NO, 110 V AC, 50 Hz !!! Phased-out product !!! Successor is SIRIUS 3RA2 | - | 0 | 9
3RA1434-8XB20-1AG2 |  | 3RA1434-8XB20-1AG2 | 1 | UN | 1 | 30 | D | D | N | N | 85364900 | 1 | 4011209366442 | 3.9 | KG | 772.35 | 772.35 | CP03 | CP03 | Contactor assembly Star-delta (wye-delta) (pre-assembled) with timing relay on the front AC-3, 20/30 kW/400 V, 3-pole Size S2, S2, S0 Electrically interlocked Screw terminal 110 V AC, 50/60 Hz !!! Phased-out product !!! Successor is SIRIUS 3RA2 | - | 0 | 9
3RA1434-8XB20-1AL2 |  | 3RA1434-8XB20-1AL2 | 1 | UN | 1 | 10 | C | D | N | N | 85364900 | 1 | 4011209366459 | 3.023 | KG | 772.35 | 772.35 | CP03 | CP03 | Contactor assembly Star-delta (wye-delta) (pre-assembled) with timing relay on the front AC-3, 20/30 kW/400 V, 3-pole Size S2, S2, S0 Electrically interlocked Screw terminal 230 V AC, 50/60 Hz !!! Phased-out product !!! Successor is SIRIUS 3RA2 | - | 0 | 9
3RA1434-8XB20-1AP0 |  | 3RA1434-8XB20-1AP0 | 1 | UN | 1 | 10 | C | D | N | N | 85364900 | 1 | 4011209366404 | 3 | KG | 772.35 | 772.35 | CP03 | CP03 | Contactor assembly Star-delta (wye-delta) (pre-assembled) with timing relay on the front AC-3, 20/30 kW/400 V, 3-pole Size S2, S2, S0 Electrically interlocked Screw terminal 1 NO, 230 V AC, 50 Hz !!! Phased-out product !!! Successor is SIRIUS 3RA2 | - | 0 | 9
3RA1434-8XB20-1AV0 |  | 3RA1434-8XB20-1AV0 | 1 | UN | 1 | 2 | A | D | EAR99 | N | 85364900 | 1 | 4011209366398 | 3.9 | KG | 773.3 | 773.3 | CP03 | CP03 | Contactor assembly, star-delta (wye-delta) (pre-assembled) With timing relay on the front, AC-3 22/30 kW/400 V, 3-pole, Size S2, S2, S0, el. interlocked, screw terminal, 1 NO, 400 V AC, 50 Hz, !!! Phased-out product !!! Successor is SIRIUS 3RA2 | - | 0 | 7
3RA1434-8XB20-1BB4 |  | 3RA1434-8XB20-1BB4 | 1 | UN | 1 | 10 | C | D | N | N | 85364900 | 1 | 4011209366466 | 4.434 | KG | 997.5 | 997.5 | CP03 | CP03 | Contactor assembly Star-delta (wye-delta) (pre-assembled) with timing relay on the front AC-3, 20/30 kW/400 V, 3-pole Size S2, S2, S0 Electrically interlocked screw terminal, 24 V DC !!! Phased-out product !!! Successor is SIRIUS 3RA2 | - | 0 | 9
3RA1434-8XC21-1AC2 |  | 3RA1434-8XC21-1AC2 | 1 | UN | 1 | 10 | C | D | N | N | 85364900 | 1 | 4011209377820 | 3.07 | KG | 775.2 | 775.2 | CP03 | CP03 | Contactor assembly Star-delta (wye-delta) (pre-assembled) with lateral timing relay AC-3, 20/30 kW/400 V, 3-pole Size S2, S2, S0 Electrically interlocked Screw terminal 24 V AC, 50/60 Hz !!! Phased-out product !!! Successor is SIRIUS 3RA2 Preferred successor type is >>3RA2434-8XF32-1AC2<< |  | 0 | 0
3RA1434-8XC21-1AG2 |  | 3RA1434-8XC21-1AG2 | 1 | UN | 1 | 10 | C | D | N | N | 85364900 | 1 | 4011209377837 | 3.12 | KG | 775.2 | 775.2 | CP03 | CP03 | Contactor assembly Star-delta (wye-delta) (pre-assembled) with lateral timing relay AC-3, 20/30 kW/400 V, 3-pole Size S2, S2, S0 Electrically interlocked Screw terminal 110 V AC, 50/60 Hz !!! Phased-out product !!! Successor is SIRIUS 3RA2 Preferred successor type is >>3RA2434-8XF32-1AG2<< |  | 0 | 0
3RA1434-8XC21-1AL2 |  | 3RA1434-8XC21-1AL2 | 1 | UN | 1 | 10 | C | D | N | N | 85364900 | 1 | 4011209377844 | 3.08 | KG | 775.2 | 775.2 | CP03 | CP03 | Contactor assembly Star-delta (wye-delta) (pre-assembled) with lateral timing relay AC-3, 20/30 kW/400 V, 3-pole Size S2, S2, S0 Electrically interlocked Screw terminal 230 V AC, 50/60 Hz !!! Phased-out product !!! Successor is SIRIUS 3RA2 Preferred successor type is >>3RA2434-8XF32-1AL2<< |  | 0 | 0
3RA1434-8XC21-1BB4 |  | 3RA1434-8XC21-1BB4 | 1 | UN | 1 | 10 | C | D | N | N | 85364900 | 1 | 4011209377851 | 4.52 | KG | 997.5 | 997.5 | CP03 | CP03 | Contactor assembly Star-delta (wye-delta) (pre-assembled) with lateral timing relay AC-3, 20/30 kW/400 V, 3-pole Size S2, S2, S0 Electrically interlocked Screw terminal 24 V DC !!! Phased-out product !!! Successor is SIRIUS 3RA2 Preferred successor type is >>3RA2434-8XF32-1NB3<< |  | 0 | 0
3RA1435-8XB20-1AB0 |  | 3RA1435-8XB20-1AB0 | 1 | UN | 1 | 20 | D | D | N | N | 85364900 | 1 | 4011209366558 | 3.1 | KG | 861.65 | 861.65 | CP03 | CP03 | Contactor assembly Star-delta (wye-delta) (pre-assembled) with timing relay on the front AC-3, 37 kW/400 V, 3-pole Size S2, S2, S2 Electrically interlocked Screw terminal 1 NO, 24 V AC, 50 Hz !!! Phased-out product !!! Successor is SIRIUS 3RA2 | - | 0 | 9
3RA1435-8XB20-1AC2 |  | 3RA1435-8XB20-1AC2 | 1 | UN | 1 | 20 | D | D | N | N | 85364900 | 1 | 4011209366510 | 3.568 | KG | 861.65 | 861.65 | CP03 | CP03 | Contactor assembly Star-delta (wye-delta) (pre-assembled) with timing relay on the front AC-3, 37 kW/400 V, 3-pole Size S2, S2, S2 Electrically interlocked Screw terminal 24 V AC, 50/60 Hz !!! Phased-out product !!! Successor is SIRIUS 3RA2 | - | 0 | 9
3RA1435-8XB20-1AF0 |  | 3RA1435-8XB20-1AF0 | 1 | UN | 1 | 20 | D | D | N | N | 85364900 | 1 | 4011209366541 | 3.1 | KG | 861.65 | 861.65 | CP03 | CP03 | Contactor assembly Star-delta (wye-delta) (pre-assembled) with timing relay on the front AC-3, 37 kW/400 V, 3-pole Size S2, S2, S2 Electrically interlocked Screw terminal 1 NO, 110 V AC, 50 Hz !!! Phased-out product !!! Successor is SIRIUS 3RA2 | - | 0 | 9
3RA1435-8XB20-1AG2 |  | 3RA1435-8XB20-1AG2 | 1 | UN | 1 | 20 | D | D | N | N | 85364900 | 1 | 4011209366503 | 3.1 | KG | 861.65 | 861.65 | CP03 | CP03 | Contactor assembly Star-delta (wye-delta) (pre-assembled) with timing relay on the front AC-3, 37 kW/400 V, 3-pole Size S2, S2, S2 Electrically interlocked Screw terminal 110 V AC, 50/60 Hz !!! Phased-out product !!! Successor is SIRIUS 3RA2 | - | 0 | 9
3RA1435-8XB20-1AL2 |  | 3RA1435-8XB20-1AL2 | 1 | UN | 1 | 20 | D | D | N | N | 85364900 | 1 | 4011209366497 | 3.6 | KG | 861.65 | 861.65 | CP03 | CP03 | Contactor assembly Star-delta (wye-delta) (pre-assembled) with timing relay on the front AC-3, 37 kW/400 V, 3-pole Size S2, S2, S2 Electrically interlocked Screw terminal 230 V AC, 50/60 Hz !!! Phased-out product !!! Successor is SIRIUS 3RA2 | - | 0 | 9
3RA1435-8XB20-1AP0 |  | 3RA1435-8XB20-1AP0 | 1 | UN | 1 | 20 | D | D | N | N | 85364900 | 1 | 4011209366534 | 3.1 | KG | 861.65 | 861.65 | CP03 | CP03 | Contactor assembly Star-delta (wye-delta) (pre-assembled) with timing relay on the front AC-3, 37 kW/400 V, 3-pole Size S2, S2, S2 Electrically interlocked Screw terminal 1 NO, 230 V AC, 50 Hz !!! Phased-out product !!! Successor is SIRIUS 3RA2 | - | 0 | 9
3RA1435-8XB20-1AV0 |  | 3RA1435-8XB20-1AV0 | 1 | UN | 1 | 2 | A | D | EAR99 | N | 85364900 | 1 | 4011209366527 | 3.1 | KG | 886.35 | 886.35 | CP03 | CP03 | Contactor assembly, star-delta (wye-delta) (pre-assembled) With timing relay on the front, AC-3 37 kW/400 V, 3-pole, Size S2, S2, S2, el. interlocked, screw terminal, 1 NO, 400 V AC, 50 Hz, !!! Phased-out product !!! Successor is SIRIUS 3RA2 | - | 0 | 7
3RA1435-8XB20-1BB4 |  | 3RA1435-8XB20-1BB4 | 1 | UN | 1 | 20 | D | D | N | N | 85364900 | 1 | 4011209366480 | 3.1 | KG | 1111.5 | 1111.5 | CP03 | CP03 | Contactor assembly Star-delta (wye-delta) (pre-assembled) with timing relay on the front AC-3, 37 kW/400 V, 3-pole Size S2, S2, S2 Electrically interlocked screw terminal, 24 V DC !!! Phased-out product !!! Successor is SIRIUS 3RA2 | - | 0 | 9
3RA1435-8XC21-1AC2 |  | 3RA1435-8XC21-1AC2 | 1 | UN | 1 | 20 | D | D | N | N | 85364900 | 1 | 4011209377868 | 3.689 | KG | 865.45 | 865.45 | CP03 | CP03 | Contactor assembly Star-delta (wye-delta) (pre-assembled) with lateral timing relay AC-3, 37 kW/400 V, 3-pole Size S2, S2, S2 Electrically interlocked Screw terminal 24 V AC, 50/60 Hz !!! Phased-out product !!! Successor is SIRIUS 3RA2 Preferred successor type is >>3RA2435-8XF32-1AC2<< |  | 0 | 0
3RA1435-8XC21-1AG2 |  | 3RA1435-8XC21-1AG2 | 1 | UN | 1 | 20 | D | D | N | N | 85364900 | 1 | 4011209377875 | 3.665 | KG | 865.45 | 865.45 | CP03 | CP03 | Contactor assembly Star-delta (wye-delta) (pre-assembled) with lateral timing relay AC-3, 37 kW/400 V, 3-pole Size S2, S2, S2 Electrically interlocked Screw terminal 110 V AC, 50/60 Hz !!! Phased-out product !!! Successor is SIRIUS 3RA2 Preferred successor type is >>3RA2435-8XF32-1AG2<< |  | 0 | 0
3RA1435-8XC21-1AL2 |  | 3RA1435-8XC21-1AL2 | 1 | UN | 1 | 20 | D | D | N | N | 85364900 | 1 | 4011209377882 | 3.65 | KG | 865.45 | 865.45 | CP03 | CP03 | Contactor assembly Star-delta (wye-delta) (pre-assembled) with lateral timing relay AC-3, 37 kW/400 V, 3-pole Size S2, S2, S2 Electrically interlocked Screw terminal 230 V AC, 50/60 Hz !!! Phased-out product !!! Successor is SIRIUS 3RA2 Preferred successor type is >>3RA2435-8XF32-1AL2<< |  | 0 | 0
3RA1435-8XC21-1BB4 |  | 3RA1435-8XC21-1BB4 | 1 | UN | 1 | 20 | D | D | N | N | 85364900 | 1 | 4011209377899 | 5.515 | KG | 1111.5 | 1111.5 | CP03 | CP03 | Contactor assembly Star-delta (wye-delta) (pre-assembled) with lateral timing relay AC-3, 37 kW/400 V, 3-pole Size S2, S2, S2 Electrically interlocked Screw terminal 24 V DC !!! Phased-out product !!! Successor is SIRIUS 3RA2 Preferred successor type is >>3RA2435-8XF32-1NB3<< |  | 0 | 0
3RA1436-8XB20-1AC2 |  | 3RA1436-8XB20-1AC2 | 1 | UN | 1 | 20 | D | D | N | N | 85364900 | 1 | 4011209859180 | 3.1 | KG | 1016.5 | 1016.5 | CP03 | CP03 | Contactor assembly Star-delta (wye-delta) (pre-assembled) with timing relay on the front AC-3, 45 kW/400 V, 3-pole Size S2, S2, S2 Electrically interlocked Screw terminal 24 V AC, 50/60 Hz !!! Phased-out product !!! Successor is SIRIUS 3RA2 | - | 0 | 9
3RA1436-8XB20-1AG2 |  | 3RA1436-8XB20-1AG2 | 1 | UN | 1 | 20 | D | D | N | N | 85364900 | 1 | 4011209779839 | 3.538 | KG | 1016.5 | 1016.5 | CP03 | CP03 | Contactor assembly Star-delta (wye-delta) (pre-assembled) with timing relay on the front AC-3, 45 kW/400 V, 3-pole Size S2, S2, S2 Electrically interlocked Screw terminal 110 V AC, 50/60 Hz !!! Phased-out product !!! Successor is SIRIUS 3RA2 | - | 0 | 9
3RA1436-8XB20-1AL2 |  | 3RA1436-8XB20-1AL2 | 1 | UN | 1 | 20 | D | D | N | N | 85364900 | 1 | 4011209859197 | 3.1 | KG | 1016.5 | 1016.5 | CP03 | CP03 | Contactor assembly Star-delta (wye-delta) (pre-assembled) with timing relay on the front AC-3, 45 kW/400 V, 3-pole Size S2, S2, S2 Electrically interlocked Screw terminal 230 V AC, 50/60 Hz !!! Phased-out product !!! Successor is SIRIUS 3RA2 | - | 0 | 9
3RA1436-8XB20-1BB4 |  | 3RA1436-8XB20-1BB4 | 1 | UN | 1 | 20 | D | D | N | N | 85364900 | 1 | 4011209366473 | 3.1 | KG | 1282.5 | 1282.5 | CP03 | CP03 | Contactor assembly Star-delta (wye-delta) (pre-assembled) with timing relay on the front AC-3, 45 kW/400 V, 3-pole Size S2, S2, S2 Electrically interlocked screw terminal, 24 V DC !!! Phased-out product !!! Successor is SIRIUS 3RA2 | - | 0 | 9
3RA1436-8XC21-1AC2 |  | 3RA1436-8XC21-1AC2 | 1 | UN | 1 | 20 | D | D | N | N | 85364900 | 1 | 4011209377905 | 3.703 | KG | 1016.5 | 1016.5 | CP03 | CP03 | Contactor assembly Star-delta (wye-delta) (pre-assembled) with lateral timing relay AC-3, 45 kW/400 V, 3-pole Size S2, S2, S2 Electrically interlocked Screw terminal 24 V AC, 50/60 Hz !!! Phased-out product !!! Successor is SIRIUS 3RA2 Preferred successor type is >>3RA2436-8XF32-1AC2<< |  | 0 | 0
3RA1436-8XC21-1AG2 |  | 3RA1436-8XC21-1AG2 | 1 | UN | 1 | 20 | D | D | N | N | 85364900 | 1 | 4011209377912 | 3.71 | KG | 1016.5 | 1016.5 | CP03 | CP03 | Contactor assembly Star-delta (wye-delta) (pre-assembled) with lateral timing relay AC-3, 45 kW/400 V, 3-pole Size S2, S2, S2 Electrically interlocked Screw terminal 110 V AC, 50/60 Hz !!! Phased-out product !!! Successor is SIRIUS 3RA2 Preferred successor type is >>3RA2436-8XF32-1AG2<< |  | 0 | 0
3RA1436-8XC21-1AL2 |  | 3RA1436-8XC21-1AL2 | 1 | UN | 1 | 20 | D | D | N | N | 85364900 | 1 | 4011209377929 | 3.685 | KG | 1016.5 | 1016.5 | CP03 | CP03 | Contactor assembly Star-delta (wye-delta) (pre-assembled) with lateral timing relay AC-3, 45 kW/400 V, 3-pole Size S2, S2, S2 Electrically interlocked Screw terminal 230 V AC, 50/60 Hz !!! Phased-out product !!! Successor is SIRIUS 3RA2 Preferred successor type is >>3RA2436-8XF32-1AL2<< |  | 0 | 0
3RA1436-8XC21-1BB4 |  | 3RA1436-8XC21-1BB4 | 1 | UN | 1 | 20 | D | D | N | N | 85364900 | 1 | 4011209377936 | 5.482 | KG | 1282.5 | 1282.5 | CP03 | CP03 | Contactor assembly Star-delta (wye-delta) (pre-assembled) with lateral timing relay AC-3, 45 kW/400 V, 3-pole Size S2, S2, S2 Electrically interlocked Screw terminal 24 V DC !!! Phased-out product !!! Successor is SIRIUS 3RA2 Preferred successor type is >>3RA2436-8XF32-1NB3<< |  | 0 | 0
3RA1444-8XB20-1AB0 |  | 3RA1444-8XB20-1AB0 | 1 | UN | 1 | 20 | D | D | N | N | 85364900 | 1 | 4011209366565 | 5.521 | KG | 1235 | 1235 | CP03 | CP03 | Contactor assembly Star-delta (wye-delta) (pre-assembled) with timing relay on the front AC-3, 45/55 kW/400 V, 3-pole Size S3, S3, S2 Electrically interlocked Screw terminal 1 NO, 24 V AC, 50 Hz !!! Phased-out product !!! Successor is SIRIUS 3RA2 | - | 0 | 9
3RA1444-8XB20-1AC2 |  | 3RA1444-8XB20-1AC2 | 1 | UN | 1 | 20 | D | D | N | N | 85364900 | 1 | 4011209366602 | 6.3 | KG | 1235 | 1235 | CP03 | CP03 | Contactor assembly Star-delta (wye-delta) (pre-assembled) with timing relay on the front AC-3, 55 kW/400 V, 3-pole Size S3, S3, S2 Electrically interlocked Screw terminal 24 V AC, 50/60 Hz !!! Phased-out product !!! Successor is SIRIUS 3RA2 | - | 0 | 9
3RA1444-8XB20-1AF0 |  | 3RA1444-8XB20-1AF0 | 1 | UN | 1 | 20 | D | D | N | N | 85364900 | 1 | 4011209366572 | 6.3 | KG | 1235 | 1235 | CP03 | CP03 | Contactor assembly Star-delta (wye-delta) (pre-assembled) with timing relay on the front AC-3, 45/55 kW/400 V, 3-pole Size S3, S3, S2 Electrically interlocked Screw terminal 1 NO, 110 V AC, 50 Hz !!! Phased-out product !!! Successor is SIRIUS 3RA2 | - | 0 | 9
3RA1444-8XB20-1AG2 |  | 3RA1444-8XB20-1AG2 | 1 | UN | 1 | 20 | D | D | N | N | 85364900 | 1 | 4011209366619 | 6.3 | KG | 1235 | 1235 | CP03 | CP03 | Contactor assembly Star-delta (wye-delta) (pre-assembled) with timing relay on the front AC-3, 55 kW/400 V, 3-pole Size S3, S3, S2 Electrically interlocked Screw terminal 110 V AC, 50/60 Hz !!! Phased-out product !!! Successor is SIRIUS 3RA2 | - | 0 | 9
3RA1444-8XB20-1AL2 |  | 3RA1444-8XB20-1AL2 | 1 | UN | 1 | 20 | D | D | N | N | 85364900 | 1 | 4011209366626 | 5.608 | KG | 1235 | 1235 | CP03 | CP03 | Contactor assembly Star-delta (wye-delta) (pre-assembled) with timing relay on the front AC-3, 55 kW/400 V, 3-pole Size S3, S3, S2 Electrically interlocked Screw terminal 230 V AC, 50/60 Hz !!! Phased-out product !!! Successor is SIRIUS 3RA2 Preferred successor type is >>3RA2444-8XF32-1AL2<< | - | 0 | 9
3RA1444-8XB20-1AP0 |  | 3RA1444-8XB20-1AP0 | 1 | UN | 1 | 20 | D | D | N | N | 85364900 | 1 | 4011209366589 | 6.3 | KG | 1235 | 1235 | CP03 | CP03 | Contactor assembly Star-delta (wye-delta) (pre-assembled) with timing relay on the front AC-3, 45/55 kW/400 V, 3-pole Size S3, S3, S2 Electrically interlocked Screw terminal 1 NO, 230 V AC, 50 Hz !!! Phased-out product !!! Successor is SIRIUS 3RA2 | - | 0 | 9
3RA1444-8XB20-1AV0 |  | 3RA1444-8XB20-1AV0 | 1 | UN | 1 | 5 | B | D | EAR99 | N | 85364900 | 1 | 4011209366596 | 6.3 | KG | 1396.5 | 1396.5 | CP03 | CP03 | Contactor assembly, star-delta (wye-delta) (pre-assembled) With timing relay on the front, AC-3 45/55 kW/400 V, 3-pole, Size S3, S3, S2, el. interlocked, screw terminal, 1 NO, 400 V AC, 50 Hz, !!! Phased-out product !!! Successor is SIRIUS 3RA2 | - | 0 | 7
3RA1444-8XB20-1BB4 |  | 3RA1444-8XB20-1BB4 | 1 | UN | 1 | 20 | D | D | N | N | 85364900 | 1 | 4011209366633 | 6.3 | KG | 1624.5 | 1624.5 | CP03 | CP03 | Contactor assembly Star-delta (wye-delta) (pre-assembled) with timing relay on the front AC-3, 55 kW/400 V, 3-pole Size S3, S3, S2 Electrically interlocked screw terminal, 24 V DC !!! Phased-out product !!! Successor is SIRIUS 3RA2 | - | 0 | 9
3RA1444-8XC21-1AB0 |  | 3RA1444-8XC21-1AB0 | 1 | UN | 1 | 20 | D | D | N | N | 85364900 | 1 | 4011209451148 | 5.58 | KG | 1244.5 | 1244.5 | CP03 | CP03 | Contactor assembly Star-delta (wye-delta) (pre-assembled) with lateral timing relay AC-3, 55 kW/400 V, 3-pole Size S3, S3, S2 Electrically interlocked Screw terminal 24 V AC, 50/60 Hz !!! Phased-out product !!! Successor is SIRIUS 3RA2 | - | 0 | 0
3RA1444-8XC21-1AC2 |  | 3RA1444-8XC21-1AC2 | 1 | UN | 1 | 20 | D | D | N | N | 85364900 | 1 | 4011209377943 | 5.7 | KG | 1244.5 | 1244.5 | CP03 | CP03 | Contactor assembly Star-delta (wye-delta) (pre-assembled) with lateral timing relay AC-3, 55 kW/400 V, 3-pole Size S3, S3, S2 Electrically interlocked Screw terminal 24 V AC, 50/60 Hz !!! Phased-out product !!! Successor is SIRIUS 3RA2 Preferred successor type is >>3RA2437-8XF32-1AC2<< |  | 0 | 0
3RA1444-8XC21-1AG2 |  | 3RA1444-8XC21-1AG2 | 1 | UN | 1 | 20 | D | D | N | N | 85364900 | 1 | 4011209377950 | 5.6 | KG | 1244.5 | 1244.5 | CP03 | CP03 | Contactor assembly Star-delta (wye-delta) (pre-assembled) with lateral timing relay AC-3, 55 kW/400 V, 3-pole Size S3, S3, S2 Electrically interlocked Screw terminal 110 V AC, 50/60 Hz !!! Phased-out product !!! Successor is SIRIUS 3RA2 Preferred successor type is >>3RA2437-8XF32-1AG2<< |  | 0 | 0
3RA1444-8XC21-1AL2 |  | 3RA1444-8XC21-1AL2 | 1 | UN | 1 | 20 | D | D | N | N | 85364900 | 1 | 4011209377967 | 5.62 | KG | 1244.5 | 1244.5 | CP03 | CP03 | Contactor assembly Star-delta (wye-delta) (pre-assembled) with lateral timing relay AC-3, 55 kW/400 V, 3-pole Size S3, S3, S2 Electrically interlocked Screw terminal 230 V AC, 50/60 Hz !!! Phased-out product !!! Successor is SIRIUS 3RA2 Preferred successor type is >>3RA2437-8XF32-1AL2<< |  | 0 | 0
3RA1444-8XC21-1BB4 |  | 3RA1444-8XC21-1BB4 | 1 | UN | 1 | 20 | D | D | N | N | 85364900 | 1 | 4011209377974 | 8.371 | KG | 1624.5 | 1624.5 | CP03 | CP03 | Contactor assembly Star-delta (wye-delta) (pre-assembled) with lateral timing relay AC-3, 55 kW/400 V, 3-pole Size S3, S3, S2 Electrically interlocked Screw terminal 24 V DC !!! Phased-out product !!! Successor is SIRIUS 3RA2 Preferred successor type is >>3RA2437-8XF32-1NB3<< |  | 0 | 0
3RA1445-8XB20-1AB0 |  | 3RA1445-8XB20-1AB0 | 1 | UN | 1 | 20 | D | D | N | N | 85364900 | 1 | 4011209366794 | 8.62 | KG | 1434.5 | 1434.5 | CP03 | CP03 | Contactor assembly Star-delta (wye-delta) (pre-assembled) with timing relay on the front AC-3, 75 kW/400 V, 3-pole Size S3, S3, S3 Electrically interlocked Screw terminal 1 NO, 24 V AC, 50 Hz !!! Phased-out product !!! Successor is SIRIUS 3RA2 | - | 0 | 9
3RA1445-8XB20-1AC2 |  | 3RA1445-8XB20-1AC2 | 1 | UN | 1 | 20 | D | D | N | N | 85364900 | 1 | 4011209366756 | 5.828 | KG | 1434.5 | 1434.5 | CP03 | CP03 | Contactor assembly Star-delta (wye-delta) (pre-assembled) with timing relay on the front AC-3, 75 kW/400 V, 3-pole Size S3, S3, S2 Electrically interlocked Screw terminal 24 V AC, 50/60 Hz !!! Phased-out product !!! Successor is SIRIUS 3RA2 | - | 0 | 9
3RA1445-8XB20-1AF0 |  | 3RA1445-8XB20-1AF0 | 1 | UN | 1 | 20 | D | D | N | N | 85364900 | 1 | 4011209366787 | 8.62 | KG | 1434.5 | 1434.5 | CP03 | CP03 | Contactor assembly Star-delta (wye-delta) (pre-assembled) with timing relay on the front AC-3, 75 kW/400 V, 3-pole Size S3, S3, S3 Electrically interlocked Screw terminal 1 NO, 110 V AC, 50 Hz !!! Phased-out product !!! Successor is SIRIUS 3RA2 | - | 0 | 9
3RA1445-8XB20-1AG2 |  | 3RA1445-8XB20-1AG2 | 1 | UN | 1 | 20 | D | D | N | N | 85364900 | 1 | 4011209366749 | 8.62 | KG | 1434.5 | 1434.5 | CP03 | CP03 | Contactor assembly Star-delta (wye-delta) (pre-assembled) with timing relay on the front AC-3, 75 kW/400 V, 3-pole Size S3, S3, S2 Electrically interlocked Screw terminal 110 V AC, 50/60 Hz !!! Phased-out product !!! Successor is SIRIUS 3RA2 | - | 0 | 9
3RA1445-8XB20-1AL2 |  | 3RA1445-8XB20-1AL2 | 1 | UN | 1 | 20 | D | D | N | N | 85364900 | 1 | 4011209366732 | 5.828 | KG | 1434.5 | 1434.5 | CP03 | CP03 | Contactor assembly Star-delta (wye-delta) (pre-assembled) with timing relay on the front AC-3, 75 kW/400 V, 3-pole Size S3, S3, S2 Electrically interlocked Screw terminal 230 V AC, 50/60 Hz !!! Phased-out product !!! Successor is SIRIUS 3RA2 | - | 0 | 9
3RA1445-8XB20-1AP0 |  | 3RA1445-8XB20-1AP0 | 1 | UN | 1 | 20 | D | D | N | N | 85364900 | 1 | 4011209366770 | 8.62 | KG | 1434.5 | 1434.5 | CP03 | CP03 | Contactor assembly Star-delta (wye-delta) (pre-assembled) with timing relay on the front AC-3, 75 kW/400 V, 3-pole Size S3, S3, S3 Electrically interlocked Screw terminal 1 NO, 230 V AC, 50 Hz !!! Phased-out product !!! Successor is SIRIUS 3RA2 | - | 0 | 9
3RA1445-8XB20-1AV0 |  | 3RA1445-8XB20-1AV0 | 1 | UN | 1 | 5 | B | D | EAR99 | N | 85364900 | 1 | 4011209366763 | 8.62 | KG | 1605.5 | 1605.5 | CP03 | CP03 | Contactor assembly, star-delta (wye-delta) (pre-assembled) With timing relay on the front, AC-3 75 kW/400 V, 3-pole, Size S3, S3, S3, el. interlocked, screw terminal, 1 NO, 400 V AC, 50 Hz, !!! Phased-out product !!! Successor is SIRIUS 3RA2 | - | 0 | 7
3RA1445-8XB20-1BB4 |  | 3RA1445-8XB20-1BB4 | 1 | UN | 1 | 20 | D | D | N | N | 85364900 | 1 | 4011209366695 | 8.62 | KG | 1938 | 1938 | CP03 | CP03 | Contactor assembly Star-delta (wye-delta) (pre-assembled) with timing relay on the front AC-3, 75 kW/400 V, 3-pole Size S3, S3, S2 Electrically interlocked screw terminal, 24 V DC !!! Phased-out product !!! Successor is SIRIUS 3RA2 Preferred successor type is >>3RA2445-8XF32-1NB3<< | - | 0 | 9
3RA1445-8XC21-1AC2 |  | 3RA1445-8XC21-1AC2 | 1 | UN | 1 | 20 | D | D | N | N | 85364900 | 1 | 4011209377981 | 5.83 | KG | 1539 | 1539 | CP03 | CP03 | Contactor assembly Star-delta (wye-delta) (pre-assembled) with lateral timing relay AC-3, 75 kW/400 V, 3-pole Size S3, S3, S2 Electrically interlocked Screw terminal 24 V AC, 50/60 Hz !!! Phased-out product !!! Successor is SIRIUS 3RA2 Preferred successor type is >>3RA2445-8XF32-1AC2<< |  | 0 | 0
3RA1445-8XC21-1AG2 |  | 3RA1445-8XC21-1AG2 | 1 | UN | 1 | 20 | D | D | N | N | 85364900 | 1 | 4011209377998 | 5.85 | KG | 1539 | 1539 | CP03 | CP03 | Contactor assembly Star-delta (wye-delta) (pre-assembled) with lateral timing relay AC-3, 75 kW/400 V, 3-pole Size S3, S3, S2 Electrically interlocked Screw terminal 110 V AC, 50/60 Hz !!! Phased-out product !!! Successor is SIRIUS 3RA2 Preferred successor type is >>3RA2445-8XF32-1AG2<< |  | 0 | 0
3RA1445-8XC21-1AL2 |  | 3RA1445-8XC21-1AL2 | 1 | UN | 1 | 20 | D | D | N | N | 85364900 | 1 | 4011209378001 | 5.906 | KG | 1539 | 1539 | CP03 | CP03 | Contactor assembly Star-delta (wye-delta) (pre-assembled) with lateral timing relay AC-3, 75 kW/400 V, 3-pole Size S3, S3, S2 Electrically interlocked Screw terminal 230 V AC, 50/60 Hz !!! Phased-out product !!! Successor is SIRIUS 3RA2 Preferred successor type is >>3RA2445-8XF32-1AL2<< |  | 0 | 0
3RA1445-8XC21-1BB4 |  | 3RA1445-8XC21-1BB4 | 1 | UN | 1 | 20 | D | D | N | N | 85364900 | 1 | 4011209378018 | 8.393 | KG | 1938 | 1938 | CP03 | CP03 | Contactor assembly Star-delta (wye-delta) (pre-assembled) with lateral timing relay AC-3, 75 kW/400 V, 3-pole Size S3, S3, S2 Electrically interlocked Screw terminal 24 V DC !!! Phased-out product !!! Successor is SIRIUS 3RA2 Preferred successor type is >>3RA2445-8XF32-1NB3<< |  | 0 | 0
3RA1826-8XB23-1AL2 |  | 3RA1826-8XB23-1AL2 | 1 | UN | 1 | 20 | D | D | N | N | 85364900 | 1 | 4011209521490 | 1.59 | KG | 341.05 | 341.05 | CP03 | CP03 | Dahlander combination S0 11 kW 400 V 11 kW, AC operation wired with electrical interlocking Screw terminal 230 V AC 50/60 Hz !!! Phased-out product !!! Successor is SIRIUS 3RA2 | - | 0 | 9
3RA1902-1B |  | 3RA1902-1B | 1 | UN | 1 | 5 | B | D | N | N | 85389099 | 10 | 4011209317000 | 0.009 | KG | 2.33 | 2.33 | CP02 | CP02 | Side module for standard mounting rail adapter | - | 0 | 0
3RA1911-1A |  | 3RA1911-1A | 1 | UN | 1 | 2 | A | D | N | N | 85366990 | 10 | 4011209280212 | 0.021 | KG | 6.32 | 6.32 | CP02 | CP02 | Link module Electrical and mechanical for 3RV1011 and 3RT2.1, 3RW301 AC and DC operation (multi-unit packaging) | - | 0 | 0
3RA1911-1AA00 |  | 3RA1911-1AA00 | 1 | UN | 1 | 2 | A | D | N | N | 85366990 | 1 | 4011209516472 | 0.029 | KG | 6.32 | 6.32 | CP02 | CP02 | Link module Electrical and mechanical for 3RV1011 and 3RT2.1, 3RW301 AC and DC operation (individual unit packaging) | - | 0 | 0
3RA1911-2A |  | 3RA1911-2A | 1 | UN | 1 | 2 | A | D | N | N | 85369095 | 10 | 4011209390379 | 0.016 | KG | 4.18 | 4.18 | CP02 | CP02 | Link module electrical for 3RV1011 and 3RT101 Spring-type terminal (multi-unit packaging) !!! Phased-out product !!! Successor is SIRIUS 3RA2 Preferred successor type is >>3RA2911-2A<< | - | 0 | 7
3RA1911-2E |  | 3RA1911-2E | 1 | UN | 1 | 10 | C | D | N | N | 85444995 | 10 | 4011209439726 | 0.029 | KG | 7.06 | 7.06 | CP02 | CP02 | Link module for assembly S00 Spring-type connection system (multi-unit packaging) !!! Phased-out product !!! Successor is SIRIUS 3RA2 Preferred successor type is >>3RA2911-2A<< | - | 0 | 7
3RA1911-2F |  | 3RA1911-2F | 1 | UN | 1 | 5 | B | D | N | N | 85369095 | 10 | 4011209555549 | 0.025 | KG | 9.69 | 9.69 | CP02 | CP02 | Hybrid link module Electrical and mechanical for 3RV1.1 screw-type technology and 3RT1.1 spring-type (multi-unit packaging) !!! Phased-out product !!! Successor is SIRIUS 3RA2 Preferred successor type is >>3RA2911-2F<< | - | 0 | 7
3RA1911-2FA00 |  | 3RA1911-2FA00 | 1 | UN | 1 | 5 | B | D | N | N | 85369095 | 1 | 4011209566552 | 0.037 | KG | 9.69 | 9.69 | CP02 | CP02 | Hybrid link module Electrical and mechanical for 3RV1.1 screw-type technology and 3RT1.1 spring-type (individual unit packaging) !!! Phased-out product !!! Successor is SIRIUS 3RA2 Preferred successor type is >>3RA2911-2FA00<< | - | 0 | 7
3RA1912-2H |  | 3RA1912-2H | 1 | UN | 1 | 5 | B | D | N | N | 85389099 | 10 | 4011209469914 | 0.001 | KG | 4.51 | 4.51 | CP02 | CP02 | Mechanical connectors Lateral interlocking For contactor 3RT1.1 Consists of 2 connectors and 1 anchor for 1 combination !!! Phased-out product !!! Successor is SIRIUS 3RA2 Preferred successor type is >>3RA2912-2H<< | - | 0 | 7
3RA1913-1C |  | 3RA1913-1C | 1 | UN | 1 | 10 | C | D | N | N | 85369095 | 1 | 4011209317079 | 0.438 | KG | 87.21 | 87.21 | CP02 | CP02 | Wiring kit Electrical and mechanical Complete for load feeders Fuseless, size S00 for 40 mm busbar systems Consists of wiring block, busbar adapter Device holder and side modules !!! Phased-out product !!! Successor is SIRIUS 3RA2 | - | 0 | 7
3RA1913-1D |  | 3RA1913-1D | 1 | UN | 1 | 10 | C | D | N | N | 85369095 | 1 | 4011209317086 | 0.403 | KG | 87.21 | 87.21 | CP02 | CP02 | Wiring kit Electrical and mechanical Complete for load feeders Fuseless, size S00 for 60 mm busbar systems Consists of wiring block, busbar adapter Device holder and side modules !!! Phased-out product !!! Successor is SIRIUS 3RA2 | - | 0 | 7
3RA1913-2A |  | 3RA1913-2A | 1 | UN | 1 | 5 | B | D | N | N | 85366990 | 1 | 4011209279957 | 0.038 | KG | 20.33 | 20.33 | CP02 | CP02 | Wiring kit Electrical and mechanical including Mechanical interlocking for reversing starter size S00 !!! Phased-out product !!! Successor is SIRIUS 3RA2 Preferred successor type is >>3RA2913-2AA1<< | - | 0 | 7
3RA1913-2B |  | 3RA1913-2B | 1 | UN | 1 | 10 | C | D | N | N | 85366990 | 1 | 4011209279964 | 0.06 | KG | 15.77 | 15.77 | CP02 | CP02 | Wiring kit (electr.) for star-delta (wye-delta) starter Size S00 !!! Phased-out product !!! Successor is SIRIUS 3RA2 Preferred successor type is >>3RA2913-2BB1<< | - | 0 | 7
3RA1913-3D |  | 3RA1913-3D | 1 | UN | 1 | 5 | B | D | N | N | 85366990 | 5 | 4011209417021 | 0.011 | KG | 12.54 | 12.54 | CP02 | CP02 | Top wiring module For contactor assembly S00 Without gap between the contactors !!! Phased-out product !!! Successor is SIRIUS 3RA2 Preferred successor type is >>3RA2913-2AA1<< | - | 0 | 7
3RA1913-3E |  | 3RA1913-3E | 1 | UN | 1 | 10 | C | D | N | N | 85366990 | 5 | 4011209441835 | 0.014 | KG | 12.54 | 12.54 | CP02 | CP02 | Bottom wiring module For contactor assembly S00 Without gap between the contactors !!! Phased-out product !!! Successor is SIRIUS 3RA2 Preferred successor type is >>3RA2913-2AA1<< | - | 0 | 7
3RA1913-3K |  | 3RA1913-3K | 1 | UN | 1 | 10 | C | D | N | N | 85369010 | 1 | 4011209306288 | 0.023 | KG | 19.19 | 19.19 | CP02 | CP02 | 3-phase supply terminal for contactor 3RT101 Size S00 !!! Phased-out product !!! Successor is SIRIUS 3RA2 Preferred successor type is >>3RA2913-3K<< | - | 0 | 7
3RA1921-1A |  | 3RA1921-1A | 1 | UN | 1 | 2 | A | D | N | N | 85366990 | 10 | 4011209305540 | 0.027 | KG | 10.07 | 10.07 | CP02 | CP02 | Link module Electrical and mechanical for 3RV1.21 and 3RT1.2., 3RW3 AC operation (multi-unit packaging) !!! Phased-out product !!! Successor is SIRIUS 3RA2 Preferred successor type is >>3RA2921-1A<< | - | 0 | 7
3RA1921-1AA00 |  | 3RA1921-1AA00 | 1 | UN | 1 | 2 | A | D | N | N | 85366990 | 1 | 4011209516489 | 0.037 | KG | 10.07 | 10.07 | CP02 | CP02 | Link module Electrical and mechanical for 3RV1.21 and 3RT1.2., 3RW3 AC operation (individual unit packaging) !!! Phased-out product !!! Successor is SIRIUS 3RA2 Preferred successor type is >>3RA2921-1AA00<< | - | 0 | 7
3RA1921-1B |  | 3RA1921-1B | 1 | UN | 1 | 2 | A | D | N | N | 85366990 | 10 | 4011209305557 | 0.001 | G | 10.07 | 10.07 | CP02 | CP02 | Link module Electrical and mechanical for 3RV1.2 and 3RT1.2 DC operation (multi-unit packaging) !!! Phased-out product !!! Successor is SIRIUS 3RA2 Preferred successor type is >>3RA2921-1B<< | - | 0 | 7
3RA1921-1BA00 |  | 3RA1921-1BA00 | 1 | UN | 1 | 2 | A | D | N | N | 85366990 | 1 | 4011209516496 | 0.039 | KG | 10.07 | 10.07 | CP02 | CP02 | Link module Electrical and mechanical for 3RV1.2 and 3RT1.2 DC operation (individual unit packaging) !!! Phased-out product !!! Successor is SIRIUS 3RA2 Preferred successor type is >>3RA2921-1BA00<< | - | 0 | 7
3RA1921-1D |  | 3RA1921-1D | 1 | UN | 1 | 1 | A | D | N | N | 85366990 | 10 | 4011209305564 | 0.02 | KG | 6.82 | 6.63 | CP02 | CP02 | Link module Electrical and mechanical for 3RV2.1/3RV2.2 and 3RT2.1 AC and DC operation (multi-unit packaging) | Lista Papel 2020 SI | 0 | 0
3RA1921-1DA00 |  | 3RA1921-1DA00 | 1 | UN | 1 | 1 | A | D | N | N | 85366990 | 1 | 4011209516502 | 0.03 | KG | 6.82 | 6.63 | CP02 | CP02 | Link module Electrical and mechanical for 3RV2.1/3RV2.2 and 3RT2.1 AC and DC operation (individual unit packaging) | Lista Papel 2020 SI | 0 | 0
3RA1921-2F |  | 3RA1921-2F | 1 | UN | 1 | 2 | A | D | N | N | 85444290 | 10 | 4011209891432 | 0.025 | KG | 9.45 | 9.45 | CP02 | CP02 | Hybrid link module Electrical and mechanical for 3RV1.2 screw-type technology and 3RT1.1 spring-type (multi-unit packaging) !!! Phased-out product !!! Successor is SIRIUS 3RA2 Preferred successor type is >>3RA2921-2F<< | - | 0 | 7
3RA1921-2FA00 |  | 3RA1921-2FA00 | 1 | UN | 1 | 2 | A | D | N | N | 85444290 | 1 | 4011209566545 | 0.036 | KG | 9.45 | 9.45 | CP02 | CP02 | Hybrid link module Electrical and mechanical for 3RV1.2 screw-type technology and 3RT1.1 spring-type (individual unit packaging) !!! Phased-out product !!! Successor is SIRIUS 3RA2 Preferred successor type is >>3RA2921-2FA00<< | - | 0 | 7
3RA1922-1A |  | 3RA1922-1A | 1 | UN | 1 | 2 | A | D | N | N | 85389099 | 5 | 4011209306295 | 0.095 | KG | 21.09 | 21.09 | CP02 | CP02 | Standard mounting rail adapter Size S00, S0 For mechanical fixing of CB and contactor Can be snapped on standard mounting rail or for screw mounting (multi-unit packaging) !!! Phased-out product !!! Successor is SIRIUS 3RA2 Preferred successor type is >>3RA2922-1A<< | - | 0 | 7
3RA1922-1AA00 |  | 3RA1922-1AA00 | 1 | UN | 1 | 2 | A | D | N | N | 85389099 | 1 | 4011209516519 | 0.126 | KG | 21.09 | 21.09 | CP02 | CP02 | Standard mounting rail adapter Size S00, S0 For mechanical fixing of CB and contactor Can be snapped on standard mounting rail or for screw mounting (individual unit packaging) !!! Phased-out product !!! Successor is SIRIUS 3RA2 Preferred successor type is >>3RA2922-1AA00<< | - | 0 | 7
3RA1922-1L |  | 3RA1922-1L | 1 | UN | 1 | 5 | B | D | N | N | 85389099 | 5 | 4011209336254 | 0.079 | KG | 21.95 | 21.95 | CP02 | CP02 | Standard mounting rail adapter Size S00, S0, direct operating mechanism For mechanical fixing of CB and contactor Can be snapped on standard mounting rail or for screw mounting (multi-unit packaging) !!! Phased-out product !!! Successor is SIRIUS 3RA2 | - | 0 | 7
3RA1922-1M |  | 3RA1922-1M | 1 | UN | 1 | 0 | A | D | N | N | 85389099 | 5 | 4011209581760 | 0.15 | KG | 51.78 | 51.78 | CP02 | CP02 | Adapter plate for fuseless load feeders Reversing contactor assembly !!! Phased-out product !!! Successor is SIRIUS 3RA2 | - | 0 | 7
3RA1922-1N |  | 3RA1922-1N | 1 | UN | 1 | 5 | B | D | N | N | 85389099 | 5 | 4011209355965 | 0.064 | KG | 26.13 | 26.13 | CP02 | CP02 | Standard mounting rail adapter Size S00, S0, direct operating mechanism For mechanical fixing of CB and contactor Can be snapped on standard mounting rail or for screw mounting (multi-unit packaging) !!! Phased-out product !!! Successor is SIRIUS 3RA2 | - | 0 | 7
3RA1922-1R |  | 3RA1922-1R | 1 | UN | 1 | 5 | B | D | N | N | 85389099 | 5 | 4011209699533 | 0.157 | KG | 55.1 | 55.1 | CP02 | CP02 | Standard mounting rail adapter Size S00, S0, direct operating mechanism For mechanical fixing of CB and contactor Can be snapped on standard mounting rail or for screw mounting (multi-unit packaging) Movable with supplement !!! Phased-out product !!! Successor is SIRIUS 3RA2 | - | 0 | 7
3RA1922-2C |  | 3RA1922-2C | 1 | UN | 1 | 20 | D | D | N | N | 85389099 | 10 | 4011209466067 | 0.531 | G | 3.15 | 3.15 | CP02 | CP02 | Mechanical connectors Interlock on the front for contactor 3RT1.2 Consists of 2 connectors for 1 combination !!! Phased-out product !!! Successor is SIRIUS 3RA2 Preferred successor type is >>3RA2922-2H<< | - | 0 | 7
3RA1923-1B |  | 3RA1923-1B | 1 | UN | 1 | 10 | C | D | N | N | 85366990 | 1 | 4011209305571 | 0.293 | KG | 52.25 | 52.25 | CP02 | CP02 | Wiring kit Electrical and mechanical Complete for load feeders Fuseless, Size S0 For installation on standard mounting rail Consists of wiring block, Standard mounting rail adapter and side modules !!! Phased-out product !!! Successor is SIRIUS 3RA2 | - | 0 | 7
3RA1923-1C |  | 3RA1923-1C | 1 | UN | 1 | 10 | C | D | N | N | 85369095 | 1 | 4011209317031 | 0.43 | KG | 99.75 | 99.75 | CP02 | CP02 | Wiring kit Electrical and mechanical Complete for load feeders Fuseless, Size S0 for 40 mm busbar systems Consists of wiring block, busbar adapter Device holder and side modules !!! Phased-out product !!! Successor is SIRIUS 3RA2 | - | 0 | 7
3RA1923-1D |  | 3RA1923-1D | 1 | UN | 1 | 10 | C | D | N | N | 85369095 | 1 | 4011209317048 | 0.433 | KG | 99.75 | 99.75 | CP02 | CP02 | Wiring kit Electrical and mechanical Complete for load feeders Fuseless, Size S0 for 60 mm busbar systems Consists of wiring block, busbar adapter Device holder and side modules !!! Phased-out product !!! Successor is SIRIUS 3RA2 | - | 0 | 7
3RA1923-1E |  | 3RA1923-1E | 1 | UN | 1 | 15 | C | D | N | N | 85366990 | 1 | 4011209449626 | 0.285 | KG | 47.5 | 47.5 | CP02 | CP02 | Mounting set For reversing feeders Weld-free !!! Phased-out product !!! Successor is SIRIUS 3RA2 | - | 0 | 7
3RA1923-2A |  | 3RA1923-2A | 1 | UN | 1 | 5 | B | D | N | N | 85366990 | 1 | 4011209305588 | 0.047 | KG | 20.33 | 20.33 | CP02 | CP02 | Wiring kit Electrical and mechanical For reversing starter size S0 !!! Phased-out product !!! Successor is SIRIUS 3RA2 Preferred successor type is >>3RA2923-2AA1<< | - | 0 | 7
3RA1923-2AA00-0KS2 |  | 3RA1923-2AA00-0KS2 | 1 | UN | 1 | 10 | C | D | N | N | 85366990 | 1 | 4011209891449 | 0.046 | KG | 20.33 | 20.33 | CP02 | CP02 | Wiring kit Electrical and mechanical For reversing starter size S0 !!! Phased-out product !!! Successor is SIRIUS 3RA2 | - | 0 | 9
3RA1923-2AA00-0KS2-Z | W96 | 3RA1923-2AA00-0KS2-ZW96 | 1 | UN | 1 | 10 | C | D | N | N | 85389099 | 61 |  | 0.052 | KG | 20.33 | 20.33 | CP02 | CP02 | Wiring kit Electrical and mechanical For reversing starter size S0 Multi-unit packaging Pack contains 61 units Schindler !!! Phased-out product !!! Successor is SIRIUS 3RA2 | - | 0 | 7
3RA1923-2B |  | 3RA1923-2B | 1 | UN | 1 | 5 | B | D | N | N | 85366990 | 1 | 4011209305595 | 0.055 | KG | 26.03 | 26.03 | CP02 | CP02 | Wiring kit electrical for star-delta (wye-delta) starter Size S2 !!! Phased-out product !!! Successor is SIRIUS 3RA2 Preferred successor type is >>3RA2923-2BB1<< | - | 0 | 7
3RA1923-3B |  | 3RA1923-3B | 1 | UN | 1 | 15 | C | D | N | N | 85369010 | 1 | 4011209305601 | 0.085 | KG | 65.27 | 65.27 | CP02 | CP02 | Coil repeat terminals for A1 and A2. The reversing contactor consists of 10 x A1 and 5 x A2 !!! Phased-out product !!! Successor is SIRIUS 3RA2 | - | 0 | 7
3RA1923-3D |  | 3RA1923-3D | 1 | UN | 1 | 2 | A | D | N | N | 85366990 | 5 | 4011209411036 | 0.02 | KG | 12.45 | 12.45 | CP02 | CP02 | Top wiring module for contactor assembly S0...S0 with 10 mm distance between the contactors !!! Phased-out product !!! Successor is SIRIUS 3RA2 Preferred successor type is >>3RA2923-2AA1<< | - | 0 | 7
3RA1923-3E |  | 3RA1923-3E | 1 | UN | 1 | 2 | A | D | N | N | 85366990 | 5 | 4011209443372 | 0.019 | KG | 12.45 | 12.45 | CP02 | CP02 | Bottom wiring module for contactor assembly S0...S0 with 10 mm distance between the contactors, not in-phase !!! Phased-out product !!! Successor is SIRIUS 3RA2 Preferred successor type is >>3RA2923-2AA1<< | - | 0 | 7
3RA1923-3G |  | 3RA1923-3G | 1 | UN | 1 | 20 | D | D | N | N | 85369095 | 1 | 4011209492134 | 0.055 | KG | 38.1 | 38.1 | CP02 | CP02 | Coil repeat terminal for contactor S0...S3 comprises 10 terminals ! Phased-out product! Successor is SIRIUS 3RA2 | - | 0 | 9
3RA1924-1A |  | 3RA1924-1A | 1 | UN | 1 | 20 | D | D | N | N | 85389099 | 1 | 4011209306851 | 54 | G | 17.58 | 17.58 | CP02 | CP02 | Mechanical interlocking for reversing contactor assembly for front-side mounting on contactor size S0...S3 ! Phased-out product! Successor is SIRIUS 3RA2 |  | 0 | 0
3RA1924-2B |  | 3RA1924-2B | 1 | UN | 1 | 20 | D | D | N | N | 85365080 | 1 | 4011209306868 | 61 | G | 18.91 | 18.91 | CP02 | CP02 | Mechanical interlocking for reversing starter for lateral mounting with each one auxiliary contact (1 NC per contactor) Size S0, S2, S3 ! Phased-out product! Successor is SIRIUS 3RA2 |  | 0 | 0
3RA1931-1A |  | 3RA1931-1A | 1 | UN | 1 | 1 | A | D | N | N | 85366990 | 5 | 4011209305618 | 0.033 | KG | 16.72 | 16.72 | CP02 | CP02 | Link module Electrical and mechanical For 3RV1.31/3RT1.3, 3RW3 AC operation (multi-unit packaging) !!! Phased-out product !!! Successor is SIRIUS 3RA2 Preferred successor type is >>3RA2931-1A<< |  | 0 | 0
3RA1931-1AA00 |  | 3RA1931-1AA00 | 1 | UN | 1 | 1 | A | D | N | N | 85366990 | 1 | 4011209516533 | 0.041 | KG | 16.72 | 16.72 | CP02 | CP02 | Link module Electrical and mechanical For 3RV1.31/3RT1.3, 3RW3 AC operation (individual unit packaging) !!! Phased-out product !!! Successor is SIRIUS 3RA2 Preferred successor type is >>3RA2931-1AA00<< |  | 0 | 0
3RA1931-1B |  | 3RA1931-1B | 1 | UN | 1 | 20 | D | D | N | N | 85366990 | 5 | 4011209305625 | 0.034 | KG | 19.1 | 19.1 | CP02 | CP02 | Link module Electrical and mechanical For 3RV1.31 and 3RT1.3. DC operation (multi-unit packaging) |  | 0 | 0
3RA1931-1BA00 |  | 3RA1931-1BA00 | 1 | UN | 1 | 20 | D | D | N | N | 85366990 | 1 | 4011209516540 | 0.044 | KG | 19.1 | 19.1 | CP02 | CP02 | Link module Electrical and mechanical For 3RV1.31 and 3RT1.3. DC operation (individual unit packaging) !!! Phased-out product !!! Successor is SIRIUS 3RA2 Preferred successor type is >>3RA2931-1AA00<< |  | 0 | 0
3RA1931-1D |  | 3RA1931-1D | 1 | UN | 1 | 30 | D | D | N | N | 85366990 | 5 | 4011209429062 | 0.04 | KG | 20.14 | 20.14 | CP02 | CP02 | Link module For 3RV1031 and 3RT102 Pack = 5 units !!! Phased-out product !!! Successor is SIRIUS 3RA2 | - | 0 | 0
3RA1932-1A |  | 3RA1932-1A | 1 | UN | 1 | 20 | D | D | N | N | 85389099 | 5 | 4011209306301 | 0.185 | KG | 24.04 | 24.04 | CP02 | CP02 | Standard mounting rail adapter Size S2, for mechanical attachment of circuit breaker and contactor Can be snapped on standard mounting rail or for screw mounting (multi-unit packaging) !!! Phased-out product !!! Successor is SIRIUS 3RA2 Preferred successor type is >>3RA2932-1A<< | - | 0 | 0
3RA1932-1AA00 |  | 3RA1932-1AA00 | 1 | UN | 1 | 20 | D | D | N | N | 85389099 | 1 | 4011209516557 | 0.204 | KG | 24.04 | 24.04 | CP02 | CP02 | Standard mounting rail adapter Size S2, for mechanical attachment of circuit breaker and contactor Can be snapped on standard mounting rail or for screw mounting (individual unit packaging) !!! Phased-out product !!! Successor is SIRIUS 3RA2 Preferred successor type is >>3RA2932-1AA00<< | - | 0 | 0
3RA1932-2B |  | 3RA1932-2B | 1 | UN | 1 | 20 | D | D | N | N | 85389099 | 1 | 4011209306875 | 0.431 | KG | 35.44 | 35.44 | CP02 | CP02 | Base plate, Size S2 For setting up contactor assemblies for star-delta (wye-delta) start comprising contactors in identical or different sizes !!! Phased-out product !!! Successor is SIRIUS 3RA2 Preferred successor type is >>3RA2932-2F<< |  | 0 | 0
3RA1932-2C |  | 3RA1932-2C | 1 | UN | 1 | 20 | D | D | N | N | 85389099 | 10 | 4011209326651 | 0.008 | KG | 3.57 | 3.57 | CP02 | CP02 | Mechanical connectors for contactor assemblies Size S2 and S3 for reversing,contactor clearance 10 mm Comprising 2 mechanical connectors for 1 combination !!! Phased-out product !!! Successor is SIRIUS 3RA2 Preferred successor type is |  | 0 | 0
3RA1932-2D |  | 3RA1932-2D | 1 | UN | 1 | 10 | C | D | N | N | 85389099 | 10 | 4011209328945 | 0.003 | KG | 3.33 | 3.33 | CP02 | CP02 | Connector set (2 units) for mechanical connection of two contactors 3RT105, 3RT145 |  | 0 | 0
3RA1932-2E |  | 3RA1932-2E | 1 | UN | 1 | 20 | D | D | N | N | 85389099 | 1 | 4011209400764 | 0.46 | KG | 34.68 | 34.68 | CP02 | CP02 | Base plate, Size S2-S2-S0 with lateral timing relay side by side !!! Phased-out product !!! Successor is SIRIUS 3RA2 Preferred successor type is >>3RA2932-2F<< |  | 0 | 0
3RA1932-2F |  | 3RA1932-2F | 1 | UN | 1 | 20 | D | D | N | N | 85389099 | 1 | 4011209400771 | 0.44 | KG | 34.68 | 34.68 | CP02 | CP02 | Base plate, Size S2-S2-S2 with lateral timing relay between K3-K2 10 mm distance !!! Phased-out product !!! Successor is SIRIUS 3RA2 Preferred successor type is >>3RA2932-2F<< |  | 0 | 0
3RA1932-2G |  | 3RA1932-2G | 1 | UN | 1 | 20 | D | D | N | N | 85389099 | 10 | 4011209435704 | 0.007 | KG | 3.72 | 3.72 | CP02 | CP02 | Mechanical connectors for contactor assemblies Size S2, 4-pole for reversing,contactor clearance 10 mm Comprising 2 mechanical connectors for 1 combination !!! Phased-out product !!! Successor is SIRIUS 3RA2 Preferred successor type is >>3RA2932-2G<< |  | 0 | 0
3RA1933-1B |  | 3RA1933-1B | 1 | UN | 1 | 20 | D | D | N | N | 85366990 | 1 | 4011209305632 | 0.57 | KG | 91.68 | 91.68 | CP02 | CP02 | Wiring kit Electrical and mechanical Complete for feeders Fuseless, Size S2 For installation on standard mounting rail Consists of wiring module Standard mounting rail adapter and side modules !!! Phased-out product !!! Successor is SIRIUS 3RA2 | - | 0 | 0
3RA1933-1C |  | 3RA1933-1C | 1 | UN | 1 | 2 | A | D | N | N | 85369095 | 1 | 4011209317024 | 0.738 | KG | 164.35 | 164.35 | CP02 | CP02 | Wiring kit Electrical and mechanical Complete for feeders Fuseless, Size S2 for 40 mm busbar systems Consists of wiring module busbar adapter Device holder and side modules !!! Phased-out product !!! Successor is SIRIUS 3RA2 | - | 0 | 7
3RA1933-1D |  | 3RA1933-1D | 1 | UN | 1 | 20 | D | D | N | N | 85369095 | 1 | 4011209317017 | 0.697 | KG | 145.35 | 145.35 | CP02 | CP02 | Wiring kit Electrical and mechanical Complete for feeders Fuseless, Size S2 for 60 mm busbar systems Consists of wiring module busbar adapter Device holder and side modules !!! Phased-out product !!! Successor is SIRIUS 3RA2 | - | 0 | 0
3RA1933-2A |  | 3RA1933-2A | 1 | UN | 1 | 20 | D | D | N | N | 85366990 | 1 | 4011209305649 | 0.121 | KG | 28.98 | 28.98 | CP02 | CP02 | Wiring kit Electrical and mechanical for reversing starter, Size S2 !!! Phased-out product !!! Successor is SIRIUS 3RA2 Preferred successor type is >>3RA2933-2AA1<< |  | 0 | 0
3RA1933-2B |  | 3RA1933-2B | 1 | UN | 1 | 20 | D | D | N | N | 85366990 | 1 | 4011209305656 | 0.067 | KG | 43.51 | 43.51 | CP02 | CP02 | Wiring kit electrical for star-delta (wye-delta) starter Size S2 !!! Phased-out product !!! Successor is SIRIUS 3RA2 Preferred successor type is >>3RA2933-2BB1<< |  | 0 | 0
3RA1933-2C |  | 3RA1933-2C | 1 | UN | 1 | 20 | D | D | N | N | 85366990 | 1 | 4011209308770 | 0.032 | KG | 32.11 | 32.11 | CP02 | CP02 | Wiring kit electrical for star-delta (wye-delta) starter Size S2, S2, S0 !!! Phased-out product !!! Successor is SIRIUS 3RA2 Preferred successor type is >>3RA2933-2C<< |  | 0 | 0
3RA1933-3D |  | 3RA1933-3D | 1 | UN | 1 | 1 | A | D | N | N | 85366990 | 1 | 4011209411050 | 0.079 | KG | 14.54 | 14.54 | CP02 | CP02 | Wiring module top for contactor assemblies S2...S2 with 10 mm distance between the contactors Suitable for 3RT1 and 3RT2 |  | 0 | 0
3RA1933-3E |  | 3RA1933-3E | 1 | UN | 1 | 2 | A | D | N | N | 85366990 | 1 | 4011209443389 | 0.068 | KG | 14.54 | 14.54 | CP02 | CP02 | Wiring module bottom for contactor assemblies S2 with 10 mm distance between the contactors |  | 0 | 0
3RA1941-1A |  | 3RA1941-1A | 1 | UN | 1 | 1 | A | D | N | N | 85366990 | 5 | 4011209305663 | 0.379 | KG | 18.81 | 18.24 | CP02 | CP02 | Link module Electrical and mechanical for 3RV2.41/3RV2.42 and 3RT2.4. 3RW304/3RW404 AC operation (multi-unit packaging) | Lista Papel 2020 SI | 0 | 0
3RA1941-1AA00 |  | 3RA1941-1AA00 | 1 | UN | 1 | 1 | A | D | N | N | 85366990 | 1 | 4011209516564 | 0.09 | KG | 18.81 | 18.24 | CP02 | CP02 | Link module Electrical and mechanical for 3RV2.41/3RV2.42 and 3RT2.4. 3RW304/3RW404 AC operation (individual unit packaging) | Lista Papel 2020 SI | 0 | 0
3RA1941-1AA00-0FB0 |  | 3RA1941-1AA00-0FB0 | 1 | UN | 1 | 5 | B | D | N | N | 85366990 | 1 |  | 0.089 | KG | 21 | 21 | CP02 | CP02 | Link module Electrical and mechanical for 3RV1.41 and 3RT1.4., 3RW3 AC operation (multi-unit packaging) | - | 0 | 9
3RA1941-1AA00-0FB0-Z | X90 | 3RA1941-1AA00-0FB0-ZX90 | 1 | UN | 1 | 2 | A | D | N | N | 85366990 | 5 |  | 0.09 | KG | 17.77 | 17.77 | CP02 | CP02 | Link module Electrical and mechanical for 3RV1.41 and 3RT1.4., 3RW3 AC operation !!! Phased-out product !!! Successor is SIRIUS 3RA2 | - | 0 | 0
3RA1941-1B |  | 3RA1941-1B | 1 | UN | 1 | 1 | A | D | N | N | 85366990 | 5 | 4011209305670 | 0.376 | KG | 23.37 | 23.37 | CP02 | CP02 | Link module Electrical and mechanical for 3RV1.4 and 3RT1.4 DC operation (multi-unit packaging) |  | 0 | 0
3RA1941-1BA00 |  | 3RA1941-1BA00 | 1 | UN | 1 | 1 | A | D | N | N | 85366990 | 1 | 4011209516571 | 0.09 | KG | 23.37 | 23.37 | CP02 | CP02 | Link module Electrical and mechanical for 3RV1.4 and 3RT1.4 DC operation (individual unit packaging) |  | 0 | 0
3RA1941-1D |  | 3RA1941-1D | 1 | UN | 1 | 30 | D | D | N | N | 85389099 | 5 | 4011209429055 | 0.042 | KG | 23.18 | 23.18 | CP02 | CP02 | Link module for 3RV1041 and 3RT103 !!! Phased-out product !!! Successor is SIRIUS 3RA2 | - | 0 | 7
3RA1942-1A |  | 3RA1942-1A | 1 | UN | 1 | 20 | D | D | N | N | 85389099 | 5 | 4011209306318 | 0.236 | KG | 30.59 | 30.59 | CP02 | CP02 | Standard mounting rail adapter Size S3, for mechanical attachment of circuit breaker and contactor Can be snapped on standard mounting rail or for screw mounting (multi-unit packaging) !!! Phased-out product !!! Successor is SIRIUS 3RA2 Preferred successor type is >>3RA2942-1A<< | - | 0 | 0
3RA1942-1AA00 |  | 3RA1942-1AA00 | 1 | UN | 1 | 20 | D | D | N | N | 85389099 | 1 | 4011209516588 | 0.237 | KG | 30.59 | 30.59 | CP02 | CP02 | Standard mounting rail adapter Size S3, for mechanical attachment of circuit breaker and contactor Can be snapped on standard mounting rail or for screw mounting (individual unit packaging) !!! Phased-out product !!! Successor is SIRIUS 3RA2 Preferred successor type is >>3RA2942-1AA00<< | - | 0 | 0
3RA1942-2B |  | 3RA1942-2B | 1 | UN | 1 | 20 | D | D | N | N | 85389099 | 1 | 4011209306882 | 0.715 | KG | 48.36 | 48.36 | CP02 | CP02 | Base plate, Size S3 For setting up contactor assemblies for star-delta (wye-delta) start comprising contactors in identical or different sizes !!! Phased-out product !!! Successor is SIRIUS 3RA2 |  | 0 | 0
3RA1942-2E |  | 3RA1942-2E | 1 | UN | 1 | 20 | D | D | N | N | 85389099 | 1 | 4011209400788 | 0.67 | KG | 48.36 | 48.36 | CP02 | CP02 | Base plate, Size S3-S3-S2 with lateral timing relay side by side !!! Phased-out product !!! Successor is SIRIUS 3RA2 |  | 0 | 0
3RA1942-2G |  | 3RA1942-2G | 1 | UN | 1 | 20 | D | D | N | N | 85389099 | 10 | 4011209446014 | 0.008 | KG | 3.72 | 3.72 | CP02 | CP02 | Mechanical connectors for contactor assemblies Size S3, 4-pole for reversing,contactor clearance 10 mm Comprising 2 mechanical connectors for 1 combination !!! Phased-out product !!! Successor is SIRIUS 3RA2 Preferred successor type is >>3RA2942-2G<< |  | 0 | 0
3RA1943-1B |  | 3RA1943-1B | 1 | UN | 1 | 20 | D | D | N | N | 85366990 | 1 | 4011209305687 | 0.84 | KG | 139.65 | 139.65 | CP02 | CP02 | Wiring kit Electrical and mechanical Complete for feeders Fuseless, Size S3 For installation on standard mounting rail Consists of wiring module Standard mounting rail adapter and side modules !!! Phased-out product !!! Successor is SIRIUS 3RA2 | - | 0 | 0
3RA1943-2A |  | 3RA1943-2A | 1 | UN | 1 | 20 | D | D | N | N | 85366990 | 1 | 4011209305694 | 0.296 | KG | 64.79 | 64.79 | CP02 | CP02 | Wiring kit Electrical and mechanical for reversing starter, Size S3 !!! Phased-out product !!! Successor is SIRIUS 3RA2 Preferred successor type is >>3RA2943-2A<< |  | 0 | 0
3RA1943-2B |  | 3RA1943-2B | 1 | UN | 1 | 20 | D | D | N | N | 85366990 | 1 | 4011209305700 | 0.16 | KG | 50.07 | 50.07 | CP02 | CP02 | Wiring kit electrical for star-delta (wye-delta) starter Size S3, Consisting of: Neutral bridge Bottom wiring module !!! Phased-out product !!! Successor is SIRIUS 3RA2 Preferred successor type is >>3RA2943-2B<< |  | 0 | 0
3RA1943-2C |  | 3RA1943-2C | 1 | UN | 1 | 20 | D | D | N | N | 85366990 | 1 | 4011209308787 | 0.099 | KG | 46.36 | 46.36 | CP02 | CP02 | Wiring kit electrical for star-delta (wye-delta) starter Size S3, S3, S2 !!! Phased-out product !!! Successor is SIRIUS 3RA2 Preferred successor type is >>3RA2943-2C<< |  | 0 | 0
3RA1943-3D |  | 3RA1943-3D | 1 | UN | 1 | 1 | A | D | N | N | 85366990 | 1 | 4011209411067 | 0.178 | KG | 28.98 | 28.98 | CP02 | CP02 | Wiring module top for contactor assembly with 10 mm distance between the contactors |  | 0 | 0
3RA1943-3E |  | 3RA1943-3E | 1 | UN | 1 | 5 | B | D | N | N | 85366990 | 1 | 4011209443396 | 0.155 | KG | 32.11 | 32.11 | CP02 | CP02 | Wiring module bottom for contactor assembly with 10 mm distance between the contactors |  | 0 | 0
3RA1943-3L |  | 3RA1943-3L | 1 | UN | 1 | 20 | D | D | N | N | 85369010 | 1 | 4011209611689 | 0.106 | KG | 22.52 | 22.52 | CP02 | CP02 | 1-phase supply terminal Size S3 | - | 0 | 0
3RA1943-3LA00-Z | X92 | 3RA1943-3LA00-ZX92 | 1 | UN | 1 | 0 | A | D | N | N | 85369010 | 36 |  | 0.106 | KG | 27.46 | 27.46 | CP02 | CP02 | 1-phase supply terminal Size S3 Multi-unit packaging 36 units !!! Phased-out product !!! Successor is SIRIUS 3RA2 | - | 0 | 9
3RA1952-2A |  | 3RA1952-2A | 1 | UN | 1 | 5 | B | D | N | N | 85389099 | 1 | 4011209506732 | 1.255 | KG | 102.6 | 102.6 | CP02 | CP02 | Base plate for mounting of combination of two contactors (2x 3RT1.5) for reversing | - | 0 | 0
3RA1952-2E |  | 3RA1952-2E | 1 | UN | 1 | 5 | B | D | N | N | 85389099 | 1 | 4011209517790 | 1.83 | KG | 115.9 | 115.9 | CP02 | CP02 | Base plate for mounting of combination of three contactors (2x 3RT1.5, 1x 3RT2.4) for star-delta (wye-delta) start up |  | 0 | 0
3RA1952-2F |  | 3RA1952-2F | 1 | UN | 1 | 5 | B | D | N | N | 85389099 | 1 | 4011209517783 | 1.945 | KG | 115.9 | 115.9 | CP02 | CP02 | Base plate for mounting of combination of three contactors (3x 3RT1.5) for star-delta (wye-delta) start up |  | 0 | 0
3RA1953-2A |  | 3RA1953-2A | 1 | UN | 1 | 2 | A | D | N | N | 85369095 | 1 | 4011209506756 | 1.299 | KG | 577.6 | 577.6 | CP02 | CP02 | Set of link rails for reversing contactor assemblies 3RT1.5 Infeed and output side, phase swapping output side |  | 0 | 0
3RA1953-2B |  | 3RA1953-2B | 1 | UN | 1 | 2 | A | D | N | N | 85369095 | 1 | 4011209506763 | 0.867 | KG | 356.25 | 356.25 | CP02 | CP02 | Set of link rails between delta contactor 3RT1.5 and star (wye) contactor 3RT1.5 phase swapping output side , including neutral bridge |  | 0 | 0
3RA1953-2M |  | 3RA1953-2M | 1 | UN | 1 | 2 | A | D | N | N | 85369095 | 1 | 4011209697966 | 1.054 | KG | 171 | 171 | CP02 | CP02 | Set of link rails for reversing contactor assemblies 3RT1.5 Infeed and output side, phase swapping output side , contactor with busbar connection (without box terminal) | - | 0 | 0
3RA1953-2N |  | 3RA1953-2N | 1 | UN | 1 | 2 | A | D | N | N | 85369095 | 1 | 4011209697973 | 0.711 | KG | 105.45 | 105.45 | CP02 | CP02 | Set of link rails between delta contactor 3RT1.5 and star (wye) contactor 3RT1.5 phase swapping output side , including neutral bridge , contactor with busbar connection (without box terminal) | - | 0 | 0
3RA1953-3D |  | 3RA1953-3D | 1 | UN | 1 | 2 | A | D | N | N | 85369095 | 1 | 4011209558489 | 0.616 | KG | 342 | 342 | CP02 | CP02 | Set of link rails for assemblies 3RT1.5 , infeed side, in-phase |  | 0 | 0
3RA1953-3E |  | 3RA1953-3E | 1 | UN | 1 | 30 | D | D | N | N | 85369095 | 1 | 4011209900936 | 0.317 | KG | 347.7 | 347.7 | CP02 | CP02 | Connector for YD starter size S6-S6-S3 Size S3 3RT1 with AC coil ! Phased-out product! Successor is SIRIUS 3RA2 | - | 0 | 0
3RA1953-3F |  | 3RA1953-3F | 1 | UN | 1 | 30 | D | D | N | N | 85369095 | 1 | 4011209909243 | 0.287 | KG | 347.7 | 347.7 | CP02 | CP02 | Connector for YD starter size S6-S6-S3 Size S3 3RT1 with DC coil ! Phased-out product! Successor is SIRIUS 3RA2 | - | 0 | 0
3RA1953-3G |  | 3RA1953-3G | 1 | UN | 1 | 20 | D | D | N | N | 85369095 | 1 | 4047621016221 | 0.31 | KG | 310.65 | 310.65 | CP02 | CP02 | Set of link rails between delta contactor 3RT1.5 and star (wye) contactor 3RT2 (S3) , at output side | - | 0 | 0
3RA1953-3P |  | 3RA1953-3P | 1 | UN | 1 | 5 | B | D | N | N | 85369095 | 1 | 4011209697980 | 0.556 | KG | 100.7 | 100.7 | CP02 | CP02 | Set of link rails for reversing contactor assemblies 3RT1.5 , infeed side, Phase swapping |  | 0 | 0
3RA1954-2A |  | 3RA1954-2A | 1 | UN | 1 | 1 | A | D | EAR99 | N | 85389099 | 1 | 4011209506770 | 0.044 | KG | 28.79 | 28.79 | CP02 | CP02 | Mechanical interlock for contactor size S6, S10, S12 3RT10, 3RT12, 3RT14 |  | 0 | 0
3RA1954-2C |  | 3RA1954-2C | 1 | UN | 1 | 20 | D | D | N | N | 85389099 | 1 | 4011209628748 | 0.045 | KG | 54.15 | 54.15 | CP02 | CP02 | Adapter for mechanical interlocking of contactor S3 3RT1.4 (AC) with S6 3RT1.5 and locking device 3RA1954-2A ! Phased-out product! Successor is SIRIUS 3RA2 |  | 0 | 0
3RA1954-2G |  | 3RA1954-2G | 1 | UN | 1 | 20 | D | D | N | N | 85389099 | 1 | 4047621016078 | 0.048 | KG | 52.16 | 52.16 | CP02 | CP02 | connector for YD combination, Module. S6-S6-S3 (2x 3RT1.5, 1x 3RT2.4) | - | 0 | 0
3RA1954-3A |  | 3RA1954-3A | 1 | UN | 1 | 20 | D | D | N | N | 85389099 | 1 | 4047621073262 | 0.067 | KG | 48.36 | 48.36 | CP04 | CP04 | Mechanical interlocking for 3RT135, 3RT136, 3RT137 | - | 0 | 0
3RA1962-2A |  | 3RA1962-2A | 1 | UN | 1 | 5 | B | D | N | N | 85389099 | 1 | 4011209506787 | 2.213 | KG | 125.4 | 125.4 | CP02 | CP02 | Base plate for mounting of combination of two contactors (2x 3RT1.6) for reversing | - | 0 | 0
3RA1962-2E |  | 3RA1962-2E | 1 | UN | 1 | 5 | B | D | N | N | 85389099 | 1 | 4011209518407 | 3.136 | KG | 135.85 | 135.85 | CP02 | CP02 | Base plate for mounting of combination of three contactors (2x 3RT1.6, 1x 3RT1.5) for star-delta (wye-delta) start up |  | 0 | 0
3RA1962-2F |  | 3RA1962-2F | 1 | UN | 1 | 5 | B | D | N | N | 85389099 | 1 | 4011209518414 | 3.392 | KG | 135.85 | 135.85 | CP02 | CP02 | Base plate for mounting of combination of three contactors (3x 3RT1.6) for star-delta (wye-delta) start up |  | 0 | 0
3RA1963-2A |  | 3RA1963-2A | 1 | UN | 1 | 2 | A | D | N | N | 85369095 | 1 | 4011209506800 | 2.4 | KG | 367.65 | 367.65 | CP02 | CP02 | Set of link rails for reversing contactor assemblies 3RT1.6 Infeed and output side, phase swapping output side , contactor with busbar connection (without box terminal) |  | 0 | 0
3RA1963-2B |  | 3RA1963-2B | 1 | UN | 1 | 2 | A | D | N | N | 85369095 | 1 | 4011209506817 | 1.813 | KG | 233.7 | 233.7 | CP02 | CP02 | Set of link rails between delta contactor 3RT1.6 and star (wye) contactor 3RT1.6 phase swapping output side , including neutral bridge , contactor with busbar connection (without box terminal) |  | 0 | 0
3RA1963-3D |  | 3RA1963-3D | 1 | UN | 1 | 5 | B | D | N | N | 85369095 | 1 | 4011209567788 | 1.218 | KG | 285 | 285 | CP02 | CP02 | Set of link rails for reversing contactor assemblies 3RT1.6 , infeed side, phase swapping | - | 0 | 0
3RA1963-3E |  | 3RA1963-3E | 1 | UN | 1 | 20 | D | D | EAR99 | N | 85369095 | 1 | 4011209900325 | 0.423 | KG | 336.3 | 336.3 | CP02 | CP02 | Set of link rails between delta contactor 3RT1.6 and star (wye) contactor 3RT1.5 , at output side | - | 0 | 0
3RA1972-2A |  | 3RA1972-2A | 1 | UN | 1 | 5 | B | D | N | N | 85389099 | 1 | 4011209506824 | 2.322 | KG | 138.7 | 138.7 | CP02 | CP02 | Base plate for mounting of combination of two contactors (2x 3RT1.7) for reversing | - | 0 | 0
3RA1972-2E |  | 3RA1972-2E | 1 | UN | 1 | 5 | B | D | N | N | 85389099 | 1 | 4011209518421 | 3.644 | KG | 152.95 | 152.95 | CP02 | CP02 | Base plate for mounting of combination of three contactors (2x 3RT1.7, 1x 3RT1.6) for star-delta (wye-delta) start up |  | 0 | 0
3RA1972-2F |  | 3RA1972-2F | 1 | UN | 1 | 5 | B | D | N | N | 85389099 | 1 | 4011209518438 | 3.681 | KG | 152.95 | 152.95 | CP02 | CP02 | Base plate for mounting of combination of three contactors (3x 3RT1.7) for star-delta (wye-delta) start up |  | 0 | 0
3RA1973-2A |  | 3RA1973-2A | 1 | UN | 1 | 2 | A | D | N | N | 85369095 | 1 | 4011209506848 | 3.075 | KG | 479.75 | 479.75 | CP02 | CP02 | Set of link rails for reversing contactor assemblies 3RT1.7 Infeed and output side, phase swapping output side , contactor with busbar connection (without box terminal) |  | 0 | 0
3RA1973-2B |  | 3RA1973-2B | 1 | UN | 1 | 5 | B | D | N | N | 85369095 | 1 | 4011209506855 | 2.098 | KG | 289.75 | 289.75 | CP02 | CP02 | Set of link rails between delta contactor 3RT1.7 and star (wye) contactor 3RT1.7 phase swapping output side , including neutral bridge , contactor with busbar connection (without box terminal) |  | 0 | 0
3RA1973-3D |  | 3RA1973-3D | 1 | UN | 1 | 20 | D | D | N | N | 85369095 | 1 | 4011209665576 | 1.565 | KG | 312.55 | 312.55 | CP02 | CP02 | Set of link rails for reversing contactor assemblies 3RT1.7 , infeed side, phase swapping | - | 0 | 0
3RA1973-3E |  | 3RA1973-3E | 1 | UN | 1 | 20 | D | D | N | N | 85369095 | 1 | 4011209929227 | 1.404 | KG | 359.1 | 359.1 | CP02 | CP02 | Set of link rails between delta contactor 3RT1.7 and star (wye) contactor 3RT1.6 , at output side | - | 0 | 0
3RA2110-0BA15-1AP0 |  | 3RA2110-0BA15-1AP0 | 1 | UN | 1 | 2 | A | D | N | N | 85364900 | 1 | 4011209794023 | 0.524 | KG | 106.4 | 106.4 | CP25 | CP25 | Load feeder fuseless, Direct-on-line starting 400 V AC, Size S00 0.14...0.20 A 230 V AC screw terminal for installation on standard mounting rail (also fulfills type of coordination 1) Type of coordination 2, Iq = 50 kA 1 NO (contactor) | - | 0 | 0
3RA2110-0BA15-1BB4 |  | 3RA2110-0BA15-1BB4 | 1 | UN | 1 | 2 | A | D | N | N | 85364900 | 1 | 4011209793682 | 0.588 | KG | 112.1 | 112.1 | CP25 | CP25 | Load feeder fuseless, Direct-on-line starting 400 V AC, Size S00 0.14...0.20 A 24 V DC screw terminal for installation on standard mounting rail (also fulfills type of coordination 1) Type of coordination 2, Iq = 150 kA 1 NO (contactor) | - | 0 | 0
3RA2110-0BA15-1FB4 |  | 3RA2110-0BA15-1FB4 | 1 | UN | 1 | 0 | A | D | N | N | 85364900 | 1 | 4011209933453 | 0.585 | KG | 118.75 | 118.75 | CP25 | CP25 | Load feeder fuseless, Direct-on-line starting 400 V AC, Size S00 0.14...0.20 A 24 V DC screw terminal for installation on standard mounting rail (also fulfills type of coordination 1) Type of coordination 2, Iq = 150 kA 1 NO (contactor) with diode (integrated) | - | 0 | 0
3RA2110-0BD15-1AP0 |  | 3RA2110-0BD15-1AP0 | 1 | UN | 1 | 2 | A | D | N | N | 85364900 | 1 | 4011209796768 | 0.971 | KG | 133.95 | 133.95 | CP25 | CP25 | Load feeder fuseless, Direct-on-line starting 400 V AC, Size S00 0.14...0.20 A 230 V AC screw terminal for 60 mm busbar systems (also fulfills type of coordination 1) Type of coordination 2, Iq = 150 kA 1 NO (contactor) | - | 0 | 0
3RA2110-0BD15-1BB4 |  | 3RA2110-0BD15-1BB4 | 1 | UN | 1 | 2 | A | D | N | N | 85364900 | 1 | 4011209796560 | 1.042 | KG | 139.65 | 139.65 | CP25 | CP25 | Load feeder fuseless, Direct-on-line starting 400 V AC, Size S00 0.14...0.20 A 24 V DC screw terminal for 60 mm busbar systems (also fulfills type of coordination 1) Type of coordination 2, Iq = 150 kA 1 NO (contactor) | - | 0 | 0
3RA2110-0BD15-1FB4 |  | 3RA2110-0BD15-1FB4 | 1 | UN | 1 | 0 | A | D | N | N | 85364900 | 1 | 4011209933699 | 1.1 | KG | 145.35 | 145.35 | CP25 | CP25 | Load feeder fuseless, Direct-on-line starting 400 V AC, Size S00 0.14...0.20 A 24 V DC screw terminal for 60 mm busbar systems (also fulfills type of coordination 1) Type of coordination 2, Iq = 150 kA 1 NO (contactor) with diode (integrated) | - | 0 | 0
3RA2110-0BE15-1AP0 |  | 3RA2110-0BE15-1AP0 | 1 | UN | 1 | 2 | A | D | N | N | 85364900 | 1 | 4011209795266 | 0.618 | KG | 105.45 | 105.45 | CP25 | CP25 | Load feeder fuseless, Direct-on-line starting 400 V AC, Size S00 0.14...0.20 A 230 V AC Spring-type terminal for installation on standard mounting rail (also fulfills type of coordination 1) Type of coordination 2, Iq = 150 kA 1 NO (contactor) | - | 0 | 0
3RA2110-0BE15-1BB4 |  | 3RA2110-0BE15-1BB4 | 1 | UN | 1 | 2 | A | D | N | N | 85364900 | 1 | 4011209795013 | 0.684 | KG | 111.15 | 111.15 | CP25 | CP25 | Load feeder fuseless, Direct-on-line starting 400 V AC, Size S00 0.14...0.20 A 24 V DC Spring-type terminal for installation on standard mounting rail (also fulfills type of coordination 1) Type of coordination 2, Iq = 150 kA 1 NO (contactor) | - | 0 | 0
3RA2110-0BH15-1AP0 |  | 3RA2110-0BH15-1AP0 | 1 | UN | 1 | 2 | A | D | N | N | 85364900 | 1 | 4011209796379 | 1.062 | KG | 139.65 | 139.65 | CP25 | CP25 | Load feeder fuseless, Direct-on-line starting 400 V AC, Size S00 0.14...0.20 A 230 V AC Spring-type terminal for 60 mm busbar systems (also fulfills type of coordination 1) Type of coordination 2, Iq = 150 kA 1 NO (contactor) | - | 0 | 0
3RA2110-0BH15-1BB4 |  | 3RA2110-0BH15-1BB4 | 1 | UN | 1 | 2 | A | D | N | N | 85364900 | 1 | 4011209796171 | 1.2 | KG | 143.45 | 143.45 | CP25 | CP25 | Load feeder fuseless, Direct-on-line starting 400 V AC, Size S00 0.14...0.20 A 24 V DC Spring-type terminal for 60 mm busbar systems (also fulfills type of coordination 1) Type of coordination 2, Iq = 150 kA 1 NO (contactor) | - | 0 | 0
3RA2110-0BS15-1BB4 |  | 3RA2110-0BS15-1BB4 | 1 | UN | 1 | 0 | A | D | EAR99 | N | 85364900 | 1 | 4011209937253 | 1.111 | KG | 143.45 | 143.45 | CP25 | CP25 | Load feeder fuseless, Direct-on-line starting 400 V AC, Size S00 0.14...0.20 A 24 V DC Spring-type terminal for 60 mm busbar systems (also fulfills type of coordination 1) Type of coordination 2, Iq = 150 kA 1 NO (contactor) Adapter length 200 mm | - | 0 | 0
3RA2110-0CA15-1AP0 |  | 3RA2110-0CA15-1AP0 | 1 | UN | 1 | 2 | A | D | N | N | 85364900 | 1 | 4011209794030 | 0.526 | KG | 106.4 | 106.4 | CP25 | CP25 | Load feeder fuseless, Direct-on-line starting 400 V AC, Size S00 0.18...0.25 A 230 V AC screw terminal for installation on standard mounting rail (also fulfills type of coordination 1) Type of coordination 2, Iq = 150 kA 1 NO (contactor) | - | 0 | 0
3RA2110-0CA15-1BB4 |  | 3RA2110-0CA15-1BB4 | 1 | UN | 1 | 2 | A | D | N | N | 85364900 | 1 | 4011209793699 | 0.584 | KG | 112.1 | 112.1 | CP25 | CP25 | Load feeder fuseless, Direct-on-line starting 400 V AC, Size S00 0.18...0.25 A 24 V DC screw terminal for installation on standard mounting rail (also fulfills type of coordination 1) Type of coordination 2, Iq = 150 kA 1 NO (contactor) | - | 0 | 0
3RA2110-0CA15-1FB4 |  | 3RA2110-0CA15-1FB4 | 1 | UN | 1 | 0 | A | D | N | N | 85364900 | 1 | 4011209933460 | 0.6 | KG | 118.75 | 118.75 | CP25 | CP25 | Load feeder fuseless, Direct-on-line starting 400 V AC, Size S00 0.18...0.25 A 24 V DC screw terminal for installation on standard mounting rail (also fulfills type of coordination 1) Type of coordination 2, Iq = 150 kA 1 NO (contactor) with diode (integrated) | - | 0 | 0
3RA2110-0CD15-1AP0 |  | 3RA2110-0CD15-1AP0 | 1 | UN | 1 | 2 | A | D | N | N | 85364900 | 1 | 4011209796775 | 0.981 | KG | 133.95 | 133.95 | CP25 | CP25 | Load feeder fuseless, Direct-on-line starting 400 V AC, Size S00 0.18...0.25 A 230 V AC screw terminal for 60 mm busbar systems (also fulfills type of coordination 1) Type of coordination 2, Iq = 150 kA 1 NO (contactor) | - | 0 | 0
3RA2110-0CD15-1BB4 |  | 3RA2110-0CD15-1BB4 | 1 | UN | 1 | 2 | A | D | N | N | 85364900 | 1 | 4011209796577 | 1.02 | KG | 139.65 | 139.65 | CP25 | CP25 | Load feeder fuseless, Direct-on-line starting 400 V AC, Size S00 0.18...0.25 A 24 V DC screw terminal for 60 mm busbar systems (also fulfills type of coordination 1) Type of coordination 2, Iq = 150 kA 1 NO (contactor) | - | 0 | 0
3RA2110-0CD15-1FB4 |  | 3RA2110-0CD15-1FB4 | 1 | UN | 1 | 0 | A | D | N | N | 85364900 | 1 | 4011209933705 | 1.032 | KG | 145.35 | 145.35 | CP25 | CP25 | Load feeder fuseless, Direct-on-line starting 400 V AC, Size S00 0.18...0.25 A 24 V DC screw terminal for 60 mm busbar systems (also fulfills type of coordination 1) Type of coordination 2, Iq = 150 kA 1 NO (contactor) with diode (integrated) | - | 0 | 0
3RA2110-0CE15-1AP0 |  | 3RA2110-0CE15-1AP0 | 1 | UN | 1 | 2 | A | D | N | N | 85364900 | 1 | 4011209795273 | 0.624 | KG | 105.45 | 105.45 | CP25 | CP25 | Load feeder fuseless, Direct-on-line starting 400 V AC, Size S00 0.18...0.25 A 230 V AC Spring-type terminal for installation on standard mounting rail (also fulfills type of coordination 1) Type of coordination 2, Iq = 150 kA 1 NO (contactor) | - | 0 | 0
3RA2110-0CE15-1BB4 |  | 3RA2110-0CE15-1BB4 | 1 | UN | 1 | 2 | A | D | N | N | 85364900 | 1 | 4011209795020 | 0.678 | KG | 111.15 | 111.15 | CP25 | CP25 | Load feeder fuseless, Direct-on-line starting 400 V AC, Size S00 0.18...0.25 A 24 V DC Spring-type terminal for installation on standard mounting rail (also fulfills type of coordination 1) Type of coordination 2, Iq = 150 kA 1 NO (contactor) | - | 0 | 0
3RA2110-0CH15-1AP0 |  | 3RA2110-0CH15-1AP0 | 1 | UN | 1 | 2 | A | D | N | N | 85364900 | 1 | 4011209796386 | 1.055 | KG | 139.65 | 139.65 | CP25 | CP25 | Load feeder fuseless, Direct-on-line starting 400 V AC, Size S00 0.18...0.25 A 230 V AC Spring-type terminal for 60 mm busbar systems (also fulfills type of coordination 1) Type of coordination 2, Iq = 150 kA 1 NO (contactor) | - | 0 | 0
3RA2110-0CH15-1BB4 |  | 3RA2110-0CH15-1BB4 | 1 | UN | 1 | 2 | A | D | N | N | 85364900 | 1 | 4011209796188 | 1.13 | KG | 143.45 | 143.45 | CP25 | CP25 | Load feeder fuseless, Direct-on-line starting 400 V AC, Size S00 0.18...0.25 A 24 V DC Spring-type terminal for 60 mm busbar systems (also fulfills type of coordination 1) Type of coordination 2, Iq = 150 kA 1 NO (contactor) | - | 0 | 0
3RA2110-0CS15-1BB4 |  | 3RA2110-0CS15-1BB4 | 1 | UN | 1 | 0 | A | D | EAR99 | N | 85364900 | 1 | 4011209937260 | 1.108 | KG | 143.45 | 143.45 | CP25 | CP25 | Load feeder fuseless, Direct-on-line starting 400 V AC, Size S00 0.18...0.25 A 24 V DC Spring-type terminal for 60 mm busbar systems (also fulfills type of coordination 1) Type of coordination 2, Iq = 150 kA 1 NO (contactor) Adapter length 200 mm | - | 0 | 0
3RA2110-0DA15-1AP0 |  | 3RA2110-0DA15-1AP0 | 1 | UN | 1 | 2 | A | D | N | N | 85364900 | 1 | 4011209794047 | 0.525 | KG | 106.4 | 106.4 | CP25 | CP25 | Load feeder fuseless, Direct-on-line starting 400 V AC, Size S00 0.22...0.32 A 230 V AC screw terminal for installation on standard mounting rail (also fulfills type of coordination 1) Type of coordination 2, Iq = 150 kA 1 NO (contactor) | - | 0 | 0
3RA2110-0DA15-1BB4 |  | 3RA2110-0DA15-1BB4 | 1 | UN | 1 | 2 | A | D | N | N | 85364900 | 1 | 4011209793705 | 0.585 | KG | 112.1 | 112.1 | CP25 | CP25 | Load feeder fuseless, Direct-on-line starting 400 V AC, Size S00 0.22...0.32 A 24 V DC screw terminal for installation on standard mounting rail (also fulfills type of coordination 1) Type of coordination 2, Iq = 150 kA 1 NO (contactor) | - | 0 | 0
3RA2110-0DA15-1FB4 |  | 3RA2110-0DA15-1FB4 | 1 | UN | 1 | 0 | A | D | N | N | 85364900 | 1 | 4011209933477 | 0.581 | KG | 118.75 | 118.75 | CP25 | CP25 | Load feeder fuseless, Direct-on-line starting 400 V AC, Size S00 0.22...0.32 A 24 V DC screw terminal for installation on standard mounting rail (also fulfills type of coordination 1) Type of coordination 2, Iq = 150 kA 1 NO (contactor) with diode (integrated) | - | 0 | 0
3RA2110-0DD15-1AP0 |  | 3RA2110-0DD15-1AP0 | 1 | UN | 1 | 2 | A | D | N | N | 85364900 | 1 | 4011209796782 | 0.97 | KG | 133.95 | 133.95 | CP25 | CP25 | Load feeder fuseless, Direct-on-line starting 400 V AC, Size S00 0.22...0.32 A 230 V AC screw terminal for 60 mm busbar systems (also fulfills type of coordination 1) Type of coordination 2, Iq = 150 kA 1 NO (contactor) | - | 0 | 0
3RA2110-0DD15-1BB4 |  | 3RA2110-0DD15-1BB4 | 1 | UN | 1 | 2 | A | D | N | N | 85364900 | 1 | 4011209796584 | 1.045 | KG | 140.6 | 140.6 | CP25 | CP25 | Load feeder fuseless, Direct-on-line starting 400 V AC, Size S00 0.22...0.32 A 24 V DC screw terminal for 60 mm busbar systems (also fulfills type of coordination 1) Type of coordination 2, Iq = 150 kA 1 NO (contactor) | - | 0 | 0
3RA2110-0DD15-1FB4 |  | 3RA2110-0DD15-1FB4 | 1 | UN | 1 | 0 | A | D | N | N | 85364900 | 1 | 4011209933712 | 1.023 | KG | 146.3 | 146.3 | CP25 | CP25 | Load feeder fuseless, Direct-on-line starting 400 V AC, Size S00 0.22...0.32 A 24 V DC screw terminal for 60 mm busbar systems (also fulfills type of coordination 1) Type of coordination 2, Iq = 150 kA 1 NO (contactor) with diode (integrated) | - | 0 | 0
3RA2110-0DE15-1AP0 |  | 3RA2110-0DE15-1AP0 | 1 | UN | 1 | 2 | A | D | N | N | 85364900 | 1 | 4011209795280 | 0.619 | KG | 106.4 | 106.4 | CP25 | CP25 | Load feeder fuseless, Direct-on-line starting 400 V AC, Size S00 0.22...0.32 A 230 V AC Spring-type terminal for installation on standard mounting rail (also fulfills type of coordination 1) Type of coordination 2, Iq = 150 kA 1 NO (contactor) | - | 0 | 0
3RA2110-0DE15-1BB4 |  | 3RA2110-0DE15-1BB4 | 1 | UN | 1 | 2 | A | D | N | N | 85364900 | 1 | 4011209795037 | 0.683 | KG | 111.15 | 111.15 | CP25 | CP25 | Load feeder fuseless, Direct-on-line starting 400 V AC, Size S00 0.22...0.32 A 24 V DC Spring-type terminal for installation on standard mounting rail (also fulfills type of coordination 1) Type of coordination 2, Iq = 150 kA 1 NO (contactor) | - | 0 | 0
3RA2110-0DH15-1AP0 |  | 3RA2110-0DH15-1AP0 | 1 | UN | 1 | 2 | A | D | N | N | 85364900 | 1 | 4011209796393 | 1.055 | KG | 139.65 | 139.65 | CP25 | CP25 | Load feeder fuseless, Direct-on-line starting 400 V AC, Size S00 0.22...0.32 A 230 V AC Spring-type terminal for 60 mm busbar systems (also fulfills type of coordination 1) Type of coordination 2, Iq = 150 kA 1 NO (contactor) | - | 0 | 0
3RA2110-0DH15-1BB4 |  | 3RA2110-0DH15-1BB4 | 1 | UN | 1 | 2 | A | D | N | N | 85364900 | 1 | 4011209796195 | 1.114 | KG | 144.4 | 144.4 | CP25 | CP25 | Load feeder fuseless, Direct-on-line starting 400 V AC, Size S00 0.22...0.32 A 24 V DC Spring-type terminal for 60 mm busbar systems (also fulfills type of coordination 1) Type of coordination 2, Iq = 150 kA 1 NO (contactor) | - | 0 | 0
3RA2110-0DS15-1BB4 |  | 3RA2110-0DS15-1BB4 | 1 | UN | 1 | 0 | A | D | EAR99 | N | 85364900 | 1 | 4011209937277 | 1.112 | KG | 143.45 | 143.45 | CP25 | CP25 | Load feeder fuseless, Direct-on-line starting 400 V AC, Size S00 0.22...0.32 A 24 V DC Spring-type terminal for 60 mm busbar systems (also fulfills type of coordination 1) Type of coordination 2, Iq = 150 kA 1 NO (contactor) Adapter length 200 mm | - | 0 | 0
3RA2110-0EA15-1AP0 |  | 3RA2110-0EA15-1AP0 | 1 | UN | 1 | 2 | A | D | N | N | 85364900 | 1 | 4011209794313 | 0.53 | KG | 106.4 | 106.4 | CP25 | CP25 | Load feeder fuseless, Direct-on-line starting 400 V AC, Size S00 0.28...0.40 A 230 V AC screw terminal for installation on standard mounting rail (also fulfills type of coordination 1) Type of coordination 2, Iq = 150 kA 1 NO (contactor) | - | 0 | 0
3RA2110-0EA15-1BB4 |  | 3RA2110-0EA15-1BB4 | 1 | UN | 1 | 2 | A | D | N | N | 85364900 | 1 | 4011209793989 | 0.587 | KG | 112.1 | 112.1 | CP25 | CP25 | Load feeder fuseless, Direct-on-line starting 400 V AC, Size S00 0.28...0.40 A 24 V DC screw terminal for installation on standard mounting rail (also fulfills type of coordination 1) Type of coordination 2, Iq = 150 kA 1 NO (contactor) | - | 0 | 0
3RA2110-0EA15-1FB4 |  | 3RA2110-0EA15-1FB4 | 1 | UN | 1 | 0 | A | D | N | N | 85364900 | 1 | 4011209933484 | 0.584 | KG | 118.75 | 118.75 | CP25 | CP25 | Load feeder fuseless, Direct-on-line starting 400 V AC, Size S00 0.28...0.40 A 24 V DC screw terminal for installation on standard mounting rail (also fulfills type of coordination 1) Type of coordination 2, Iq = 150 kA 1 NO (contactor) with diode (integrated) | - | 0 | 0
3RA2110-0ED15-1AP0 |  | 3RA2110-0ED15-1AP0 | 1 | UN | 1 | 2 | A | D | N | N | 85364900 | 1 | 4011209796928 | 0.972 | KG | 133.95 | 133.95 | CP25 | CP25 | Load feeder fuseless, Direct-on-line starting 400 V AC, Size S00 0.28...0.40 A 230 V AC screw terminal for 60 mm busbar systems (also fulfills type of coordination 1) Type of coordination 2, Iq = 150 kA 1 NO (contactor) | - | 0 | 0
3RA2110-0ED15-1BB4 |  | 3RA2110-0ED15-1BB4 | 1 | UN | 1 | 2 | A | D | N | N | 85364900 | 1 | 4011209796713 | 1.015 | KG | 140.6 | 140.6 | CP25 | CP25 | Load feeder fuseless, Direct-on-line starting 400 V AC, Size S00 0.28...0.40 A 24 V DC screw terminal for 60 mm busbar systems (also fulfills type of coordination 1) Type of coordination 2, Iq = 150 kA 1 NO (contactor) | - | 0 | 0
3RA2110-0ED15-1FB4 |  | 3RA2110-0ED15-1FB4 | 1 | UN | 1 | 0 | A | D | N | N | 85364900 | 1 | 4011209933729 | 1.023 | KG | 146.3 | 146.3 | CP25 | CP25 | Load feeder fuseless, Direct-on-line starting 400 V AC, Size S00 0.28...0.40 A 24 V DC screw terminal for 60 mm busbar systems (also fulfills type of coordination 1) Type of coordination 2, Iq = 150 kA 1 NO (contactor) with diode (integrated) | - | 0 | 0
3RA2110-0EE15-1AP0 |  | 3RA2110-0EE15-1AP0 | 1 | UN | 1 | 2 | A | D | N | N | 85364900 | 1 | 4011209795471 | 0.622 | KG | 106.4 | 106.4 | CP25 | CP25 | Load feeder fuseless, Direct-on-line starting 400 V AC, Size S00 0.28...0.40 A 230 V AC Spring-type terminal for installation on standard mounting rail (also fulfills type of coordination 1) Type of coordination 2, Iq = 150 kA 1 NO (contactor) | - | 0 | 0
3RA2110-0EE15-1BB4 |  | 3RA2110-0EE15-1BB4 | 1 | UN | 1 | 2 | A | D | N | N | 85364900 | 1 | 4011209795211 | 0.692 | KG | 111.15 | 111.15 | CP25 | CP25 | Load feeder fuseless, Direct-on-line starting 400 V AC, Size S00 0.28...0.40 A 24 V DC Spring-type terminal for installation on standard mounting rail (also fulfills type of coordination 1) Type of coordination 2, Iq = 150 kA 1 NO (contactor) | - | 0 | 0
3RA2110-0EH15-1AP0 |  | 3RA2110-0EH15-1AP0 | 1 | UN | 1 | 2 | A | D | N | N | 85364900 | 1 | 4011209796539 | 1.054 | KG | 139.65 | 139.65 | CP25 | CP25 | Load feeder fuseless, Direct-on-line starting 400 V AC, Size S00 0.28...0.40 A 230 V AC Spring-type terminal for 60 mm busbar systems (also fulfills type of coordination 1) Type of coordination 2, Iq = 150 kA 1 NO (contactor) | - | 0 | 0
3RA2110-0EH15-1BB4 |  | 3RA2110-0EH15-1BB4 | 1 | UN | 1 | 2 | A | D | N | N | 85364900 | 1 | 4011209796324 | 1.127 | KG | 144.4 | 144.4 | CP25 | CP25 | Load feeder fuseless, Direct-on-line starting 400 V AC, Size S00 0.28...0.40 A 24 V DC Spring-type terminal for 60 mm busbar systems (also fulfills type of coordination 1) Type of coordination 2, Iq = 150 kA 1 NO (contactor) | - | 0 | 0
3RA2110-0ES15-1BB4 |  | 3RA2110-0ES15-1BB4 | 1 | UN | 1 | 0 | A | D | EAR99 | N | 85364900 | 1 | 4011209937284 | 1.109 | KG | 143.45 | 143.45 | CP25 | CP25 | Load feeder fuseless, Direct-on-line starting 400 V AC, Size S00 0.28...0.40 A 24 V DC Spring-type terminal for 60 mm busbar systems (also fulfills type of coordination 1) Type of coordination 2, Iq = 150 kA 1 NO (contactor) Adapter length 200 mm | - | 0 | 0
3RA2110-0FA15-1AP0 |  | 3RA2110-0FA15-1AP0 | 1 | UN | 1 | 2 | A | D | N | N | 85364900 | 1 | 4011209794054 | 0.524 | KG | 106.4 | 106.4 | CP25 | CP25 | Load feeder fuseless, Direct-on-line starting 400 V AC, Size S00 0.35...0.50 A 230 V AC screw terminal for installation on standard mounting rail (also fulfills type of coordination 1) Type of coordination 2, Iq = 150 kA 1 NO (contactor) | - | 0 | 0
3RA2110-0FA15-1BB4 |  | 3RA2110-0FA15-1BB4 | 1 | UN | 1 | 2 | A | D | N | N | 85364900 | 1 | 4011209793712 | 0.585 | KG | 112.1 | 112.1 | CP25 | CP25 | Load feeder fuseless, Direct-on-line starting 400 V AC, Size S00 0.35...0.50 A 24 V DC screw terminal for installation on standard mounting rail (also fulfills type of coordination 1) Type of coordination 2, Iq = 150 kA 1 NO (contactor) | - | 0 | 0
3RA2110-0FA15-1FB4 |  | 3RA2110-0FA15-1FB4 | 1 | UN | 1 | 0 | A | D | N | N | 85364900 | 1 | 4011209933491 | 0.577 | KG | 118.75 | 118.75 | CP25 | CP25 | Load feeder fuseless, Direct-on-line starting 400 V AC, Size S00 0.35...0.50 A 24 V DC screw terminal for installation on standard mounting rail (also fulfills type of coordination 1) Type of coordination 2, Iq = 150 kA 1 NO (contactor) with diode (integrated) | - | 0 | 0
3RA2110-0FD15-1AP0 |  | 3RA2110-0FD15-1AP0 | 1 | UN | 1 | 2 | A | D | N | N | 85364900 | 1 | 4011209796799 | 0.985 | KG | 133.95 | 133.95 | CP25 | CP25 | Load feeder fuseless, Direct-on-line starting 400 V AC, Size S00 0.35...0.50 A 230 V AC screw terminal for 60 mm busbar systems (also fulfills type of coordination 1) Type of coordination 2, Iq = 150 kA 1 NO (contactor) | - | 0 | 0
3RA2110-0FD15-1BB4 |  | 3RA2110-0FD15-1BB4 | 1 | UN | 1 | 2 | A | D | N | N | 85364900 | 1 | 4011209796591 | 1.057 | KG | 140.6 | 140.6 | CP25 | CP25 | Load feeder fuseless, Direct-on-line starting 400 V AC, Size S00 0.35...0.50 A 24 V DC screw terminal for 60 mm busbar systems (also fulfills type of coordination 1) Type of coordination 2, Iq = 150 kA 1 NO (contactor) | - | 0 | 0
3RA2110-0FD15-1FB4 |  | 3RA2110-0FD15-1FB4 | 1 | UN | 1 | 0 | A | D | N | N | 85364900 | 1 | 4011209933736 | 1.022 | KG | 146.3 | 146.3 | CP25 | CP25 | Load feeder fuseless, Direct-on-line starting 400 V AC, Size S00 0.35...0.50 A 24 V DC screw terminal for 60 mm busbar systems (also fulfills type of coordination 1) Type of coordination 2, Iq = 150 kA 1 NO (contactor) with diode (integrated) | - | 0 | 0
3RA2110-0FE15-1AP0 |  | 3RA2110-0FE15-1AP0 | 1 | UN | 1 | 2 | A | D | N | N | 85364900 | 1 | 4011209795297 | 0.66 | KG | 106.4 | 106.4 | CP25 | CP25 | Load feeder fuseless, Direct-on-line starting 400 V AC, Size S00 0.35...0.50 A 230 V AC Spring-type terminal for installation on standard mounting rail (also fulfills type of coordination 1) Type of coordination 2, Iq = 150 kA 1 NO (contactor) | - | 0 | 0
3RA2110-0FE15-1BB4 |  | 3RA2110-0FE15-1BB4 | 1 | UN | 1 | 2 | A | D | N | N | 85364900 | 1 | 4011209795044 | 0.684 | KG | 111.15 | 111.15 | CP25 | CP25 | Load feeder fuseless, Direct-on-line starting 400 V AC, Size S00 0.35...0.50 A 24 V DC Spring-type terminal for installation on standard mounting rail (also fulfills type of coordination 1) Type of coordination 2, Iq = 150 kA 1 NO (contactor) | - | 0 | 0
3RA2110-0FH15-1AP0 |  | 3RA2110-0FH15-1AP0 | 1 | UN | 1 | 2 | A | D | N | N | 85364900 | 1 | 4011209796409 | 1.064 | KG | 139.65 | 139.65 | CP25 | CP25 | Load feeder fuseless, Direct-on-line starting 400 V AC, Size S00 0.35...0.50 A 230 V AC Spring-type terminal for 60 mm busbar systems (also fulfills type of coordination 1) Type of coordination 2, Iq = 150 kA 1 NO (contactor) | - | 0 | 0
3RA2110-0FH15-1BB4 |  | 3RA2110-0FH15-1BB4 | 1 | UN | 1 | 2 | A | D | N | N | 85364900 | 1 | 4011209796201 | 1.135 | KG | 144.4 | 144.4 | CP25 | CP25 | Load feeder fuseless, Direct-on-line starting 400 V AC, Size S00 0.35...0.50 A 24 V DC Spring-type terminal for 60 mm busbar systems (also fulfills type of coordination 1) Type of coordination 2, Iq = 150 kA 1 NO (contactor) | - | 0 | 0
3RA2110-0FS15-1BB4 |  | 3RA2110-0FS15-1BB4 | 1 | UN | 1 | 0 | A | D | EAR99 | N | 85364900 | 1 | 4011209937291 | 1.1 | KG | 143.45 | 143.45 | CP25 | CP25 | Load feeder fuseless, Direct-on-line starting 400 V AC, Size S00 0.35...0.50 A 24 V DC Spring-type terminal for 60 mm busbar systems (also fulfills type of coordination 1) Type of coordination 2, Iq = 150 kA 1 NO (contactor) Adapter length 200 mm | - | 0 | 0
3RA2110-0GA15-1AP0 |  | 3RA2110-0GA15-1AP0 | 1 | UN | 1 | 2 | A | D | N | N | 85364900 | 1 | 4011209794061 | 0.55 | KG | 107.35 | 107.35 | CP25 | CP25 | Load feeder fuseless, Direct-on-line starting 400 V AC, Size S00 0.45...0.63 A 230 V AC screw terminal for installation on standard mounting rail (also fulfills type of coordination 1) Type of coordination 2, Iq = 150 kA 1 NO (contactor) | - | 0 | 0
3RA2110-0GA15-1BB4 |  | 3RA2110-0GA15-1BB4 | 1 | UN | 1 | 2 | A | D | N | N | 85364900 | 1 | 4011209793729 | 0.588 | KG | 113.05 | 113.05 | CP25 | CP25 | Load feeder fuseless, Direct-on-line starting 400 V AC, Size S00 0.45...0.63 A 24 V DC screw terminal for installation on standard mounting rail (also fulfills type of coordination 1) Type of coordination 2, Iq = 150 kA 1 NO (contactor) | - | 0 | 0
3RA2110-0GA15-1FB4 |  | 3RA2110-0GA15-1FB4 | 1 | UN | 1 | 0 | A | D | N | N | 85364900 | 1 | 4011209933507 | 0.582 | KG | 119.7 | 119.7 | CP25 | CP25 | Load feeder fuseless, Direct-on-line starting 400 V AC, Size S00 0.45...0.63 A 24 V DC screw terminal for installation on standard mounting rail (also fulfills type of coordination 1) Type of coordination 2, Iq = 150 kA 1 NO (contactor) with diode (integrated) | - | 0 | 0
3RA2110-0GD15-1AP0 |  | 3RA2110-0GD15-1AP0 | 1 | UN | 1 | 2 | A | D | N | N | 85364900 | 1 | 4011209796805 | 0.977 | KG | 135.85 | 135.85 | CP25 | CP25 | Load feeder fuseless, Direct-on-line starting 400 V AC, Size S00 0.45...0.63 A 230 V AC screw terminal for 60 mm busbar systems (also fulfills type of coordination 1) Type of coordination 2, Iq = 150 kA 1 NO (contactor) | - | 0 | 0
3RA2110-0GD15-1BB4 |  | 3RA2110-0GD15-1BB4 | 1 | UN | 1 | 2 | A | D | N | N | 85364900 | 1 | 4011209796607 | 1.03 | KG | 140.6 | 140.6 | CP25 | CP25 | Load feeder fuseless, Direct-on-line starting 400 V AC, Size S00 0.45...0.63 A 24 V DC screw terminal for 60 mm busbar systems (also fulfills type of coordination 1) Type of coordination 2, Iq = 150 kA 1 NO (contactor) | - | 0 | 0
3RA2110-0GD15-1FB4 |  | 3RA2110-0GD15-1FB4 | 1 | UN | 1 | 0 | A | D | N | N | 85364900 | 1 | 4011209933743 | 1.023 | KG | 146.3 | 146.3 | CP25 | CP25 | Load feeder fuseless, Direct-on-line starting 400 V AC, Size S00 0.45...0.63 A 24 V DC screw terminal for 60 mm busbar systems (also fulfills type of coordination 1) Type of coordination 2, Iq = 150 kA 1 NO (contactor) with diode (integrated) | - | 0 | 0
3RA2110-0GE15-1AP0 |  | 3RA2110-0GE15-1AP0 | 1 | UN | 1 | 2 | A | D | N | N | 85364900 | 1 | 4011209795303 | 0.619 | KG | 106.4 | 106.4 | CP25 | CP25 | Load feeder fuseless, Direct-on-line starting 400 V AC, Size S00 0.45...0.63 A 230 V AC Spring-type terminal for installation on standard mounting rail (also fulfills type of coordination 1) Type of coordination 2, Iq = 150 kA 1 NO (contactor) | - | 0 | 0
3RA2110-0GE15-1BB4 |  | 3RA2110-0GE15-1BB4 | 1 | UN | 1 | 2 | A | D | N | N | 85364900 | 1 | 4011209795051 | 0.68 | KG | 112.1 | 112.1 | CP25 | CP25 | Load feeder fuseless, Direct-on-line starting 400 V AC, Size S00 0.45...0.63 A 24 V DC Spring-type terminal for installation on standard mounting rail (also fulfills type of coordination 1) Type of coordination 2, Iq = 150 kA 1 NO (contactor) | - | 0 | 0
3RA2110-0GH15-1AP0 |  | 3RA2110-0GH15-1AP0 | 1 | UN | 1 | 2 | A | D | N | N | 85364900 | 1 | 4011209796416 | 1.06 | KG | 139.65 | 139.65 | CP25 | CP25 | Load feeder fuseless, Direct-on-line starting 400 V AC, Size S00 0.45...0.63 A 230 V AC Spring-type terminal for 60 mm busbar systems (also fulfills type of coordination 1) Type of coordination 2, Iq = 150 kA 1 NO (contactor) | - | 0 | 0
3RA2110-0GH15-1BB4 |  | 3RA2110-0GH15-1BB4 | 1 | UN | 1 | 2 | A | D | N | N | 85364900 | 1 | 4011209796218 | 1.125 | KG | 144.4 | 144.4 | CP25 | CP25 | Load feeder fuseless, Direct-on-line starting 400 V AC, Size S00 0.45...0.63 A 24 V DC Spring-type terminal for 60 mm busbar systems (also fulfills type of coordination 1) Type of coordination 2, Iq = 150 kA 1 NO (contactor) | - | 0 | 0
3RA2110-0GS15-1BB4 |  | 3RA2110-0GS15-1BB4 | 1 | UN | 1 | 0 | A | D | EAR99 | N | 85364900 | 1 | 4011209937307 | 1.108 | KG | 144.4 | 144.4 | CP25 | CP25 | Load feeder fuseless, Direct-on-line starting 400 V AC, Size S00 0.45...0.63 A 24 V DC Spring-type terminal for 60 mm busbar systems (also fulfills type of coordination 1) Type of coordination 2, Iq = 150 kA 1 NO (contactor) Adapter length 200 mm Adapter length 200 mm | - | 0 | 0
3RA2110-0HA15-1AP0 |  | 3RA2110-0HA15-1AP0 | 1 | UN | 1 | 2 | A | D | N | N | 85364900 | 1 | 4011209794078 | 0.51 | KG | 111.15 | 111.15 | CP25 | CP25 | Load feeder fuseless, Direct-on-line starting 400 V AC, Size S00 0.55...0.80 A 230 V AC screw terminal for installation on standard mounting rail (also fulfills type of coordination 1) Type of coordination 2, Iq = 150 kA 1 NO (contactor) | - | 0 | 0
3RA2110-0HA15-1BB4 |  | 3RA2110-0HA15-1BB4 | 1 | UN | 1 | 2 | A | D | N | N | 85364900 | 1 | 4011209793736 | 0.584 | KG | 115.9 | 115.9 | CP25 | CP25 | Load feeder fuseless, Direct-on-line starting 400 V AC, Size S00 0.55...0.80 A 24 V DC screw terminal for installation on standard mounting rail (also fulfills type of coordination 1) Type of coordination 2, Iq = 150 kA 1 NO (contactor) | - | 0 | 0
3RA2110-0HA15-1FB4 |  | 3RA2110-0HA15-1FB4 | 1 | UN | 1 | 0 | A | D | N | N | 85364900 | 1 | 4011209933514 | 0.6 | KG | 122.55 | 122.55 | CP25 | CP25 | Load feeder fuseless, Direct-on-line starting 400 V AC, Size S00 0.55...0.80 A 24 V DC screw terminal for installation on standard mounting rail (also fulfills type of coordination 1) Type of coordination 2, Iq = 150 kA 1 NO (contactor) with diode (integrated) | - | 0 | 0
3RA2110-0HD15-1AP0 |  | 3RA2110-0HD15-1AP0 | 1 | UN | 1 | 2 | A | D | N | N | 85364900 | 1 | 4011209796812 | 0.972 | KG | 139.65 | 139.65 | CP25 | CP25 | Load feeder fuseless, Direct-on-line starting 400 V AC, Size S00 0.55...0.80 A 230 V AC screw terminal for 60 mm busbar systems (also fulfills type of coordination 1) Type of coordination 2, Iq = 150 kA 1 NO (contactor) | - | 0 | 0
3RA2110-0HD15-1BB4 |  | 3RA2110-0HD15-1BB4 | 1 | UN | 1 | 2 | A | D | N | N | 85364900 | 1 | 4011209796614 | 1.027 | KG | 144.4 | 144.4 | CP25 | CP25 | Load feeder fuseless, Direct-on-line starting 400 V AC, Size S00 0.55...0.80 A 24 V DC screw terminal for 60 mm busbar systems (also fulfills type of coordination 1) Type of coordination 2, Iq = 150 kA 1 NO (contactor) | - | 0 | 0
3RA2110-0HD15-1FB4 |  | 3RA2110-0HD15-1FB4 | 1 | UN | 1 | 0 | A | D | N | N | 85364900 | 1 | 4011209933750 | 1.023 | KG | 151.05 | 151.05 | CP25 | CP25 | Load feeder fuseless, Direct-on-line starting 400 V AC, Size S00 0.55...0.80 A 24 V DC screw terminal for 60 mm busbar systems (also fulfills type of coordination 1) Type of coordination 2, Iq = 150 kA 1 NO (contactor) with diode (integrated) | - | 0 | 0
3RA2110-0HE15-1AP0 |  | 3RA2110-0HE15-1AP0 | 1 | UN | 1 | 2 | A | D | N | N | 85364900 | 1 | 4011209795310 | 0.618 | KG | 110.2 | 110.2 | CP25 | CP25 | Load feeder fuseless, Direct-on-line starting 400 V AC, Size S00 0.55...0.80 A 230 V AC Spring-type terminal for installation on standard mounting rail (also fulfills type of coordination 1) Type of coordination 2, Iq = 150 kA 1 NO (contactor) | - | 0 | 0
3RA2110-0HE15-1BB4 |  | 3RA2110-0HE15-1BB4 | 1 | UN | 1 | 2 | A | D | N | N | 85364900 | 1 | 4011209795068 | 0.72 | KG | 115.9 | 115.9 | CP25 | CP25 | Load feeder fuseless, Direct-on-line starting 400 V AC, Size S00 0.55...0.80 A 24 V DC Spring-type terminal for installation on standard mounting rail (also fulfills type of coordination 1) Type of coordination 2, Iq = 150 kA 1 NO (contactor) | - | 0 | 0
3RA2110-0HH15-1AP0 |  | 3RA2110-0HH15-1AP0 | 1 | UN | 1 | 2 | A | D | N | N | 85364900 | 1 | 4011209796423 | 1.061 | KG | 143.45 | 143.45 | CP25 | CP25 | Load feeder fuseless, Direct-on-line starting 400 V AC, Size S00 0.55...0.80 A 230 V AC Spring-type terminal for 60 mm busbar systems (also fulfills type of coordination 1) Type of coordination 2, Iq = 150 kA 1 NO (contactor) | - | 0 | 0
3RA2110-0HH15-1BB4 |  | 3RA2110-0HH15-1BB4 | 1 | UN | 1 | 2 | A | D | N | N | 85364900 | 1 | 4011209796225 | 1.128 | KG | 148.2 | 148.2 | CP25 | CP25 | Load feeder fuseless, Direct-on-line starting 400 V AC, Size S00 0.55...0.80 A 24 V DC Spring-type terminal for 60 mm busbar systems (also fulfills type of coordination 1) Type of coordination 2, Iq = 150 kA 1 NO (contactor) | - | 0 | 0
3RA2110-0HS15-1BB4 |  | 3RA2110-0HS15-1BB4 | 1 | UN | 1 | 0 | A | D | EAR99 | N | 85364900 | 1 | 4011209937314 | 1.106 | KG | 148.2 | 148.2 | CP25 | CP25 | Load feeder fuseless, Direct-on-line starting 400 V AC, Size S00 0.55...0.80 A 24 V DC Spring-type terminal for 60 mm busbar systems (also fulfills type of coordination 1) Type of coordination 2, Iq = 150 kA 1 NO (contactor) Adapter length 200 mm | - | 0 | 0
3RA2110-0JA15-1AP0 |  | 3RA2110-0JA15-1AP0 | 1 | UN | 1 | 2 | A | D | N | N | 85364900 | 1 | 4011209794085 | 0.584 | KG | 111.15 | 111.15 | CP25 | CP25 | Load feeder fuseless, Direct-on-line starting 400 V AC, Size S00 0.70...1.00 A 230 V AC screw terminal for installation on standard mounting rail (also fulfills type of coordination 1) Type of coordination 2, Iq = 150 kA 1 NO (contactor) | - | 0 | 0
3RA2110-0JA15-1BB4 |  | 3RA2110-0JA15-1BB4 | 1 | UN | 1 | 2 | A | D | N | N | 85364900 | 1 | 4011209793743 | 0.65 | KG | 115.9 | 115.9 | CP25 | CP25 | Load feeder fuseless, Direct-on-line starting 400 V AC, Size S00 0.70...1.00 A 24 V DC screw terminal for installation on standard mounting rail (also fulfills type of coordination 1) Type of coordination 2, Iq = 150 kA 1 NO (contactor) | - | 0 | 0
3RA2110-0JA15-1FB4 |  | 3RA2110-0JA15-1FB4 | 1 | UN | 1 | 0 | A | D | N | N | 85364900 | 1 | 4011209933521 | 0.647 | KG | 122.55 | 122.55 | CP25 | CP25 | Load feeder fuseless, Direct-on-line starting 400 V AC, Size S00 0.70...1.00 A 24 V DC screw terminal for installation on standard mounting rail (also fulfills type of coordination 1) Type of coordination 2, Iq = 150 kA 1 NO (contactor) with diode (integrated) | - | 0 | 0
3RA2110-0JD15-1AP0 |  | 3RA2110-0JD15-1AP0 | 1 | UN | 1 | 2 | A | D | N | N | 85364900 | 1 | 4011209796829 | 1.045 | KG | 139.65 | 139.65 | CP25 | CP25 | Load feeder fuseless, Direct-on-line starting 400 V AC, Size S00 0.70...1.00 A 230 V AC screw terminal for 60 mm busbar systems (also fulfills type of coordination 1) Type of coordination 2, Iq = 150 kA 1 NO (contactor) | - | 0 | 0
3RA2110-0JD15-1BB4 |  | 3RA2110-0JD15-1BB4 | 1 | UN | 1 | 2 | A | D | N | N | 85364900 | 1 | 4011209796621 | 1.033 | KG | 144.4 | 144.4 | CP25 | CP25 | Load feeder fuseless, Direct-on-line starting 400 V AC, Size S00 0.70...1.00 A 24 V DC screw terminal for 60 mm busbar systems (also fulfills type of coordination 1) Type of coordination 2, Iq = 150 kA 1 NO (contactor) | - | 0 | 0
3RA2110-0JD15-1FB4 |  | 3RA2110-0JD15-1FB4 | 1 | UN | 1 | 0 | A | D | N | N | 85364900 | 1 | 4011209933767 | 1.102 | KG | 151.05 | 151.05 | CP25 | CP25 | Load feeder fuseless, Direct-on-line starting 400 V AC, Size S00 0.70...1.00 A 24 V DC screw terminal for 60 mm busbar systems (also fulfills type of coordination 1) Type of coordination 2, Iq = 150 kA 1 NO (contactor) with diode (integrated) | - | 0 | 0
3RA2110-0JE15-1AP0 |  | 3RA2110-0JE15-1AP0 | 1 | UN | 1 | 2 | A | D | N | N | 85364900 | 1 | 4011209795327 | 0.685 | KG | 110.2 | 110.2 | CP25 | CP25 | Load feeder fuseless, Direct-on-line starting 400 V AC, Size S00 0.70...1.00 A 230 V AC Spring-type terminal for installation on standard mounting rail (also fulfills type of coordination 1) Type of coordination 2, Iq = 150 kA 1 NO (contactor) | - | 0 | 0
3RA2110-0JE15-1BB4 |  | 3RA2110-0JE15-1BB4 | 1 | UN | 1 | 2 | A | D | N | N | 85364900 | 1 | 4011209795075 | 0.749 | KG | 115.9 | 115.9 | CP25 | CP25 | Load feeder fuseless, Direct-on-line starting 400 V AC, Size S00 0.70...1.00 A 24 V DC Spring-type terminal for installation on standard mounting rail (also fulfills type of coordination 1) Type of coordination 2, Iq = 150 kA 1 NO (contactor) | - | 0 | 0
3RA2110-0JH15-1AP0 |  | 3RA2110-0JH15-1AP0 | 1 | UN | 1 | 2 | A | D | N | N | 85364900 | 1 | 4011209796430 | 1.15 | KG | 143.45 | 143.45 | CP25 | CP25 | Load feeder fuseless, Direct-on-line starting 400 V AC, Size S00 0.70...1.00 A 230 V AC Spring-type terminal for 60 mm busbar systems (also fulfills type of coordination 1) Type of coordination 2, Iq = 150 kA 1 NO (contactor) | - | 0 | 0
3RA2110-0JH15-1BB4 |  | 3RA2110-0JH15-1BB4 | 1 | UN | 1 | 2 | A | D | N | N | 85364900 | 1 | 4011209796232 | 1.21 | KG | 148.2 | 148.2 | CP25 | CP25 | Load feeder fuseless, Direct-on-line starting 400 V AC, Size S00 0.70...1.00 A 24 V DC Spring-type terminal for 60 mm busbar systems (also fulfills type of coordination 1) Type of coordination 2, Iq = 150 kA 1 NO (contactor) | - | 0 | 0
3RA2110-0JS15-1BB4 |  | 3RA2110-0JS15-1BB4 | 1 | UN | 1 | 0 | A | D | EAR99 | N | 85364900 | 1 | 4011209937321 | 1.175 | KG | 147.25 | 147.25 | CP25 | CP25 | Load feeder fuseless, Direct-on-line starting 400 V AC, Size S00 0.70...1.00 A 24 V DC Spring-type terminal for 60 mm busbar systems (also fulfills type of coordination 1) Type of coordination 2, Iq = 150 kA 1 NO (contactor) Adapter length 200 mm | - | 0 | 0
3RA2110-0KA15-1AP0 |  | 3RA2110-0KA15-1AP0 | 1 | UN | 1 | 2 | A | D | N | N | 85364900 | 1 | 4011209794092 | 0.588 | KG | 114.95 | 114.95 | CP25 | CP25 | Load feeder fuseless, Direct-on-line starting 400 V AC, Size S00 0.90...1.25 A 230 V AC screw terminal for installation on standard mounting rail (also fulfills type of coordination 1) Type of coordination 2, Iq = 150 kA 1 NO (contactor) | - | 0 | 0
3RA2110-0KA15-1BB4 |  | 3RA2110-0KA15-1BB4 | 1 | UN | 1 | 2 | A | D | N | N | 85364900 | 1 | 4011209793750 | 0.65 | KG | 120.65 | 120.65 | CP25 | CP25 | Load feeder fuseless, Direct-on-line starting 400 V AC, Size S00 0.90...1.25 A 24 V DC screw terminal for installation on standard mounting rail (also fulfills type of coordination 1) Type of coordination 2, Iq = 150 kA 1 NO (contactor) | - | 0 | 0
3RA2110-0KA15-1FB4 |  | 3RA2110-0KA15-1FB4 | 1 | UN | 1 | 0 | A | D | N | N | 85364900 | 1 | 4011209933538 | 0.655 | KG | 126.35 | 126.35 | CP25 | CP25 | Load feeder fuseless, Direct-on-line starting 400 V AC, Size S00 0.90...1.25 A 24 V DC screw terminal for installation on standard mounting rail (also fulfills type of coordination 1) Type of coordination 2, Iq = 150 kA 1 NO (contactor) with diode (integrated) | - | 0 | 0
3RA2110-0KD15-1AP0 |  | 3RA2110-0KD15-1AP0 | 1 | UN | 1 | 2 | A | D | N | N | 85364900 | 1 | 4011209796836 | 1.03 | KG | 142.5 | 142.5 | CP25 | CP25 | Load feeder fuseless, Direct-on-line starting 400 V AC, Size S00 0.90...1.25 A 230 V AC screw terminal for 60 mm busbar systems (also fulfills type of coordination 1) Type of coordination 2, Iq = 150 kA 1 NO (contactor) | - | 0 | 0
3RA2110-0KD15-1BB4 |  | 3RA2110-0KD15-1BB4 | 1 | UN | 1 | 2 | A | D | N | N | 85364900 | 1 | 4011209796638 | 1.09 | KG | 147.25 | 147.25 | CP25 | CP25 | Load feeder fuseless, Direct-on-line starting 400 V AC, Size S00 0.90...1.25 A 24 V DC screw terminal for 60 mm busbar systems (also fulfills type of coordination 1) Type of coordination 2, Iq = 150 kA 1 NO (contactor) | - | 0 | 0
3RA2110-0KD15-1FB4 |  | 3RA2110-0KD15-1FB4 | 1 | UN | 1 | 0 | A | D | N | N | 85364900 | 1 | 4011209933774 | 1.023 | KG | 154.85 | 154.85 | CP25 | CP25 | Load feeder fuseless, Direct-on-line starting 400 V AC, Size S00 0.90...1.25 A 24 V DC screw terminal for 60 mm busbar systems (also fulfills type of coordination 1) Type of coordination 2, Iq = 150 kA 1 NO (contactor) with diode (integrated) | - | 0 | 0
3RA2110-0KE15-1AP0 |  | 3RA2110-0KE15-1AP0 | 1 | UN | 1 | 2 | A | D | N | N | 85364900 | 1 | 4011209795334 | 0.686 | KG | 114 | 114 | CP25 | CP25 | Load feeder fuseless, Direct-on-line starting 400 V AC, Size S00 0.90...1.25 A 230 V AC Spring-type terminal for installation on standard mounting rail (also fulfills type of coordination 1) Type of coordination 2, Iq = 150 kA 1 NO (contactor) | - | 0 | 0
3RA2110-0KE15-1BB4 |  | 3RA2110-0KE15-1BB4 | 1 | UN | 1 | 2 | A | D | N | N | 85364900 | 1 | 4011209795082 | 0.746 | KG | 119.7 | 119.7 | CP25 | CP25 | Load feeder fuseless, Direct-on-line starting 400 V AC, Size S00 0.90...1.25 A 24 V DC Spring-type terminal for installation on standard mounting rail (also fulfills type of coordination 1) Type of coordination 2, Iq = 150 kA 1 NO (contactor) | - | 0 | 0
3RA2110-0KH15-1AP0 |  | 3RA2110-0KH15-1AP0 | 1 | UN | 1 | 2 | A | D | N | N | 85364900 | 1 | 4011209796447 | 1.139 | KG | 147.25 | 147.25 | CP25 | CP25 | Load feeder fuseless, Direct-on-line starting 400 V AC, Size S00 0.90...1.25 A 230 V AC Spring-type terminal for 60 mm busbar systems (also fulfills type of coordination 1) Type of coordination 2, Iq = 150 kA 1 NO (contactor) | - | 0 | 0
3RA2110-0KH15-1BB4 |  | 3RA2110-0KH15-1BB4 | 1 | UN | 1 | 2 | A | D | N | N | 85364900 | 1 | 4011209796249 | 1.21 | KG | 152.95 | 152.95 | CP25 | CP25 | Load feeder fuseless, Direct-on-line starting 400 V AC, Size S00 0.90...1.25 A 24 V DC Spring-type terminal for 60 mm busbar systems (also fulfills type of coordination 1) Type of coordination 2, Iq = 150 kA 1 NO (contactor) | - | 0 | 0
3RA2110-0KS15-1BB4 |  | 3RA2110-0KS15-1BB4 | 1 | UN | 1 | 0 | A | D | EAR99 | N | 85364900 | 1 | 4011209937338 | 1.17 | KG | 152.95 | 152.95 | CP25 | CP25 | Load feeder fuseless, Direct-on-line starting 400 V AC, Size S00 0.90...1.25 A 24 V DC Spring-type terminal for 60 mm busbar systems (also fulfills type of coordination 1) Type of coordination 2, Iq = 150 kA 1 NO (contactor) Adapter length 200 mm | - | 0 | 0
3RA2110-1AA15-1AP0 |  | 3RA2110-1AA15-1AP0 | 1 | UN | 1 | 2 | A | D | N | N | 85364900 | 1 | 4011209794108 | 0.592 | KG | 114.95 | 114.95 | CP25 | CP25 | Load feeder fuseless, Direct-on-line starting 400 V AC, Size S00 1.10...1.60 A 230 V AC screw terminal for installation on standard mounting rail (also fulfills type of coordination 1) Type of coordination 2, Iq = 150 kA 1 NO (contactor) | - | 0 | 0
3RA2110-1AA15-1BB4 |  | 3RA2110-1AA15-1BB4 | 1 | UN | 1 | 2 | A | D | N | N | 85364900 | 1 | 4011209793767 | 0.656 | KG | 120.65 | 120.65 | CP25 | CP25 | Load feeder fuseless, Direct-on-line starting 400 V AC, Size S00 1.10...1.60 A 24 V DC screw terminal for installation on standard mounting rail (also fulfills type of coordination 1) Type of coordination 2, Iq = 150 kA 1 NO (contactor) | - | 0 | 0
3RA2110-1AA15-1FB4 |  | 3RA2110-1AA15-1FB4 | 1 | UN | 1 | 0 | A | D | N | N | 85364900 | 1 | 4011209933545 | 0.62 | KG | 126.35 | 126.35 | CP25 | CP25 | Load feeder fuseless, Direct-on-line starting 400 V AC, Size S00 1.10...1.60 A 24 V DC screw terminal for installation on standard mounting rail (also fulfills type of coordination 1) Type of coordination 2, Iq = 150 kA 1 NO (contactor) with diode (integrated) | - | 0 | 0
3RA2110-1AD15-1AP0 |  | 3RA2110-1AD15-1AP0 | 1 | UN | 1 | 2 | A | D | N | N | 85364900 | 1 | 4011209796843 | 1.045 | KG | 142.5 | 142.5 | CP25 | CP25 | Load feeder fuseless, Direct-on-line starting 400 V AC, Size S00 1.10...1.60 A 230 V AC screw terminal for 60 mm busbar systems (also fulfills type of coordination 1) Type of coordination 2, Iq = 150 kA 1 NO (contactor) | - | 0 | 0
3RA2110-1AD15-1BB4 |  | 3RA2110-1AD15-1BB4 | 1 | UN | 1 | 2 | A | D | N | N | 85364900 | 1 | 4011209796645 | 1.14 | KG | 147.25 | 147.25 | CP25 | CP25 | Load feeder fuseless, Direct-on-line starting 400 V AC, Size S00 1.10...1.60 A 24 V DC screw terminal for 60 mm busbar systems (also fulfills type of coordination 1) Type of coordination 2, Iq = 150 kA 1 NO (contactor) | - | 0 | 0
3RA2110-1AD15-1FB4 |  | 3RA2110-1AD15-1FB4 | 1 | UN | 1 | 0 | A | D | N | N | 85364900 | 1 | 4011209933781 | 1.083 | KG | 154.85 | 154.85 | CP25 | CP25 | Load feeder fuseless, Direct-on-line starting 400 V AC, Size S00 1.10...1.60 A 24 V DC screw terminal for 60 mm busbar systems (also fulfills type of coordination 1) Type of coordination 2, Iq = 150 kA 1 NO (contactor) with diode (integrated) | - | 0 | 0
3RA2110-1AE15-1AP0 |  | 3RA2110-1AE15-1AP0 | 1 | UN | 1 | 2 | A | D | N | N | 85364900 | 1 | 4011209795341 | 0.71 | KG | 114 | 114 | CP25 | CP25 | Load feeder fuseless, Direct-on-line starting 400 V AC, Size S00 1.10...1.60 A 230 V AC Spring-type terminal for installation on standard mounting rail (also fulfills type of coordination 1) Type of coordination 2, Iq = 150 kA 1 NO (contactor) | - | 0 | 0
3RA2110-1AE15-1BB4 |  | 3RA2110-1AE15-1BB4 | 1 | UN | 1 | 2 | A | D | N | N | 85364900 | 1 | 4011209795099 | 0.749 | KG | 119.7 | 119.7 | CP25 | CP25 | Load feeder fuseless, Direct-on-line starting 400 V AC, Size S00 1.10...1.60 A 24 V DC Spring-type terminal for installation on standard mounting rail (also fulfills type of coordination 1) Type of coordination 2, Iq = 150 kA 1 NO (contactor) | - | 0 | 0
3RA2110-1AH15-1AP0 |  | 3RA2110-1AH15-1AP0 | 1 | UN | 1 | 2 | A | D | N | N | 85364900 | 1 | 4011209796454 | 1.15 | KG | 147.25 | 147.25 | CP25 | CP25 | Load feeder fuseless, Direct-on-line starting 400 V AC, Size S00 1.10...1.60 A 230 V AC Spring-type terminal for 60 mm busbar systems (also fulfills type of coordination 1) Type of coordination 2, Iq = 150 kA 1 NO (contactor) | - | 0 | 0
3RA2110-1AH15-1BB4 |  | 3RA2110-1AH15-1BB4 | 1 | UN | 1 | 2 | A | D | N | N | 85364900 | 1 | 4011209796256 | 1.21 | KG | 152.95 | 152.95 | CP25 | CP25 | Load feeder fuseless, Direct-on-line starting 400 V AC, Size S00 1.10...1.60 A 24 V DC Spring-type terminal for 60 mm busbar systems (also fulfills type of coordination 1) Type of coordination 2, Iq = 150 kA 1 NO (contactor) | - | 0 | 0
3RA2110-1AS15-1BB4 |  | 3RA2110-1AS15-1BB4 | 1 | UN | 1 | 0 | A | D | EAR99 | N | 85364900 | 1 | 4011209937345 | 1.179 | KG | 152.95 | 152.95 | CP25 | CP25 | Load feeder fuseless, Direct-on-line starting 400 V AC, Size S00 1.10...1.60 A 24 V DC Spring-type terminal for 60 mm busbar systems (also fulfills type of coordination 1) Type of coordination 2, Iq = 150 kA 1 NO (contactor) Adapter length 200 mm | - | 0 | 0
3RA2110-1BA15-1AP0 |  | 3RA2110-1BA15-1AP0 | 1 | UN | 1 | 2 | A | D | N | N | 85364900 | 1 | 4011209794115 | 0.593 | KG | 116.85 | 116.85 | CP25 | CP25 | Load feeder fuseless, Direct-on-line starting 400 V AC, Size S00 1.40...2.00 A 230 V AC screw terminal for installation on standard mounting rail (also fulfills type of coordination 1) Type of coordination 2, Iq = 150 kA 1 NO (contactor) | - | 0 | 0
3RA2110-1BA15-1BB4 |  | 3RA2110-1BA15-1BB4 | 1 | UN | 1 | 2 | A | D | N | N | 85364900 | 1 | 4011209793774 | 0.656 | KG | 122.55 | 122.55 | CP25 | CP25 | Load feeder fuseless, Direct-on-line starting 400 V AC, Size S00 1.40...2.00 A 24 V DC screw terminal for installation on standard mounting rail (also fulfills type of coordination 1) Type of coordination 2, Iq = 150 kA 1 NO (contactor) | - | 0 | 0
3RA2110-1BA15-1FB4 |  | 3RA2110-1BA15-1FB4 | 1 | UN | 1 | 0 | A | D | N | N | 85364900 | 1 | 4011209933552 | 0.645 | KG | 129.2 | 129.2 | CP25 | CP25 | Load feeder fuseless, Direct-on-line starting 400 V AC, Size S00 1.40...2.00 A 24 V DC screw terminal for installation on standard mounting rail (also fulfills type of coordination 1) Type of coordination 2, Iq = 150 kA 1 NO (contactor) with diode (integrated) | - | 0 | 0
3RA2110-1BD15-1AP0 |  | 3RA2110-1BD15-1AP0 | 1 | UN | 1 | 2 | A | D | N | N | 85364900 | 1 | 4011209796850 | 1.046 | KG | 145.35 | 145.35 | CP25 | CP25 | Load feeder fuseless, Direct-on-line starting 400 V AC, Size S00 1.40...2.00 A 230 V AC screw terminal for 60 mm busbar systems (also fulfills type of coordination 1) Type of coordination 2, Iq = 150 kA 1 NO (contactor) | - | 0 | 0
3RA2110-1BD15-1BB4 |  | 3RA2110-1BD15-1BB4 | 1 | UN | 1 | 2 | A | D | N | N | 85364900 | 1 | 4011209796652 | 1.104 | KG | 151.05 | 151.05 | CP25 | CP25 | Load feeder fuseless, Direct-on-line starting 400 V AC, Size S00 1.40...2.00 A 24 V DC screw terminal for 60 mm busbar systems (also fulfills type of coordination 1) Type of coordination 2, Iq = 150 kA 1 NO (contactor) | - | 0 | 0
3RA2110-1BD15-1FB4 |  | 3RA2110-1BD15-1FB4 | 1 | UN | 1 | 0 | A | D | N | N | 85364900 | 1 | 4011209933798 | 1.126 | KG | 157.7 | 157.7 | CP25 | CP25 | Load feeder fuseless, Direct-on-line starting 400 V AC, Size S00 1.40...2.00 A 24 V DC screw terminal for 60 mm busbar systems (also fulfills type of coordination 1) Type of coordination 2, Iq = 150 kA 1 NO (contactor) with diode (integrated) | - | 0 | 0
3RA2110-1BE15-1AP0 |  | 3RA2110-1BE15-1AP0 | 1 | UN | 1 | 2 | A | D | N | N | 85364900 | 1 | 4011209795358 | 0.68 | KG | 116.85 | 116.85 | CP25 | CP25 | Load feeder fuseless, Direct-on-line starting 400 V AC, Size S00 1.40...2.00 A 230 V AC Spring-type terminal for installation on standard mounting rail (also fulfills type of coordination 1) Type of coordination 2, Iq = 150 kA 1 NO (contactor) | - | 0 | 0
3RA2110-1BE15-1BB4 |  | 3RA2110-1BE15-1BB4 | 1 | UN | 1 | 2 | A | D | N | N | 85364900 | 1 | 4011209795105 | 0.762 | KG | 122.55 | 122.55 | CP25 | CP25 | Load feeder fuseless, Direct-on-line starting 400 V AC, Size S00 1.40...2.00 A 24 V DC Spring-type terminal for installation on standard mounting rail (also fulfills type of coordination 1) Type of coordination 2, Iq = 150 kA 1 NO (contactor) | - | 0 | 0
3RA2110-1BH15-1AP0 |  | 3RA2110-1BH15-1AP0 | 1 | UN | 1 | 2 | A | D | N | N | 85364900 | 1 | 4011209796461 | 1.156 | KG | 150.1 | 150.1 | CP25 | CP25 | Load feeder fuseless, Direct-on-line starting 400 V AC, Size S00 1.40...2.00 A 230 V AC Spring-type terminal for 60 mm busbar systems (also fulfills type of coordination 1) Type of coordination 2, Iq = 150 kA 1 NO (contactor) | - | 0 | 0
3RA2110-1BH15-1BB4 |  | 3RA2110-1BH15-1BB4 | 1 | UN | 1 | 2 | A | D | N | N | 85364900 | 1 | 4011209796263 | 1.207 | KG | 155.8 | 155.8 | CP25 | CP25 | Load feeder fuseless, Direct-on-line starting 400 V AC, Size S00 1.40...2.00 A 24 V DC Spring-type terminal for 60 mm busbar systems (also fulfills type of coordination 1) Type of coordination 2, Iq = 150 kA 1 NO (contactor) | - | 0 | 0
3RA2110-1BS15-1BB4 |  | 3RA2110-1BS15-1BB4 | 1 | UN | 1 | 0 | A | D | EAR99 | N | 85364900 | 1 | 4011209937352 | 1.172 | KG | 154.85 | 154.85 | CP25 | CP25 | Load feeder fuseless, Direct-on-line starting 400 V AC, Size S00 1.40...2.00 A 24 V DC Spring-type terminal for 60 mm busbar systems (also fulfills type of coordination 1) Type of coordination 2, Iq = 150 kA 1 NO (contactor) Adapter length 200 mm | - | 0 | 0
3RA2110-1CA15-1AP0 |  | 3RA2110-1CA15-1AP0 | 1 | UN | 1 | 2 | A | D | N | N | 85364900 | 1 | 4011209794122 | 0.592 | KG | 116.85 | 116.85 | CP25 | CP25 | Load feeder fuseless, Direct-on-line starting 400 V AC, Size S00 1.80...2.50 A 230 V AC screw terminal for installation on standard mounting rail (also fulfills type of coordination 1) Type of coordination 2, Iq = 150 kA 1 NO (contactor) | - | 0 | 0
3RA2110-1CA15-1BB4 |  | 3RA2110-1CA15-1BB4 | 1 | UN | 1 | 2 | A | D | N | N | 85364900 | 1 | 4011209793781 | 0.655 | KG | 122.55 | 122.55 | CP25 | CP25 | Load feeder fuseless, Direct-on-line starting 400 V AC, Size S00 1.80...2.50 A 24 V DC screw terminal for installation on standard mounting rail (also fulfills type of coordination 1) Type of coordination 2, Iq = 150 kA 1 NO (contactor) | - | 0 | 0
3RA2110-1CA15-1FB4 |  | 3RA2110-1CA15-1FB4 | 1 | UN | 1 | 0 | A | D | N | N | 85364900 | 1 | 4011209933569 | 0.655 | KG | 129.2 | 129.2 | CP25 | CP25 | Load feeder fuseless, Direct-on-line starting 400 V AC, Size S00 1.80...2.50 A 24 V DC screw terminal for installation on standard mounting rail (also fulfills type of coordination 1) Type of coordination 2, Iq = 150 kA 1 NO (contactor) with diode (integrated) | - | 0 | 0
3RA2110-1CD15-1AP0 |  | 3RA2110-1CD15-1AP0 | 1 | UN | 1 | 2 | A | D | N | N | 85364900 | 1 | 4011209796867 | 1.047 | KG | 145.35 | 145.35 | CP25 | CP25 | Load feeder fuseless, Direct-on-line starting 400 V AC, Size S00 1.80...2.50 A 230 V AC screw terminal for 60 mm busbar systems (also fulfills type of coordination 1) Type of coordination 2, Iq = 150 kA 1 NO (contactor) | - | 0 | 0
3RA2110-1CD15-1BB4 |  | 3RA2110-1CD15-1BB4 | 1 | UN | 1 | 2 | A | D | N | N | 85364900 | 1 | 4011209796669 | 1.13 | KG | 151.05 | 151.05 | CP25 | CP25 | Load feeder fuseless, Direct-on-line starting 400 V AC, Size S00 1.80...2.50 A 24 V DC screw terminal for 60 mm busbar systems (also fulfills type of coordination 1) Type of coordination 2, Iq = 150 kA 1 NO (contactor) | - | 0 | 0
3RA2110-1CD15-1FB4 |  | 3RA2110-1CD15-1FB4 | 1 | UN | 1 | 0 | A | D | N | N | 85364900 | 1 | 4011209933804 | 0.6 | KG | 157.7 | 157.7 | CP25 | CP25 | Load feeder fuseless, Direct-on-line starting 400 V AC, Size S00 1.80...2.50 A 24 V DC screw terminal for 60 mm busbar systems (also fulfills type of coordination 1) Type of coordination 2, Iq = 150 kA 1 NO (contactor) with diode (integrated) | - | 0 | 0
3RA2110-1CE15-1AP0 |  | 3RA2110-1CE15-1AP0 | 1 | UN | 1 | 2 | A | D | N | N | 85364900 | 1 | 4011209795365 | 0.691 | KG | 116.85 | 116.85 | CP25 | CP25 | Load feeder fuseless, Direct-on-line starting 400 V AC, Size S00 1.80...2.50 A 230 V AC Spring-type terminal for installation on standard mounting rail (also fulfills type of coordination 1) Type of coordination 2, Iq = 150 kA 1 NO (contactor) | - | 0 | 0
3RA2110-1CE15-1BB4 |  | 3RA2110-1CE15-1BB4 | 1 | UN | 1 | 2 | A | D | N | N | 85364900 | 1 | 4011209795112 | 0.79 | KG | 122.55 | 122.55 | CP25 | CP25 | Load feeder fuseless, Direct-on-line starting 400 V AC, Size S00 1.80...2.50 A 24 V DC Spring-type terminal for installation on standard mounting rail (also fulfills type of coordination 1) Type of coordination 2, Iq = 150 kA 1 NO (contactor) | - | 0 | 0
3RA2110-1CH15-1AP0 |  | 3RA2110-1CH15-1AP0 | 1 | UN | 1 | 2 | A | D | N | N | 85364900 | 1 | 4011209796478 | 1.138 | KG | 150.1 | 150.1 | CP25 | CP25 | Load feeder fuseless, Direct-on-line starting 400 V AC, Size S00 1.80...2.50 A 230 V AC Spring-type terminal for 60 mm busbar systems (also fulfills type of coordination 1) Type of coordination 2, Iq = 150 kA 1 NO (contactor) | - | 0 | 0
3RA2110-1CH15-1BB4 |  | 3RA2110-1CH15-1BB4 | 1 | UN | 1 | 2 | A | D | N | N | 85364900 | 1 | 4011209796270 | 1.24 | KG | 155.8 | 155.8 | CP25 | CP25 | Load feeder fuseless, Direct-on-line starting 400 V AC, Size S00 1.80...2.50 A 24 V DC Spring-type terminal for 60 mm busbar systems (also fulfills type of coordination 1) Type of coordination 2, Iq = 150 kA 1 NO (contactor) | - | 0 | 0
3RA2110-1CS15-1BB4 |  | 3RA2110-1CS15-1BB4 | 1 | UN | 1 | 0 | A | D | EAR99 | N | 85364900 | 1 | 4011209937369 | 1.19 | KG | 154.85 | 154.85 | CP25 | CP25 | Load feeder fuseless, Direct-on-line starting 400 V AC, Size S00 1.80...2.50 A 24 V DC Spring-type terminal for 60 mm busbar systems (also fulfills type of coordination 1) Type of coordination 2, Iq = 150 kA 1 NO (contactor) Adapter length 200 mm | - | 0 | 0
3RA2110-1DA15-1AP0 |  | 3RA2110-1DA15-1AP0 | 1 | UN | 1 | 2 | A | D | N | N | 85364900 | 1 | 4011209794337 | 0.594 | KG | 116.85 | 116.85 | CP25 | CP25 | Load feeder fuseless, Direct-on-line starting 400 V AC, Size S00 2.20...3.20 A 230 V AC screw terminal for installation on standard mounting rail (also fulfills type of coordination 1) Type of coordination 2, Iq = 150 kA 1 NO (contactor) | - | 0 | 0
3RA2110-1DA15-1BB4 |  | 3RA2110-1DA15-1BB4 | 1 | UN | 1 | 2 | A | D | N | N | 85364900 | 1 | 4011209794009 | 0.659 | KG | 122.55 | 122.55 | CP25 | CP25 | Load feeder fuseless, Direct-on-line starting 400 V AC, Size S00 2.20...3.20 A 24 V DC screw terminal for installation on standard mounting rail (also fulfills type of coordination 1) Type of coordination 2, Iq = 150 kA 1 NO (contactor) | - | 0 | 0
3RA2110-1DA15-1FB4 |  | 3RA2110-1DA15-1FB4 | 1 | UN | 1 | 0 | A | D | N | N | 85364900 | 1 | 4011209933576 | 0.652 | KG | 129.2 | 129.2 | CP25 | CP25 | Load feeder fuseless, Direct-on-line starting 400 V AC, Size S00 2.20...3.20 A 24 V DC screw terminal for installation on standard mounting rail (also fulfills type of coordination 1) Type of coordination 2, Iq = 150 kA 1 NO (contactor) with diode (integrated) | - | 0 | 0
3RA2110-1DD15-1AP0 |  | 3RA2110-1DD15-1AP0 | 1 | UN | 1 | 2 | A | D | N | N | 85364900 | 1 | 4011209796942 | 1.035 | KG | 145.35 | 145.35 | CP25 | CP25 | Load feeder fuseless, Direct-on-line starting 400 V AC, Size S00 2.20...3.20 A 230 V AC screw terminal for 60 mm busbar systems (also fulfills type of coordination 1) Type of coordination 2, Iq = 150 kA 1 NO (contactor) | - | 0 | 0
3RA2110-1DD15-1BB4 |  | 3RA2110-1DD15-1BB4 | 1 | UN | 1 | 2 | A | D | N | N | 85364900 | 1 | 4011209796737 | 1.139 | KG | 151.05 | 151.05 | CP25 | CP25 | Load feeder fuseless, Direct-on-line starting 400 V AC, Size S00 2.20...3.20 A 24 V DC screw terminal for 60 mm busbar systems (also fulfills type of coordination 1) Type of coordination 2, Iq = 150 kA 1 NO (contactor) | - | 0 | 0
3RA2110-1DD15-1FB4 |  | 3RA2110-1DD15-1FB4 | 1 | UN | 1 | 0 | A | D | N | N | 85364900 | 1 | 4011209933811 | 1.081 | KG | 157.7 | 157.7 | CP25 | CP25 | Load feeder fuseless, Direct-on-line starting 400 V AC, Size S00 2.20...3.20 A 24 V DC screw terminal for 60 mm busbar systems (also fulfills type of coordination 1) Type of coordination 2, Iq = 150 kA 1 NO (contactor) with diode (integrated) | - | 0 | 0
3RA2110-1DE15-1AP0 |  | 3RA2110-1DE15-1AP0 | 1 | UN | 1 | 2 | A | D | N | N | 85364900 | 1 | 4011209795495 | 0.691 | KG | 116.85 | 116.85 | CP25 | CP25 | Load feeder fuseless, Direct-on-line starting 400 V AC, Size S00 2.20...3.20 A 230 V AC Spring-type terminal for installation on standard mounting rail (also fulfills type of coordination 1) Type of coordination 2, Iq = 150 kA 1 NO (contactor) | - | 0 | 0
3RA2110-1DE15-1BB4 |  | 3RA2110-1DE15-1BB4 | 1 | UN | 1 | 2 | A | D | N | N | 85364900 | 1 | 4011209795235 | 0.754 | KG | 122.55 | 122.55 | CP25 | CP25 | Load feeder fuseless, Direct-on-line starting 400 V AC, Size S00 2.20...3.20 A 24 V DC Spring-type terminal for installation on standard mounting rail (also fulfills type of coordination 1) Type of coordination 2, Iq = 150 kA 1 NO (contactor) | - | 0 | 0
3RA2110-1DH15-1AP0 |  | 3RA2110-1DH15-1AP0 | 1 | UN | 1 | 2 | A | D | N | N | 85364900 | 1 | 4011209796553 | 1.132 | KG | 150.1 | 150.1 | CP25 | CP25 | Load feeder fuseless, Direct-on-line starting 400 V AC, Size S00 2.20...3.20 A 230 V AC Spring-type terminal for 60 mm busbar systems (also fulfills type of coordination 1) Type of coordination 2, Iq = 150 kA 1 NO (contactor) | - | 0 | 0
3RA2110-1DH15-1BB4 |  | 3RA2110-1DH15-1BB4 | 1 | UN | 1 | 2 | A | D | N | N | 85364900 | 1 | 4011209796348 | 1.204 | KG | 155.8 | 155.8 | CP25 | CP25 | Load feeder fuseless, Direct-on-line starting 400 V AC, Size S00 2.20...3.20 A 24 V DC Spring-type terminal for 60 mm busbar systems (also fulfills type of coordination 1) Type of coordination 2, Iq = 150 kA 1 NO (contactor) | - | 0 | 0
3RA2110-1DS15-1BB4 |  | 3RA2110-1DS15-1BB4 | 1 | UN | 1 | 0 | A | D | EAR99 | N | 85364900 | 1 | 4011209937383 | 1.181 | KG | 154.85 | 154.85 | CP25 | CP25 | Load feeder fuseless, Direct-on-line starting 400 V AC, Size S00 2.20...3.20 A 24 V DC Spring-type terminal for 60 mm busbar systems (also fulfills type of coordination 1) Type of coordination 2, Iq = 150 kA 1 NO (contactor) Adapter length 200 mm | - | 0 | 0
3RA2110-1EA15-1AP0 |  | 3RA2110-1EA15-1AP0 | 1 | UN | 1 | 2 | A | D | N | N | 85364900 | 1 | 4011209794320 | 0.586 | KG | 116.85 | 116.85 | CP25 | CP25 | Load feeder fuseless, Direct-on-line starting 400 V AC, Size S00 2.80...4.00 A 230 V AC screw terminal for installation on standard mounting rail (also fulfills type of coordination 1) Type of coordination 2, Iq = 150 kA 1 NO (contactor) | - | 0 | 0
3RA2110-1EA15-1BB4 |  | 3RA2110-1EA15-1BB4 | 1 | UN | 1 | 2 | A | D | N | N | 85364900 | 1 | 4011209793996 | 0.652 | KG | 122.55 | 122.55 | CP25 | CP25 | Load feeder fuseless, Direct-on-line starting 400 V AC, Size S00 2.80...4.00 A 24 V DC screw terminal for installation on standard mounting rail (also fulfills type of coordination 1) Type of coordination 2, Iq = 150 kA 1 NO (contactor) | - | 0 | 0
3RA2110-1EA15-1FB4 |  | 3RA2110-1EA15-1FB4 | 1 | UN | 1 | 0 | A | D | N | N | 85364900 | 1 | 4011209933583 | 0.654 | KG | 129.2 | 129.2 | CP25 | CP25 | Load feeder fuseless, Direct-on-line starting 400 V AC, Size S00 2.80...4.00 A 24 V DC screw terminal for installation on standard mounting rail (also fulfills type of coordination 1) Type of coordination 2, Iq = 150 kA 1 NO (contactor) with diode (integrated) | - | 0 | 0
3RA2110-1ED15-1AP0 |  | 3RA2110-1ED15-1AP0 | 1 | UN | 1 | 2 | A | D | N | N | 85364900 | 1 | 4011209796935 | 1.055 | KG | 145.35 | 145.35 | CP25 | CP25 | Load feeder fuseless, Direct-on-line starting 400 V AC, Size S00 2.80...4.00 A 230 V AC screw terminal for 60 mm busbar systems (also fulfills type of coordination 1) Type of coordination 2, Iq = 150 kA 1 NO (contactor) | - | 0 | 0
3RA2110-1ED15-1BB4 |  | 3RA2110-1ED15-1BB4 | 1 | UN | 1 | 2 | A | D | N | N | 85364900 | 1 | 4011209796720 | 1.123 | KG | 151.05 | 151.05 | CP25 | CP25 | Load feeder fuseless, Direct-on-line starting 400 V AC, Size S00 2.80...4.00 A 24 V DC screw terminal for 60 mm busbar systems (also fulfills type of coordination 1) Type of coordination 2, Iq = 150 kA 1 NO (contactor) | - | 0 | 0
3RA2110-1ED15-1FB4 |  | 3RA2110-1ED15-1FB4 | 1 | UN | 1 | 0 | A | D | N | N | 85364900 | 1 | 4011209933828 | 0.6 | KG | 157.7 | 157.7 | CP25 | CP25 | Load feeder fuseless, Direct-on-line starting 400 V AC, Size S00 2.80...4.00 A 24 V DC screw terminal for 60 mm busbar systems (also fulfills type of coordination 1) Type of coordination 2, Iq = 150 kA 1 NO (contactor) with diode (integrated) | - | 0 | 0
3RA2110-1EE15-1AP0 |  | 3RA2110-1EE15-1AP0 | 1 | UN | 1 | 2 | A | D | N | N | 85364900 | 1 | 4011209795488 | 0.68 | KG | 116.85 | 116.85 | CP25 | CP25 | Load feeder fuseless, Direct-on-line starting 400 V AC, Size S00 2.80...4.00 A 230 V AC Spring-type terminal for installation on standard mounting rail (also fulfills type of coordination 1) Type of coordination 2, Iq = 150 kA 1 NO (contactor) | - | 0 | 0
3RA2110-1EE15-1BB4 |  | 3RA2110-1EE15-1BB4 | 1 | UN | 1 | 2 | A | D | N | N | 85364900 | 1 | 4011209795228 | 0.75 | KG | 122.55 | 122.55 | CP25 | CP25 | Load feeder fuseless, Direct-on-line starting 400 V AC, Size S00 2.80...4.00 A 24 V DC Spring-type terminal for installation on standard mounting rail (also fulfills type of coordination 1) Type of coordination 2, Iq = 150 kA 1 NO (contactor) | - | 0 | 0
3RA2110-1EH15-1AP0 |  | 3RA2110-1EH15-1AP0 | 1 | UN | 1 | 2 | A | D | N | N | 85364900 | 1 | 4011209796546 | 1.135 | KG | 150.1 | 150.1 | CP25 | CP25 | Load feeder fuseless, Direct-on-line starting 400 V AC, Size S00 2.80...4.00 A 230 V AC Spring-type terminal for 60 mm busbar systems (also fulfills type of coordination 1) Type of coordination 2, Iq = 150 kA 1 NO (contactor) | - | 0 | 0
3RA2110-1EH15-1BB4 |  | 3RA2110-1EH15-1BB4 | 1 | UN | 1 | 2 | A | D | N | N | 85364900 | 1 | 4011209796331 | 1.211 | KG | 155.8 | 155.8 | CP25 | CP25 | Load feeder fuseless, Direct-on-line starting 400 V AC, Size S00 2.80...4.00 A 24 V DC Spring-type terminal for 60 mm busbar systems (also fulfills type of coordination 1) Type of coordination 2, Iq = 150 kA 1 NO (contactor) | - | 0 | 0
3RA2110-1ES15-1BB4 |  | 3RA2110-1ES15-1BB4 | 1 | UN | 1 | 0 | A | D | EAR99 | N | 85364900 | 1 | 4011209937376 | 1.172 | KG | 154.85 | 154.85 | CP25 | CP25 | Load feeder fuseless, Direct-on-line starting 400 V AC, Size S00 2.80...4.00 A 24 V DC Spring-type terminal for 60 mm busbar systems (also fulfills type of coordination 1) Type of coordination 2, Iq = 150 kA 1 NO (contactor) Adapter length 200 mm | - | 0 | 0
3RA2110-1FA15-1AP0 |  | 3RA2110-1FA15-1AP0 | 1 | UN | 1 | 2 | A | D | N | N | 85364900 | 1 | 4011209794016 | 0.599 | KG | 116.85 | 116.85 | CP25 | CP25 | Load feeder fuseless, Direct-on-line starting 400 V AC, Size S00 3.50...5.00 A 230 V AC screw terminal for installation on standard mounting rail Type of coordination 1, Iq = 150 kA 1 NO (contactor) | - | 0 | 0
3RA2110-1FA15-1BB4 |  | 3RA2110-1FA15-1BB4 | 1 | UN | 1 | 2 | A | D | N | N | 85364900 | 1 | 4011209789630 | 0.645 | KG | 122.55 | 122.55 | CP25 | CP25 | Load feeder fuseless, Direct-on-line starting 400 V AC, Size S00 3.50...5.00 A 24 V DC screw terminal for installation on standard mounting rail Type of coordination 1, Iq = 150 kA 1 NO (contactor) | - | 0 | 0
3RA2110-1FD15-1AP0 |  | 3RA2110-1FD15-1AP0 | 1 | UN | 1 | 2 | A | D | N | N | 85364900 | 1 | 4011209796751 | 1.042 | KG | 145.35 | 145.35 | CP25 | CP25 | Load feeder fuseless, Direct-on-line starting 400 V AC, Size S00 3.50...5.00 A 230 V AC screw terminal for 60 mm busbar systems Type of coordination 1, Iq = 150 kA 1 NO (contactor) | - | 0 | 0
3RA2110-1FD15-1BB4 |  | 3RA2110-1FD15-1BB4 | 1 | UN | 1 | 2 | A | D | N | N | 85364900 | 1 | 4011209796157 | 1.1 | KG | 151.05 | 151.05 | CP25 | CP25 | Load feeder fuseless, Direct-on-line starting 400 V AC, Size S00 3.50...5.00 A 24 V DC screw terminal for 60 mm busbar systems Type of coordination 1, Iq = 150 kA 1 NO (contactor) | - | 0 | 0
3RA2110-1FE15-1AP0 |  | 3RA2110-1FE15-1AP0 | 1 | UN | 1 | 2 | A | D | N | N | 85364900 | 1 | 4011209795259 | 0.697 | KG | 116.85 | 116.85 | CP25 | CP25 | Load feeder fuseless, Direct-on-line starting 400 V AC, Size S00 3.50...5.00 A 230 V AC Spring-type terminal for installation on standard mounting rail Type of coordination 1, Iq = 150 kA 1 NO (contactor) | - | 0 | 0
3RA2110-1FE15-1BB4 |  | 3RA2110-1FE15-1BB4 | 1 | UN | 1 | 2 | A | D | N | N | 85364900 | 1 | 4011209795006 | 0.765 | KG | 122.55 | 122.55 | CP25 | CP25 | Load feeder fuseless, Direct-on-line starting 400 V AC, Size S00 3.50...5.00 A 24 V DC Spring-type terminal for installation on standard mounting rail Type of coordination 1, Iq = 150 kA 1 NO (contactor) | - | 0 | 0
3RA2110-1FH15-1AP0 |  | 3RA2110-1FH15-1AP0 | 1 | UN | 1 | 2 | A | D | N | N | 85364900 | 1 | 4011209796362 | 1.159 | KG | 150.1 | 150.1 | CP25 | CP25 | Load feeder fuseless, Direct-on-line starting 400 V AC, Size S00 3.50...5.00 A 230 V AC Spring-type terminal for 60 mm busbar systems Type of coordination 1, Iq = 150 kA 1 NO (contactor) | - | 0 | 0
3RA2110-1FH15-1BB4 |  | 3RA2110-1FH15-1BB4 | 1 | UN | 1 | 2 | A | D | N | N | 85364900 | 1 | 4011209796164 | 1.14 | KG | 155.8 | 155.8 | CP25 | CP25 | Load feeder fuseless, Direct-on-line starting 400 V AC, Size S00 3.50...5.00 A 24 V DC Spring-type terminal for 60 mm busbar systems Type of coordination 1, Iq = 150 kA 1 NO (contactor) | - | 0 | 0
3RA2110-1FS15-1BB4 |  | 3RA2110-1FS15-1BB4 | 1 | UN | 1 | 0 | A | D | EAR99 | N | 85364900 | 1 | 4011209937390 | 1.185 | KG | 154.85 | 154.85 | CP25 | CP25 | Load feeder fuseless, Direct-on-line starting 400 V AC, Size S00 3.50...5.00 A 24 V DC Spring-type terminal for 60 mm busbar systems Type of coordination 1, Iq = 150 kA 1 NO (contactor) Adapter length 200 mm | - | 0 | 0
3RA2110-1GA15-1AP0 |  | 3RA2110-1GA15-1AP0 | 1 | UN | 1 | 2 | A | D | N | N | 85364900 | 1 | 4011209794139 | 0.598 | KG | 116.85 | 116.85 | CP25 | CP25 | Load feeder fuseless, Direct-on-line starting 400 V AC, Size S00 4.50...6.30 A 230 V AC screw terminal for installation on standard mounting rail Type of coordination 1, Iq = 150 kA 1 NO (contactor) | - | 0 | 0
3RA2110-1GA15-1BB4 |  | 3RA2110-1GA15-1BB4 | 1 | UN | 1 | 2 | A | D | N | N | 85364900 | 1 | 4011209793804 | 0.68 | KG | 122.55 | 122.55 | CP25 | CP25 | Load feeder fuseless, Direct-on-line starting 400 V AC, Size S00 4.50...6.30 A 24 V DC screw terminal for installation on standard mounting rail Type of coordination 1, Iq = 150 kA 1 NO (contactor) | - | 0 | 0
3RA2110-1GD15-1AP0 |  | 3RA2110-1GD15-1AP0 | 1 | UN | 1 | 2 | A | D | N | N | 85364900 | 1 | 4011209796874 | 1.054 | KG | 145.35 | 145.35 | CP25 | CP25 | Load feeder fuseless, Direct-on-line starting 400 V AC, Size S00 4.50...6.30 A 230 V AC screw terminal for 60 mm busbar systems Type of coordination 1, Iq = 150 kA 1 NO (contactor) | - | 0 | 0
3RA2110-1GD15-1BB4 |  | 3RA2110-1GD15-1BB4 | 1 | UN | 1 | 2 | A | D | N | N | 85364900 | 1 | 4011209796676 | 1.12 | KG | 151.05 | 151.05 | CP25 | CP25 | Load feeder fuseless, Direct-on-line starting 400 V AC, Size S00 4.50...6.30 A 24 V DC screw terminal for 60 mm busbar systems Type of coordination 1, Iq = 150 kA 1 NO (contactor) | - | 0 | 0
3RA2110-1GE15-1AP0 |  | 3RA2110-1GE15-1AP0 | 1 | UN | 1 | 2 | A | D | N | N | 85364900 | 1 | 4011209795372 | 0.696 | KG | 116.85 | 116.85 | CP25 | CP25 | Load feeder fuseless, Direct-on-line starting 400 V AC, Size S00 4.50...6.30 A 230 V AC Spring-type terminal for installation on standard mounting rail Type of coordination 1, Iq = 150 kA 1 NO (contactor) | - | 0 | 0
3RA2110-1GE15-1BB4 |  | 3RA2110-1GE15-1BB4 | 1 | UN | 1 | 2 | A | D | N | N | 85364900 | 1 | 4011209795129 | 0.765 | KG | 122.55 | 122.55 | CP25 | CP25 | Load feeder fuseless, Direct-on-line starting 400 V AC, Size S00 4.50...6.30 A 24 V DC Spring-type terminal for installation on standard mounting rail Type of coordination 1, Iq = 150 kA 1 NO (contactor) | - | 0 | 0
3RA2110-1GH15-1AP0 |  | 3RA2110-1GH15-1AP0 | 1 | UN | 1 | 2 | A | D | N | N | 85364900 | 1 | 4011209796485 | 1.138 | KG | 150.1 | 150.1 | CP25 | CP25 | Load feeder fuseless, Direct-on-line starting 400 V AC, Size S00 4.50...6.30 A 230 V AC Spring-type terminal for 60 mm busbar systems Type of coordination 1, Iq = 150 kA 1 NO (contactor) | - | 0 | 0
3RA2110-1GH15-1BB4 |  | 3RA2110-1GH15-1BB4 | 1 | UN | 1 | 2 | A | D | N | N | 85364900 | 1 | 4011209796287 | 1.24 | KG | 155.8 | 155.8 | CP25 | CP25 | Load feeder fuseless, Direct-on-line starting 400 V AC, Size S00 4.50...6.30 A 24 V DC Spring-type terminal for 60 mm busbar systems Type of coordination 1, Iq = 150 kA 1 NO (contactor) | - | 0 | 0
3RA2110-1GS15-1BB4 |  | 3RA2110-1GS15-1BB4 | 1 | UN | 1 | 0 | A | D | EAR99 | N | 85364900 | 1 | 4011209937406 | 1.188 | KG | 154.85 | 154.85 | CP25 | CP25 | Load feeder fuseless, Direct-on-line starting 400 V AC, Size S00 4.50...6.30 A 24 V DC Spring-type terminal for 60 mm busbar systems Type of coordination 1, Iq = 150 kA 1 NO (contactor) Adapter length 200 mm | - | 0 | 0
3RA2110-1HA15-1AP0 |  | 3RA2110-1HA15-1AP0 | 1 | UN | 1 | 2 | A | D | N | N | 85364900 | 1 | 4011209794146 | 0.595 | KG | 116.85 | 116.85 | CP25 | CP25 | Load feeder fuseless, Direct-on-line starting 400 V AC, Size S00 5.50...8.00 A 230 V AC screw terminal for installation on standard mounting rail Type of coordination 1, Iq = 150 kA 1 NO (contactor) | - | 0 | 0
3RA2110-1HA15-1BB4 |  | 3RA2110-1HA15-1BB4 | 1 | UN | 1 | 2 | A | D | N | N | 85364900 | 1 | 4011209793811 | 0.658 | KG | 122.55 | 122.55 | CP25 | CP25 | Load feeder fuseless, Direct-on-line starting 400 V AC, Size S00 5.50...8.00 A 24 V DC screw terminal for installation on standard mounting rail Type of coordination 1, Iq = 150 kA 1 NO (contactor) | - | 0 | 0
3RA2110-1HA16-1BB4 |  | 3RA2110-1HA16-1BB4 | 1 | UN | 1 | 0 | A | D | EAR99 | N | 8536490065 | 1 |  | 0.63 | KG | 123.5 | 123.5 | CP25 | CP25 | FUSELESS LOAD FEEDER DIRECT START, AC 400V, SZ. S00 5.5. . .8A, DC 24V SCREW TERMINAL FOR RAIL MOUNTING, TYPE OF ASSIGNMENT 1,IQ = 150KA 1NO (CONTACTOR) | - | 0 | 0
3RA2110-1HD15-1AP0 |  | 3RA2110-1HD15-1AP0 | 1 | UN | 1 | 2 | A | D | N | N | 85364900 | 1 | 4011209796881 | 1.02 | KG | 145.35 | 145.35 | CP25 | CP25 | Load feeder fuseless, Direct-on-line starting 400 V AC, Size S00 5.50...8.00 A 230 V AC screw terminal for 60 mm busbar systems Type of coordination 1, Iq = 150 kA 1 NO (contactor) | - | 0 | 0
3RA2110-1HD15-1BB4 |  | 3RA2110-1HD15-1BB4 | 1 | UN | 1 | 2 | A | D | N | N | 85364900 | 1 | 4011209796683 | 1.14 | KG | 151.05 | 151.05 | CP25 | CP25 | Load feeder fuseless, Direct-on-line starting 400 V AC, Size S00 5.50...8.00 A 24 V DC screw terminal for 60 mm busbar systems Type of coordination 1, Iq = 150 kA 1 NO (contactor) | - | 0 | 0
3RA2110-1HD16-1BB4 |  | 3RA2110-1HD16-1BB4 | 1 | UN | 1 | 0 | A | D | EAR99 | N | 8536490065 | 1 |  | 0.893 | KG | 152.95 | 152.95 | CP25 | CP25 | FUSELESS LOAD FEEDER DIRECT START, AC 400V, SZ. S00 5.5. . .8A, DC 24V SCREW TERMINAL FOR BUSBAR SYSTEMS 60MM TYPE OF ASSIGNMENT 1,IQ = 150KA 1NO (CONTACTOR) | - | 0 | 0
3RA2110-1HE15-1AP0 |  | 3RA2110-1HE15-1AP0 | 1 | UN | 1 | 2 | A | D | N | N | 85364900 | 1 | 4011209795389 | 0.72 | KG | 116.85 | 116.85 | CP25 | CP25 | Load feeder fuseless, Direct-on-line starting 400 V AC, Size S00 5.50...8.00 A 230 V AC Spring-type terminal for installation on standard mounting rail Type of coordination 1, Iq = 150 kA 1 NO (contactor) | - | 0 | 0
3RA2110-1HE15-1BB4 |  | 3RA2110-1HE15-1BB4 | 1 | UN | 1 | 2 | A | D | N | N | 85364900 | 1 | 4011209795136 | 0.79 | KG | 122.55 | 122.55 | CP25 | CP25 | Load feeder fuseless, Direct-on-line starting 400 V AC, Size S00 5.50...8.00 A 24 V DC Spring-type terminal for installation on standard mounting rail Type of coordination 1, Iq = 150 kA 1 NO (contactor) | - | 0 | 0
3RA2110-1HH15-1AP0 |  | 3RA2110-1HH15-1AP0 | 1 | UN | 1 | 2 | A | D | N | N | 85364900 | 1 | 4011209796492 | 1.08 | KG | 150.1 | 150.1 | CP25 | CP25 | Load feeder fuseless, Direct-on-line starting 400 V AC, Size S00 5.50...8.00 A 230 V AC Spring-type terminal for 60 mm busbar systems Type of coordination 1, Iq = 150 kA 1 NO (contactor) | - | 0 | 0
3RA2110-1HH15-1BB4 |  | 3RA2110-1HH15-1BB4 | 1 | UN | 1 | 2 | A | D | N | N | 85364900 | 1 | 4011209796294 | 1.199 | KG | 155.8 | 155.8 | CP25 | CP25 | Load feeder fuseless, Direct-on-line starting 400 V AC, Size S00 5.50...8.00 A 24 V DC Spring-type terminal for 60 mm busbar systems Type of coordination 1, Iq = 150 kA 1 NO (contactor) | - | 0 | 0
3RA2110-1HS15-1BB4 |  | 3RA2110-1HS15-1BB4 | 1 | UN | 1 | 0 | A | D | EAR99 | N | 85364900 | 1 | 4011209937413 | 1.181 | KG | 154.85 | 154.85 | CP25 | CP25 | Load feeder fuseless, Direct-on-line starting 400 V AC, Size S00 5.50...8.00 A 24 V DC Spring-type terminal for 60 mm busbar systems Type of coordination 1, Iq = 150 kA 1 NO (contactor) Adapter length 200 mm | - | 0 | 0
3RA2110-1JA16-1AP0 |  | 3RA2110-1JA16-1AP0 | 1 | UN | 1 | 2 | A | D | N | N | 85364900 | 1 | 4011209794153 | 0.57 | KG | 127.3 | 127.3 | CP25 | CP25 | Load feeder fuseless, Direct-on-line starting 400 V AC, Size S00 7.00...10.0 A 230 V AC screw terminal for installation on standard mounting rail Type of coordination 1, Iq = 150 kA 1 NO (contactor) | - | 0 | 0
3RA2110-1JA16-1BB4 |  | 3RA2110-1JA16-1BB4 | 1 | UN | 1 | 2 | A | D | N | N | 85364900 | 1 | 4011209793828 | 0.661 | KG | 133.95 | 133.95 | CP25 | CP25 | Load feeder fuseless, Direct-on-line starting 400 V AC, Size S00 7.00...10.0 A 24 V DC screw terminal for installation on standard mounting rail Type of coordination 1, Iq = 150 kA 1 NO (contactor) | - | 0 | 0
3RA2110-1JD16-1AP0 |  | 3RA2110-1JD16-1AP0 | 1 | UN | 1 | 2 | A | D | N | N | 85364900 | 1 | 4011209796898 | 1.054 | KG | 156.75 | 156.75 | CP25 | CP25 | Load feeder fuseless, Direct-on-line starting 400 V AC, Size S00 7.00...10.0 A 230 V AC screw terminal for 60 mm busbar systems Type of coordination 1, Iq = 150 kA 1 NO (contactor) | - | 0 | 0
3RA2110-1JD16-1BB4 |  | 3RA2110-1JD16-1BB4 | 1 | UN | 1 | 2 | A | D | N | N | 85364900 | 1 | 4011209796744 | 1.141 | KG | 162.45 | 162.45 | CP25 | CP25 | Load feeder fuseless, Direct-on-line starting 400 V AC, Size S00 7.00...10.0 A 24 V DC screw terminal for 60 mm busbar systems Type of coordination 1, Iq = 150 kA 1 NO (contactor) | - | 0 | 0
3RA2110-1JE16-1AP0 |  | 3RA2110-1JE16-1AP0 | 1 | UN | 1 | 2 | A | D | N | N | 85364900 | 1 | 4011209795396 | 0.698 | KG | 127.3 | 127.3 | CP25 | CP25 | Load feeder fuseless, Direct-on-line starting 400 V AC, Size S00 7.00...10.0 A 230 V AC Spring-type terminal for installation on standard mounting rail Type of coordination 1, Iq = 150 kA 1 NO (contactor) | - | 0 | 0
3RA2110-1JE16-1BB4 |  | 3RA2110-1JE16-1BB4 | 1 | UN | 1 | 2 | A | D | N | N | 85364900 | 1 | 4011209795242 | 0.757 | KG | 133 | 133 | CP25 | CP25 | Load feeder fuseless, Direct-on-line starting 400 V AC, Size S00 7.00...10.0 A 24 V DC Spring-type terminal for installation on standard mounting rail Type of coordination 1, Iq = 150 kA 1 NO (contactor) | - | 0 | 0
3RA2110-1JH16-1AP0 |  | 3RA2110-1JH16-1AP0 | 1 | UN | 1 | 2 | A | D | N | N | 85364900 | 1 | 4011209796508 | 1.159 | KG | 161.5 | 161.5 | CP25 | CP25 | Load feeder fuseless, Direct-on-line starting 400 V AC, Size S00 7.00...10.0 A 230 V AC Spring-type terminal for 60 mm busbar systems Type of coordination 1, Iq = 150 kA 1 NO (contactor) | - | 0 | 0
3RA2110-1JH16-1BB4 |  | 3RA2110-1JH16-1BB4 | 1 | UN | 1 | 2 | A | D | N | N | 85364900 | 1 | 4011209796355 | 1.214 | KG | 168.15 | 168.15 | CP25 | CP25 | Load feeder fuseless, Direct-on-line starting 400 V AC, Size S00 7.00...10.0 A 24 V DC Spring-type terminal for 60 mm busbar systems Type of coordination 1, Iq = 150 kA 1 NO (contactor) | - | 0 | 0
3RA2110-1JS16-1BB4 |  | 3RA2110-1JS16-1BB4 | 1 | UN | 1 | 0 | A | D | EAR99 | N | 85364900 | 1 | 4011209937420 | 1.16 | KG | 167.2 | 167.2 | CP25 | CP25 | Load feeder fuseless, Direct-on-line starting 400 V AC, Size S00 7.00...10.0 A 24 V DC Spring-type terminal for 60 mm busbar systems Type of coordination 1, Iq = 150 kA 1 NO (contactor) Adapter length 200 mm | - | 0 | 0
3RA2110-1KA17-1AP0 |  | 3RA2110-1KA17-1AP0 | 1 | UN | 1 | 2 | A | D | N | N | 85364900 | 1 | 4011209794160 | 0.598 | KG | 136.8 | 136.8 | CP25 | CP25 | Load feeder fuseless, Direct-on-line starting 400 V AC, Size S00 9.00...12.5 A 230 V AC screw terminal for installation on standard mounting rail Type of coordination 1, Iq = 150 kA 1 NO (contactor) | - | 0 | 0
3RA2110-1KA17-1BB4 |  | 3RA2110-1KA17-1BB4 | 1 | UN | 1 | 2 | A | D | N | N | 85364900 | 1 | 4011209793835 | 0.645 | KG | 142.5 | 142.5 | CP25 | CP25 | Load feeder fuseless, Direct-on-line starting 400 V AC, Size S00 9.00...12.5 A 24 V DC screw terminal for installation on standard mounting rail Type of coordination 1, Iq = 150 kA 1 NO (contactor) | - | 0 | 0
3RA2110-1KD17-1AP0 |  | 3RA2110-1KD17-1AP0 | 1 | UN | 1 | 2 | A | D | N | N | 85364900 | 1 | 4011209796904 | 1 | KG | 164.35 | 164.35 | CP25 | CP25 | Load feeder fuseless, Direct-on-line starting 400 V AC, Size S00 9.00...12.5 A 230 V AC screw terminal for 60 mm busbar systems Type of coordination 1, Iq = 150 kA 1 NO (contactor) | - | 0 | 0
3RA2110-1KD17-1BB4 |  | 3RA2110-1KD17-1BB4 | 1 | UN | 1 | 2 | A | D | N | N | 85364900 | 1 | 4011209796690 | 1.1 | KG | 171 | 171 | CP25 | CP25 | Load feeder fuseless, Direct-on-line starting 400 V AC, Size S00 9.00...12.5 A 24 V DC screw terminal for 60 mm busbar systems Type of coordination 1, Iq = 150 kA 1 NO (contactor) | - | 0 | 0
3RA2110-1KE17-1AP0 |  | 3RA2110-1KE17-1AP0 | 1 | UN | 1 | 2 | A | D | N | N | 85364900 | 1 | 4011209795402 | 0.695 | KG | 135.85 | 135.85 | CP25 | CP25 | Load feeder fuseless, Direct-on-line starting 400 V AC, Size S00 9.00...12.5 A 230 V AC Spring-type terminal for installation on standard mounting rail Type of coordination 1, Iq = 150 kA 1 NO (contactor) | - | 0 | 0
3RA2110-1KE17-1BB4 |  | 3RA2110-1KE17-1BB4 | 1 | UN | 1 | 2 | A | D | N | N | 85364900 | 1 | 4011209795143 | 0.8 | KG | 141.55 | 141.55 | CP25 | CP25 | Load feeder fuseless, Direct-on-line starting 400 V AC, Size S00 9.00...12.5 A 24 V DC Spring-type terminal for installation on standard mounting rail Type of coordination 1, Iq = 150 kA 1 NO (contactor) | - | 0 | 0
3RA2110-1KH17-1AP0 |  | 3RA2110-1KH17-1AP0 | 1 | UN | 1 | 2 | A | D | N | N | 85364900 | 1 | 4011209796515 | 1.128 | KG | 169.1 | 169.1 | CP25 | CP25 | Load feeder fuseless, Direct-on-line starting 400 V AC, Size S00 9.00...12.5 A 230 V AC Spring-type terminal for 60 mm busbar systems Type of coordination 1, Iq = 150 kA 1 NO (contactor) | - | 0 | 0
3RA2110-1KH17-1BB4 |  | 3RA2110-1KH17-1BB4 | 1 | UN | 1 | 2 | A | D | N | N | 85364900 | 1 | 4011209796300 | 1.209 | KG | 175.75 | 175.75 | CP25 | CP25 | Load feeder fuseless, Direct-on-line starting 400 V AC, Size S00 9.00...12.5 A 24 V DC Spring-type terminal for 60 mm busbar systems Type of coordination 1, Iq = 150 kA 1 NO (contactor) | - | 0 | 0
3RA2110-1KS17-1BB4 |  | 3RA2110-1KS17-1BB4 | 1 | UN | 1 | 0 | A | D | EAR99 | N | 85364900 | 1 | 4011209937437 | 1.181 | KG | 174.8 | 174.8 | CP25 | CP25 | Load feeder fuseless, Direct-on-line starting 400 V AC, Size S00 9.00...12.5 A 24 V DC Spring-type terminal for 60 mm busbar systems Type of coordination 1, Iq = 150 kA 1 NO (contactor) Adapter length 200 mm | - | 0 | 0
3RA2110-4AA18-1AP0 |  | 3RA2110-4AA18-1AP0 | 1 | UN | 1 | 2 | A | D | EAR99 | N | 85364900 | 1 | 4011209794177 | 0.608 | KG | 150.1 | 150.1 | CP25 | CP25 | Load feeder fuseless, Direct-on-line starting 400 V AC, Size S00 10...16 A 230 V AC screw terminal for installation on standard mounting rail Type of coordination 1, Iq = 150 kA 1 NO (contactor) | - | 0 | 0
3RA2110-4AA18-1BB4 |  | 3RA2110-4AA18-1BB4 | 1 | UN | 1 | 2 | A | D | EAR99 | N | 85364900 | 1 | 4011209793842 | 0.66 | KG | 182.4 | 182.4 | CP25 | CP25 | Load feeder fuseless, Direct-on-line starting 400 V AC, Size S00 10...16 A 24 V DC screw terminal for installation on standard mounting rail Type of coordination 1, Iq = 150 kA 1 NO (contactor) | - | 0 | 0
3RA2110-4AA18-1RB4 |  | 3RA2110-4AA18-1RB4 | 1 | UN | 1 | 0 | A | D | EAR99 | N | 85364900 | 1 |  | 0.63 | KG | 277.4 | 277.4 | CP25 | CP25 | Load feeder fuseless, Direct-on-line starting 400 V AC, Size S00 10...16 A 24 V DC screw terminal for installation on standard mounting rail Type of coordination 1, Iq = 150 kA 1 NO (contactor) Diode combination plugged on | - | 0 | 7
3RA2110-4AD18-1AP0 |  | 3RA2110-4AD18-1AP0 | 1 | UN | 1 | 2 | A | D | N | N | 85364900 | 1 | 4011209796911 | 1.063 | KG | 178.6 | 178.6 | CP25 | CP25 | Load feeder fuseless, Direct-on-line starting 400 V AC, Size S00 10...16 A 230 V AC screw terminal for 60 mm busbar systems Type of coordination 1, Iq = 150 kA 1 NO (contactor) | - | 0 | 0
3RA2110-4AD18-1BB4 |  | 3RA2110-4AD18-1BB4 | 1 | UN | 1 | 2 | A | D | N | N | 85364900 | 1 | 4011209796706 | 1.147 | KG | 210.9 | 210.9 | CP25 | CP25 | Load feeder fuseless, Direct-on-line starting 400 V AC, Size S00 10...16 A 24 V DC screw terminal for 60 mm busbar systems Type of coordination 1, Iq = 150 kA 1 NO (contactor) | - | 0 | 0
3RA2110-4AE18-1AP0 |  | 3RA2110-4AE18-1AP0 | 1 | UN | 1 | 2 | A | D | N | N | 85364900 | 1 | 4011209795419 | 0.707 | KG | 150.1 | 150.1 | CP25 | CP25 | Load feeder fuseless, Direct-on-line starting 400 V AC, Size S00 10...16 A 230 V AC Spring-type terminal for installation on standard mounting rail Type of coordination 1, Iq = 150 kA 1 NO (contactor) | - | 0 | 0
3RA2110-4AE18-1BB4 |  | 3RA2110-4AE18-1BB4 | 1 | UN | 1 | 2 | A | D | N | N | 85364900 | 1 | 4011209795150 | 0.774 | KG | 181.45 | 181.45 | CP25 | CP25 | Load feeder fuseless, Direct-on-line starting 400 V AC, Size S00 10...16 A 24 V DC Spring-type terminal for installation on standard mounting rail Type of coordination 1, Iq = 150 kA 1 NO (contactor) | - | 0 | 0
3RA2110-4AH18-1AP0 |  | 3RA2110-4AH18-1AP0 | 1 | UN | 1 | 2 | A | D | N | N | 85364900 | 1 | 4011209796522 | 1.149 | KG | 182.4 | 182.4 | CP25 | CP25 | Load feeder fuseless, Direct-on-line starting 400 V AC, Size S00 10...16 A 230 V AC Spring-type terminal for 60 mm busbar systems Type of coordination 1, Iq = 150 kA 1 NO (contactor) | - | 0 | 0
3RA2110-4AH18-1BB4 |  | 3RA2110-4AH18-1BB4 | 1 | UN | 1 | 2 | A | D | N | N | 85364900 | 1 | 4011209796317 | 1.208 | KG | 214.7 | 214.7 | CP25 | CP25 | Load feeder fuseless, Direct-on-line starting 400 V AC, Size S00 10...16 A 24 V DC Spring-type terminal for 60 mm busbar systems Type of coordination 1, Iq = 150 kA 1 NO (contactor) | - | 0 | 0
3RA2110-4AS18-1BB4 |  | 3RA2110-4AS18-1BB4 | 1 | UN | 1 | 0 | A | D | EAR99 | N | 85364900 | 1 | 4011209937444 | 1.193 | KG | 214.7 | 214.7 | CP25 | CP25 | Load feeder fuseless, Direct-on-line starting 400 V AC, Size S00 10...16 A 24 V DC Spring-type terminal for 60 mm busbar systems Type of coordination 1, Iq = 150 kA 1 NO (contactor) Adapter length 200 mm | - | 0 | 0
3RA2115-0AA15-1EG6 |  | 3RA2115-0AA15-1EG6 | 1 | UN | 1 | 0 | A | D | N | N | 85364900 | 1 | 4011209917859 | 0.6 | KG | 188.1 | 188.1 | CP25 | CP25 | Load feeder fuseless, Direct-on-line starting 400 V AC, Size S00 0.11...0.16 A 100 V, 50 Hz 100...110 V, 60 Hz screw terminal for installation on standard mounting rail (also fulfills type of coordination 1) Type of coordination 2, Iq = 150 kA 1 NO (contactor) 1 NO+1 NC (circuit breaker, transverse) Coil with RC element plugged on at the front(contactor) | - | 0 | 7
3RA2115-0AE15-1EG6 |  | 3RA2115-0AE15-1EG6 | 1 | UN | 1 | 0 | A | D | N | N | 85364900 | 1 | 4011209917866 | 0.73 | KG | 188.1 | 188.1 | CP25 | CP25 | Load feeder fuseless, Direct-on-line starting 400 V AC, Size S00 0.11...0.16 A 100 V, 50 Hz 100...110 V, 60 Hz Spring-type terminal for installation on standard mounting rail (also fulfills type of coordination 1) Type of coordination 2, Iq = 150 kA 1 NO (contactor) 1 NO+1 NC (circuit breaker, transverse) Coil with RC element plugged on at the front(contactor) | - | 0 | 7
3RA2115-0BA15-1EG6 |  | 3RA2115-0BA15-1EG6 | 1 | UN | 1 | 0 | A | D | N | N | 85364900 | 1 |  | 0.6 | KG | 188.1 | 188.1 | CP25 | CP25 | Load feeder fuseless, Direct-on-line starting 400 V AC, Size S00 0.14...0.2 A 100 V, 50 Hz 100...110 V, 60 Hz screw terminal for installation on standard mounting rail (also fulfills type of coordination 1) Type of coordination 2, Iq = 150 kA 1 NO (contactor) 1 NO+1 NC (circuit breaker, transverse) Coil with RC element plugged on at the front(contactor) | - | 0 | 7
3RA2115-0BE15-1EG6 |  | 3RA2115-0BE15-1EG6 | 1 | UN | 1 | 0 | A | D | N | N | 85364900 | 1 |  | 0.73 | KG | 188.1 | 188.1 | CP25 | CP25 | Load feeder fuseless, Direct-on-line starting 400 V AC, Size S00 0.14...0.2 A 100 V, 50 Hz 100...110 V, 60 Hz Spring-type terminal for installation on standard mounting rail (also fulfills type of coordination 1) Type of coordination 2, Iq = 150 kA 1 NO (contactor) 1 NO+1 NC (circuit breaker, transverse) Coil with RC element plugged on at the front(contactor) | - | 0 | 7
3RA2115-0BE15-1FB4 |  | 3RA2115-0BE15-1FB4 | 1 | UN | 1 | 0 | A | D | N | N | 85364900 | 1 | 4047621008981 | 0.73 | KG | 133 | 133 | CP25 | CP25 | Load feeder fuseless, Direct-on-line starting 400 V AC, Size S00 0.14...0.20 A 24 V DC Spring-type terminal for installation on standard mounting rail (also fulfills type of coordination 1) Type of coordination 2, Iq = 150 kA 1 NO (contactor) with diode (integrated) | - | 0 | 0
3RA2115-0BH15-1FB4 |  | 3RA2115-0BH15-1FB4 | 1 | UN | 1 | 0 | A | D | N | N | 85364900 | 1 | 4047621009292 | 1.2 | KG | 168.15 | 168.15 | CP25 | CP25 | Load feeder fuseless, Direct-on-line starting 400 V AC, Size S00 0.14...0.20 A 24 V DC Spring-type terminal for 60 mm busbar systems (also fulfills type of coordination 1) Type of coordination 2, Iq = 150 kA 1 NO (contactor) with diode (integrated) | - | 0 | 0
3RA2115-0CA15-1EG6 |  | 3RA2115-0CA15-1EG6 | 1 | UN | 1 | 0 | A | D | N | N | 85364900 | 1 |  | 0.6 | KG | 188.1 | 188.1 | CP25 | CP25 | Load feeder fuseless, Direct-on-line starting 400 V AC, Size S00 0.18...0.25 A 100 V, 50 Hz 100...110 V, 60 Hz screw terminal for installation on standard mounting rail (also fulfills type of coordination 1) Type of coordination 2, Iq = 150 kA 1 NO (contactor) 1 NO+1 NC (circuit breaker, transverse) Coil with RC element plugged on at the front(contactor) | - | 0 | 7
3RA2115-0CE15-1EG6 |  | 3RA2115-0CE15-1EG6 | 1 | UN | 1 | 0 | A | D | N | N | 85364900 | 1 |  | 0.73 | KG | 188.1 | 188.1 | CP25 | CP25 | Load feeder fuseless, Direct-on-line starting 400 V AC, Size S00 0.18...0.25 A 100 V, 50 Hz 100...110 V, 60 Hz Spring-type terminal for installation on standard mounting rail (also fulfills type of coordination 1) Type of coordination 2, Iq = 150 kA 1 NO (contactor) 1 NO+1 NC (circuit breaker, transverse) Coil with RC element plugged on at the front(contactor) | - | 0 | 7
3RA2115-0CE15-1FB4 |  | 3RA2115-0CE15-1FB4 | 1 | UN | 1 | 0 | A | D | N | N | 85364900 | 1 | 4047621008998 | 0.73 | KG | 133 | 133 | CP25 | CP25 | Load feeder fuseless, Direct-on-line starting 400 V AC, Size S00 0.18...0.25 A 24 V DC Spring-type terminal for installation on standard mounting rail (also fulfills type of coordination 1) Type of coordination 2, Iq = 150 kA 1 NO (contactor) with diode (integrated) | - | 0 | 0
3RA2115-0CH15-1FB4 |  | 3RA2115-0CH15-1FB4 | 1 | UN | 1 | 0 | A | D | N | N | 85364900 | 1 | 4047621009308 | 1.2 | KG | 168.15 | 168.15 | CP25 | CP25 | Load feeder fuseless, Direct-on-line starting 400 V AC, Size S00 0.18...0.25 A 24 V DC Spring-type terminal for 60 mm busbar systems (also fulfills type of coordination 1) Type of coordination 2, Iq = 150 kA 1 NO (contactor) with diode (integrated) | - | 0 | 0
3RA2115-0DA15-1EG6 |  | 3RA2115-0DA15-1EG6 | 1 | UN | 1 | 0 | A | D | N | N | 85364900 | 1 |  | 0.6 | KG | 190.95 | 190.95 | CP25 | CP25 | Load feeder fuseless, Direct-on-line starting 400 V AC, Size S00 0.22...0.32 A 100 V, 50 Hz 100...110 V, 60 Hz screw terminal for installation on standard mounting rail (also fulfills type of coordination 1) Type of coordination 2, Iq = 150 kA 1 NO (contactor) 1 NO+1 NC (circuit breaker, transverse) Coil with RC element plugged on at the front(contactor) | - | 0 | 7
3RA2115-0DE15-1EG6 |  | 3RA2115-0DE15-1EG6 | 1 | UN | 1 | 0 | A | D | N | N | 85364900 | 1 |  | 0.73 | KG | 190.95 | 190.95 | CP25 | CP25 | Load feeder fuseless, Direct-on-line starting 400 V AC, Size S00 0.22...0.32 A 100 V, 50 Hz 100...110 V, 60 Hz Spring-type terminal for installation on standard mounting rail (also fulfills type of coordination 1) Type of coordination 2, Iq = 150 kA 1 NO (contactor) 1 NO+1 NC (circuit breaker, transverse) Coil with RC element plugged on at the front(contactor) | - | 0 | 7
3RA2115-0DE15-1FB4 |  | 3RA2115-0DE15-1FB4 | 1 | UN | 1 | 0 | A | D | EAR99 | N | 85364900 | 1 | 4047621009001 | 0.73 | KG | 133.95 | 133.95 | CP25 | CP25 | Load feeder fuseless, Direct-on-line starting 400 V AC, Size S00 0.22...0.32 A 24 V DC Spring-type terminal for installation on standard mounting rail (also fulfills type of coordination 1) Type of coordination 2, Iq = 150 kA 1 NO (contactor) with diode (integrated) | - | 0 | 0
3RA2115-0DH15-1FB4 |  | 3RA2115-0DH15-1FB4 | 1 | UN | 1 | 0 | A | D | N | N | 85364900 | 1 | 4047621009452 | 1.2 | KG | 168.15 | 168.15 | CP25 | CP25 | Load feeder fuseless, Direct-on-line starting 400 V AC, Size S00 0.22...0.32 A 24 V DC Spring-type terminal for 60 mm busbar systems (also fulfills type of coordination 1) Type of coordination 2, Iq = 150 kA 1 NO (contactor) with diode (integrated) | - | 0 | 0
3RA2115-0EA15-1EG6 |  | 3RA2115-0EA15-1EG6 | 1 | UN | 1 | 0 | A | D | N | N | 85364900 | 1 |  | 0.6 | KG | 190.95 | 190.95 | CP25 | CP25 | Load feeder fuseless, Direct-on-line starting 400 V AC, Size S00 0.28...0.40 A 100 V, 50 Hz 100...110 V, 60 Hz screw terminal for installation on standard mounting rail (also fulfills type of coordination 1) Type of coordination 2, Iq = 150 kA 1 NO (contactor) 1 NO+1 NC (circuit breaker, transverse) Coil with RC element plugged on at the front(contactor) | - | 0 | 7
3RA2115-0EA16-2BB4 |  | 3RA2115-0EA16-2BB4 | 1 | UN | 1 | 0 | A | D | N | N | 85364900 | 1 | 4011209918115 | 0.599 | KG | 131.1 | 131.1 | CP25 | CP25 | Load feeder fuseless, Direct-on-line starting 400 V AC, Size S00 0.28...0.40 A 24 V DC screw terminal for installation on standard mounting rail (also fulfills type of coordination 1) Type of coordination 2, Iq = 150 kA 1 NC (contactor) 1 NO+1 NC (circuit breaker, transverse) | - | 0 | 0
3RA2115-0EA16-2BB4-Z | X95 | 3RA2115-0EA16-2BB4-ZX95 | 1 | UN | 1 | 0 | A | D | N | N | 85364900 | 24 | 4011209921597 | 0.594 | KG | 129.2 | 129.2 | CP25 | CP25 | Load feeder fuseless, Direct-on-line starting 400 V AC, Size S00 0.28...0.4 A 24 V DC screw terminal for installation on standard mounting rail Type of coordination 2, Iq = 150 kA (also fulfills type of coordination 1) 1 NC (contactor) 1 NO+1 NC (circuit breaker, transverse) Reusable packaging contains 24 units | - | 0 | 0
3RA2115-0EE15-1EG6 |  | 3RA2115-0EE15-1EG6 | 1 | UN | 1 | 0 | A | D | N | N | 85364900 | 1 |  | 0.73 | KG | 190.95 | 190.95 | CP25 | CP25 | Load feeder fuseless, Direct-on-line starting 400 V AC, Size S00 0.28...0.40 A 100 V, 50 Hz 100...110 V, 60 Hz Spring-type terminal for installation on standard mounting rail (also fulfills type of coordination 1) Type of coordination 2, Iq = 150 kA 1 NO (contactor) 1 NO+1 NC (circuit breaker, transverse) Coil with RC element plugged on at the front(contactor) | - | 0 | 7
3RA2115-0EE15-1FB4 |  | 3RA2115-0EE15-1FB4 | 1 | UN | 1 | 0 | A | D | N | N | 85364900 | 1 | 4047621009025 | 0.73 | KG | 133.95 | 133.95 | CP25 | CP25 | Load feeder fuseless, Direct-on-line starting 400 V AC, Size S00 0.28...0.40 A 24 V DC Spring-type terminal for installation on standard mounting rail (also fulfills type of coordination 1) Type of coordination 2, Iq = 150 kA 1 NO (contactor) with diode (integrated) | - | 0 | 0
3RA2115-0EH15-1FB4 |  | 3RA2115-0EH15-1FB4 | 1 | UN | 1 | 0 | A | D | N | N | 85364900 | 1 | 4047621009315 | 1.2 | KG | 168.15 | 168.15 | CP25 | CP25 | Load feeder fuseless, Direct-on-line starting 400 V AC, Size S00 0.28...0.40 A 24 V DC Spring-type terminal for 60 mm busbar systems (also fulfills type of coordination 1) Type of coordination 2, Iq = 150 kA 1 NO (contactor) with diode (integrated) | - | 0 | 0
3RA2115-0FA15-1EG6 |  | 3RA2115-0FA15-1EG6 | 1 | UN | 1 | 0 | A | D | N | N | 85364900 | 1 |  | 0.6 | KG | 190.95 | 190.95 | CP25 | CP25 | Load feeder fuseless, Direct-on-line starting 400 V AC, Size S00 0.35...0.50 A 100 V, 50 Hz 100...110 V, 60 Hz screw terminal for installation on standard mounting rail (also fulfills type of coordination 1) Type of coordination 2, Iq = 150 kA 1 NO (contactor) 1 NO+1 NC (circuit breaker, transverse) Coil with RC element plugged on at the front(contactor) | - | 0 | 7
3RA2115-0FA16-2BB4 |  | 3RA2115-0FA16-2BB4 | 1 | UN | 1 | 0 | A | D | N | N | 85364900 | 1 | 4011209918122 | 0.601 | KG | 131.1 | 131.1 | CP25 | CP25 | Load feeder fuseless, Direct-on-line starting 400 V AC, Size S00 0.35...0.50 A 24 V DC screw terminal for installation on standard mounting rail (also fulfills type of coordination 1) Type of coordination 2, Iq = 150 kA 1 NC (contactor) 1 NO+1 NC (circuit breaker, transverse) | - | 0 | 0
3RA2115-0FA16-2BB4-Z | X95 | 3RA2115-0FA16-2BB4-ZX95 | 1 | UN | 1 | 0 | A | D | N | N | 85364900 | 24 | 4011209921610 | 0.7 | KG | 129.2 | 129.2 | CP25 | CP25 | Load feeder fuseless, Direct-on-line starting 400 V AC, Size S00 0.35...0.5 A 24 V DC screw terminal for installation on standard mounting rail Type of coordination 2, Iq = 150 kA (also fulfills type of coordination 1) 1 NC (contactor) 1 NO+1 NC (circuit breaker, transverse) Reusable packaging contains 24 units | - | 0 | 0
3RA2115-0FE15-1EG6 |  | 3RA2115-0FE15-1EG6 | 1 | UN | 1 | 0 | A | D | N | N | 85364900 | 1 |  | 0.73 | KG | 190.95 | 190.95 | CP25 | CP25 | Load feeder fuseless, Direct-on-line starting 400 V AC, Size S00 0.35...0.50 A 100 V, 50 Hz 100...110 V, 60 Hz Spring-type terminal for installation on standard mounting rail (also fulfills type of coordination 1) Type of coordination 2, Iq = 150 kA 1 NO (contactor) 1 NO+1 NC (circuit breaker, transverse) Coil with RC element plugged on at the front(contactor) | - | 0 | 7
3RA2115-0FE15-1FB4 |  | 3RA2115-0FE15-1FB4 | 1 | UN | 1 | 0 | A | D | N | N | 85364900 | 1 | 4047621009032 | 0.73 | KG | 133.95 | 133.95 | CP25 | CP25 | Load feeder fuseless, Direct-on-line starting 400 V AC, Size S00 0.35...0.50 A 24 V DC Spring-type terminal for installation on standard mounting rail (also fulfills type of coordination 1) Type of coordination 2, Iq = 150 kA 1 NO (contactor) with diode (integrated) | - | 0 | 0
3RA2115-0FH15-1FB4 |  | 3RA2115-0FH15-1FB4 | 1 | UN | 1 | 0 | A | D | N | N | 85364900 | 1 | 4047621009322 | 1.2 | KG | 168.15 | 168.15 | CP25 | CP25 | Load feeder fuseless, Direct-on-line starting 400 V AC, Size S00 0.35...0.50 A 24 V DC Spring-type terminal for 60 mm busbar systems (also fulfills type of coordination 1) Type of coordination 2, Iq = 150 kA 1 NO (contactor) with diode (integrated) | - | 0 | 0
3RA2115-0GA15-1EG6 |  | 3RA2115-0GA15-1EG6 | 1 | UN | 1 | 0 | A | D | N | N | 85364900 | 1 |  | 0.6 | KG | 190.95 | 190.95 | CP25 | CP25 | Load feeder fuseless, Direct-on-line starting 400 V AC, Size S00 0.45...0.63 A 100 V, 50 Hz 100...110 V, 60 Hz screw terminal for installation on standard mounting rail (also fulfills type of coordination 1) Type of coordination 2, Iq = 150 kA 1 NO (contactor) 1 NO+1 NC (circuit breaker, transverse) Coil with RC element plugged on at the front(contactor) | - | 0 | 7
3RA2115-0GA16-2BB4 |  | 3RA2115-0GA16-2BB4 | 1 | UN | 1 | 0 | A | D | N | N | 85364900 | 1 | 4011209918139 | 0.598 | KG | 131.1 | 131.1 | CP25 | CP25 | Load feeder fuseless, Direct-on-line starting 400 V AC, Size S00 0.45...0.63 A 24 V DC screw terminal for installation on standard mounting rail (also fulfills type of coordination 1) Type of coordination 2, Iq = 150 kA 1 NC (contactor) 1 NO+1 NC (circuit breaker, transverse) | - | 0 | 0
3RA2115-0GA16-2BB4-Z | X95 | 3RA2115-0GA16-2BB4-ZX95 | 1 | UN | 1 | 0 | A | D | N | N | 85364900 | 24 | 4011209921627 | 0.7 | KG | 133.95 | 133.95 | CP25 | CP25 | Load feeder fuseless, Direct-on-line starting 400 V AC, Size S00 0.45...0.63 A 24 V DC screw terminal for installation on standard mounting rail Type of coordination 2, Iq = 150 kA (also fulfills type of coordination 1) 1 NC (contactor) 1 NO+1 NC (circuit breaker, transverse) Reusable packaging contains 24 units | - | 0 | 0
3RA2115-0GE15-1EG6 |  | 3RA2115-0GE15-1EG6 | 1 | UN | 1 | 0 | A | D | N | N | 85364900 | 1 |  | 0.73 | KG | 190.95 | 190.95 | CP25 | CP25 | Load feeder fuseless, Direct-on-line starting 400 V AC, Size S00 0.45...0.63 A 100 V, 50 Hz 100...110 V, 60 Hz Spring-type terminal for installation on standard mounting rail (also fulfills type of coordination 1) Type of coordination 2, Iq = 150 kA 1 NO (contactor) 1 NO+1 NC (circuit breaker, transverse) Coil with RC element plugged on at the front(contactor) | - | 0 | 7
3RA2115-0GE15-1FB4 |  | 3RA2115-0GE15-1FB4 | 1 | UN | 1 | 0 | A | D | N | N | 85364900 | 1 |  | 0.73 | KG | 133.95 | 133.95 | CP25 | CP25 | Load feeder fuseless, Direct-on-line starting 400 V AC, Size S00 0.45...0.63 A 24 V DC Spring-type terminal for installation on standard mounting rail (also fulfills type of coordination 1) Type of coordination 2, Iq = 150 kA 1 NO (contactor) with diode (integrated) | - | 0 | 0
3RA2115-0GH15-1FB4 |  | 3RA2115-0GH15-1FB4 | 1 | UN | 1 | 0 | A | D | N | N | 85364900 | 1 | 4047621009339 | 1.2 | KG | 169.1 | 169.1 | CP25 | CP25 | Load feeder fuseless, Direct-on-line starting 400 V AC, Size S00 0.45...0.63 A 24 V DC Spring-type terminal for 60 mm busbar systems (also fulfills type of coordination 1) Type of coordination 2, Iq = 150 kA 1 NO (contactor) with diode (integrated) | - | 0 | 0
3RA2115-0HA15-1EG6 |  | 3RA2115-0HA15-1EG6 | 1 | UN | 1 | 0 | A | D | N | N | 85364900 | 1 |  | 0.6 | KG | 194.75 | 194.75 | CP25 | CP25 | Load feeder fuseless, Direct-on-line starting 400 V AC, Size S00 0.55...0.80 A 100 V, 50 Hz 100...110 V, 60 Hz screw terminal for installation on standard mounting rail (also fulfills type of coordination 1) Type of coordination 2, Iq = 150 kA 1 NO (contactor) 1 NO+1 NC (circuit breaker, transverse) Coil with RC element plugged on at the front(contactor) | - | 0 | 7
3RA2115-0HE15-1EG6 |  | 3RA2115-0HE15-1EG6 | 1 | UN | 1 | 0 | A | D | N | N | 85364900 | 1 |  | 0.73 | KG | 194.75 | 194.75 | CP25 | CP25 | Load feeder fuseless, Direct-on-line starting 400 V AC, Size S00 0.55...0.80 A 100 V, 50 Hz 100...110 V, 60 Hz Spring-type terminal for installation on standard mounting rail (also fulfills type of coordination 1) Type of coordination 2, Iq = 150 kA 1 NO (contactor) 1 NO+1 NC (circuit breaker, transverse) Coil with RC element plugged on at the front(contactor) | - | 0 | 7
3RA2115-0HE15-1FB4 |  | 3RA2115-0HE15-1FB4 | 1 | UN | 1 | 0 | A | D | N | N | 85364900 | 1 | 4047621009056 | 0.705 | KG | 138.7 | 138.7 | CP25 | CP25 | Load feeder fuseless, Direct-on-line starting 400 V AC, Size S00 0.55...0.80 A 24 V DC Spring-type terminal for installation on standard mounting rail (also fulfills type of coordination 1) Type of coordination 2, Iq = 150 kA 1 NO (contactor) with diode (integrated) | - | 0 | 0
3RA2115-0HH15-1FB4 |  | 3RA2115-0HH15-1FB4 | 1 | UN | 1 | 0 | A | D | N | N | 85364900 | 1 | 4047621009353 | 1.2 | KG | 171.95 | 171.95 | CP25 | CP25 | Load feeder fuseless, Direct-on-line starting 400 V AC, Size S00 0.55...0.80 A 24 V DC Spring-type terminal for 60 mm busbar systems (also fulfills type of coordination 1) Type of coordination 2, Iq = 150 kA 1 NO (contactor) with diode (integrated) | - | 0 | 0
3RA2115-0JA15-1EG6 |  | 3RA2115-0JA15-1EG6 | 1 | UN | 1 | 0 | A | D | N | N | 85364900 | 1 |  | 0.6 | KG | 194.75 | 194.75 | CP25 | CP25 | Load feeder fuseless, Direct-on-line starting 400 V AC, Size S00 0.70...1.00 A 100 V, 50 Hz 100...110 V, 60 Hz screw terminal for installation on standard mounting rail (also fulfills type of coordination 1) Type of coordination 2, Iq = 150 kA 1 NO (contactor) 1 NO+1 NC (circuit breaker, transverse) Coil with RC element plugged on at the front(contactor) | - | 0 | 7
3RA2115-0JA16-2BB4 |  | 3RA2115-0JA16-2BB4 | 1 | UN | 1 | 0 | A | D | N | N | 85364900 | 1 | 4011209918146 | 0.664 | KG | 135.85 | 135.85 | CP25 | CP25 | Load feeder fuseless, Direct-on-line starting 400 V AC, Size S00 0.70...1.00 A 24 V DC screw terminal for installation on standard mounting rail (also fulfills type of coordination 1) Type of coordination 2, Iq = 150 kA 1 NC (contactor) 1 NO+1 NC (circuit breaker, transverse) | - | 0 | 0
3RA2115-0JA16-2BB4-Z | X95 | 3RA2115-0JA16-2BB4-ZX95 | 1 | UN | 1 | 0 | A | D | N | N | 85364900 | 24 | 4011209921634 | 0.675 | KG | 133.95 | 133.95 | CP25 | CP25 | Load feeder fuseless, Direct-on-line starting 400 V AC, Size S00 0.7...1 A 24 V DC screw terminal for installation on standard mounting rail Type of coordination 2, Iq = 150 kA (also fulfills type of coordination 1) 1 NC (contactor) 1 NO+1 NC (circuit breaker, transverse) Reusable packaging contains 24 units | - | 0 | 0
3RA2115-0JE15-1EG6 |  | 3RA2115-0JE15-1EG6 | 1 | UN | 1 | 0 | A | D | N | N | 85364900 | 1 |  | 0.73 | KG | 194.75 | 194.75 | CP25 | CP25 | Load feeder fuseless, Direct-on-line starting 400 V AC, Size S00 0.70...1.00 A 100 V, 50 Hz 100...110 V, 60 Hz Spring-type terminal for installation on standard mounting rail (also fulfills type of coordination 1) Type of coordination 2, Iq = 150 kA 1 NO (contactor) 1 NO+1 NC (circuit breaker, transverse) Coil with RC element plugged on at the front(contactor) | - | 0 | 7
3RA2115-0JE15-1FB4 |  | 3RA2115-0JE15-1FB4 | 1 | UN | 1 | 0 | A | D | N | N | 85364900 | 1 | 4047621009063 | 0.73 | KG | 138.7 | 138.7 | CP25 | CP25 | Load feeder fuseless, Direct-on-line starting 400 V AC, Size S00 0.70...1.00 A 24 V DC Spring-type terminal for installation on standard mounting rail (also fulfills type of coordination 1) Type of coordination 2, Iq = 150 kA 1 NO (contactor) with diode (integrated) | - | 0 | 0
3RA2115-0JH15-1FB4 |  | 3RA2115-0JH15-1FB4 | 1 | UN | 1 | 0 | A | D | N | N | 85364900 | 1 | 4047621009360 | 1.2 | KG | 171.95 | 171.95 | CP25 | CP25 | Load feeder fuseless, Direct-on-line starting 400 V AC, Size S00 0.70...1.00 A 24 V DC Spring-type terminal for 60 mm busbar systems (also fulfills type of coordination 1) Type of coordination 2, Iq = 150 kA 1 NO (contactor) with diode (integrated) | - | 0 | 0
3RA2115-0KA15-1EG6 |  | 3RA2115-0KA15-1EG6 | 1 | UN | 1 | 0 | A | D | N | N | 85364900 | 1 |  | 0.6 | KG | 202.35 | 202.35 | CP25 | CP25 | Load feeder fuseless, Direct-on-line starting 400 V AC, Size S00 0.90...1.25 A 100 V, 50 Hz 100...110 V, 60 Hz screw terminal for installation on standard mounting rail (also fulfills type of coordination 1) Type of coordination 2, Iq = 150 kA 1 NO (contactor) 1 NO+1 NC (circuit breaker, transverse) Coil with RC element plugged on at the front(contactor) | - | 0 | 7
3RA2115-0KA16-2BB4 |  | 3RA2115-0KA16-2BB4 | 1 | UN | 1 | 0 | A | D | N | N | 85364900 | 1 | 4011209918153 | 0.668 | KG | 138.7 | 138.7 | CP25 | CP25 | Load feeder fuseless, Direct-on-line starting 400 V AC, Size S00 0.90...1.25 A 24 V DC screw terminal for installation on standard mounting rail (also fulfills type of coordination 1) Type of coordination 2, Iq = 150 kA 1 NC (contactor) 1 NO+1 NC (circuit breaker, transverse) | - | 0 | 0
3RA2115-0KA16-2BB4-Z | X95 | 3RA2115-0KA16-2BB4-ZX95 | 1 | UN | 1 | 0 | A | D | N | N | 85364900 | 24 | 4011209921641 | 0.658 | KG | 138.7 | 138.7 | CP25 | CP25 | Load feeder fuseless, Direct-on-line starting 400 V AC, Size S00 0.9...1.25 A 24 V DC screw terminal for installation on standard mounting rail Type of coordination 2, Iq = 150 kA (also fulfills type of coordination 1) 1 NC (contactor) 1 NO+1 NC (circuit breaker, transverse) Reusable packaging contains 24 units | - | 0 | 0
3RA2115-0KE15-1EG6 |  | 3RA2115-0KE15-1EG6 | 1 | UN | 1 | 0 | A | D | N | N | 85364900 | 1 |  | 0.73 | KG | 202.35 | 202.35 | CP25 | CP25 | Load feeder fuseless, Direct-on-line starting 400 V AC, Size S00 0.90...1.25 A 100 V, 50 Hz 100...110 V, 60 Hz Spring-type terminal for installation on standard mounting rail (also fulfills type of coordination 1) Type of coordination 2, Iq = 150 kA 1 NO (contactor) 1 NO+1 NC (circuit breaker, transverse) Coil with RC element plugged on at the front(contactor) | - | 0 | 7
3RA2115-0KE15-1FB4 |  | 3RA2115-0KE15-1FB4 | 1 | UN | 1 | 0 | A | D | N | N | 85364900 | 1 | 4047621009087 | 0.73 | KG | 141.55 | 141.55 | CP25 | CP25 | Load feeder fuseless, Direct-on-line starting 400 V AC, Size S00 0.90...1.25 A 24 V DC Spring-type terminal for installation on standard mounting rail (also fulfills type of coordination 1) Type of coordination 2, Iq = 150 kA 1 NO (contactor) with diode (integrated) | - | 0 | 0
3RA2115-0KH15-1FB4 |  | 3RA2115-0KH15-1FB4 | 1 | UN | 1 | 0 | A | D | N | N | 85364900 | 1 | 4047621009377 | 1.2 | KG | 175.75 | 175.75 | CP25 | CP25 | Load feeder fuseless, Direct-on-line starting 400 V AC, Size S00 0.90...1.25 A 24 V DC Spring-type terminal for 60 mm busbar systems (also fulfills type of coordination 1) Type of coordination 2, Iq = 150 kA 1 NO (contactor) with diode (integrated) | - | 0 | 0
3RA2115-1AA15-1EG6 |  | 3RA2115-1AA15-1EG6 | 1 | UN | 1 | 0 | A | D | N | N | 85364900 | 1 |  | 0.6 | KG | 202.35 | 202.35 | CP25 | CP25 | Load feeder fuseless, Direct-on-line starting 400 V AC, Size S00 1.10...1.60 A 100 V, 50 Hz 100...110 V, 60 Hz screw terminal for installation on standard mounting rail (also fulfills type of coordination 1) Type of coordination 2, Iq = 150 kA 1 NO (contactor) 1 NO+1 NC (circuit breaker, transverse) Coil with RC element plugged on at the front(contactor) | - | 0 | 7
3RA2115-1AA16-2BB4 |  | 3RA2115-1AA16-2BB4 | 1 | UN | 1 | 0 | A | D | N | N | 85364900 | 1 | 4011209918160 | 0.667 | KG | 138.7 | 138.7 | CP25 | CP25 | Load feeder fuseless, Direct-on-line starting 400 V AC, Size S00 1.10...1.60 A 24 V DC screw terminal for installation on standard mounting rail (also fulfills type of coordination 1) Type of coordination 2, Iq = 150 kA 1 NC (contactor) 1 NO+1 NC (circuit breaker, transverse) | - | 0 | 0
3RA2115-1AA16-2BB4-Z | X95 | 3RA2115-1AA16-2BB4-ZX95 | 1 | UN | 1 | 0 | A | D | N | N | 85364900 | 24 | 4011209921658 | 0.655 | KG | 138.7 | 138.7 | CP25 | CP25 | Load feeder fuseless, Direct-on-line starting 400 V AC, Size S00 1.1...1.6 A 24 V DC screw terminal for installation on standard mounting rail Type of coordination 2, Iq = 150 kA (also fulfills type of coordination 1) 1 NC (contactor) 1 NO+1 NC (circuit breaker, transverse) Reusable packaging contains 24 units | - | 0 | 0
3RA2115-1AE15-1EG6 |  | 3RA2115-1AE15-1EG6 | 1 | UN | 1 | 0 | A | D | N | N | 85364900 | 1 |  | 0.73 | KG | 202.35 | 202.35 | CP25 | CP25 | Load feeder fuseless, Direct-on-line starting 400 V AC, Size S00 1.10...1.60 A 100 V, 50 Hz 100...110 V, 60 Hz Spring-type terminal for installation on standard mounting rail (also fulfills type of coordination 1) Type of coordination 2, Iq = 150 kA 1 NO (contactor) 1 NO+1 NC (circuit breaker, transverse) Coil with RC element plugged on at the front(contactor) | - | 0 | 7
3RA2115-1AE15-1FB4 |  | 3RA2115-1AE15-1FB4 | 1 | UN | 1 | 0 | A | D | N | N | 85364900 | 1 | 4047621009094 | 0.73 | KG | 141.55 | 141.55 | CP25 | CP25 | Load feeder fuseless, Direct-on-line starting 400 V AC, Size S00 1.10...1.60 A 24 V DC Spring-type terminal for installation on standard mounting rail (also fulfills type of coordination 1) Type of coordination 2, Iq = 150 kA 1 NO (contactor) with diode (integrated) | - | 0 | 0
3RA2115-1AH15-1FB4 |  | 3RA2115-1AH15-1FB4 | 1 | UN | 1 | 0 | A | D | N | N | 85364900 | 1 | 4047621009384 | 1.2 | KG | 175.75 | 175.75 | CP25 | CP25 | Load feeder fuseless, Direct-on-line starting 400 V AC, Size S00 1.10...1.60 A 24 V DC Spring-type terminal for 60 mm busbar systems (also fulfills type of coordination 1) Type of coordination 2, Iq = 150 kA 1 NO (contactor) with diode (integrated) | - | 0 | 0
3RA2115-1BA15-1EG6 |  | 3RA2115-1BA15-1EG6 | 1 | UN | 1 | 0 | A | D | N | N | 85364900 | 1 |  | 0.6 | KG | 204.25 | 204.25 | CP25 | CP25 | Load feeder fuseless, Direct-on-line starting 400 V AC, Size S00 1.40...2.00 A 100 V, 50 Hz 100...110 V, 60 Hz screw terminal for installation on standard mounting rail (also fulfills type of coordination 1) Type of coordination 2, Iq = 150 kA 1 NO (contactor) 1 NO+1 NC (circuit breaker, transverse) Coil with RC element plugged on at the front(contactor) | - | 0 | 7
3RA2115-1BA16-2BB4 |  | 3RA2115-1BA16-2BB4 | 1 | UN | 1 | 0 | A | D | N | N | 85364900 | 1 | 4011209918177 | 0.672 | KG | 141.55 | 141.55 | CP25 | CP25 | Load feeder fuseless, Direct-on-line starting 400 V AC, Size S00 1.40...2.00 A 24 V DC screw terminal for installation on standard mounting rail (also fulfills type of coordination 1) Type of coordination 2, Iq = 150 kA 1 NC (contactor) 1 NO+1 NC (circuit breaker, transverse) | - | 0 | 0
3RA2115-1BA16-2BB4-Z | X95 | 3RA2115-1BA16-2BB4-ZX95 | 1 | UN | 1 | 0 | A | D | N | N | 85364900 | 24 | 4011209921665 | 0.658 | KG | 141.55 | 141.55 | CP25 | CP25 | Load feeder fuseless, Direct-on-line starting 400 V AC, Size S00 1.4...2 A 24 V DC screw terminal for installation on standard mounting rail Type of coordination 2, Iq = 150 kA (also fulfills type of coordination 1) 1 NC (contactor) 1 NO+1 NC (circuit breaker, transverse) Reusable packaging contains 24 units | - | 0 | 0
3RA2115-1BE15-1EG6 |  | 3RA2115-1BE15-1EG6 | 1 | UN | 1 | 0 | A | D | N | N | 85364900 | 1 |  | 0.73 | KG | 204.25 | 204.25 | CP25 | CP25 | Load feeder fuseless, Direct-on-line starting 400 V AC, Size S00 1.40...2.00 A 100 V, 50 Hz 100...110 V, 60 Hz Spring-type terminal for installation on standard mounting rail (also fulfills type of coordination 1) Type of coordination 2, Iq = 150 kA 1 NO (contactor) 1 NO+1 NC (circuit breaker, transverse) Coil with RC element plugged on at the front(contactor) | - | 0 | 7
3RA2115-1BE15-1FB4 |  | 3RA2115-1BE15-1FB4 | 1 | UN | 1 | 0 | A | D | N | N | 85364900 | 1 | 4047621009117 | 0.73 | KG | 144.4 | 144.4 | CP25 | CP25 | Load feeder fuseless, Direct-on-line starting 400 V AC, Size S00 1.40...2.00 A 24 V DC Spring-type terminal for installation on standard mounting rail (also fulfills type of coordination 1) Type of coordination 2, Iq = 150 kA 1 NO (contactor) with diode (integrated) | - | 0 | 0
3RA2115-1BH15-1FB4 |  | 3RA2115-1BH15-1FB4 | 1 | UN | 1 | 0 | A | D | N | N | 85364900 | 1 | 4047621009391 | 1.2 | KG | 178.6 | 178.6 | CP25 | CP25 | Load feeder fuseless, Direct-on-line starting 400 V AC, Size S00 1.40...2.00 A 24 V DC Spring-type terminal for 60 mm busbar systems (also fulfills type of coordination 1) Type of coordination 2, Iq = 150 kA 1 NO (contactor) with diode (integrated) | - | 0 | 0
3RA2115-1CA15-1EG6 |  | 3RA2115-1CA15-1EG6 | 1 | UN | 1 | 0 | A | D | N | N | 85364900 | 1 |  | 0.6 | KG | 204.25 | 204.25 | CP25 | CP25 | Load feeder fuseless, Direct-on-line starting 400 V AC, Size S00 1.80...2.50 A 100 V, 50 Hz 100...110 V, 60 Hz screw terminal for installation on standard mounting rail (also fulfills type of coordination 1) Type of coordination 2, Iq = 150 kA 1 NO (contactor) 1 NO+1 NC (circuit breaker, transverse) Coil with RC element plugged on at the front(contactor) | - | 0 | 7
3RA2115-1CA16-2BB4 |  | 3RA2115-1CA16-2BB4 | 1 | UN | 1 | 0 | A | D | N | N | 85364900 | 1 | 4011209918184 | 0.67 | KG | 141.55 | 141.55 | CP25 | CP25 | Load feeder fuseless, Direct-on-line starting 400 V AC, Size S00 1.80...2.50 A 24 V DC screw terminal for installation on standard mounting rail (also fulfills type of coordination 1) Type of coordination 2, Iq = 150 kA 1 NC (contactor) 1 NO+1 NC (circuit breaker, transverse) | - | 0 | 0
3RA2115-1CA16-2BB4-Z | X95 | 3RA2115-1CA16-2BB4-ZX95 | 1 | UN | 1 | 0 | A | D | N | N | 85364900 | 24 | 4011209921702 | 0.66 | KG | 141.55 | 141.55 | CP25 | CP25 | Load feeder fuseless, Direct-on-line starting 400 V AC, Size S00 1.8...2.5 A 24 V DC screw terminal for installation on standard mounting rail Type of coordination 2, Iq = 150 kA (also fulfills type of coordination 1) 1 NC (contactor) 1 NO+1 NC (circuit breaker, transverse) Reusable packaging contains 24 units | - | 0 | 0
3RA2115-1CE15-1EG6 |  | 3RA2115-1CE15-1EG6 | 1 | UN | 1 | 0 | A | D | N | N | 85364900 | 1 |  | 0.73 | KG | 204.25 | 204.25 | CP25 | CP25 | Load feeder fuseless, Direct-on-line starting 400 V AC, Size S00 1.80...2.50 A 100 V, 50 Hz 100...110 V, 60 Hz Spring-type terminal for installation on standard mounting rail (also fulfills type of coordination 1) Type of coordination 2, Iq = 150 kA 1 NO (contactor) 1 NO+1 NC (circuit breaker, transverse) Coil with RC element plugged on at the front(contactor) | - | 0 | 7
3RA2115-1CE15-1FB4 |  | 3RA2115-1CE15-1FB4 | 1 | UN | 1 | 0 | A | D | N | N | 85364900 | 1 | 4047621009124 | 0.73 | KG | 144.4 | 144.4 | CP25 | CP25 | Load feeder fuseless, Direct-on-line starting 400 V AC, Size S00 1.80...2.50 A 24 V DC Spring-type terminal for installation on standard mounting rail (also fulfills type of coordination 1) Type of coordination 2, Iq = 150 kA 1 NO (contactor) with diode (integrated) | - | 0 | 0
3RA2115-1CH15-1FB4 |  | 3RA2115-1CH15-1FB4 | 1 | UN | 1 | 0 | A | D | N | N | 85364900 | 1 | 4047621009414 | 1.2 | KG | 178.6 | 178.6 | CP25 | CP25 | Load feeder fuseless, Direct-on-line starting 400 V AC, Size S00 1.80...2.50 A 24 V DC Spring-type terminal for 60 mm busbar systems (also fulfills type of coordination 1) Type of coordination 2, Iq = 150 kA 1 NO (contactor) with diode (integrated) | - | 0 | 0
3RA2115-1DA15-1EG6 |  | 3RA2115-1DA15-1EG6 | 1 | UN | 1 | 0 | A | D | N | N | 85364900 | 1 |  | 0.6 | KG | 204.25 | 204.25 | CP25 | CP25 | Load feeder fuseless, Direct-on-line starting 400 V AC, Size S00 2.20...3.20 A 100 V, 50 Hz 100...110 V, 60 Hz screw terminal for installation on standard mounting rail (also fulfills type of coordination 1) Type of coordination 2, Iq = 150 kA 1 NO (contactor) 1 NO+1 NC (circuit breaker, transverse) Coil with RC element plugged on at the front(contactor) | - | 0 | 7
3RA2115-1DA16-2BB4 |  | 3RA2115-1DA16-2BB4 | 1 | UN | 1 | 0 | A | D | N | N | 85364900 | 1 | 4011209918191 | 0.672 | KG | 141.55 | 141.55 | CP25 | CP25 | Load feeder fuseless, Direct-on-line starting 400 V AC, Size S00 2.20...3.20 A 24 V DC screw terminal for installation on standard mounting rail (also fulfills type of coordination 1) Type of coordination 2, Iq = 150 kA 1 NC (contactor) 1 NO+1 NC (circuit breaker, transverse) | - | 0 | 0
3RA2115-1DA16-2BB4-Z | X95 | 3RA2115-1DA16-2BB4-ZX95 | 1 | UN | 1 | 0 | A | D | N | N | 85364900 | 24 | 4011209921672 | 0.666 | KG | 141.55 | 141.55 | CP25 | CP25 | Load feeder fuseless, Direct-on-line starting 400 V AC, Size S00 2.2...3.2 A 24 V DC screw terminal for installation on standard mounting rail Type of coordination 2, Iq = 150 kA (also fulfills type of coordination 1) 1 NC (contactor) 1 NO+1 NC (circuit breaker, transverse) Reusable packaging contains 24 units | - | 0 | 0
3RA2115-1DE15-1EG6 |  | 3RA2115-1DE15-1EG6 | 1 | UN | 1 | 0 | A | D | N | N | 85364900 | 1 |  | 0.73 | KG | 204.25 | 204.25 | CP25 | CP25 | Load feeder fuseless, Direct-on-line starting 400 V AC, Size S00 2.20...3.20 A 100 V, 50 Hz 100...110 V, 60 Hz Spring-type terminal for installation on standard mounting rail (also fulfills type of coordination 1) Type of coordination 2, Iq = 150 kA 1 NO (contactor) 1 NO+1 NC (circuit breaker, transverse) Coil with RC element plugged on at the front(contactor) | - | 0 | 7
3RA2115-1DE15-1FB4 |  | 3RA2115-1DE15-1FB4 | 1 | UN | 1 | 0 | A | D | N | N | 85364900 | 1 | 4047621009148 | 0.73 | KG | 144.4 | 144.4 | CP25 | CP25 | Load feeder fuseless, Direct-on-line starting 400 V AC, Size S00 2.20...3.20 A 24 V DC Spring-type terminal for installation on standard mounting rail (also fulfills type of coordination 1) Type of coordination 2, Iq = 150 kA 1 NO (contactor) with diode (integrated) | - | 0 | 0
3RA2115-1DH15-1FB4 |  | 3RA2115-1DH15-1FB4 | 1 | UN | 1 | 0 | A | D | N | N | 85364900 | 1 | 4047621009421 | 1.2 | KG | 178.6 | 178.6 | CP25 | CP25 | Load feeder fuseless, Direct-on-line starting 400 V AC, Size S00 2.20...3.20 A 24 V DC Spring-type terminal for 60 mm busbar systems (also fulfills type of coordination 1) Type of coordination 2, Iq = 150 kA 1 NO (contactor) with diode (integrated) | - | 0 | 0
3RA2115-1EA15-1EG6 |  | 3RA2115-1EA15-1EG6 | 1 | UN | 1 | 0 | A | D | N | N | 85364900 | 1 |  | 0.6 | KG | 204.25 | 204.25 | CP25 | CP25 | Load feeder fuseless, Direct-on-line starting 400 V AC, Size S00 2.80...4.00 A 100 V, 50 Hz 100...110 V, 60 Hz screw terminal for installation on standard mounting rail (also fulfills type of coordination 1) Type of coordination 2, Iq = 150 kA 1 NO (contactor) 1 NO+1 NC (circuit breaker, transverse) Coil with RC element plugged on at the front(contactor) | - | 0 | 7
3RA2115-1EA16-5BB4 |  | 3RA2115-1EA16-5BB4 | 1 | UN | 1 | 0 | A | D | N | N | 85364900 | 1 | 4011209920408 | 0.89 | KG | 160.55 | 160.55 | CP25 | CP25 | Load feeder fuseless, Direct-on-line starting 400 V AC, Size S00 2.80...4.00 A 24 V DC screw terminal for installation on standard mounting rail (also fulfills type of coordination 1) Type of coordination 2, Iq = 150 kA 1 NC (contactor) 1 NO+1 NC (circuit breaker, transverse) | - | 0 | 0
3RA2115-1EA16-5BB4-Z | X95 | 3RA2115-1EA16-5BB4-ZX95 | 1 | UN | 1 | 0 | A | D | N | N | 85364900 | 24 | 4011209921696 | 0.7 | KG | 156.75 | 156.75 | CP25 | CP25 | Load feeder fuseless, Direct-on-line starting 400 V AC, Size S00 2.8 ... 4 A 24 V DC screw terminal for installation on standard mounting rail Type of coordination 2, Iq = 150 kA (also fulfills type of coordination 1) 1 NC (contactor) 2 NO+2 NC plugged onto contactor 1 NO+1 NC (circuit breaker, transverse) Reusable packaging contains 24 units | - | 0 | 0
3RA2115-1EE15-1EG6 |  | 3RA2115-1EE15-1EG6 | 1 | UN | 1 | 0 | A | D | N | N | 85364900 | 1 |  | 0.73 | KG | 204.25 | 204.25 | CP25 | CP25 | Load feeder fuseless, Direct-on-line starting 400 V AC, Size S00 2.80...4.00 A 100 V, 50 Hz 100...110 V, 60 Hz Spring-type terminal for installation on standard mounting rail (also fulfills type of coordination 1) Type of coordination 2, Iq = 150 kA 1 NO (contactor) 1 NO+1 NC (circuit breaker, transverse) Coil with RC element plugged on at the front(contactor) | - | 0 | 7
3RA2115-1EE15-1FB4 |  | 3RA2115-1EE15-1FB4 | 1 | UN | 1 | 0 | A | D | N | N | 85364900 | 1 | 4047621009162 | 0.73 | KG | 144.4 | 144.4 | CP25 | CP25 | Load feeder fuseless, Direct-on-line starting 400 V AC, Size S00 2.80...4.00 A 24 V DC Spring-type terminal for installation on standard mounting rail (also fulfills type of coordination 1) Type of coordination 2, Iq = 150 kA 1 NO (contactor) with diode (integrated) | - | 0 | 0
3RA2115-1EH15-1FB4 |  | 3RA2115-1EH15-1FB4 | 1 | UN | 1 | 0 | A | D | N | N | 85364900 | 1 | 4047621009445 | 1.2 | KG | 178.6 | 178.6 | CP25 | CP25 | Load feeder fuseless, Direct-on-line starting 400 V AC, Size S00 2.80...4.00 A 24 V DC Spring-type terminal for 60 mm busbar systems (also fulfills type of coordination 1) Type of coordination 2, Iq = 150 kA 1 NO (contactor) with diode (integrated) | - | 0 | 0
3RA2115-1FA15-1EG6 |  | 3RA2115-1FA15-1EG6 | 1 | UN | 1 | 0 | A | D | N | N | 85364900 | 1 |  | 0.6 | KG | 204.25 | 204.25 | CP25 | CP25 | Load feeder fuseless, Direct-on-line starting 400 V AC, Size S00 3.50...5.00 A 100 V, 50 Hz 100...110 V, 60 Hz screw terminal for installation on standard mounting rail (also fulfills type of coordination 1) Type of coordination 2, Iq = 150 kA 1 NO (contactor) 1 NO+1 NC (circuit breaker, transverse) Coil with RC element plugged on at the front(contactor) | - | 0 | 7
3RA2115-1FE15-1EG6 |  | 3RA2115-1FE15-1EG6 | 1 | UN | 1 | 0 | A | D | N | N | 85364900 | 1 |  | 0.73 | KG | 204.25 | 204.25 | CP25 | CP25 | Load feeder fuseless, Direct-on-line starting 400 V AC, Size S00 3.50...5.00 A 100 V, 50 Hz 100...110 V, 60 Hz Spring-type terminal for installation on standard mounting rail (also fulfills type of coordination 1) Type of coordination 2, Iq = 150 kA 1 NO (contactor) 1 NO+1 NC (circuit breaker, transverse) Coil with RC element plugged on at the front(contactor) | - | 0 | 7
3RA2115-1GA15-1EG6 |  | 3RA2115-1GA15-1EG6 | 1 | UN | 1 | 0 | A | D | N | N | 85364900 | 1 |  | 0.6 | KG | 204.25 | 204.25 | CP25 | CP25 | Load feeder fuseless, Direct-on-line starting 400 V AC, Size S00 4.50...6.30 A 100 V, 50 Hz 100...110 V, 60 Hz screw terminal for installation on standard mounting rail (also fulfills type of coordination 1) Type of coordination 2, Iq = 150 kA 1 NO (contactor) 1 NO+1 NC (circuit breaker, transverse) Coil with RC element plugged on at the front(contactor) | - | 0 | 7
3RA2115-1GA16-2BB4 |  | 3RA2115-1GA16-2BB4 | 1 | UN | 1 | 0 | A | D | N | N | 85364900 | 1 | 4011209918207 | 0.675 | KG | 141.55 | 141.55 | CP25 | CP25 | Load feeder fuseless, Direct-on-line starting 400 V AC, Size S00 4.50...6.30 A 24 V DC screw terminal for installation on standard mounting rail (also fulfills type of coordination 1) Type of coordination 2, Iq = 150 kA 1 NC (contactor) 1 NO+1 NC (circuit breaker, transverse) | - | 0 | 0
3RA2115-1GA16-2BB4-Z | X95 | 3RA2115-1GA16-2BB4-ZX95 | 1 | UN | 1 | 0 | A | D | N | N | 85364900 | 24 | 4011209921689 | 0.667 | KG | 141.55 | 141.55 | CP25 | CP25 | Load feeder fuseless, Direct-on-line starting 400 V AC, Size S00 4.5...6.3 A 24 V DC screw terminal for installation on standard mounting rail Type of coordination 2, Iq = 150 kA (also fulfills type of coordination 1) 1 NC (contactor) 1 NO+1 NC (circuit breaker, transverse) Reusable packaging contains 24 units | - | 0 | 0
3RA2115-1GE15-1EG6 |  | 3RA2115-1GE15-1EG6 | 1 | UN | 1 | 0 | A | D | N | N | 85364900 | 1 |  | 0.73 | KG | 204.25 | 204.25 | CP25 | CP25 | Load feeder fuseless, Direct-on-line starting 400 V AC, Size S00 4.50...6.30 A 100 V, 50 Hz 100...110 V, 60 Hz Spring-type terminal for installation on standard mounting rail (also fulfills type of coordination 1) Type of coordination 2, Iq = 150 kA 1 NO (contactor) 1 NO+1 NC (circuit breaker, transverse) Coil with RC element plugged on at the front(contactor) | - | 0 | 7
3RA2115-1HA15-1EG6 |  | 3RA2115-1HA15-1EG6 | 1 | UN | 1 | 0 | A | D | N | N | 85364900 | 1 |  | 0.6 | KG | 204.25 | 204.25 | CP25 | CP25 | Load feeder fuseless, Direct-on-line starting 400 V AC, Size S00 5.50...8.00 A 100 V, 50 Hz 100...110 V, 60 Hz screw terminal for installation on standard mounting rail (also fulfills type of coordination 1) Type of coordination 2, Iq = 150 kA 1 NO (contactor) 1 NO+1 NC (circuit breaker, transverse) Coil with RC element plugged on at the front(contactor) | - | 0 | 7
3RA2115-1HA17-1BB4 |  | 3RA2115-1HA17-1BB4 | 1 | UN | 1 | 2 | A | D | N | N | 85364900 | 1 | 4047621042411 | 0.666 | KG | 150.1 | 150.1 | CP25 | CP25 | Load feeder fuseless, Direct-on-line starting 400 V AC, Size S00 5.50...8.00 A 24 V DC screw terminal for installation on standard mounting rail Type of coordination 1, Iq = 150 kA 1 NO (contactor) | - | 0 | 0
3RA2115-1HE15-1EG6 |  | 3RA2115-1HE15-1EG6 | 1 | UN | 1 | 0 | A | D | EAR99 | N | 85364900 | 1 |  | 0.73 | KG | 204.25 | 204.25 | CP25 | CP25 | Load feeder fuseless, Direct-on-line starting 400 V AC, Size S00 5.50...8.00 A 100 V, 50 Hz 100...110 V, 60 Hz Spring-type terminal for installation on standard mounting rail (also fulfills type of coordination 1) Type of coordination 2, Iq = 150 kA 1 NO (contactor) 1 NO+1 NC (circuit breaker, transverse) Coil with RC element plugged on at the front(contactor) | - | 0 | 7
3RA2115-1JA16-1EG6 |  | 3RA2115-1JA16-1EG6 | 1 | UN | 1 | 0 | A | D | N | N | 85364900 | 1 |  | 0.7 | KG | 219.45 | 219.45 | CP25 | CP25 | Load feeder fuseless, Direct-on-line starting 400 V AC, Size S00 7...10 A 100 V, 50 Hz 100...110 V, 60 Hz screw terminal for installation on standard mounting rail (also fulfills type of coordination 1) Type of coordination 2, Iq = 150 kA 1 NO (contactor) 1 NO+1 NC (circuit breaker, transverse) Coil with RC element plugged on at the front(contactor) | - | 0 | 7
3RA2115-1JE16-1EG6 |  | 3RA2115-1JE16-1EG6 | 1 | UN | 1 | 0 | A | D | N | N | 85364900 | 1 |  | 0.8 | KG | 219.45 | 219.45 | CP25 | CP25 | Load feeder fuseless, Direct-on-line starting 400 V AC, Size S00 7...10 A 100 V, 50 Hz 100...110 V, 60 Hz Spring-type terminal for installation on standard mounting rail (also fulfills type of coordination 1) Type of coordination 2, Iq = 150 kA 1 NO (contactor) 1 NO+1 NC (circuit breaker, transverse) Coil with RC element plugged on at the front(contactor) | - | 0 | 7
3RA2115-1KA17-1BB4 |  | 3RA2115-1KA17-1BB4 | 1 | UN | 1 | 0 | A | D | N | N | 85364900 | 1 | 4047621034836 | 0.673 | KG | 169.1 | 169.1 | CP25 | CP25 | Load feeder fuseless, Direct-on-line starting 400 V AC, Size S00 9.00...12.5 A 24 V DC screw terminal for installation on standard mounting rail Type of coordination 1, Iq = 150 kA 1 NO (contactor) | - | 0 | 0
3RA2115-1KA17-1EG6 |  | 3RA2115-1KA17-1EG6 | 1 | UN | 1 | 0 | A | D | N | N | 85364900 | 1 |  | 0.7 | KG | 231.8 | 231.8 | CP25 | CP25 | Load feeder fuseless, Direct-on-line starting 400 V AC, Size S00 9...12.5 A 100 V, 50 Hz 100...110 V, 60 Hz screw terminal for installation on standard mounting rail (also fulfills type of coordination 1) Type of coordination 2, Iq = 150 kA 1 NO (contactor) 1 NO+1 NC (circuit breaker, transverse) Coil with RC element plugged on at the front(contactor) | - | 0 | 7
3RA2115-1KE17-1EG6 |  | 3RA2115-1KE17-1EG6 | 1 | UN | 1 | 0 | A | D | N | N | 85364900 | 1 |  | 0.7 | KG | 231.8 | 231.8 | CP25 | CP25 | Load feeder fuseless, Direct-on-line starting 400 V AC, Size S00 9...12.5 A 100 V, 50 Hz 100...110 V, 60 Hz Spring-type terminal for installation on standard mounting rail (also fulfills type of coordination 1) Type of coordination 2, Iq = 150 kA 1 NO (contactor) 1 NO+1 NC (circuit breaker, transverse) Coil with RC element plugged on at the front(contactor) | - | 0 | 7
3RA2115-4AA18-1EG6 |  | 3RA2115-4AA18-1EG6 | 1 | UN | 1 | 0 | A | D | N | N | 85364900 | 1 |  | 0.7 | KG | 251.75 | 251.75 | CP25 | CP25 | Load feeder fuseless, Direct-on-line starting 400 V AC, Size S00 10...16 A 100 V, 50 Hz 100...110 V, 60 Hz screw terminal for installation on standard mounting rail (also fulfills type of coordination 1) Type of coordination 2, Iq = 150 kA 1 NO (contactor) 1 NO+1 NC (circuit breaker, transverse) Coil with RC element plugged on at the front(contactor) | - | 0 | 7
3RA2115-4AE18-1EG6 |  | 3RA2115-4AE18-1EG6 | 1 | UN | 1 | 0 | A | D | N | N | 85364900 | 1 |  | 0.7 | KG | 251.75 | 251.75 | CP25 | CP25 | Load feeder fuseless, Direct-on-line starting 400 V AC, Size S00 10...16 A 100 V, 50 Hz 100...110 V, 60 Hz Spring-type terminal for installation on standard mounting rail (also fulfills type of coordination 1) Type of coordination 2, Iq = 150 kA 1 NO (contactor) 1 NO+1 NC (circuit breaker, transverse) Coil with RC element plugged on at the front(contactor) | - | 0 | 7
3RA2120-1FA24-0AP0 |  | 3RA2120-1FA24-0AP0 | 1 | UN | 1 | 2 | A | D | N | N | 85364900 | 1 | 4011209794214 | 0.805 | KG | 133 | 133 | CP25 | CP25 | Load feeder fuseless, Direct-on-line starting 400 V AC, Size S0 3.50...5.00 A 230 V AC screw terminal for installation on standard mounting rail (also fulfills type of coordination 1) Type of coordination 2, Iq = 150 kA 1 NO+1 NC (contactor) | - | 0 | 0
3RA2120-1FA24-0BB4 |  | 3RA2120-1FA24-0BB4 | 1 | UN | 1 | 2 | A | D | N | N | 85364900 | 1 | 4011209793880 | 1.01 | KG | 175.75 | 175.75 | CP25 | CP25 | Load feeder fuseless, Direct-on-line starting 400 V AC, Size S0 3.50...5.00 A 24 V DC screw terminal for installation on standard mounting rail (also fulfills type of coordination 1) Type of coordination 2, Iq = 150 kA 1 NO+1 NC (contactor) | - | 0 | 0
3RA2120-1FA24-0FB4 |  | 3RA2120-1FA24-0FB4 | 1 | UN | 1 | 0 | A | D | N | N | 85364900 | 1 | 4011209933590 | 0.8 | KG | 197.6 | 197.6 | CP25 | CP25 | Load feeder fuseless, Direct-on-line starting 400 V AC, Size S0 3.50...5.00 A 24 V DC screw terminal for installation on standard mounting rail (also fulfills type of coordination 1) Type of coordination 2, Iq = 150 kA 1 NO+1 NC (contactor) with diode combination plugged in at the front | - | 0 | 0
3RA2120-1FD24-0AP0 |  | 3RA2120-1FD24-0AP0 | 1 | UN | 1 | 2 | A | D | N | N | 85364900 | 1 | 4011209797215 | 1.25 | KG | 164.35 | 164.35 | CP25 | CP25 | Load feeder fuseless, Direct-on-line starting 400 V AC, Size S0 3.50...5.00 A 230 V AC screw terminal for 60 mm busbar systems (also fulfills type of coordination 1) Type of coordination 2, Iq = 150 kA 1 NO+1 NC (contactor) | - | 0 | 0
3RA2120-1FD24-0BB4 |  | 3RA2120-1FD24-0BB4 | 1 | UN | 1 | 2 | A | D | N | N | 85364900 | 1 | 4011209797178 | 1.46 | KG | 207.1 | 207.1 | CP25 | CP25 | Load feeder fuseless, Direct-on-line starting 400 V AC, Size S0 3.50...5.00 A 24 V DC screw terminal for 60 mm busbar systems (also fulfills type of coordination 1) Type of coordination 2, Iq = 150 kA 1 NO+1 NC (contactor) | - | 0 | 0
3RA2120-1FD24-0FB4 |  | 3RA2120-1FD24-0FB4 | 1 | UN | 1 | 0 | A | D | N | N | 85364900 | 1 | 4011209933835 | 1.5 | KG | 228 | 228 | CP25 | CP25 | Load feeder fuseless, Direct-on-line starting 400 V AC, Size S0 3.50...5.00 A 24 V DC screw terminal for 60 mm busbar systems (also fulfills type of coordination 1) Type of coordination 2, Iq = 150 kA 1 NO+1 NC (contactor) with diode combination plugged in at the front | - | 0 | 0
3RA2120-1FE24-0AP0 |  | 3RA2120-1FE24-0AP0 | 1 | UN | 1 | 5 | B | D | N | N | 85364900 | 1 | 4011209917026 | 0.952 | KG | 133 | 133 | CP25 | CP25 | Load feeder fuseless, Direct-on-line starting 400 V AC, Size S0 3.50...5.00 A 230 V AC Spring-type terminal for installation on standard mounting rail (also fulfills type of coordination 1) Type of coordination 2, Iq = 150 kA 1 NO+1 NC (contactor) | - | 0 | 0
3RA2120-1FE24-0BB4 |  | 3RA2120-1FE24-0BB4 | 1 | UN | 1 | 5 | B | D | N | N | 85364900 | 1 | 4011209917071 | 1.143 | KG | 175.75 | 175.75 | CP25 | CP25 | Load feeder fuseless, Direct-on-line starting 400 V AC, Size S0 3.50...5.00 A 24 V DC Spring-type terminal for installation on standard mounting rail (also fulfills type of coordination 1) Type of coordination 2, Iq = 150 kA 1 NO+1 NC (contactor) | - | 0 | 0
3RA2120-1FH24-0AP0 |  | 3RA2120-1FH24-0AP0 | 1 | UN | 1 | 5 | B | D | N | N | 85364900 | 1 | 4011209917125 | 1.406 | KG | 170.05 | 170.05 | CP25 | CP25 | Load feeder fuseless, Direct-on-line starting 400 V AC, Size S0 3.50...5.00 A 230 V AC Spring-type terminal for 60 mm busbar systems (also fulfills type of coordination 1) Type of coordination 2, Iq = 150 kA 1 NO+1 NC (contactor) | - | 0 | 0
3RA2120-1FH24-0BB4 |  | 3RA2120-1FH24-0BB4 | 1 | UN | 1 | 5 | B | D | N | N | 85364900 | 1 | 4011209917170 | 1.603 | KG | 209.95 | 209.95 | CP25 | CP25 | Load feeder fuseless, Direct-on-line starting 400 V AC, Size S0 3.50...5.00 A 24 V DC Spring-type terminal for 60 mm busbar systems (also fulfills type of coordination 1) Type of coordination 2, Iq = 150 kA 1 NO+1 NC (contactor) | - | 0 | 0
3RA2120-1GA24-0AP0 |  | 3RA2120-1GA24-0AP0 | 1 | UN | 1 | 2 | A | D | N | N | 85364900 | 1 | 4011209794221 | 0.86 | KG | 133 | 133 | CP25 | CP25 | Load feeder fuseless, Direct-on-line starting 400 V AC, Size S0 4.50...6.30 A 230 V AC screw terminal for installation on standard mounting rail (also fulfills type of coordination 1) Type of coordination 2, Iq = 150 kA 1 NO+1 NC (contactor) | - | 0 | 0
3RA2120-1GA24-0BB4 |  | 3RA2120-1GA24-0BB4 | 1 | UN | 1 | 2 | A | D | N | N | 85364900 | 1 | 4011209793897 | 1.015 | KG | 175.75 | 175.75 | CP25 | CP25 | Load feeder fuseless, Direct-on-line starting 400 V AC, Size S0 4.50...6.30 A 24 V DC screw terminal for installation on standard mounting rail (also fulfills type of coordination 1) Type of coordination 2, Iq = 150 kA 1 NO+1 NC (contactor) | - | 0 | 0
3RA2120-1GA24-0FB4 |  | 3RA2120-1GA24-0FB4 | 1 | UN | 1 | 0 | A | D | N | N | 85364900 | 1 | 4011209933606 | 0.999 | KG | 197.6 | 197.6 | CP25 | CP25 | Load feeder fuseless, Direct-on-line starting 400 V AC, Size S0 4.50...6.30 A 24 V DC screw terminal for installation on standard mounting rail (also fulfills type of coordination 1) Type of coordination 2, Iq = 150 kA 1 NO+1 NC (contactor) with diode combination plugged in at the front | - | 0 | 0
3RA2120-1GD24-0AP0 |  | 3RA2120-1GD24-0AP0 | 1 | UN | 1 | 2 | A | D | N | N | 85364900 | 1 | 4011209797222 | 1.245 | KG | 164.35 | 164.35 | CP25 | CP25 | Load feeder fuseless, Direct-on-line starting 400 V AC, Size S0 4.50...6.30 A 230 V AC screw terminal for 60 mm busbar systems (also fulfills type of coordination 1) Type of coordination 2, Iq = 150 kA 1 NO+1 NC (contactor) | - | 0 | 0
3RA2120-1GD24-0BB4 |  | 3RA2120-1GD24-0BB4 | 1 | UN | 1 | 2 | A | D | N | N | 85364900 | 1 | 4011209797086 | 1.46 | KG | 207.1 | 207.1 | CP25 | CP25 | Load feeder fuseless, Direct-on-line starting 400 V AC, Size S0 4.50...6.30 A 24 V DC screw terminal for 60 mm busbar systems (also fulfills type of coordination 1) Type of coordination 2, Iq = 150 kA 1 NO+1 NC (contactor) | - | 0 | 0
3RA2120-1GD24-0FB4 |  | 3RA2120-1GD24-0FB4 | 1 | UN | 1 | 0 | A | D | N | N | 85364900 | 1 | 4011209933842 | 1.447 | KG | 228 | 228 | CP25 | CP25 | Load feeder fuseless, Direct-on-line starting 400 V AC, Size S0 4.50...6.30 A 24 V DC screw terminal for 60 mm busbar systems (also fulfills type of coordination 1) Type of coordination 2, Iq = 150 kA 1 NO+1 NC (contactor) with diode combination plugged in at the front | - | 0 | 0
3RA2120-1GE24-0AP0 |  | 3RA2120-1GE24-0AP0 | 1 | UN | 1 | 5 | B | D | N | N | 85364900 | 1 | 4011209917033 | 0.971 | KG | 133 | 133 | CP25 | CP25 | Load feeder fuseless, Direct-on-line starting 400 V AC, Size S0 4.50...6.30 A 230 V AC Spring-type terminal for installation on standard mounting rail (also fulfills type of coordination 1) Type of coordination 2, Iq = 150 kA 1 NO+1 NC (contactor) | - | 0 | 0
3RA2120-1GE24-0BB4 |  | 3RA2120-1GE24-0BB4 | 1 | UN | 1 | 5 | B | D | N | N | 85364900 | 1 | 4011209917088 | 1.142 | KG | 175.75 | 175.75 | CP25 | CP25 | Load feeder fuseless, Direct-on-line starting 400 V AC, Size S0 4.50...6.30 A 24 V DC Spring-type terminal for installation on standard mounting rail (also fulfills type of coordination 1) Type of coordination 2, Iq = 150 kA 1 NO+1 NC (contactor) | - | 0 | 0
3RA2120-1GH24-0AP0 |  | 3RA2120-1GH24-0AP0 | 1 | UN | 1 | 5 | B | D | N | N | 85364900 | 1 | 4011209917132 | 1.414 | KG | 170.05 | 170.05 | CP25 | CP25 | Load feeder fuseless, Direct-on-line starting 400 V AC, Size S0 4.50...6.30 A 230 V AC Spring-type terminal for 60 mm busbar systems (also fulfills type of coordination 1) Type of coordination 2, Iq = 150 kA 1 NO+1 NC (contactor) | - | 0 | 0
3RA2120-1GH24-0BB4 |  | 3RA2120-1GH24-0BB4 | 1 | UN | 1 | 5 | B | D | N | N | 85364900 | 1 | 4011209917187 | 1.587 | KG | 209.95 | 209.95 | CP25 | CP25 | Load feeder fuseless, Direct-on-line starting 400 V AC, Size S0 4.50...6.30 A 24 V DC Spring-type terminal for 60 mm busbar systems (also fulfills type of coordination 1) Type of coordination 2, Iq = 150 kA 1 NO+1 NC (contactor) | - | 0 | 0
3RA2120-1HA24-0AP0 |  | 3RA2120-1HA24-0AP0 | 1 | UN | 1 | 2 | A | D | N | N | 85364900 | 1 | 4011209794238 | 0.825 | KG | 133 | 133 | CP25 | CP25 | Load feeder fuseless, Direct-on-line starting 400 V AC, Size S0 5.50...8.00 A 230 V AC screw terminal for installation on standard mounting rail (also fulfills type of coordination 1) Type of coordination 2, Iq = 150 kA 1 NO+1 NC (contactor) | - | 0 | 0
3RA2120-1HA24-0BB4 |  | 3RA2120-1HA24-0BB4 | 1 | UN | 1 | 2 | A | D | N | N | 85364900 | 1 | 4011209793903 | 1.005 | KG | 175.75 | 175.75 | CP25 | CP25 | Load feeder fuseless, Direct-on-line starting 400 V AC, Size S0 5.50...8.00 A 24 V DC screw terminal for installation on standard mounting rail (also fulfills type of coordination 1) Type of coordination 2, Iq = 150 kA 1 NO+1 NC (contactor) | - | 0 | 0
3RA2120-1HA24-0FB4 |  | 3RA2120-1HA24-0FB4 | 1 | UN | 1 | 0 | A | D | N | N | 85364900 | 1 | 4011209933613 | 1.022 | KG | 197.6 | 197.6 | CP25 | CP25 | Load feeder fuseless, Direct-on-line starting 400 V AC, Size S0 5.50...8.00 A 24 V DC screw terminal for installation on standard mounting rail (also fulfills type of coordination 1) Type of coordination 2, Iq = 150 kA 1 NO+1 NC (contactor) with diode combination plugged in at the front | - | 0 | 0
3RA2120-1HD24-0AP0 |  | 3RA2120-1HD24-0AP0 | 1 | UN | 1 | 2 | A | D | N | N | 85364900 | 1 | 4011209797239 | 1.255 | KG | 164.35 | 164.35 | CP25 | CP25 | Load feeder fuseless, Direct-on-line starting 400 V AC, Size S0 5.50...8.00 A 230 V AC screw terminal for 60 mm busbar systems (also fulfills type of coordination 1) Type of coordination 2, Iq = 150 kA 1 NO+1 NC (contactor) | - | 0 | 0
3RA2120-1HD24-0BB4 |  | 3RA2120-1HD24-0BB4 | 1 | UN | 1 | 2 | A | D | N | N | 85364900 | 1 | 4011209797093 | 1.442 | KG | 207.1 | 207.1 | CP25 | CP25 | Load feeder fuseless, Direct-on-line starting 400 V AC, Size S0 5.50...8.00 A 24 V DC screw terminal for 60 mm busbar systems (also fulfills type of coordination 1) Type of coordination 2, Iq = 150 kA 1 NO+1 NC (contactor) | - | 0 | 0
3RA2120-1HD24-0FB4 |  | 3RA2120-1HD24-0FB4 | 1 | UN | 1 | 0 | A | D | N | N | 85364900 | 1 | 4011209933859 | 1.45 | KG | 228 | 228 | CP25 | CP25 | Load feeder fuseless, Direct-on-line starting 400 V AC, Size S0 5.50...8.00 A 24 V DC screw terminal for 60 mm busbar systems (also fulfills type of coordination 1) Type of coordination 2, Iq = 150 kA 1 NO+1 NC (contactor) with diode combination plugged in at the front | - | 0 | 0
3RA2120-1HE24-0AP0 |  | 3RA2120-1HE24-0AP0 | 1 | UN | 1 | 5 | B | D | N | N | 85364900 | 1 | 4011209917040 | 0.963 | KG | 133 | 133 | CP25 | CP25 | Load feeder fuseless, Direct-on-line starting 400 V AC, Size S0 5.50...8.00 A 230 V AC Spring-type terminal for installation on standard mounting rail (also fulfills type of coordination 1) Type of coordination 2, Iq = 150 kA 1 NO+1 NC (contactor) | - | 0 | 0
3RA2120-1HE24-0BB4 |  | 3RA2120-1HE24-0BB4 | 1 | UN | 1 | 5 | B | D | N | N | 85364900 | 1 | 4011209917095 | 1.144 | KG | 175.75 | 175.75 | CP25 | CP25 | Load feeder fuseless, Direct-on-line starting 400 V AC, Size S0 5.50...8.00 A 24 V DC Spring-type terminal for installation on standard mounting rail (also fulfills type of coordination 1) Type of coordination 2, Iq = 150 kA 1 NO+1 NC (contactor) | - | 0 | 0
3RA2120-1HH24-0AP0 |  | 3RA2120-1HH24-0AP0 | 1 | UN | 1 | 5 | B | D | N | N | 85364900 | 1 | 4011209917149 | 1.425 | KG | 170.05 | 170.05 | CP25 | CP25 | Load feeder fuseless, Direct-on-line starting 400 V AC, Size S0 5.50...8.00 A 230 V AC Spring-type terminal for 60 mm busbar systems (also fulfills type of coordination 1) Type of coordination 2, Iq = 150 kA 1 NO+1 NC (contactor) | - | 0 | 0
3RA2120-1HH24-0BB4 |  | 3RA2120-1HH24-0BB4 | 1 | UN | 1 | 5 | B | D | N | N | 85364900 | 1 | 4011209917194 | 1.586 | KG | 209.95 | 209.95 | CP25 | CP25 | Load feeder fuseless, Direct-on-line starting 400 V AC, Size S0 5.50...8.00 A 24 V DC Spring-type terminal for 60 mm busbar systems (also fulfills type of coordination 1) Type of coordination 2, Iq = 150 kA 1 NO+1 NC (contactor) | - | 0 | 0
3RA2120-1JA24-0AP0 |  | 3RA2120-1JA24-0AP0 | 1 | UN | 1 | 2 | A | D | N | N | 85364900 | 1 | 4011209860728 | 0.86 | KG | 142.5 | 142.5 | CP25 | CP25 | Load feeder fuseless, Direct-on-line starting 400 V AC, Size S0 7.00...10.0 A 230 V AC screw terminal for installation on standard mounting rail (also fulfills type of coordination 1) Type of coordination 2, Iq = 150 kA 1 NO+1 NC (contactor) | - | 0 | 0
3RA2120-1JA24-0BB4 |  | 3RA2120-1JA24-0BB4 | 1 | UN | 1 | 2 | A | D | N | N | 85364900 | 1 | 4011209860759 | 1.007 | KG | 183.35 | 183.35 | CP25 | CP25 | Load feeder fuseless, Direct-on-line starting 400 V AC, Size S0 7.00...10.0 A 24 V DC screw terminal for installation on standard mounting rail (also fulfills type of coordination 1) Type of coordination 2, Iq = 150 kA 1 NO+1 NC (contactor) | - | 0 | 0
3RA2120-1JA24-0FB4 |  | 3RA2120-1JA24-0FB4 | 1 | UN | 1 | 0 | A | D | N | N | 85364900 | 1 | 4011209933620 | 1.015 | KG | 205.2 | 205.2 | CP25 | CP25 | Load feeder fuseless, Direct-on-line starting 400 V AC, Size S0 7.00...10.0 A 24 V DC screw terminal for installation on standard mounting rail (also fulfills type of coordination 1) Type of coordination 2, Iq = 150 kA 1 NO+1 NC (contactor) with diode combination plugged in at the front | - | 0 | 0
3RA2120-1JD24-0AP0 |  | 3RA2120-1JD24-0AP0 | 1 | UN | 1 | 2 | A | D | N | N | 85364900 | 1 | 4011209860780 | 1.2 | KG | 172.9 | 172.9 | CP25 | CP25 | Load feeder fuseless, Direct-on-line starting 400 V AC, Size S0 7.00...10.0 A 230 V AC screw terminal for 60 mm busbar systems (also fulfills type of coordination 1) Type of coordination 2, Iq = 150 kA 1 NO+1 NC (contactor) | - | 0 | 0
3RA2120-1JD24-0BB4 |  | 3RA2120-1JD24-0BB4 | 1 | UN | 1 | 2 | A | D | N | N | 85364900 | 1 | 4011209860810 | 1.449 | KG | 214.7 | 214.7 | CP25 | CP25 | Load feeder fuseless, Direct-on-line starting 400 V AC, Size S0 7.00...10.0 A 24 V DC screw terminal for 60 mm busbar systems (also fulfills type of coordination 1) Type of coordination 2, Iq = 150 kA 1 NO+1 NC (contactor) | - | 0 | 0
3RA2120-1JD24-0FB4 |  | 3RA2120-1JD24-0FB4 | 1 | UN | 1 | 0 | A | D | N | N | 85364900 | 1 | 4011209933866 | 1.44 | KG | 235.6 | 235.6 | CP25 | CP25 | Load feeder fuseless, Direct-on-line starting 400 V AC, Size S0 7.00...10.0 A 24 V DC screw terminal for 60 mm busbar systems (also fulfills type of coordination 1) Type of coordination 2, Iq = 150 kA 1 NO+1 NC (contactor) with diode combination plugged in at the front | - | 0 | 0
3RA2120-1JE24-0AP0 |  | 3RA2120-1JE24-0AP0 | 1 | UN | 1 | 5 | B | D | N | N | 85364900 | 1 | 4011209917057 | 0.974 | KG | 141.55 | 141.55 | CP25 | CP25 | Load feeder fuseless, Direct-on-line starting 400 V AC, Size S0 7.00...10.0 A 230 V AC Spring-type terminal for installation on standard mounting rail (also fulfills type of coordination 1) Type of coordination 2, Iq = 150 kA 1 NO+1 NC (contactor) | - | 0 | 0
3RA2120-1JE24-0BB4 |  | 3RA2120-1JE24-0BB4 | 1 | UN | 1 | 5 | B | D | N | N | 85364900 | 1 | 4011209917101 | 1.2 | KG | 183.35 | 183.35 | CP25 | CP25 | Load feeder fuseless, Direct-on-line starting 400 V AC, Size S0 7.00...10.0 A 24 V DC Spring-type terminal for installation on standard mounting rail (also fulfills type of coordination 1) Type of coordination 2, Iq = 150 kA 1 NO+1 NC (contactor) | - | 0 | 0
3RA2120-1JH24-0AP0 |  | 3RA2120-1JH24-0AP0 | 1 | UN | 1 | 5 | B | D | N | N | 85364900 | 1 | 4011209917156 | 1.419 | KG | 177.65 | 177.65 | CP25 | CP25 | Load feeder fuseless, Direct-on-line starting 400 V AC, Size S0 7.00...10.0 A 230 V AC Spring-type terminal for 60 mm busbar systems (also fulfills type of coordination 1) Type of coordination 2, Iq = 150 kA 1 NO+1 NC (contactor) | - | 0 | 0
3RA2120-1JH24-0BB4 |  | 3RA2120-1JH24-0BB4 | 1 | UN | 1 | 5 | B | D | N | N | 85364900 | 1 | 4011209917200 | 1.606 | KG | 218.5 | 218.5 | CP25 | CP25 | Load feeder fuseless, Direct-on-line starting 400 V AC, Size S0 7.00...10.0 A 24 V DC Spring-type terminal for 60 mm busbar systems (also fulfills type of coordination 1) Type of coordination 2, Iq = 150 kA 1 NO+1 NC (contactor) | - | 0 | 0
3RA2120-1KA24-0AP0 |  | 3RA2120-1KA24-0AP0 | 1 | UN | 1 | 2 | A | D | N | N | 85364900 | 1 | 4011209860735 | 0.814 | KG | 142.5 | 142.5 | CP25 | CP25 | Load feeder fuseless, Direct-on-line starting 400 V AC, Size S0 9.00...12.5 A 230 V AC screw terminal for installation on standard mounting rail (also fulfills type of coordination 1) Type of coordination 2, Iq = 150 kA 1 NO+1 NC (contactor) | - | 0 | 0
3RA2120-1KA24-0BB4 |  | 3RA2120-1KA24-0BB4 | 1 | UN | 1 | 2 | A | D | N | N | 85364900 | 1 | 4011209860766 | 1.006 | KG | 183.35 | 183.35 | CP25 | CP25 | Load feeder fuseless, Direct-on-line starting 400 V AC, Size S0 9.00...12.5 A 24 V DC screw terminal for installation on standard mounting rail (also fulfills type of coordination 1) Type of coordination 2, Iq = 150 kA 1 NO+1 NC (contactor) | - | 0 | 0
3RA2120-1KA24-0FB4 |  | 3RA2120-1KA24-0FB4 | 1 | UN | 1 | 0 | A | D | N | N | 85364900 | 1 | 4011209933637 | 1 | KG | 205.2 | 205.2 | CP25 | CP25 | Load feeder fuseless, Direct-on-line starting 400 V AC, Size S0 9.00...12.5 A 24 V DC screw terminal for installation on standard mounting rail (also fulfills type of coordination 1) Type of coordination 2, Iq = 150 kA 1 NO+1 NC (contactor) with diode combination plugged in at the front | - | 0 | 0
3RA2120-1KD24-0AP0 |  | 3RA2120-1KD24-0AP0 | 1 | UN | 1 | 2 | A | D | N | N | 85364900 | 1 | 4011209860797 | 1.246 | KG | 172.9 | 172.9 | CP25 | CP25 | Load feeder fuseless, Direct-on-line starting 400 V AC, Size S0 9.00...12.5 A 230 V AC screw terminal for 60 mm busbar systems (also fulfills type of coordination 1) Type of coordination 2, Iq = 150 kA 1 NO+1 NC (contactor) | - | 0 | 0
3RA2120-1KD24-0BB4 |  | 3RA2120-1KD24-0BB4 | 1 | UN | 1 | 2 | A | D | N | N | 85364900 | 1 | 4011209860827 | 1.47 | KG | 214.7 | 214.7 | CP25 | CP25 | Load feeder fuseless, Direct-on-line starting 400 V AC, Size S0 9.00...12.5 A 24 V DC screw terminal for 60 mm busbar systems (also fulfills type of coordination 1) Type of coordination 2, Iq = 150 kA 1 NO+1 NC (contactor) | - | 0 | 0
3RA2120-1KD24-0FB4 |  | 3RA2120-1KD24-0FB4 | 1 | UN | 1 | 0 | A | D | N | N | 85364900 | 1 | 4011209933873 | 1.44 | KG | 235.6 | 235.6 | CP25 | CP25 | Load feeder fuseless, Direct-on-line starting 400 V AC, Size S0 9.00...12.5 A 24 V DC screw terminal for 60 mm busbar systems (also fulfills type of coordination 1) Type of coordination 2, Iq = 150 kA 1 NO+1 NC (contactor) with diode combination plugged in at the front | - | 0 | 0
3RA2120-1KE24-0AP0 |  | 3RA2120-1KE24-0AP0 | 1 | UN | 1 | 5 | B | D | N | N | 85364900 | 1 | 4011209917064 | 0.947 | KG | 141.55 | 141.55 | CP25 | CP25 | Load feeder fuseless, Direct-on-line starting 400 V AC, Size S0 9.00...12.5 A 230 V AC Spring-type terminal for installation on standard mounting rail (also fulfills type of coordination 1) Type of coordination 2, Iq = 150 kA 1 NO+1 NC (contactor) | - | 0 | 0
3RA2120-1KE24-0BB4 |  | 3RA2120-1KE24-0BB4 | 1 | UN | 1 | 5 | B | D | N | N | 85364900 | 1 | 4011209917118 | 1.142 | KG | 183.35 | 183.35 | CP25 | CP25 | Load feeder fuseless, Direct-on-line starting 400 V AC, Size S0 9.00...12.5 A 24 V DC Spring-type terminal for installation on standard mounting rail (also fulfills type of coordination 1) Type of coordination 2, Iq = 150 kA 1 NO+1 NC (contactor) | - | 0 | 0
3RA2120-1KH24-0AP0 |  | 3RA2120-1KH24-0AP0 | 1 | UN | 1 | 5 | B | D | N | N | 85364900 | 1 | 4011209917163 | 1.41 | KG | 177.65 | 177.65 | CP25 | CP25 | Load feeder fuseless, Direct-on-line starting 400 V AC, Size S0 9.00...12.5 A 230 V AC Spring-type terminal for 60 mm busbar systems (also fulfills type of coordination 1) Type of coordination 2, Iq = 150 kA 1 NO+1 NC (contactor) | - | 0 | 0
3RA2120-1KH24-0BB4 |  | 3RA2120-1KH24-0BB4 | 1 | UN | 1 | 5 | B | D | N | N | 85364900 | 1 | 4011209917217 | 1.59 | KG | 218.5 | 218.5 | CP25 | CP25 | Load feeder fuseless, Direct-on-line starting 400 V AC, Size S0 9.00...12.5 A 24 V DC Spring-type terminal for 60 mm busbar systems (also fulfills type of coordination 1) Type of coordination 2, Iq = 150 kA 1 NO+1 NC (contactor) | - | 0 | 0
3RA2120-4AA26-0AP0 |  | 3RA2120-4AA26-0AP0 | 1 | UN | 1 | 2 | A | D | N | N | 85364900 | 1 | 4011209794269 | 0.828 | KG | 175.75 | 175.75 | CP25 | CP25 | Load feeder fuseless, Direct-on-line starting 400 V AC, Size S0 10...16 A 230 V AC screw terminal for installation on standard mounting rail (also fulfills type of coordination 1) Type of coordination 2, Iq = 150 kA 1 NO+1 NC (contactor) | - | 0 | 0
3RA2120-4AA26-0BB4 |  | 3RA2120-4AA26-0BB4 | 1 | UN | 1 | 2 | A | D | N | N | 85364900 | 1 | 4011209793934 | 1.023 | KG | 223.25 | 223.25 | CP25 | CP25 | Load feeder fuseless, Direct-on-line starting 400 V AC, Size S0 10...16 A 24 V DC screw terminal for installation on standard mounting rail (also fulfills type of coordination 1) Type of coordination 2, Iq = 150 kA 1 NO+1 NC (contactor) | - | 0 | 0
3RA2120-4AA26-0FB4 |  | 3RA2120-4AA26-0FB4 | 1 | UN | 1 | 2 | A | D | N | N | 85364900 | 1 | 4011209933644 | 1.019 | KG | 243.2 | 243.2 | CP25 | CP25 | Load feeder fuseless, Direct-on-line starting 400 V AC, Size S0 10...16 A 24 V DC screw terminal for installation on standard mounting rail (also fulfills type of coordination 1) Type of coordination 2, Iq = 150 kA 1 NO+1 NC (contactor) with diode combination plugged in at the front | - | 0 | 0
3RA2120-4AD26-0AP0 |  | 3RA2120-4AD26-0AP0 | 1 | UN | 1 | 2 | A | D | N | N | 85364900 | 1 | 4011209797260 | 1.282 | KG | 207.1 | 207.1 | CP25 | CP25 | Load feeder fuseless, Direct-on-line starting 400 V AC, Size S0 10...16 A 230 V AC screw terminal for 60 mm busbar systems (also fulfills type of coordination 1) Type of coordination 2, Iq = 150 kA 1 NO+1 NC (contactor) | - | 0 | 0
3RA2120-4AD26-0BB4 |  | 3RA2120-4AD26-0BB4 | 1 | UN | 1 | 2 | A | D | N | N | 85364900 | 1 | 4011209797123 | 1.471 | KG | 255.55 | 255.55 | CP25 | CP25 | Load feeder fuseless, Direct-on-line starting 400 V AC, Size S0 10...16 A 24 V DC screw terminal for 60 mm busbar systems (also fulfills type of coordination 1) Type of coordination 2, Iq = 150 kA 1 NO+1 NC (contactor) | - | 0 | 0
3RA2120-4AD26-0FB4 |  | 3RA2120-4AD26-0FB4 | 1 | UN | 1 | 0 | A | D | N | N | 85364900 | 1 | 4011209933880 | 1.451 | KG | 273.6 | 273.6 | CP25 | CP25 | Load feeder fuseless, Direct-on-line starting 400 V AC, Size S0 10...16 A 24 V DC screw terminal for 60 mm busbar systems (also fulfills type of coordination 1) Type of coordination 2, Iq = 150 kA 1 NO+1 NC (contactor) with diode combination plugged in at the front | - | 0 | 0
3RA2120-4AE26-0AP0 |  | 3RA2120-4AE26-0AP0 | 1 | UN | 1 | 2 | A | D | N | N | 85364900 | 1 | 4011209795426 | 0.975 | KG | 175.75 | 175.75 | CP25 | CP25 | Load feeder fuseless, Direct-on-line starting 400 V AC, Size S0 10...16 A 230 V AC Spring-type terminal for installation on standard mounting rail (also fulfills type of coordination 1) Type of coordination 2, Iq = 150 kA 1 NO+1 NC (contactor) | - | 0 | 0
3RA2120-4AE26-0BB4 |  | 3RA2120-4AE26-0BB4 | 1 | UN | 1 | 2 | A | D | N | N | 85364900 | 1 | 4011209795167 | 1.158 | KG | 222.3 | 222.3 | CP25 | CP25 | Load feeder fuseless, Direct-on-line starting 400 V AC, Size S0 10...16 A 24 V DC Spring-type terminal for installation on standard mounting rail (also fulfills type of coordination 1) Type of coordination 2, Iq = 150 kA 1 NO+1 NC (contactor) | - | 0 | 0
3RA2120-4AH26-0AP0 |  | 3RA2120-4AH26-0AP0 | 1 | UN | 1 | 2 | A | D | N | N | 85364900 | 1 | 4011209797000 | 1.437 | KG | 211.85 | 211.85 | CP25 | CP25 | Load feeder fuseless, Direct-on-line starting 400 V AC, Size S0 10...16 A 230 V AC Spring-type terminal for 60 mm busbar systems (also fulfills type of coordination 1) Type of coordination 2, Iq = 150 kA 1 NO+1 NC (contactor) | - | 0 | 0
3RA2120-4AH26-0BB4 |  | 3RA2120-4AH26-0BB4 | 1 | UN | 1 | 2 | A | D | N | N | 85364900 | 1 | 4011209796959 | 1.619 | KG | 257.45 | 257.45 | CP25 | CP25 | Load feeder fuseless, Direct-on-line starting 400 V AC, Size S0 10...16 A 24 V DC Spring-type terminal for 60 mm busbar systems (also fulfills type of coordination 1) Type of coordination 2, Iq = 150 kA 1 NO+1 NC (contactor) | - | 0 | 0
3RA2120-4BA26-0AP0 |  | 3RA2120-4BA26-0AP0 | 1 | UN | 1 | 2 | A | D | N | N | 85364900 | 1 | 4011209794276 | 0.829 | KG | 178.6 | 178.6 | CP25 | CP25 | Load feeder fuseless, Direct-on-line starting 400 V AC, Size S0 13...20 A 230 V AC screw terminal for installation on standard mounting rail Type of coordination 1, Iq = 150 kA 1 NO+1 NC (contactor) | - | 0 | 0
3RA2120-4BA26-0BB4 |  | 3RA2120-4BA26-0BB4 | 1 | UN | 1 | 2 | A | D | N | N | 85364900 | 1 | 4011209793941 | 1.023 | KG | 227.05 | 227.05 | CP25 | CP25 | Load feeder fuseless, Direct-on-line starting 400 V AC, Size S0 13...20 A 24 V DC screw terminal for installation on standard mounting rail Type of coordination 1, Iq = 150 kA 1 NO+1 NC (contactor) | - | 0 | 0
3RA2120-4BA27-0AP0 |  | 3RA2120-4BA27-0AP0 | 1 | UN | 1 | 5 | B | D | N | N | 85364900 | 1 | 4011209895614 | 0.843 | KG | 213.75 | 213.75 | CP25 | CP25 | Load feeder fuseless, Direct-on-line starting 400 V AC, Size S0 13...20 A 230 V AC screw terminal for installation on standard mounting rail (also fulfills type of coordination 1) Type of coordination 2, Iq = 150 kA 1 NO+1 NC (contactor) | - | 0 | 0
3RA2120-4BA27-0BB4 |  | 3RA2120-4BA27-0BB4 | 1 | UN | 1 | 5 | B | D | N | N | 85364900 | 1 | 4011209895621 | 1.04 | KG | 270.75 | 270.75 | CP25 | CP25 | Load feeder fuseless, Direct-on-line starting 400 V AC, Size S0 13...20 A 24 V DC screw terminal for installation on standard mounting rail (also fulfills type of coordination 1) Type of coordination 2, Iq = 150 kA 1 NO+1 NC (contactor) | - | 0 | 0
3RA2120-4BA27-0FB4 |  | 3RA2120-4BA27-0FB4 | 1 | UN | 1 | 0 | A | D | N | N | 85364900 | 1 | 4011209933651 | 1.1 | KG | 292.6 | 292.6 | CP25 | CP25 | Load feeder fuseless, Direct-on-line starting 400 V AC, Size S0 13...20 A 24 V DC screw terminal for installation on standard mounting rail (also fulfills type of coordination 1) Type of coordination 2, Iq = 150 kA 1 NO+1 NC (contactor) with diode combination plugged in at the front | - | 0 | 0
3RA2120-4BD26-0AP0 |  | 3RA2120-4BD26-0AP0 | 1 | UN | 1 | 2 | A | D | N | N | 85364900 | 1 | 4011209797277 | 1.274 | KG | 209.95 | 209.95 | CP25 | CP25 | Load feeder fuseless, Direct-on-line starting 400 V AC, Size S0 13...20 A 230 V AC screw terminal for 60 mm busbar systems Type of coordination 1, Iq = 150 kA 1 NO+1 NC (contactor) | - | 0 | 0
3RA2120-4BD26-0BB4 |  | 3RA2120-4BD26-0BB4 | 1 | UN | 1 | 2 | A | D | N | N | 85364900 | 1 | 4011209797130 | 1.505 | KG | 258.4 | 258.4 | CP25 | CP25 | Load feeder fuseless, Direct-on-line starting 400 V AC, Size S0 13...20 A 24 V DC screw terminal for 60 mm busbar systems Type of coordination 1, Iq = 150 kA 1 NO+1 NC (contactor) | - | 0 | 0
3RA2120-4BD27-0AP0 |  | 3RA2120-4BD27-0AP0 | 1 | UN | 1 | 5 | B | D | N | N | 85364900 | 1 | 4011209895638 | 1.276 | KG | 246.05 | 246.05 | CP25 | CP25 | Load feeder fuseless, Direct-on-line starting 400 V AC, Size S0 13...20 A 230 V AC screw terminal for 60 mm busbar systems (also fulfills type of coordination 1) Type of coordination 2, Iq = 150 kA 1 NO+1 NC (contactor) | - | 0 | 0
3RA2120-4BD27-0BB4 |  | 3RA2120-4BD27-0BB4 | 1 | UN | 1 | 5 | B | D | N | N | 85364900 | 1 | 4011209895645 | 1.477 | KG | 302.1 | 302.1 | CP25 | CP25 | Load feeder fuseless, Direct-on-line starting 400 V AC, Size S0 13...20 A 24 V DC screw terminal for 60 mm busbar systems (also fulfills type of coordination 1) Type of coordination 2, Iq = 150 kA 1 NO+1 NC (contactor) | - | 0 | 0
3RA2120-4BD27-0FB4 |  | 3RA2120-4BD27-0FB4 | 1 | UN | 1 | 0 | A | D | N | N | 85364900 | 1 | 4011209933897 | 1.451 | KG | 323 | 323 | CP25 | CP25 | Load feeder fuseless, Direct-on-line starting 400 V AC, Size S0 13...20 A 24 V DC screw terminal for 60 mm busbar systems (also fulfills type of coordination 1) Type of coordination 2, Iq = 150 kA 1 NO+1 NC (contactor) with diode combination plugged in at the front | - | 0 | 0
3RA2120-4BE26-0AP0 |  | 3RA2120-4BE26-0AP0 | 1 | UN | 1 | 2 | A | D | N | N | 85364900 | 1 | 4011209795433 | 0.966 | KG | 178.6 | 178.6 | CP25 | CP25 | Load feeder fuseless, Direct-on-line starting 400 V AC, Size S0 13...20 A 230 V AC Spring-type terminal for installation on standard mounting rail Type of coordination 1, Iq = 150 kA 1 NO+1 NC (contactor) | - | 0 | 0
3RA2120-4BE26-0BB4 |  | 3RA2120-4BE26-0BB4 | 1 | UN | 1 | 2 | A | D | N | N | 85364900 | 1 | 4011209795174 | 1.15 | KG | 226.1 | 226.1 | CP25 | CP25 | Load feeder fuseless, Direct-on-line starting 400 V AC, Size S0 13...20 A 24 V DC Spring-type terminal for installation on standard mounting rail Type of coordination 1, Iq = 150 kA 1 NO+1 NC (contactor) | - | 0 | 0
3RA2120-4BE27-0AP0 |  | 3RA2120-4BE27-0AP0 | 1 | UN | 1 | 5 | B | D | N | N | 85364900 | 1 | 4011209895652 | 0.976 | KG | 212.8 | 212.8 | CP25 | CP25 | Load feeder fuseless, Direct-on-line starting 400 V AC, Size S0 13...20 A 230 V AC Spring-type terminal for installation on standard mounting rail (also fulfills type of coordination 1) Type of coordination 2, Iq = 150 kA 1 NO+1 NC (contactor) | - | 0 | 0
3RA2120-4BE27-0BB4 |  | 3RA2120-4BE27-0BB4 | 1 | UN | 1 | 5 | B | D | N | N | 85364900 | 1 | 4011209895669 | 1.161 | KG | 270.75 | 270.75 | CP25 | CP25 | Load feeder fuseless, Direct-on-line starting 400 V AC, Size S0 13...20 A 24 V DC Spring-type terminal for installation on standard mounting rail (also fulfills type of coordination 1) Type of coordination 2, Iq = 150 kA 1 NO+1 NC (contactor) | - | 0 | 0
3RA2120-4BH26-0AP0 |  | 3RA2120-4BH26-0AP0 | 1 | UN | 1 | 2 | A | D | N | N | 85364900 | 1 | 4011209797017 | 1.439 | KG | 214.7 | 214.7 | CP25 | CP25 | Load feeder fuseless, Direct-on-line starting 400 V AC, Size S0 13...20 A 230 V AC Spring-type terminal for 60 mm busbar systems Type of coordination 1, Iq = 150 kA 1 NO+1 NC (contactor) | - | 0 | 0
3RA2120-4BH26-0BB4 |  | 3RA2120-4BH26-0BB4 | 1 | UN | 1 | 2 | A | D | N | N | 85364900 | 1 | 4011209796966 | 1.618 | KG | 260.3 | 260.3 | CP25 | CP25 | Load feeder fuseless, Direct-on-line starting 400 V AC, Size S0 13...20 A 24 V DC Spring-type terminal for 60 mm busbar systems Type of coordination 1, Iq = 150 kA 1 NO+1 NC (contactor) | - | 0 | 0
3RA2120-4BH27-0AP0 |  | 3RA2120-4BH27-0AP0 | 1 | UN | 1 | 5 | B | D | N | N | 85364900 | 1 | 4011209895676 | 1.432 | KG | 249.85 | 249.85 | CP25 | CP25 | Load feeder fuseless, Direct-on-line starting 400 V AC, Size S0 13...20 A 230 V AC Spring-type terminal for 60 mm busbar systems (also fulfills type of coordination 1) Type of coordination 2, Iq = 150 kA 1 NO+1 NC (contactor) | - | 0 | 0
3RA2120-4BH27-0AV0 |  | 3RA2120-4BH27-0AV0 | 1 | UN | 1 | 0 | A | D | N | N | 85364900 | 1 | 4011209954021 | 1.432 | KG | 257.45 | 257.45 | CP25 | CP25 | Load feeder fuseless, Direct-on-line starting 400 V AC, Size S0 13...20 A Spring-type terminal for 60 mm busbar systems (also fulfills type of coordination 1) Type of coordination 2, Iq = 150 kA 1 NO+1 NC (contactor) | - | 0 | 0
3RA2120-4BH27-0BB4 |  | 3RA2120-4BH27-0BB4 | 1 | UN | 1 | 5 | B | D | N | N | 85364900 | 1 | 4011209895683 | 1.658 | KG | 304.95 | 304.95 | CP25 | CP25 | Load feeder fuseless, Direct-on-line starting 400 V AC, Size S0 13...20 A 24 V DC Spring-type terminal for 60 mm busbar systems (also fulfills type of coordination 1) Type of coordination 2, Iq = 150 kA 1 NO+1 NC (contactor) | - | 0 | 0
3RA2120-4CA26-0AL2 |  | 3RA2120-4CA26-0AL2 | 1 | UN | 1 | 0 | A | D | N | N | 85364900 | 1 | 4047621008523 | 0.761 | KG | 206.15 | 206.15 | CP25 | CP25 | Load feeder fuseless, Direct-on-line starting 400 V AC, Size S0 16...22 A 230 V AC screw terminal for installation on standard mounting rail Type of assignment 1 1 NO+1 NC (contactor) | - | 0 | 0
3RA2120-4CA27-0AP0 |  | 3RA2120-4CA27-0AP0 | 1 | UN | 1 | 2 | A | D | N | N | 85364900 | 1 | 4011209794283 | 0.836 | KG | 220.4 | 220.4 | CP25 | CP25 | Load feeder fuseless, Direct-on-line starting 400 V AC, Size S0 16...22 A 230 V AC screw terminal for installation on standard mounting rail (also fulfills type of coordination 1) Type of coordination 2, Iq = 150 kA 1 NO+1 NC (contactor) | - | 0 | 0
3RA2120-4CA27-0BB4 |  | 3RA2120-4CA27-0BB4 | 1 | UN | 1 | 2 | A | D | N | N | 85364900 | 1 | 4011209793958 | 1.039 | KG | 276.45 | 276.45 | CP25 | CP25 | Load feeder fuseless, Direct-on-line starting 400 V AC, Size S0 16...22 A 24 V DC screw terminal for installation on standard mounting rail (also fulfills type of coordination 1) Type of coordination 2, Iq = 150 kA 1 NO+1 NC (contactor) | - | 0 | 0
3RA2120-4CA27-0FB4 |  | 3RA2120-4CA27-0FB4 | 1 | UN | 1 | 0 | A | D | N | N | 85364900 | 1 | 4011209933668 | 1.051 | KG | 297.35 | 297.35 | CP25 | CP25 | Load feeder fuseless, Direct-on-line starting 400 V AC, Size S0 16...22 A 24 V DC screw terminal for installation on standard mounting rail (also fulfills type of coordination 1) Type of coordination 2, Iq = 150 kA 1 NO+1 NC (contactor) with diode combination plugged in at the front | - | 0 | 0
3RA2120-4CD27-0AP0 |  | 3RA2120-4CD27-0AP0 | 1 | UN | 1 | 2 | A | D | N | N | 85364900 | 1 | 4011209797284 | 1.26 | KG | 250.8 | 250.8 | CP25 | CP25 | Load feeder fuseless, Direct-on-line starting 400 V AC, Size S0 16...22 A 230 V AC screw terminal for 60 mm busbar systems (also fulfills type of coordination 1) Type of coordination 2, Iq = 150 kA 1 NO+1 NC (contactor) | - | 0 | 0
3RA2120-4CD27-0BB4 |  | 3RA2120-4CD27-0BB4 | 1 | UN | 1 | 2 | A | D | N | N | 85364900 | 1 | 4011209797147 | 1.485 | KG | 307.8 | 307.8 | CP25 | CP25 | Load feeder fuseless, Direct-on-line starting 400 V AC, Size S0 16...22 A 24 V DC screw terminal for 60 mm busbar systems (also fulfills type of coordination 1) Type of coordination 2, Iq = 150 kA 1 NO+1 NC (contactor) | - | 0 | 0
3RA2120-4CD27-0FB4 |  | 3RA2120-4CD27-0FB4 | 1 | UN | 1 | 0 | A | D | N | N | 85364900 | 1 | 4011209933903 | 1.476 | KG | 328.7 | 328.7 | CP25 | CP25 | Load feeder fuseless, Direct-on-line starting 400 V AC, Size S0 16...22 A 24 V DC screw terminal for 60 mm busbar systems (also fulfills type of coordination 1) Type of coordination 2, Iq = 150 kA 1 NO+1 NC (contactor) with diode combination plugged in at the front | - | 0 | 0
3RA2120-4CE27-0AP0 |  | 3RA2120-4CE27-0AP0 | 1 | UN | 1 | 2 | A | D | N | N | 85364900 | 1 | 4011209795440 | 0.983 | KG | 220.4 | 220.4 | CP25 | CP25 | Load feeder fuseless, Direct-on-line starting 400 V AC, Size S0 16...22 A 230 V AC Spring-type terminal for installation on standard mounting rail (also fulfills type of coordination 1) Type of coordination 2, Iq = 150 kA 1 NO+1 NC (contactor) | - | 0 | 0
3RA2120-4CE27-0BB4 |  | 3RA2120-4CE27-0BB4 | 1 | UN | 1 | 2 | A | D | N | N | 85364900 | 1 | 4011209795181 | 1.162 | KG | 276.45 | 276.45 | CP25 | CP25 | Load feeder fuseless, Direct-on-line starting 400 V AC, Size S0 16...22 A 24 V DC Spring-type terminal for installation on standard mounting rail (also fulfills type of coordination 1) Type of coordination 2, Iq = 150 kA 1 NO+1 NC (contactor) | - | 0 | 0
3RA2120-4CH27-0AP0 |  | 3RA2120-4CH27-0AP0 | 1 | UN | 1 | 2 | A | D | N | N | 85364900 | 1 | 4011209797024 | 1.451 | KG | 257.45 | 257.45 | CP25 | CP25 | Load feeder fuseless, Direct-on-line starting 400 V AC, Size S0 16...22 A 230 V AC Spring-type terminal for 60 mm busbar systems (also fulfills type of coordination 1) Type of coordination 2, Iq = 150 kA 1 NO+1 NC (contactor) | - | 0 | 0
3RA2120-4CH27-0BB4 |  | 3RA2120-4CH27-0BB4 | 1 | UN | 1 | 2 | A | D | N | N | 85364900 | 1 | 4011209796973 | 1.616 | KG | 310.65 | 310.65 | CP25 | CP25 | Load feeder fuseless, Direct-on-line starting 400 V AC, Size S0 16...22 A 24 V DC Spring-type terminal for 60 mm busbar systems (also fulfills type of coordination 1) Type of coordination 2, Iq = 150 kA 1 NO+1 NC (contactor) | - | 0 | 0
3RA2120-4DA27-0AP0 |  | 3RA2120-4DA27-0AP0 | 1 | UN | 1 | 2 | A | D | EAR99 | N | 85364900 | 1 | 4011209794290 | 0.843 | KG | 232.75 | 232.75 | CP25 | CP25 | Load feeder fuseless, Direct-on-line starting 400 V AC, Size S0 18...25 A 230 V AC screw terminal for installation on standard mounting rail (also fulfills type of coordination 1) Type of coordination 2, Iq = 150 kA 1 NO+1 NC (contactor) | - | 0 | 0
3RA2120-4DA27-0BB4 |  | 3RA2120-4DA27-0BB4 | 1 | UN | 1 | 2 | A | D | N | N | 85364900 | 1 | 4011209793965 | 1.035 | KG | 290.7 | 290.7 | CP25 | CP25 | Load feeder fuseless, Direct-on-line starting 400 V AC, Size S0 18...25 A 24 V DC screw terminal for installation on standard mounting rail (also fulfills type of coordination 1) Type of coordination 2, Iq = 150 kA 1 NO+1 NC (contactor) | - | 0 | 0
3RA2120-4DA27-0FB4 |  | 3RA2120-4DA27-0FB4 | 1 | UN | 1 | 0 | A | D | N | N | 85364900 | 1 | 4011209933675 | 1.1 | KG | 309.7 | 309.7 | CP25 | CP25 | Load feeder fuseless, Direct-on-line starting 400 V AC, Size S0 18...25 A 24 V DC screw terminal for installation on standard mounting rail (also fulfills type of coordination 1) Type of coordination 2, Iq = 150 kA 1 NO+1 NC (contactor) with diode combination plugged in at the front | - | 0 | 0
3RA2120-4DD27-0AP0 |  | 3RA2120-4DD27-0AP0 | 1 | UN | 1 | 2 | A | D | N | N | 85364900 | 1 | 4011209797291 | 1.289 | KG | 264.1 | 264.1 | CP25 | CP25 | Load feeder fuseless, Direct-on-line starting 400 V AC, Size S0 18...25 A 230 V AC screw terminal for 60 mm busbar systems (also fulfills type of coordination 1) Type of coordination 2, Iq = 150 kA 1 NO+1 NC (contactor) | - | 0 | 0
3RA2120-4DD27-0BB4 |  | 3RA2120-4DD27-0BB4 | 1 | UN | 1 | 2 | A | D | N | N | 85364900 | 1 | 4011209797154 | 1.483 | KG | 321.1 | 321.1 | CP25 | CP25 | Load feeder fuseless, Direct-on-line starting 400 V AC, Size S0 18...25 A 24 V DC screw terminal for 60 mm busbar systems (also fulfills type of coordination 1) Type of coordination 2, Iq = 150 kA 1 NO+1 NC (contactor) | - | 0 | 0
3RA2120-4DD27-0FB4 |  | 3RA2120-4DD27-0FB4 | 1 | UN | 1 | 0 | A | D | N | N | 85364900 | 1 | 4011209933910 | 1.47 | KG | 341.05 | 341.05 | CP25 | CP25 | Load feeder fuseless, Direct-on-line starting 400 V AC, Size S0 18...25 A 24 V DC screw terminal for 60 mm busbar systems (also fulfills type of coordination 1) Type of coordination 2, Iq = 150 kA 1 NO+1 NC (contactor) with diode combination plugged in at the front | - | 0 | 0
3RA2120-4DE27-0AP0 |  | 3RA2120-4DE27-0AP0 | 1 | UN | 1 | 2 | A | D | N | N | 85364900 | 1 | 4011209795457 | 0.98 | KG | 232.75 | 232.75 | CP25 | CP25 | Load feeder fuseless, Direct-on-line starting 400 V AC, Size S0 18...25 A 230 V AC Spring-type terminal for installation on standard mounting rail (also fulfills type of coordination 1) Type of coordination 2, Iq = 150 kA 1 NO+1 NC (contactor) | - | 0 | 0
3RA2120-4DE27-0BB4 |  | 3RA2120-4DE27-0BB4 | 1 | UN | 1 | 2 | A | D | N | N | 85364900 | 1 | 4011209795198 | 1.17 | KG | 290.7 | 290.7 | CP25 | CP25 | Load feeder fuseless, Direct-on-line starting 400 V AC, Size S0 18...25 A 24 V DC Spring-type terminal for installation on standard mounting rail (also fulfills type of coordination 1) Type of coordination 2, Iq = 150 kA 1 NO+1 NC (contactor) | - | 0 | 0
3RA2120-4DH27-0AP0 |  | 3RA2120-4DH27-0AP0 | 1 | UN | 1 | 2 | A | D | N | N | 85364900 | 1 | 4011209797031 | 1.454 | KG | 268.85 | 268.85 | CP25 | CP25 | Load feeder fuseless, Direct-on-line starting 400 V AC, Size S0 18...25 A 230 V AC Spring-type terminal for 60 mm busbar systems (also fulfills type of coordination 1) Type of coordination 2, Iq = 150 kA 1 NO+1 NC (contactor) | - | 0 | 0
3RA2120-4DH27-0AV0 |  | 3RA2120-4DH27-0AV0 | 1 | UN | 1 | 0 | A | D | N | N | 85364900 | 1 | 4047621009681 | 1.433 | KG | 273.6 | 273.6 | CP25 | CP25 | Load feeder fuseless, Direct-on-line starting 400 V AC, Size S0 18...25 A Spring-type terminal for 60 mm busbar systems (also fulfills type of coordination 1) Type of coordination 2, Iq = 150 kA 1 NO+1 NC (contactor) | - | 0 | 0
3RA2120-4DH27-0BB4 |  | 3RA2120-4DH27-0BB4 | 1 | UN | 1 | 2 | A | D | N | N | 85364900 | 1 | 4011209796980 | 1.61 | KG | 324.9 | 324.9 | CP25 | CP25 | Load feeder fuseless, Direct-on-line starting 400 V AC, Size S0 18...25 A 24 V DC Spring-type terminal for 60 mm busbar systems (also fulfills type of coordination 1) Type of coordination 2, Iq = 150 kA 1 NO+1 NC (contactor) | - | 0 | 0
3RA2120-4EA27-0AP0 |  | 3RA2120-4EA27-0AP0 | 1 | UN | 1 | 2 | A | D | N | N | 85364900 | 1 | 4011209860742 | 0.861 | KG | 261.25 | 261.25 | CP25 | CP25 | Load feeder fuseless, Direct-on-line starting 400 V AC, Size S0 27.0...32.0 A 230 V AC screw terminal for installation on standard mounting rail (also fulfills type of coordination 1) Type of coordination 2, Iq = 150 kA 1 NO+1 NC (contactor) | - | 0 | 0
3RA2120-4EA27-0BB4 |  | 3RA2120-4EA27-0BB4 | 1 | UN | 1 | 2 | A | D | N | N | 85364900 | 1 | 4011209860773 | 1.017 | KG | 317.3 | 317.3 | CP25 | CP25 | Load feeder fuseless, Direct-on-line starting 400 V AC, Size S0 27.0...32.0 A 24 V DC screw terminal for installation on standard mounting rail (also fulfills type of coordination 1) Type of coordination 2, Iq = 150 kA 1 NO+1 NC (contactor) | - | 0 | 0
3RA2120-4EA27-0FB4 |  | 3RA2120-4EA27-0FB4 | 1 | UN | 1 | 0 | A | D | N | N | 85364900 | 1 | 4011209933682 | 1.1 | KG | 338.2 | 338.2 | CP25 | CP25 | Load feeder fuseless, Direct-on-line starting 400 V AC, Size S0 27.0...32.0 A 24 V DC screw terminal for installation on standard mounting rail (also fulfills type of coordination 1) Type of coordination 2, Iq = 150 kA 1 NO+1 NC (contactor) with diode combination plugged in at the front | - | 0 | 0
3RA2120-4ED27-0AP0 |  | 3RA2120-4ED27-0AP0 | 1 | UN | 1 | 2 | A | D | N | N | 85364900 | 1 | 4011209860803 | 1.306 | KG | 291.65 | 291.65 | CP25 | CP25 | Load feeder fuseless, Direct-on-line starting 400 V AC, Size S0 27.0...32.0 A 230 V AC screw terminal for 60 mm busbar systems (also fulfills type of coordination 1) Type of coordination 2, Iq = 150 kA 1 NO+1 NC (contactor) | - | 0 | 0
3RA2120-4ED27-0BB4 |  | 3RA2120-4ED27-0BB4 | 1 | UN | 1 | 2 | A | D | N | N | 85364900 | 1 | 4011209860834 | 1.46 | KG | 347.7 | 347.7 | CP25 | CP25 | Load feeder fuseless, Direct-on-line starting 400 V AC, Size S0 27.0...32.0 A 24 V DC screw terminal for 60 mm busbar systems (also fulfills type of coordination 1) Type of coordination 2, Iq = 150 kA 1 NO+1 NC (contactor) | - | 0 | 0
3RA2120-4ED27-0FB4 |  | 3RA2120-4ED27-0FB4 | 1 | UN | 1 | 0 | A | D | N | N | 85364900 | 1 | 4011209933927 | 1.492 | KG | 368.6 | 368.6 | CP25 | CP25 | Load feeder fuseless, Direct-on-line starting 400 V AC, Size S0 27.0...32.0 A 24 V DC screw terminal for 60 mm busbar systems (also fulfills type of coordination 1) Type of coordination 2, Iq = 150 kA 1 NO+1 NC (contactor) with diode combination plugged in at the front | - | 0 | 0
3RA2120-4EE27-0AP0 |  | 3RA2120-4EE27-0AP0 | 1 | UN | 1 | 2 | A | D | N | N | 85364900 | 1 | 4011209860957 | 0.998 | KG | 260.3 | 260.3 | CP25 | CP25 | Load feeder fuseless, Direct-on-line starting 400 V AC, Size S0 27.0...32.0 A 230 V AC Spring-type terminal for installation on standard mounting rail (also fulfills type of coordination 1) Type of coordination 2, Iq = 150 kA 1 NO+1 NC (contactor) | - | 0 | 0
3RA2120-4EE27-0BB4 |  | 3RA2120-4EE27-0BB4 | 1 | UN | 1 | 2 | A | D | N | N | 85364900 | 1 | 4011209860964 | 1.162 | KG | 316.35 | 316.35 | CP25 | CP25 | Load feeder fuseless, Direct-on-line starting 400 V AC, Size S0 27.0...32.0 A 24 V DC Spring-type terminal for installation on standard mounting rail (also fulfills type of coordination 1) Type of coordination 2, Iq = 150 kA 1 NO+1 NC (contactor) | - | 0 | 0
3RA2120-4EH27-0AP0 |  | 3RA2120-4EH27-0AP0 | 1 | UN | 1 | 2 | A | D | N | N | 85364900 | 1 | 4011209860971 | 1.46 | KG | 296.4 | 296.4 | CP25 | CP25 | Load feeder fuseless, Direct-on-line starting 400 V AC, Size S0 27.0...32.0 A 230 V AC Spring-type terminal for 60 mm busbar systems (also fulfills type of coordination 1) Type of coordination 2, Iq = 150 kA 1 NO+1 NC (contactor) | - | 0 | 0
3RA2120-4EH27-0BB4 |  | 3RA2120-4EH27-0BB4 | 1 | UN | 1 | 2 | A | D | N | N | 85364900 | 1 | 4011209860988 | 1.63 | KG | 350.55 | 350.55 | CP25 | CP25 | Load feeder fuseless, Direct-on-line starting 400 V AC, Size S0 27.0...32.0 A 24 V DC Spring-type terminal for 60 mm busbar systems (also fulfills type of coordination 1) Type of coordination 2, Iq = 150 kA 1 NO+1 NC (contactor) | - | 0 | 0
3RA2120-4NA27-0AP0 |  | 3RA2120-4NA27-0AP0 | 1 | UN | 1 | 2 | A | D | N | N | 85364900 | 1 | 4047621000152 | 0.857 | KG | 261.25 | 261.25 | CP25 | CP25 | Load feeder fuseless, Direct-on-line starting 400 V AC, Size S0 23.0...28.0 A 230 V AC screw terminal for installation on standard mounting rail (also fulfills type of coordination 1) Type of coordination 2, Iq = 150 kA 1 NO+1 NC (contactor) | - | 0 | 0
3RA2120-4NA27-0BB4 |  | 3RA2120-4NA27-0BB4 | 1 | UN | 1 | 2 | A | D | N | N | 85364900 | 1 | 4047621000176 | 1.036 | KG | 317.3 | 317.3 | CP25 | CP25 | Load feeder fuseless, Direct-on-line starting 400 V AC, Size S0 23.0...28.0 A 24 V DC screw terminal for installation on standard mounting rail (also fulfills type of coordination 1) Type of coordination 2, Iq = 150 kA 1 NO+1 NC (contactor) | - | 0 | 0
3RA2120-4NA27-0FB4 |  | 3RA2120-4NA27-0FB4 | 1 | UN | 1 | 0 | A | D | N | N | 85364900 | 1 | 4047621000305 | 1.1 | KG | 338.2 | 338.2 | CP25 | CP25 | Load feeder fuseless, Direct-on-line starting 400 V AC, Size S0 23.0...28.0 A 24 V DC screw terminal for installation on standard mounting rail (also fulfills type of coordination 1) Type of coordination 2, Iq = 150 kA 1 NO+1 NC (contactor) with diode combination plugged in at the front | - | 0 | 0
3RA2120-4ND27-0AP0 |  | 3RA2120-4ND27-0AP0 | 1 | UN | 1 | 2 | A | D | N | N | 85364900 | 1 | 4047621000190 | 1.274 | KG | 291.65 | 291.65 | CP25 | CP25 | Load feeder fuseless, Direct-on-line starting 400 V AC, Size S0 23.0...28.0 A 230 V AC screw terminal for 60 mm busbar systems (also fulfills type of coordination 1) Type of coordination 2, Iq = 150 kA 1 NO+1 NC (contactor) | - | 0 | 0
3RA2120-4ND27-0BB4 |  | 3RA2120-4ND27-0BB4 | 1 | UN | 1 | 2 | A | D | N | N | 85364900 | 1 | 4047621000213 | 1.471 | KG | 347.7 | 347.7 | CP25 | CP25 | Load feeder fuseless, Direct-on-line starting 400 V AC, Size S0 23.0...28.0 A 24 V DC screw terminal for 60 mm busbar systems (also fulfills type of coordination 1) Type of coordination 2, Iq = 150 kA 1 NO+1 NC (contactor) | - | 0 | 0
3RA2120-4ND27-0FB4 |  | 3RA2120-4ND27-0FB4 | 1 | UN | 1 | 0 | A | D | N | N | 85364900 | 1 | 4047621000114 | 1.47 | KG | 368.6 | 368.6 | CP25 | CP25 | Load feeder fuseless, Direct-on-line starting 400 V AC, Size S0 23.0...28.0 A 24 V DC screw terminal for 60 mm busbar systems (also fulfills type of coordination 1) Type of coordination 2, Iq = 150 kA 1 NO+1 NC (contactor) with diode combination plugged in at the front | - | 0 | 0
3RA2120-4NE27-0AP0 |  | 3RA2120-4NE27-0AP0 | 1 | UN | 1 | 2 | A | D | N | N | 85364900 | 1 | 4047621000169 | 1 | KG | 260.3 | 260.3 | CP25 | CP25 | Load feeder fuseless, Direct-on-line starting 400 V AC, Size S0 23.0...28.0 A 230 V AC Spring-type terminal for installation on standard mounting rail (also fulfills type of coordination 1) Type of coordination 2, Iq = 150 kA 1 NO+1 NC (contactor) | - | 0 | 0
3RA2120-4NE27-0BB4 |  | 3RA2120-4NE27-0BB4 | 1 | UN | 1 | 2 | A | D | N | N | 85364900 | 1 | 4047621000183 | 1.176 | KG | 316.35 | 316.35 | CP25 | CP25 | Load feeder fuseless, Direct-on-line starting 400 V AC, Size S0 23.0...28.0 A 24 V DC Spring-type terminal for installation on standard mounting rail (also fulfills type of coordination 1) Type of coordination 2, Iq = 150 kA 1 NO+1 NC (contactor) | - | 0 | 0
3RA2120-4NH27-0AP0 |  | 3RA2120-4NH27-0AP0 | 1 | UN | 1 | 2 | A | D | N | N | 85364900 | 1 | 4047621000206 | 1.455 | KG | 296.4 | 296.4 | CP25 | CP25 | Load feeder fuseless, Direct-on-line starting 400 V AC, Size S0 23.0...28.0 A 230 V AC Spring-type terminal for 60 mm busbar systems (also fulfills type of coordination 1) Type of coordination 2, Iq = 150 kA 1 NO+1 NC (contactor) | - | 0 | 0
3RA2120-4NH27-0BB4 |  | 3RA2120-4NH27-0BB4 | 1 | UN | 1 | 2 | A | D | N | N | 85364900 | 1 | 4047621000220 | 1.603 | KG | 350.55 | 350.55 | CP25 | CP25 | Load feeder fuseless, Direct-on-line starting 400 V AC, Size S0 23.0...28.0 A 24 V DC Spring-type terminal for 60 mm busbar systems (also fulfills type of coordination 1) Type of coordination 2, Iq = 150 kA 1 NO+1 NC (contactor) | - | 0 | 0
3RA2125-1FE24-0FB4 |  | 3RA2125-1FE24-0FB4 | 1 | UN | 1 | 0 | A | D | N | N | 85364900 | 1 | 4047621009179 | 1.2 | KG | 210.9 | 210.9 | CP25 | CP25 | Load feeder fuseless, Direct-on-line starting 400 V AC, Size S0 3.50...5.00 A 24 V DC Spring-type terminal for installation on standard mounting rail (also fulfills type of coordination 1) Type of coordination 2, Iq = 150 kA 1 NO+1 NC (contactor) with diode combination plugged in at the front | - | 0 | 0
3RA2125-1FH24-0FB4 |  | 3RA2125-1FH24-0FB4 | 1 | UN | 1 | 0 | A | D | N | N | 85364900 | 1 | 4047621008646 | 1.6 | KG | 246.05 | 246.05 | CP25 | CP25 | Load feeder fuseless, Direct-on-line starting 400 V AC, Size S0 3.50...5.00 A 24 V DC Spring-type terminal for 60 mm busbar systems (also fulfills type of coordination 1) Type of coordination 2, Iq = 150 kA 1 NO+1 NC (contactor) with diode combination plugged in at the front | - | 0 | 0
3RA2125-1GE24-0FB4 |  | 3RA2125-1GE24-0FB4 | 1 | UN | 1 | 0 | A | D | N | N | 85364900 | 1 | 4047621009186 | 1.2 | KG | 210.9 | 210.9 | CP25 | CP25 | Load feeder fuseless, Direct-on-line starting 400 V AC, Size S0 4.50...6.30 A 24 V DC Spring-type terminal for installation on standard mounting rail (also fulfills type of coordination 1) Type of coordination 2, Iq = 150 kA 1 NO+1 NC (contactor) with diode combination plugged in at the front | - | 0 | 0
3RA2125-1GH24-0FB4 |  | 3RA2125-1GH24-0FB4 | 1 | UN | 1 | 2 | A | D | N | N | 85364900 | 1 | 4047621008653 | 1.65 | KG | 246.05 | 246.05 | CP25 | CP25 | Load feeder fuseless, Direct-on-line starting 400 V AC, Size S0 4.50...6.30 A 24 V DC Spring-type terminal for 60 mm busbar systems (also fulfills type of coordination 1) Type of coordination 2, Iq = 150 kA 1 NO+1 NC (contactor) with diode combination plugged in at the front | - | 0 | 0
3RA2125-1HE24-0FB4 |  | 3RA2125-1HE24-0FB4 | 1 | UN | 1 | 0 | A | D | N | N | 85364900 | 1 | 4047621009193 | 1.2 | KG | 210.9 | 210.9 | CP25 | CP25 | Load feeder fuseless, Direct-on-line starting 400 V AC, Size S0 5.50...8.00 A 24 V DC Spring-type terminal for installation on standard mounting rail (also fulfills type of coordination 1) Type of coordination 2, Iq = 150 kA 1 NO+1 NC (contactor) with diode combination plugged in at the front | - | 0 | 0
3RA2125-1HH24-0FB4 |  | 3RA2125-1HH24-0FB4 | 1 | UN | 1 | 0 | A | D | N | N | 85364900 | 1 | 4047621008660 | 1.6 | KG | 246.05 | 246.05 | CP25 | CP25 | Load feeder fuseless, Direct-on-line starting 400 V AC, Size S0 5.50...8.00 A 24 V DC Spring-type terminal for 60 mm busbar systems (also fulfills type of coordination 1) Type of coordination 2, Iq = 150 kA 1 NO+1 NC (contactor) with diode combination plugged in at the front | - | 0 | 0
3RA2125-1JA62-1BB4 |  | 3RA2125-1JA62-1BB4 | 1 | UN | 1 | 0 | A | D | EAR99 | N | 85364900 | 1 |  | 1.039 | KG | 215.65 | 215.65 | CP25 | CP25 | Load feeder fuseless, Direct-on-line starting 400 V AC, Size S0 7...10 A 24 V DC screw terminal for installation on standard mounting rail (also fulfills type of coordination 1) Type of coordination 2, Iq = 150 kA 1 NO (contactor) 1 NO+1 NC (circuit breaker, transverse) | - | 0 | 7
3RA2125-1JE24-0FB4 |  | 3RA2125-1JE24-0FB4 | 1 | UN | 1 | 0 | A | D | N | N | 85364900 | 1 | 4047621009209 | 1.2 | KG | 220.4 | 220.4 | CP25 | CP25 | Load feeder fuseless, Direct-on-line starting 400 V AC, Size S0 7...10 A 24 V DC Spring-type terminal for installation on standard mounting rail (also fulfills type of coordination 1) Type of coordination 2, Iq = 150 kA 1 NO+1 NC (contactor) with diode combination plugged in at the front | - | 0 | 0
3RA2125-1JH24-0FB4 |  | 3RA2125-1JH24-0FB4 | 1 | UN | 1 | 2 | A | D | N | N | 85364900 | 1 | 4047621008677 | 1.66 | KG | 255.55 | 255.55 | CP25 | CP25 | Load feeder fuseless, Direct-on-line starting 400 V AC, Size S0 7...10 A 24 V DC Spring-type terminal for 60 mm busbar systems (also fulfills type of coordination 1) Type of coordination 2, Iq = 150 kA 1 NO+1 NC (contactor) with diode combination plugged in at the front | - | 0 | 0
3RA2125-1KE24-0FB4 |  | 3RA2125-1KE24-0FB4 | 1 | UN | 1 | 0 | A | D | N | N | 85364900 | 1 | 4047621009223 | 1.2 | KG | 220.4 | 220.4 | CP25 | CP25 | Load feeder fuseless, Direct-on-line starting 400 V AC, Size S0 9.00...12.5 A 24 V DC Spring-type terminal for installation on standard mounting rail (also fulfills type of coordination 1) Type of coordination 2, Iq = 150 kA 1 NO+1 NC (contactor) with diode combination plugged in at the front | - | 0 | 0
3RA2125-1KH24-0FB4 |  | 3RA2125-1KH24-0FB4 | 1 | UN | 1 | 2 | A | D | N | N | 85364900 | 1 | 4047621008684 | 1.59 | KG | 255.55 | 255.55 | CP25 | CP25 | Load feeder fuseless, Direct-on-line starting 400 V AC, Size S0 9.00...12.5 A 24 V DC Spring-type terminal for 60 mm busbar systems (also fulfills type of coordination 1) Type of coordination 2, Iq = 150 kA 1 NO+1 NC (contactor) with diode combination plugged in at the front | - | 0 | 0
3RA2125-4AE26-0FB4 |  | 3RA2125-4AE26-0FB4 | 1 | UN | 1 | 0 | A | D | N | N | 85364900 | 1 | 4047621009230 | 1.2 | KG | 259.35 | 259.35 | CP25 | CP25 | Load feeder fuseless, Direct-on-line starting 400 V AC, Size S0 10.0...16.0 A 24 V DC Spring-type terminal for installation on standard mounting rail (also fulfills type of coordination 1) Type of coordination 2, Iq = 150 kA 1 NO+1 NC (contactor) with diode combination plugged in at the front | - | 0 | 0
3RA2125-4AH26-0FB4 |  | 3RA2125-4AH26-0FB4 | 1 | UN | 1 | 0 | A | D | N | N | 85364900 | 1 | 4047621008691 | 1.581 | KG | 293.55 | 293.55 | CP25 | CP25 | Load feeder fuseless, Direct-on-line starting 400 V AC, Size S0 10.0...16.0 A 24 V DC Spring-type terminal for 60 mm busbar systems (also fulfills type of coordination 1) Type of coordination 2, Iq = 150 kA 1 NO+1 NC (contactor) with diode combination plugged in at the front | - | 0 | 0
3RA2125-4BA25-0EG6 |  | 3RA2125-4BA25-0EG6 | 1 | UN | 1 | 0 | A | D | N | N | 85364900 | 1 |  | 1.2 | KG | 273.6 | 273.6 | CP25 | CP25 | Load feeder fuseless, Direct-on-line starting 400 V AC, Size S0 13...20 A 100 V, 50 Hz 100...110 V, 60 Hz screw terminal for installation on standard mounting rail (also fulfills type of coordination 1) Type of coordination 2, Iq = 150 kA 1 NO+1 NC (contactor) 1 NO+1 NC (circuit breaker, transverse) Coil with RC element on the front | - | 0 | 7
3RA2125-4BE25-0EG6 |  | 3RA2125-4BE25-0EG6 | 1 | UN | 1 | 0 | A | D | N | N | 85364900 | 1 |  | 1.2 | KG | 273.6 | 273.6 | CP25 | CP25 | Load feeder fuseless, Direct-on-line starting 400 V AC, Size S0 13...20 A 100 V, 50 Hz 100...110 V, 60 Hz Spring-type terminal for installation on standard mounting rail (also fulfills type of coordination 1) Type of coordination 2, Iq = 150 kA 1 NO+1 NC (contactor) 1 NO+1 NC (circuit breaker, transverse) Coil with RC element on the front | - | 0 | 7
3RA2125-4BE27-0FB4 |  | 3RA2125-4BE27-0FB4 | 1 | UN | 1 | 0 | A | D | N | N | 85364900 | 1 | 4047621009247 | 1.2 | KG | 306.85 | 306.85 | CP25 | CP25 | Load feeder fuseless, Direct-on-line starting 400 V AC, Size S0 13...20 A 24 V DC Spring-type terminal for installation on standard mounting rail (also fulfills type of coordination 1) Type of coordination 2, Iq = 150 kA 1 NO+1 NC (contactor) with diode combination plugged in at the front | - | 0 | 0
3RA2125-4BH27-0FB4 |  | 3RA2125-4BH27-0FB4 | 1 | UN | 1 | 0 | A | D | N | N | 85364900 | 1 | 4047621008707 | 1.6 | KG | 341.05 | 341.05 | CP25 | CP25 | Load feeder fuseless, Direct-on-line starting 400 V AC, Size S0 13...20 A 24 V DC Spring-type terminal for 60 mm busbar systems (also fulfills type of coordination 1) Type of coordination 2, Iq = 150 kA 1 NO+1 NC (contactor) with diode combination plugged in at the front | - | 0 | 0
3RA2125-4CA26-0EG6 |  | 3RA2125-4CA26-0EG6 | 1 | UN | 1 | 0 | A | D | N | N | 85364900 | 1 |  | 1.2 | KG | 307.8 | 307.8 | CP25 | CP25 | Load feeder fuseless, Direct-on-line starting 400 V AC, Size S0 16...22 A 100 V, 50 Hz 100...110 V, 60 Hz screw terminal for installation on standard mounting rail (also fulfills type of coordination 1) Type of coordination 2, Iq = 150 kA 1 NO+1 NC (contactor) 1 NO+1 NC (circuit breaker, transverse) Coil with RC element on the front | - | 0 | 7
3RA2125-4CA62-1BB4 |  | 3RA2125-4CA62-1BB4 | 1 | UN | 1 | 0 | A | D | EAR99 | N | 85364900 | 1 |  | 1.039 | KG | 227.05 | 227.05 | CP25 | CP25 | Load feeder fuseless, Direct-on-line starting 400 V AC, Size S0/S00 16...22 A 24 V DC screw terminal for installation on standard mounting rail (also fulfills type of coordination 1) Type of coordination 2, Iq = 150 kA 1 NO (contactor) 1 NO+1 NC (circuit breaker, transverse) | - | 0 | 7
3RA2125-4CE26-0EG6 |  | 3RA2125-4CE26-0EG6 | 1 | UN | 1 | 0 | A | D | N | N | 85364900 | 1 |  | 1.2 | KG | 307.8 | 307.8 | CP25 | CP25 | Load feeder fuseless, Direct-on-line starting 400 V AC, Size S0 16...22 A 100 V, 50 Hz 100...110 V, 60 Hz Spring-type terminal for installation on standard mounting rail (also fulfills type of coordination 1) Type of coordination 2, Iq = 150 kA 1 NO+1 NC (contactor) 1 NO+1 NC (circuit breaker, transverse) Coil with RC element on the front | - | 0 | 7
3RA2125-4CE27-0FB4 |  | 3RA2125-4CE27-0FB4 | 1 | UN | 1 | 0 | A | D | N | N | 85364900 | 1 | 4047621009254 | 1.2 | KG | 311.6 | 311.6 | CP25 | CP25 | Load feeder fuseless, Direct-on-line starting 400 V AC, Size S0 16...22 A 24 V DC Spring-type terminal for installation on standard mounting rail (also fulfills type of coordination 1) Type of coordination 2, Iq = 150 kA 1 NO+1 NC (contactor) with diode combination plugged in at the front | - | 0 | 0
3RA2125-4CH27-0FB4 |  | 3RA2125-4CH27-0FB4 | 1 | UN | 1 | 0 | A | D | N | N | 85364900 | 1 | 4047621008714 | 1.603 | KG | 346.75 | 346.75 | CP25 | CP25 | Load feeder fuseless, Direct-on-line starting 400 V AC, Size S0 16...22 A 24 V DC Spring-type terminal for 60 mm busbar systems (also fulfills type of coordination 1) Type of coordination 2, Iq = 150 kA 1 NO+1 NC (contactor) with diode combination plugged in at the front | - | 0 | 0
3RA2125-4DA26-0EG6 |  | 3RA2125-4DA26-0EG6 | 1 | UN | 1 | 0 | A | D | N | N | 85364900 | 1 | 4011209917880 | 1.2 | KG | 325.85 | 325.85 | CP25 | CP25 | Load feeder fuseless, Direct-on-line starting 400 V AC, Size S0 18...25 A 100 V, 50 Hz 100...110 V, 60 Hz screw terminal for installation on standard mounting rail (also fulfills type of coordination 1) Type of coordination 2, Iq = 150 kA 1 NO+1 NC (contactor) 1 NO+1 NC (circuit breaker, transverse) Coil with RC element on the front | - | 0 | 7
3RA2125-4DE26-0EG6 |  | 3RA2125-4DE26-0EG6 | 1 | UN | 1 | 0 | A | D | N | N | 85364900 | 1 | 4011209917897 | 1.2 | KG | 325.85 | 325.85 | CP25 | CP25 | Load feeder fuseless, Direct-on-line starting 400 V AC, Size S0 18...25 A 100 V, 50 Hz 100...110 V, 60 Hz Spring-type terminal for installation on standard mounting rail (also fulfills type of coordination 1) Type of coordination 2, Iq = 150 kA 1 NO+1 NC (contactor) 1 NO+1 NC (circuit breaker, transverse) Coil with RC element on the front | - | 0 | 7
3RA2125-4DE27-0FB4 |  | 3RA2125-4DE27-0FB4 | 1 | UN | 1 | 0 | A | D | N | N | 85364900 | 1 |  | 1.2 | KG | 326.8 | 326.8 | CP25 | CP25 | Load feeder fuseless, Direct-on-line starting 400 V AC, Size S0 18...25 A 24 V DC Spring-type terminal for installation on standard mounting rail (also fulfills type of coordination 1) Type of coordination 2, Iq = 150 kA 1 NO+1 NC (contactor) with diode combination plugged in at the front | - | 0 | 0
3RA2125-4DH27-0FB4 |  | 3RA2125-4DH27-0FB4 | 1 | UN | 1 | 0 | A | D | N | N | 85364900 | 1 | 4047621008721 | 1.593 | KG | 360.05 | 360.05 | CP25 | CP25 | Load feeder fuseless, Direct-on-line starting 400 V AC, Size S0 18...25 A 24 V DC Spring-type terminal for 60 mm busbar systems (also fulfills type of coordination 1) Type of coordination 2, Iq = 150 kA 1 NO+1 NC (contactor) with diode combination plugged in at the front | - | 0 | 0
3RA2125-4EA27-0EG6 |  | 3RA2125-4EA27-0EG6 | 1 | UN | 1 | 0 | A | D | N | N | 85364900 | 1 |  | 1.1 | KG | 413.25 | 413.25 | CP25 | CP25 | Load feeder fuseless, Direct-on-line starting 400 V AC, Size S0 27...32 A 110 V, 50 Hz 100...110 V, 60 Hz screw terminal for installation on standard mounting rail (also fulfills type of coordination 1) Type of coordination 2, Iq = 150 kA 1 NO+1 NC (contactor) 1 NO+1 NC (circuit breaker, transverse) Coil with RC element on the front | - | 0 | 7
3RA2125-4EE27-0EG6 |  | 3RA2125-4EE27-0EG6 | 1 | UN | 1 | 0 | A | D | N | N | 85364900 | 1 |  | 1.2 | KG | 413.25 | 413.25 | CP25 | CP25 | Load feeder fuseless, Direct-on-line starting 400 V AC, Size S0 27...32 A 110 V, 50 Hz 100...110 V, 60 Hz Spring-type terminal for installation on standard mounting rail (also fulfills type of coordination 1) Type of coordination 2, Iq = 150 kA 1 NO+1 NC (contactor) 1 NO+1 NC (circuit breaker, transverse) Coil with RC element on the front | - | 0 | 7
3RA2125-4EE27-0FB4 |  | 3RA2125-4EE27-0FB4 | 1 | UN | 1 | 0 | A | D | N | N | 85364900 | 1 | 4047621009285 | 1.2 | KG | 353.4 | 353.4 | CP25 | CP25 | Load feeder fuseless, Direct-on-line starting 400 V AC, Size S0 27...32 A 24 V DC Spring-type terminal for installation on standard mounting rail (also fulfills type of coordination 1) Type of coordination 2, Iq = 150 kA 1 NO+1 NC (contactor) with diode combination plugged in at the front | - | 0 | 0
3RA2125-4EH27-0FB4 |  | 3RA2125-4EH27-0FB4 | 1 | UN | 1 | 0 | A | D | N | N | 85364900 | 1 | 4047621008745 | 1.611 | KG | 388.55 | 388.55 | CP25 | CP25 | Load feeder fuseless, Direct-on-line starting 400 V AC, Size S0 27...32 A 24 V DC Spring-type terminal for 60 mm busbar systems (also fulfills type of coordination 1) Type of coordination 2, Iq = 150 kA 1 NO+1 NC (contactor) with diode combination plugged in at the front | - | 0 | 0
3RA2125-4NA27-0EG6 |  | 3RA2125-4NA27-0EG6 | 1 | UN | 1 | 0 | A | D | N | N | 85364900 | 1 |  | 1.1 | KG | 413.25 | 413.25 | CP25 | CP25 | Load feeder fuseless, Direct-on-line starting 400 V AC, Size S0 23...28 A 100 V, 50 Hz 100...110 V, 60 Hz screw terminal for installation on standard mounting rail (also fulfills type of coordination 1) Type of coordination 2, Iq = 150 kA 1 NO+1 NC (contactor) 1 NO+1 NC (circuit breaker, transverse) Coil with RC element on the front | - | 0 | 7
3RA2125-4NE27-0EG6 |  | 3RA2125-4NE27-0EG6 | 1 | UN | 1 | 0 | A | D | N | N | 85364900 | 1 |  | 1.2 | KG | 413.25 | 413.25 | CP25 | CP25 | Load feeder fuseless, Direct-on-line starting 400 V AC, Size S0 23...28 A 100 V, 50 Hz 100...110 V, 60 Hz Spring-type terminal for installation on standard mounting rail (also fulfills type of coordination 1) Type of coordination 2, Iq = 150 kA 1 NO+1 NC (contactor) 1 NO+1 NC (circuit breaker, transverse) Coil with RC element on the front | - | 0 | 7
3RA2125-4NE27-0FB4 |  | 3RA2125-4NE27-0FB4 | 1 | UN | 1 | 0 | A | D | N | N | 85364900 | 1 | 4047621009278 | 1.2 | KG | 353.4 | 353.4 | CP25 | CP25 | Load feeder fuseless, Direct-on-line starting 400 V AC, Size S0 23...28 A 24 V DC Spring-type terminal for installation on standard mounting rail (also fulfills type of coordination 1) Type of coordination 2, Iq = 150 kA 1 NO+1 NC (contactor) with diode combination plugged in at the front | - | 0 | 0
3RA2125-4NH27-0FB4 |  | 3RA2125-4NH27-0FB4 | 1 | UN | 1 | 0 | A | D | N | N | 85364900 | 1 | 4047621008738 | 1.6 | KG | 388.55 | 388.55 | CP25 | CP25 | Load feeder fuseless, Direct-on-line starting 400 V AC, Size S0 23...28 A 24 V DC Spring-type terminal for 60 mm busbar systems (also fulfills type of coordination 1) Type of coordination 2, Iq = 150 kA 1 NO+1 NC (contactor) with diode combination plugged in at the front | - | 0 | 0
3RA2130-4EA35-0AP0 |  | 3RA2130-4EA35-0AP0 | 1 | UN | 1 | 2 | A | D | N | N | 85364900 | 1 | 4047621000701 | 2.152 | KG | 348.65 | 348.65 | CP25 | CP25 | Load feeder fuseless, Direct-on-line starting 400 V AC, Size S2 22 ... 32 A 230 V AC, 50 Hz screw terminal for installation on standard mounting rail (also fulfills type of coordination 1) Type of coordination 2, Iq = 100 kA 1 NO+1 NC (contactor) | - | 0 | 0
3RA2130-4EA35-0NB3 |  | 3RA2130-4EA35-0NB3 | 1 | UN | 1 | 2 | A | D | N | N | 85364900 | 1 | 4047621000718 | 2.28 | KG | 419.9 | 419.9 | CP25 | CP25 | Load feeder fuseless, Direct-on-line starting 400 V AC, Size S2 22 ... 32 A 20 ... 33 V AC/DC screw terminal for installation on standard mounting rail (also fulfills type of coordination 1) Type of coordination 2, Iq = 100 kA 1 NO+1 NC (contactor) with circuit (integrated) | - | 0 | 0
3RA2130-4JA37-0AP0 |  | 3RA2130-4JA37-0AP0 | 1 | UN | 1 | 2 | A | D | N | N | 85364900 | 1 | 4011209934344 | 2.281 | KG | 513 | 513 | CP25 | CP25 | Load feeder fuseless, Direct-on-line starting 400 V AC, Size S2 54 ... 65 A 230 V AC, 50 Hz screw terminal for installation on standard mounting rail (also fulfills type of coordination 1) Type of coordination 2, Iq = 100 kA 1 NO+1 NC (contactor) | - | 0 | 0
3RA2130-4JA37-0NB3 |  | 3RA2130-4JA37-0NB3 | 1 | UN | 1 | 2 | A | D | N | N | 85364900 | 1 | 4047621004549 | 2.407 | KG | 635.55 | 635.55 | CP25 | CP25 | Load feeder fuseless, Direct-on-line starting 400 V AC, Size S2 54 ... 65 A 20 ... 33 V AC/DC screw terminal for installation on standard mounting rail (also fulfills type of coordination 1) Type of coordination 2, Iq = 100 kA 1 NO+1 NC (contactor) with circuit (integrated) | - | 0 | 0
3RA2130-4KA38-0AP0 |  | 3RA2130-4KA38-0AP0 | 1 | UN | 1 | 2 | A | D | N | N | 85364900 | 1 | 4011209934351 | 2.277 | KG | 570.95 | 570.95 | CP25 | CP25 | Load feeder fuseless, Direct-on-line starting 400 V AC, Size S2 62 ... 65 A 230 V AC, 50 Hz screw terminal for installation on standard mounting rail (also fulfills type of coordination 1) Type of coordination 2, Iq = 100 kA 1 NO+1 NC (contactor) | - | 0 | 0
3RA2130-4KA38-0NB3 |  | 3RA2130-4KA38-0NB3 | 1 | UN | 1 | 2 | A | D | N | N | 85364900 | 1 | 4047621004662 | 2.404 | KG | 684.95 | 684.95 | CP25 | CP25 | Load feeder fuseless, Direct-on-line starting 400 V AC, Size S2 62 ... 65 A 20 ... 33 V AC/DC screw terminal for installation on standard mounting rail (also fulfills type of coordination 1) Type of coordination 2, Iq = 100 kA 1 NO+1 NC (contactor) with circuit (integrated) | - | 0 | 0
3RA2130-4PA35-0AP0 |  | 3RA2130-4PA35-0AP0 | 1 | UN | 1 | 2 | A | D | N | N | 85364900 | 1 | 4047621000732 | 2.163 | KG | 363.85 | 363.85 | CP25 | CP25 | Load feeder fuseless, Direct-on-line starting 400 V AC, Size S2 28 ... 36 A 230 V AC, 50 Hz screw terminal for installation on standard mounting rail (also fulfills type of coordination 1) Type of coordination 2, Iq = 100 kA 1 NO+1 NC (contactor) | - | 0 | 0
3RA2130-4PA35-0NB3 |  | 3RA2130-4PA35-0NB3 | 1 | UN | 1 | 2 | A | D | N | N | 85364900 | 1 | 4047621000749 | 2.298 | KG | 433.2 | 433.2 | CP25 | CP25 | Load feeder fuseless, Direct-on-line starting 400 V AC, Size S2 28 ... 36 A 20 ... 33 V AC/DC screw terminal for installation on standard mounting rail (also fulfills type of coordination 1) Type of coordination 2, Iq = 100 kA 1 NO+1 NC (contactor) with circuit (integrated) | - | 0 | 0
3RA2130-4UA35-0AP0 |  | 3RA2130-4UA35-0AP0 | 1 | UN | 1 | 2 | A | D | N | N | 85364900 | 1 | 4047621000725 | 2.155 | KG | 379.05 | 379.05 | CP25 | CP25 | Load feeder fuseless, Direct-on-line starting 400 V AC, Size S2 32...40 A 230 V AC, 50 Hz screw terminal for installation on standard mounting rail (also fulfills type of coordination 1) Type of coordination 2, Iq = 100 kA 1 NO+1 NC (contactor) | - | 0 | 0
3RA2130-4UA35-0NB3 |  | 3RA2130-4UA35-0NB3 | 1 | UN | 1 | 2 | A | D | N | N | 85364900 | 1 | 4047621000756 | 2.283 | KG | 449.35 | 449.35 | CP25 | CP25 | Load feeder fuseless, Direct-on-line starting 400 V AC, Size S2 32...40 A 20 ... 33 V AC/DC screw terminal for installation on standard mounting rail (also fulfills type of coordination 1) Type of coordination 2, Iq = 100 kA 1 NO+1 NC (contactor) with circuit (integrated) | - | 0 | 0
3RA2130-4VA36-0AP0 |  | 3RA2130-4VA36-0AP0 | 1 | UN | 1 | 2 | A | D | N | N | 85364900 | 1 | 4047621000763 | 2.165 | KG | 437 | 437 | CP25 | CP25 | Load feeder fuseless, Direct-on-line starting 400 V AC, Size S2 35...45 A 230 V AC, 50 Hz screw terminal for installation on standard mounting rail (also fulfills type of coordination 1) Type of coordination 2, Iq = 100 kA 1 NO+1 NC (contactor) | - | 0 | 0
3RA2130-4VA36-0NB3 |  | 3RA2130-4VA36-0NB3 | 1 | UN | 1 | 2 | A | D | N | N | 85364900 | 1 | 4047621000770 | 2.38 | KG | 532 | 532 | CP25 | CP25 | Load feeder fuseless, Direct-on-line starting 400 V AC, Size S2 35...45 A 20 ... 33 V AC/DC screw terminal for installation on standard mounting rail (also fulfills type of coordination 1) Type of coordination 2, Iq = 100 kA 1 NO+1 NC (contactor) with circuit (integrated) | - | 0 | 0
3RA2130-4WA36-0AP0 |  | 3RA2130-4WA36-0AP0 | 1 | UN | 1 | 2 | A | D | N | N | 85364900 | 1 | 4047621000787 | 2.259 | KG | 441.75 | 441.75 | CP25 | CP25 | Load feeder fuseless, Direct-on-line starting 400 V AC, Size S2 42... 50 A 230 V AC, 50 Hz screw terminal for installation on standard mounting rail (also fulfills type of coordination 1) Type of coordination 2, Iq = 100 kA 1 NO+1 NC (contactor) | - | 0 | 0
3RA2130-4WA36-0NB3 |  | 3RA2130-4WA36-0NB3 | 1 | UN | 1 | 2 | A | D | N | N | 85364900 | 1 | 4047621000794 | 2.384 | KG | 536.75 | 536.75 | CP25 | CP25 | Load feeder fuseless, Direct-on-line starting 400 V AC, Size S2 42... 50 A 20 ... 33 V AC/DC screw terminal for installation on standard mounting rail (also fulfills type of coordination 1) Type of coordination 2, Iq = 100 kA 1 NO+1 NC (contactor) with circuit (integrated) | - | 0 | 0
3RA2130-4XA37-0AP0 |  | 3RA2130-4XA37-0AP0 | 1 | UN | 1 | 2 | A | D | N | N | 85364900 | 1 | 4047621004679 | 2.282 | KG | 513 | 513 | CP25 | CP25 | Load feeder fuseless, Direct-on-line starting 400 V AC, Size S2 49...59 A 230 V AC, 50 Hz screw terminal for installation on standard mounting rail (also fulfills type of coordination 1) Type of coordination 2, Iq = 100 kA 1 NO+1 NC (contactor) | - | 0 | 0
3RA2130-4XA37-0NB3 |  | 3RA2130-4XA37-0NB3 | 1 | UN | 1 | 2 | A | D | N | N | 85364900 | 1 | 4047621004686 | 2.411 | KG | 635.55 | 635.55 | CP25 | CP25 | Load feeder fuseless, Direct-on-line starting 400 V AC, Size S2 49...59 A 20 ... 33 V AC/DC screw terminal for installation on standard mounting rail (also fulfills type of coordination 1) Type of coordination 2, Iq = 100 kA 1 NO+1 NC (contactor) with circuit (integrated) | - | 0 | 0
3RA2150-4EA35-0AP0 |  | 3RA2150-4EA35-0AP0 | 1 | UN | 1 | 2 | A | D | N | N | 85364900 | 1 | 4047621004730 | 2.212 | KG | 439.85 | 439.85 | CP25 | CP25 | Load feeder fuseless, Direct-on-line starting 400 V AC, Size S2 22...32 A 230 V AC, 50 Hz screw terminal for installation on standard mounting rail (also fulfills type of coordination 1) Type of coordination 2, Iq = 150 kA 1 NO+1 NC (contactor) | - | 0 | 0
3RA2150-4EA35-0NB3 |  | 3RA2150-4EA35-0NB3 | 1 | UN | 1 | 2 | A | D | N | N | 85364900 | 1 | 4047621004747 | 2.343 | KG | 510.15 | 510.15 | CP25 | CP25 | Load feeder fuseless, Direct-on-line starting 400 V AC, Size S2 22...32 A 20 ... 33 V AC/DC screw terminal for installation on standard mounting rail (also fulfills type of coordination 1) Type of coordination 2, Iq = 150 kA 1 NO+1 NC (contactor) with circuit (integrated) | - | 0 | 0
3RA2150-4JA37-0AP0 |  | 3RA2150-4JA37-0AP0 | 1 | UN | 1 | 2 | A | D | N | N | 85364900 | 1 | 4047621004754 | 2.281 | KG | 633.65 | 633.65 | CP25 | CP25 | Load feeder fuseless, Direct-on-line starting 400 V AC, Size S2 54...65 A 230 V AC, 50 Hz screw terminal for installation on standard mounting rail (also fulfills type of coordination 1) Type of coordination 2, Iq = 150 kA 1 NO+1 NC (contactor) | - | 0 | 0
3RA2150-4JA37-0NB3 |  | 3RA2150-4JA37-0NB3 | 1 | UN | 1 | 2 | A | D | N | N | 85364900 | 1 | 4047621004761 | 2.409 | KG | 755.25 | 755.25 | CP25 | CP25 | Load feeder fuseless, Direct-on-line starting 400 V AC, Size S2 54...65 A 20 ... 33 V AC/DC screw terminal for installation on standard mounting rail (also fulfills type of coordination 1) Type of coordination 2, Iq = 150 kA 1 NO+1 NC (contactor) with circuit (integrated) | - | 0 | 0
3RA2150-4KA38-0AP0 |  | 3RA2150-4KA38-0AP0 | 1 | UN | 1 | 2 | A | D | N | N | 85364900 | 1 | 4047621004778 | 2.278 | KG | 706.8 | 706.8 | CP25 | CP25 | Load feeder fuseless, Direct-on-line starting 400 V AC, Size S2 62 ... 65 A 230 V AC, 50 Hz screw terminal for installation on standard mounting rail (also fulfills type of coordination 1) Type of coordination 2, Iq = 150 kA 1 NO+1 NC (contactor) | - | 0 | 0
3RA2150-4KA38-0NB3 |  | 3RA2150-4KA38-0NB3 | 1 | UN | 1 | 2 | A | D | N | N | 85364900 | 1 | 4047621004785 | 2.405 | KG | 819.85 | 819.85 | CP25 | CP25 | Load feeder fuseless, Direct-on-line starting 400 V AC, Size S2 62 ... 65 A 20 ... 33 V AC/DC screw terminal for installation on standard mounting rail (also fulfills type of coordination 1) Type of coordination 2, Iq = 150 kA 1 NO+1 NC (contactor) with circuit (integrated) | - | 0 | 0
3RA2150-4PA35-0AP0 |  | 3RA2150-4PA35-0AP0 | 1 | UN | 1 | 2 | A | D | N | N | 85364900 | 1 | 4047621004792 | 2.217 | KG | 462.65 | 462.65 | CP25 | CP25 | Load feeder fuseless, Direct-on-line starting 400 V AC, Size S2 28 ... 36 A 230 V AC, 50 Hz screw terminal for installation on standard mounting rail (also fulfills type of coordination 1) Type of coordination 2, Iq = 150 kA 1 NO+1 NC (contactor) | - | 0 | 0
3RA2150-4PA35-0NB3 |  | 3RA2150-4PA35-0NB3 | 1 | UN | 1 | 2 | A | D | N | N | 85364900 | 1 | 4047621004808 | 2.359 | KG | 532.95 | 532.95 | CP25 | CP25 | Load feeder fuseless, Direct-on-line starting 400 V AC, Size S2 28 ... 36 A 20 ... 33 V AC/DC screw terminal for installation on standard mounting rail (also fulfills type of coordination 1) Type of coordination 2, Iq = 150 kA 1 NO+1 NC (contactor) with circuit (integrated) | - | 0 | 0
3RA2150-4UA35-0AP0 |  | 3RA2150-4UA35-0AP0 | 1 | UN | 1 | 2 | A | D | N | N | 85364900 | 1 | 4047621004815 | 2.238 | KG | 485.45 | 485.45 | CP25 | CP25 | Load feeder fuseless, Direct-on-line starting 400 V AC, Size S2 32...40 A 230 V AC, 50 Hz screw terminal for installation on standard mounting rail (also fulfills type of coordination 1) Type of coordination 2, Iq = 150 kA 1 NO+1 NC (contactor) | - | 0 | 0
3RA2150-4UA35-0NB3 |  | 3RA2150-4UA35-0NB3 | 1 | UN | 1 | 2 | A | D | N | N | 85364900 | 1 | 4047621004822 | 2.37 | KG | 557.65 | 557.65 | CP25 | CP25 | Load feeder fuseless, Direct-on-line starting 400 V AC, Size S2 32...40 A 20 ... 33 V AC/DC screw terminal for installation on standard mounting rail (also fulfills type of coordination 1) Type of coordination 2, Iq = 150 kA 1 NO+1 NC (contactor) with circuit (integrated) | - | 0 | 0
3RA2150-4VA36-0AP0 |  | 3RA2150-4VA36-0AP0 | 1 | UN | 1 | 2 | A | D | N | N | 85364900 | 1 | 4047621004839 | 2.254 | KG | 554.8 | 554.8 | CP25 | CP25 | Load feeder fuseless, Direct-on-line starting 400 V AC, Size S2 35...45 A 230 V AC, 50 Hz screw terminal for installation on standard mounting rail (also fulfills type of coordination 1) Type of coordination 2, Iq = 150 kA 1 NO+1 NC (contactor) | - | 0 | 0
3RA2150-4VA36-0NB3 |  | 3RA2150-4VA36-0NB3 | 1 | UN | 1 | 2 | A | D | N | N | 85364900 | 1 | 4047621004846 | 2.382 | KG | 648.85 | 648.85 | CP25 | CP25 | Load feeder fuseless, Direct-on-line starting 400 V AC, Size S2 35...45 A 20 ... 33 V AC/DC screw terminal for installation on standard mounting rail (also fulfills type of coordination 1) Type of coordination 2, Iq = 150 kA 1 NO+1 NC (contactor) with circuit (integrated) | - | 0 | 0
3RA2150-4WA36-0AP0 |  | 3RA2150-4WA36-0AP0 | 1 | UN | 1 | 2 | A | D | N | N | 85364900 | 1 | 4047621004853 | 2.259 | KG | 561.45 | 561.45 | CP25 | CP25 | Load feeder fuseless, Direct-on-line starting 400 V AC, Size S2 42... 50 A 230 V AC, 50 Hz screw terminal for installation on standard mounting rail (also fulfills type of coordination 1) Type of coordination 2, Iq = 150 kA 1 NO+1 NC (contactor) | - | 0 | 0
3RA2150-4WA36-0NB3 |  | 3RA2150-4WA36-0NB3 | 1 | UN | 1 | 2 | A | D | N | N | 85364900 | 1 | 4047621004860 | 2.387 | KG | 655.5 | 655.5 | CP25 | CP25 | Load feeder fuseless, Direct-on-line starting 400 V AC, Size S2 42... 50 A 20 ... 33 V AC/DC screw terminal for installation on standard mounting rail (also fulfills type of coordination 1) Type of coordination 2, Iq = 150 kA 1 NO+1 NC (contactor) with circuit (integrated) | - | 0 | 0
3RA2150-4XA37-0AP0 |  | 3RA2150-4XA37-0AP0 | 1 | UN | 1 | 2 | A | D | N | N | 85364900 | 1 | 4047621004877 | 2.279 | KG | 633.65 | 633.65 | CP25 | CP25 | Load feeder fuseless, Direct-on-line starting 400 V AC, Size S2 49...59 A 230 V AC, 50 Hz screw terminal for installation on standard mounting rail (also fulfills type of coordination 1) Type of coordination 2, Iq = 150 kA 1 NO+1 NC (contactor) | - | 0 | 0
3RA2150-4XA37-0NB3 |  | 3RA2150-4XA37-0NB3 | 1 | UN | 1 | 2 | A | D | N | N | 85364900 | 1 | 4047621004884 | 2.412 | KG | 755.25 | 755.25 | CP25 | CP25 | Load feeder fuseless, Direct-on-line starting 400 V AC, Size S2 49...59 A 20 ... 33 V AC/DC screw terminal for installation on standard mounting rail (also fulfills type of coordination 1) Type of coordination 2, Iq = 150 kA 1 NO+1 NC (contactor) with circuit (integrated) | - | 0 | 0
3RA2210-0BA15-2AP0 |  | 3RA2210-0BA15-2AP0 | 1 | UN | 1 | 2 | A | D | N | N | 85364900 | 1 | 4011209794689 | 0.809 | KG | 152.95 | 152.95 | CP25 | CP25 | Load feeder fuseless, Reversing duty 400 V AC, Size S00 0.14...0.20 A 230 V AC screw terminal for installation on standard mounting rail (also fulfills type of coordination 1) Type of coordination 2, Iq = 150 kA 1 NC (contactor) | - | 0 | 0
3RA2210-0BA15-2BB4 |  | 3RA2210-0BA15-2BB4 | 1 | UN | 1 | 2 | A | D | N | N | 85364900 | 1 | 4011209794351 | 0.94 | KG | 163.4 | 163.4 | CP25 | CP25 | Load feeder fuseless, Reversing duty 400 V AC, Size S00 0.14...0.20 A 24 V DC screw terminal for installation on standard mounting rail (also fulfills type of coordination 1) Type of coordination 2, Iq = 150 kA 1 NC (contactor) | - | 0 | 0
3RA2210-0BD15-2AP0 |  | 3RA2210-0BD15-2AP0 | 1 | UN | 1 | 2 | A | D | N | N | 85364900 | 1 | 4011209798212 | 1.646 | KG | 207.1 | 207.1 | CP25 | CP25 | Load feeder fuseless, Reversing duty 400 V AC, Size S00 0.14...0.20 A 230 V AC screw terminal for 60 mm busbar systems (also fulfills type of coordination 1) Type of coordination 2, Iq = 150 kA 1 NC (contactor) | - | 0 | 0
3RA2210-0BD15-2BB4 |  | 3RA2210-0BD15-2BB4 | 1 | UN | 1 | 2 | A | D | N | N | 85364900 | 1 | 4011209797888 | 1.745 | KG | 218.5 | 218.5 | CP25 | CP25 | Load feeder fuseless, Reversing duty 400 V AC, Size S00 0.14...0.20 A 24 V DC screw terminal for 60 mm busbar systems (also fulfills type of coordination 1) Type of coordination 2, Iq = 150 kA 1 NC (contactor) | - | 0 | 0
3RA2210-0BE15-2AP0 |  | 3RA2210-0BE15-2AP0 | 1 | UN | 1 | 2 | A | D | N | N | 85364900 | 1 | 4011209795761 | 0.938 | KG | 152.95 | 152.95 | CP25 | CP25 | Load feeder fuseless, Reversing duty 400 V AC, Size S00 0.14...0.20 A 230 V AC Spring-type terminal for installation on standard mounting rail (also fulfills type of coordination 1) Type of coordination 2, Iq = 150 kA 1 NC (contactor) | - | 0 | 0
3RA2210-0BE15-2BB4 |  | 3RA2210-0BE15-2BB4 | 1 | UN | 1 | 2 | A | D | N | N | 85364900 | 1 | 4011209795518 | 1.057 | KG | 163.4 | 163.4 | CP25 | CP25 | Load feeder fuseless, Reversing duty 400 V AC, Size S00 0.14...0.20 A 24 V DC Spring-type terminal for installation on standard mounting rail (also fulfills type of coordination 1) Type of coordination 2, Iq = 150 kA 1 NC (contactor) | - | 0 | 0
3RA2210-0BH15-2AP0 |  | 3RA2210-0BH15-2AP0 | 1 | UN | 1 | 2 | A | D | N | N | 85364900 | 1 | 4011209797635 | 1.761 | KG | 206.15 | 206.15 | CP25 | CP25 | Load feeder fuseless, Reversing duty 400 V AC, Size S00 0.14...0.20 A 230 V AC Spring-type terminal for 60 mm busbar systems (also fulfills type of coordination 1) Type of coordination 2, Iq = 150 kA 1 NC (contactor) | - | 0 | 0
3RA2210-0BH15-2BB4 |  | 3RA2210-0BH15-2BB4 | 1 | UN | 1 | 2 | A | D | N | N | 85364900 | 1 | 4011209797383 | 1.898 | KG | 215.65 | 215.65 | CP25 | CP25 | Load feeder fuseless, Reversing duty 400 V AC, Size S00 0.14...0.20 A 24 V DC Spring-type terminal for 60 mm busbar systems (also fulfills type of coordination 1) Type of coordination 2, Iq = 150 kA 1 NC (contactor) | - | 0 | 0
3RA2210-0BS15-2BB4 |  | 3RA2210-0BS15-2BB4 | 1 | UN | 1 | 0 | A | D | EAR99 | N | 85364900 | 1 | 4011209937451 | 1.898 | KG | 215.65 | 215.65 | CP25 | CP25 | Load feeder fuseless, Reversing duty 400 V AC, Size S00 0.14...0.20 A 24 V DC Spring-type terminal for 60 mm busbar systems (also fulfills type of coordination 1) Type of coordination 2, Iq = 150 kA 1 NC (contactor) Adapter length 200 mm | - | 0 | 0
3RA2210-0CA15-2AP0 |  | 3RA2210-0CA15-2AP0 | 1 | UN | 1 | 2 | A | D | N | N | 85364900 | 1 | 4011209794696 | 0.804 | KG | 152.95 | 152.95 | CP25 | CP25 | Load feeder fuseless, Reversing duty 400 V AC, Size S00 0.18...0.25 A 230 V AC screw terminal for installation on standard mounting rail (also fulfills type of coordination 1) Type of coordination 2, Iq = 150 kA 1 NC (contactor) | - | 0 | 0
3RA2210-0CA15-2BB4 |  | 3RA2210-0CA15-2BB4 | 1 | UN | 1 | 2 | A | D | N | N | 85364900 | 1 | 4011209794368 | 0.925 | KG | 163.4 | 163.4 | CP25 | CP25 | Load feeder fuseless, Reversing duty 400 V AC, Size S00 0.18...0.25 A 24 V DC screw terminal for installation on standard mounting rail (also fulfills type of coordination 1) Type of coordination 2, Iq = 150 kA 1 NC (contactor) | - | 0 | 0
3RA2210-0CD15-2AP0 |  | 3RA2210-0CD15-2AP0 | 1 | UN | 1 | 2 | A | D | N | N | 85364900 | 1 | 4011209798229 | 1.633 | KG | 207.1 | 207.1 | CP25 | CP25 | Load feeder fuseless, Reversing duty 400 V AC, Size S00 0.18...0.25 A 230 V AC screw terminal for 60 mm busbar systems (also fulfills type of coordination 1) Type of coordination 2, Iq = 150 kA 1 NC (contactor) | - | 0 | 0
3RA2210-0CD15-2BB4 |  | 3RA2210-0CD15-2BB4 | 1 | UN | 1 | 2 | A | D | N | N | 85364900 | 1 | 4011209797895 | 1.758 | KG | 218.5 | 218.5 | CP25 | CP25 | Load feeder fuseless, Reversing duty 400 V AC, Size S00 0.18...0.25 A 24 V DC screw terminal for 60 mm busbar systems (also fulfills type of coordination 1) Type of coordination 2, Iq = 150 kA 1 NC (contactor) | - | 0 | 0
3RA2210-0CE15-2AP0 |  | 3RA2210-0CE15-2AP0 | 1 | UN | 1 | 2 | A | D | N | N | 85364900 | 1 | 4011209795778 | 0.93 | KG | 152.95 | 152.95 | CP25 | CP25 | Load feeder fuseless, Reversing duty 400 V AC, Size S00 0.18...0.25 A 230 V AC Spring-type terminal for installation on standard mounting rail (also fulfills type of coordination 1) Type of coordination 2, Iq = 150 kA 1 NC (contactor) | - | 0 | 0
3RA2210-0CE15-2BB4 |  | 3RA2210-0CE15-2BB4 | 1 | UN | 1 | 2 | A | D | N | N | 85364900 | 1 | 4011209795525 | 1.057 | KG | 163.4 | 163.4 | CP25 | CP25 | Load feeder fuseless, Reversing duty 400 V AC, Size S00 0.18...0.25 A 24 V DC Spring-type terminal for installation on standard mounting rail (also fulfills type of coordination 1) Type of coordination 2, Iq = 150 kA 1 NC (contactor) | - | 0 | 0
3RA2210-0CH15-2AP0 |  | 3RA2210-0CH15-2AP0 | 1 | UN | 1 | 2 | A | D | N | N | 85364900 | 1 | 4011209797642 | 1.407 | KG | 206.15 | 206.15 | CP25 | CP25 | Load feeder fuseless, Reversing duty 400 V AC, Size S00 0.18...0.25 A 230 V AC Spring-type terminal for 60 mm busbar systems (also fulfills type of coordination 1) Type of coordination 2, Iq = 150 kA 1 NC (contactor) | - | 0 | 0
3RA2210-0CH15-2BB4 |  | 3RA2210-0CH15-2BB4 | 1 | UN | 1 | 2 | A | D | N | N | 85364900 | 1 | 4011209797390 | 1.895 | KG | 215.65 | 215.65 | CP25 | CP25 | Load feeder fuseless, Reversing duty 400 V AC, Size S00 0.18...0.25 A 24 V DC Spring-type terminal for 60 mm busbar systems (also fulfills type of coordination 1) Type of coordination 2, Iq = 150 kA 1 NC (contactor) | - | 0 | 0
3RA2210-0CS15-2BB4 |  | 3RA2210-0CS15-2BB4 | 1 | UN | 1 | 0 | A | D | EAR99 | N | 85364900 | 1 | 4011209937468 | 1.537 | KG | 215.65 | 215.65 | CP25 | CP25 | Load feeder fuseless, Reversing duty 400 V AC, Size S00 0.18...0.25 A 24 V DC Spring-type terminal for 60 mm busbar systems (also fulfills type of coordination 1) Type of coordination 2, Iq = 150 kA 1 NC (contactor) Adapter length 200 mm | - | 0 | 0
3RA2210-0DA15-2AP0 |  | 3RA2210-0DA15-2AP0 | 1 | UN | 1 | 2 | A | D | N | N | 85364900 | 1 | 4011209794702 | 0.806 | KG | 153.9 | 153.9 | CP25 | CP25 | Load feeder fuseless, Reversing duty 400 V AC, Size S00 0.22...0.32 A 230 V AC screw terminal for installation on standard mounting rail (also fulfills type of coordination 1) Type of coordination 2, Iq = 150 kA 1 NC (contactor) | - | 0 | 0
3RA2210-0DA15-2BB4 |  | 3RA2210-0DA15-2BB4 | 1 | UN | 1 | 2 | A | D | N | N | 85364900 | 1 | 4011209794375 | 0.927 | KG | 164.35 | 164.35 | CP25 | CP25 | Load feeder fuseless, Reversing duty 400 V AC, Size S00 0.22...0.32 A 24 V DC screw terminal for installation on standard mounting rail (also fulfills type of coordination 1) Type of coordination 2, Iq = 150 kA 1 NC (contactor) | - | 0 | 0
3RA2210-0DD15-2AP0 |  | 3RA2210-0DD15-2AP0 | 1 | UN | 1 | 2 | A | D | N | N | 85364900 | 1 | 4011209798236 | 1.632 | KG | 208.05 | 208.05 | CP25 | CP25 | Load feeder fuseless, Reversing duty 400 V AC, Size S00 0.22...0.32 A 230 V AC screw terminal for 60 mm busbar systems (also fulfills type of coordination 1) Type of coordination 2, Iq = 150 kA 1 NC (contactor) | - | 0 | 0
3RA2210-0DD15-2BB4 |  | 3RA2210-0DD15-2BB4 | 1 | UN | 1 | 2 | A | D | N | N | 85364900 | 1 | 4011209797901 | 1.74 | KG | 218.5 | 218.5 | CP25 | CP25 | Load feeder fuseless, Reversing duty 400 V AC, Size S00 0.22...0.32 A 24 V DC screw terminal for 60 mm busbar systems (also fulfills type of coordination 1) Type of coordination 2, Iq = 150 kA 1 NC (contactor) | - | 0 | 0
3RA2210-0DE15-2AP0 |  | 3RA2210-0DE15-2AP0 | 1 | UN | 1 | 2 | A | D | N | N | 85364900 | 1 | 4011209795785 | 0.93 | KG | 152.95 | 152.95 | CP25 | CP25 | Load feeder fuseless, Reversing duty 400 V AC, Size S00 0.22...0.32 A 230 V AC Spring-type terminal for installation on standard mounting rail (also fulfills type of coordination 1) Type of coordination 2, Iq = 150 kA 1 NC (contactor) | - | 0 | 0
3RA2210-0DE15-2BB4 |  | 3RA2210-0DE15-2BB4 | 1 | UN | 1 | 2 | A | D | N | N | 85364900 | 1 | 4011209795532 | 1.041 | KG | 163.4 | 163.4 | CP25 | CP25 | Load feeder fuseless, Reversing duty 400 V AC, Size S00 0.22...0.32 A 24 V DC Spring-type terminal for installation on standard mounting rail (also fulfills type of coordination 1) Type of coordination 2, Iq = 150 kA 1 NC (contactor) | - | 0 | 0
3RA2210-0DH15-2AP0 |  | 3RA2210-0DH15-2AP0 | 1 | UN | 1 | 2 | A | D | N | N | 85364900 | 1 | 4011209797659 | 1.407 | KG | 207.1 | 207.1 | CP25 | CP25 | Load feeder fuseless, Reversing duty 400 V AC, Size S00 0.22...0.32 A 230 V AC Spring-type terminal for 60 mm busbar systems (also fulfills type of coordination 1) Type of coordination 2, Iq = 150 kA 1 NC (contactor) | - | 0 | 0
3RA2210-0DH15-2BB4 |  | 3RA2210-0DH15-2BB4 | 1 | UN | 1 | 2 | A | D | N | N | 85364900 | 1 | 4011209797406 | 1.907 | KG | 217.55 | 217.55 | CP25 | CP25 | Load feeder fuseless, Reversing duty 400 V AC, Size S00 0.22...0.32 A 24 V DC Spring-type terminal for 60 mm busbar systems (also fulfills type of coordination 1) Type of coordination 2, Iq = 150 kA 1 NC (contactor) | - | 0 | 0
3RA2210-0DS15-2BB4 |  | 3RA2210-0DS15-2BB4 | 1 | UN | 1 | 0 | A | D | EAR99 | N | 85364900 | 1 | 4011209937475 | 1.907 | KG | 217.55 | 217.55 | CP25 | CP25 | Load feeder fuseless, Reversing duty 400 V AC, Size S00 0.22...0.32 A 24 V DC Spring-type terminal for 60 mm busbar systems (also fulfills type of coordination 1) Type of coordination 2, Iq = 150 kA 1 NC (contactor) Adapter length 200 mm | - | 0 | 0
3RA2210-0EA15-2AP0 |  | 3RA2210-0EA15-2AP0 | 1 | UN | 1 | 2 | A | D | N | N | 85364900 | 1 | 4011209794979 | 0.803 | KG | 153.9 | 153.9 | CP25 | CP25 | Load feeder fuseless, Reversing duty 400 V AC, Size S00 0.28...0.40 A 230 V AC screw terminal for installation on standard mounting rail (also fulfills type of coordination 1) Type of coordination 2, Iq = 150 kA 1 NC (contactor) | - | 0 | 0
3RA2210-0EA15-2BB4 |  | 3RA2210-0EA15-2BB4 | 1 | UN | 1 | 2 | A | D | N | N | 85364900 | 1 | 4011209794627 | 0.936 | KG | 164.35 | 164.35 | CP25 | CP25 | Load feeder fuseless, Reversing duty 400 V AC, Size S00 0.28...0.40 A 24 V DC screw terminal for installation on standard mounting rail (also fulfills type of coordination 1) Type of coordination 2, Iq = 150 kA 1 NC (contactor) | - | 0 | 0
3RA2210-0ED15-2AP0 |  | 3RA2210-0ED15-2AP0 | 1 | UN | 1 | 2 | A | D | N | N | 85364900 | 1 | 4011209797345 | 1.632 | KG | 208.05 | 208.05 | CP25 | CP25 | Load feeder fuseless, Reversing duty 400 V AC, Size S00 0.28...0.40 A 230 V AC screw terminal for 60 mm busbar systems (also fulfills type of coordination 1) Type of coordination 2, Iq = 150 kA 1 NC (contactor) | - | 0 | 0
3RA2210-0ED15-2BB4 |  | 3RA2210-0ED15-2BB4 | 1 | UN | 1 | 2 | A | D | N | N | 85364900 | 1 | 4011209798151 | 1.74 | KG | 218.5 | 218.5 | CP25 | CP25 | Load feeder fuseless, Reversing duty 400 V AC, Size S00 0.28...0.40 A 24 V DC screw terminal for 60 mm busbar systems (also fulfills type of coordination 1) Type of coordination 2, Iq = 150 kA 1 NC (contactor) | - | 0 | 0
3RA2210-0EE15-2AP0 |  | 3RA2210-0EE15-2AP0 | 1 | UN | 1 | 2 | A | D | N | N | 85364900 | 1 | 4011209795976 | 0.926 | KG | 152.95 | 152.95 | CP25 | CP25 | Load feeder fuseless, Reversing duty 400 V AC, Size S00 0.28...0.40 A 230 V AC Spring-type terminal for installation on standard mounting rail (also fulfills type of coordination 1) Type of coordination 2, Iq = 150 kA 1 NC (contactor) | - | 0 | 0
3RA2210-0EE15-2BB4 |  | 3RA2210-0EE15-2BB4 | 1 | UN | 1 | 2 | A | D | N | N | 85364900 | 1 | 4011209795716 | 1.06 | KG | 163.4 | 163.4 | CP25 | CP25 | Load feeder fuseless, Reversing duty 400 V AC, Size S00 0.28...0.40 A 24 V DC Spring-type terminal for installation on standard mounting rail (also fulfills type of coordination 1) Type of coordination 2, Iq = 150 kA 1 NC (contactor) | - | 0 | 0
3RA2210-0EH15-2AP0 |  | 3RA2210-0EH15-2AP0 | 1 | UN | 1 | 2 | A | D | N | N | 85364900 | 1 | 4011209797840 | 1.774 | KG | 207.1 | 207.1 | CP25 | CP25 | Load feeder fuseless, Reversing duty 400 V AC, Size S00 0.28...0.40 A 230 V AC Spring-type terminal for 60 mm busbar systems (also fulfills type of coordination 1) Type of coordination 2, Iq = 150 kA 1 NC (contactor) | - | 0 | 0
3RA2210-0EH15-2BB4 |  | 3RA2210-0EH15-2BB4 | 1 | UN | 1 | 2 | A | D | N | N | 85364900 | 1 | 4011209797581 | 1.907 | KG | 217.55 | 217.55 | CP25 | CP25 | Load feeder fuseless, Reversing duty 400 V AC, Size S00 0.28...0.40 A 24 V DC Spring-type terminal for 60 mm busbar systems (also fulfills type of coordination 1) Type of coordination 2, Iq = 150 kA 1 NC (contactor) | - | 0 | 0
3RA2210-0ES15-2BB4 |  | 3RA2210-0ES15-2BB4 | 1 | UN | 1 | 0 | A | D | EAR99 | N | 85364900 | 1 | 4011209937482 | 1.907 | KG | 217.55 | 217.55 | CP25 | CP25 | Load feeder fuseless, Reversing duty 400 V AC, Size S00 0.28...0.40 A 24 V DC Spring-type terminal for 60 mm busbar systems (also fulfills type of coordination 1) Type of coordination 2, Iq = 150 kA 1 NC (contactor) Adapter length 200 mm Adapter length 200 mm | - | 0 | 0
3RA2210-0FA15-2AP0 |  | 3RA2210-0FA15-2AP0 | 1 | UN | 1 | 2 | A | D | N | N | 85364900 | 1 | 4011209794719 | 0.813 | KG | 153.9 | 153.9 | CP25 | CP25 | Load feeder fuseless, Reversing duty 400 V AC, Size S00 0.35...0.50 A 230 V AC screw terminal for installation on standard mounting rail (also fulfills type of coordination 1) Type of coordination 2, Iq = 150 kA 1 NC (contactor) | - | 0 | 0
3RA2210-0FA15-2BB4 |  | 3RA2210-0FA15-2BB4 | 1 | UN | 1 | 2 | A | D | N | N | 85364900 | 1 | 4011209794382 | 0.936 | KG | 164.35 | 164.35 | CP25 | CP25 | Load feeder fuseless, Reversing duty 400 V AC, Size S00 0.35...0.50 A 24 V DC screw terminal for installation on standard mounting rail (also fulfills type of coordination 1) Type of coordination 2, Iq = 150 kA 1 NC (contactor) | - | 0 | 0
3RA2210-0FD15-2AP0 |  | 3RA2210-0FD15-2AP0 | 1 | UN | 1 | 2 | A | D | N | N | 85364900 | 1 | 4011209798243 | 1.66 | KG | 208.05 | 208.05 | CP25 | CP25 | Load feeder fuseless, Reversing duty 400 V AC, Size S00 0.35...0.50 A 230 V AC screw terminal for 60 mm busbar systems (also fulfills type of coordination 1) Type of coordination 2, Iq = 150 kA 1 NC (contactor) | - | 0 | 0
3RA2210-0FD15-2BB4 |  | 3RA2210-0FD15-2BB4 | 1 | UN | 1 | 2 | A | D | N | N | 85364900 | 1 | 4011209797918 | 1.743 | KG | 218.5 | 218.5 | CP25 | CP25 | Load feeder fuseless, Reversing duty 400 V AC, Size S00 0.35...0.50 A 24 V DC screw terminal for 60 mm busbar systems (also fulfills type of coordination 1) Type of coordination 2, Iq = 150 kA 1 NC (contactor) | - | 0 | 0
3RA2210-0FE15-2AP0 |  | 3RA2210-0FE15-2AP0 | 1 | UN | 1 | 2 | A | D | N | N | 85364900 | 1 | 4011209795792 | 0.933 | KG | 152.95 | 152.95 | CP25 | CP25 | Load feeder fuseless, Reversing duty 400 V AC, Size S00 0.35...0.50 A 230 V AC Spring-type terminal for installation on standard mounting rail (also fulfills type of coordination 1) Type of coordination 2, Iq = 150 kA 1 NC (contactor) | - | 0 | 0
3RA2210-0FE15-2BB4 |  | 3RA2210-0FE15-2BB4 | 1 | UN | 1 | 2 | A | D | N | N | 85364900 | 1 | 4011209795549 | 1 | KG | 163.4 | 163.4 | CP25 | CP25 | Load feeder fuseless, Reversing duty 400 V AC, Size S00 0.35...0.50 A 24 V DC Spring-type terminal for installation on standard mounting rail (also fulfills type of coordination 1) Type of coordination 2, Iq = 150 kA 1 NC (contactor) | - | 0 | 0
3RA2210-0FH15-2AP0 |  | 3RA2210-0FH15-2AP0 | 1 | UN | 1 | 2 | A | D | N | N | 85364900 | 1 | 4011209797666 | 1.786 | KG | 207.1 | 207.1 | CP25 | CP25 | Load feeder fuseless, Reversing duty 400 V AC, Size S00 0.35...0.50 A 230 V AC Spring-type terminal for 60 mm busbar systems (also fulfills type of coordination 1) Type of coordination 2, Iq = 150 kA 1 NC (contactor) | - | 0 | 0
3RA2210-0FH15-2BB4 |  | 3RA2210-0FH15-2BB4 | 1 | UN | 1 | 2 | A | D | N | N | 85364900 | 1 | 4011209797413 | 1.887 | KG | 217.55 | 217.55 | CP25 | CP25 | Load feeder fuseless, Reversing duty 400 V AC, Size S00 0.35...0.50 A 24 V DC Spring-type terminal for 60 mm busbar systems (also fulfills type of coordination 1) Type of coordination 2, Iq = 150 kA 1 NC (contactor) | - | 0 | 0
3RA2210-0FS15-2BB4 |  | 3RA2210-0FS15-2BB4 | 1 | UN | 1 | 0 | A | D | EAR99 | N | 85364900 | 1 | 4011209937499 | 1.887 | KG | 217.55 | 217.55 | CP25 | CP25 | Load feeder fuseless, Reversing duty 400 V AC, Size S00 0.35...0.50 A 24 V DC Spring-type terminal for 60 mm busbar systems (also fulfills type of coordination 1) Type of coordination 2, Iq = 150 kA 1 NC (contactor) Adapter length 200 mm | - | 0 | 0
3RA2210-0GA15-2AP0 |  | 3RA2210-0GA15-2AP0 | 1 | UN | 1 | 2 | A | D | N | N | 85364900 | 1 | 4011209794726 | 0.808 | KG | 153.9 | 153.9 | CP25 | CP25 | Load feeder fuseless, Reversing duty 400 V AC, Size S00 0.45...0.63 A 230 V AC screw terminal for installation on standard mounting rail (also fulfills type of coordination 1) Type of coordination 2, Iq = 150 kA 1 NC (contactor) | - | 0 | 0
3RA2210-0GA15-2BB4 |  | 3RA2210-0GA15-2BB4 | 1 | UN | 1 | 2 | A | D | N | N | 85364900 | 1 | 4011209794399 | 0.941 | KG | 164.35 | 164.35 | CP25 | CP25 | Load feeder fuseless, Reversing duty 400 V AC, Size S00 0.45...0.63 A 24 V DC screw terminal for installation on standard mounting rail (also fulfills type of coordination 1) Type of coordination 2, Iq = 150 kA 1 NC (contactor) | - | 0 | 0
3RA2210-0GD15-2AP0 |  | 3RA2210-0GD15-2AP0 | 1 | UN | 1 | 2 | A | D | N | N | 85364900 | 1 | 4011209798250 | 1.639 | KG | 208.05 | 208.05 | CP25 | CP25 | Load feeder fuseless, Reversing duty 400 V AC, Size S00 0.45...0.63 A 230 V AC screw terminal for 60 mm busbar systems (also fulfills type of coordination 1) Type of coordination 2, Iq = 150 kA 1 NC (contactor) | - | 0 | 0
3RA2210-0GD15-2BB4 |  | 3RA2210-0GD15-2BB4 | 1 | UN | 1 | 2 | A | D | N | N | 85364900 | 1 | 4011209797925 | 1.744 | KG | 220.4 | 220.4 | CP25 | CP25 | Load feeder fuseless, Reversing duty 400 V AC, Size S00 0.45...0.63 A 24 V DC screw terminal for 60 mm busbar systems (also fulfills type of coordination 1) Type of coordination 2, Iq = 150 kA 1 NC (contactor) | - | 0 | 0
3RA2210-0GE15-2AP0 |  | 3RA2210-0GE15-2AP0 | 1 | UN | 1 | 2 | A | D | N | N | 85364900 | 1 | 4011209795808 | 0.933 | KG | 153.9 | 153.9 | CP25 | CP25 | Load feeder fuseless, Reversing duty 400 V AC, Size S00 0.45...0.63 A 230 V AC Spring-type terminal for installation on standard mounting rail (also fulfills type of coordination 1) Type of coordination 2, Iq = 150 kA 1 NC (contactor) | - | 0 | 0
3RA2210-0GE15-2BB4 |  | 3RA2210-0GE15-2BB4 | 1 | UN | 1 | 2 | A | D | N | N | 85364900 | 1 | 4011209795556 | 1.061 | KG | 164.35 | 164.35 | CP25 | CP25 | Load feeder fuseless, Reversing duty 400 V AC, Size S00 0.45...0.63 A 24 V DC Spring-type terminal for installation on standard mounting rail (also fulfills type of coordination 1) Type of coordination 2, Iq = 150 kA 1 NC (contactor) | - | 0 | 0
3RA2210-0GH15-2AP0 |  | 3RA2210-0GH15-2AP0 | 1 | UN | 1 | 2 | A | D | N | N | 85364900 | 1 | 4011209797673 | 1.747 | KG | 207.1 | 207.1 | CP25 | CP25 | Load feeder fuseless, Reversing duty 400 V AC, Size S00 0.45...0.63 A 230 V AC Spring-type terminal for 60 mm busbar systems (also fulfills type of coordination 1) Type of coordination 2, Iq = 150 kA 1 NC (contactor) | - | 0 | 0
3RA2210-0GH15-2BB4 |  | 3RA2210-0GH15-2BB4 | 1 | UN | 1 | 2 | A | D | N | N | 85364900 | 1 | 4011209797420 | 1.915 | KG | 217.55 | 217.55 | CP25 | CP25 | Load feeder fuseless, Reversing duty 400 V AC, Size S00 0.45...0.63 A 24 V DC Spring-type terminal for 60 mm busbar systems (also fulfills type of coordination 1) Type of coordination 2, Iq = 150 kA 1 NC (contactor) | - | 0 | 0
3RA2210-0GS15-2BB4 |  | 3RA2210-0GS15-2BB4 | 1 | UN | 1 | 0 | A | D | EAR99 | N | 85364900 | 1 | 4011209937505 | 1.863 | KG | 217.55 | 217.55 | CP25 | CP25 | Load feeder fuseless, Reversing duty 400 V AC, Size S00 0.45...0.63 A 24 V DC Spring-type terminal for 60 mm busbar systems (also fulfills type of coordination 1) Type of coordination 2, Iq = 150 kA 1 NC (contactor) Adapter length 200 mm | - | 0 | 0
3RA2210-0HA03-0SB4 |  | 3RA2210-0HA03-0SB4 | 1 | UN | 1 | 5 | B | D | N | N | 85364900 | 1 | 4011209901797 | 0.646 | KG | 291.65 | 291.65 | CP25 | CP25 | Load feeder fuseless, Reversing duty 400 V AC, Size S00 0.55...0.80 A 24 V DC screw terminal for installation on standard mounting rail Type of coordination 1, Iq = 50 kA | - | 0 | 0
3RA2210-0HA15-2AP0 |  | 3RA2210-0HA15-2AP0 | 1 | UN | 1 | 2 | A | D | N | N | 85364900 | 1 | 4011209794733 | 0.806 | KG | 157.7 | 157.7 | CP25 | CP25 | Load feeder fuseless, Reversing duty 400 V AC, Size S00 0.55...0.80 A 230 V AC screw terminal for installation on standard mounting rail (also fulfills type of coordination 1) Type of coordination 2, Iq = 150 kA 1 NC (contactor) | - | 0 | 0
3RA2210-0HA15-2BB4 |  | 3RA2210-0HA15-2BB4 | 1 | UN | 1 | 2 | A | D | N | N | 85364900 | 1 | 4011209794405 | 0.927 | KG | 169.1 | 169.1 | CP25 | CP25 | Load feeder fuseless, Reversing duty 400 V AC, Size S00 0.55...0.80 A 24 V DC screw terminal for installation on standard mounting rail (also fulfills type of coordination 1) Type of coordination 2, Iq = 150 kA 1 NC (contactor) | - | 0 | 0
3RA2210-0HD15-2AP0 |  | 3RA2210-0HD15-2AP0 | 1 | UN | 1 | 2 | A | D | N | N | 85364900 | 1 | 4011209798267 | 1.65 | KG | 211.85 | 211.85 | CP25 | CP25 | Load feeder fuseless, Reversing duty 400 V AC, Size S00 0.55...0.80 A 230 V AC screw terminal for 60 mm busbar systems (also fulfills type of coordination 1) Type of coordination 2, Iq = 150 kA 1 NC (contactor) | - | 0 | 0
3RA2210-0HD15-2BB4 |  | 3RA2210-0HD15-2BB4 | 1 | UN | 1 | 2 | A | D | N | N | 85364900 | 1 | 4011209797932 | 1.765 | KG | 223.25 | 223.25 | CP25 | CP25 | Load feeder fuseless, Reversing duty 400 V AC, Size S00 0.55...0.80 A 24 V DC screw terminal for 60 mm busbar systems (also fulfills type of coordination 1) Type of coordination 2, Iq = 150 kA 1 NC (contactor) | - | 0 | 0
3RA2210-0HE15-2AP0 |  | 3RA2210-0HE15-2AP0 | 1 | UN | 1 | 2 | A | D | N | N | 85364900 | 1 | 4011209795815 | 0.927 | KG | 156.75 | 156.75 | CP25 | CP25 | Load feeder fuseless, Reversing duty 400 V AC, Size S00 0.55...0.80 A 230 V AC Spring-type terminal for installation on standard mounting rail (also fulfills type of coordination 1) Type of coordination 2, Iq = 150 kA 1 NC (contactor) | - | 0 | 0
3RA2210-0HE15-2BB4 |  | 3RA2210-0HE15-2BB4 | 1 | UN | 1 | 2 | A | D | N | N | 85364900 | 1 | 4011209795563 | 1.059 | KG | 168.15 | 168.15 | CP25 | CP25 | Load feeder fuseless, Reversing duty 400 V AC, Size S00 0.55...0.80 A 24 V DC Spring-type terminal for installation on standard mounting rail (also fulfills type of coordination 1) Type of coordination 2, Iq = 150 kA 1 NC (contactor) | - | 0 | 0
3RA2210-0HH03-0SB4 |  | 3RA2210-0HH03-0SB4 | 1 | UN | 1 | 0 | A | D | N | N | 85364900 | 1 | 4011209913387 | 1.089 | KG | 318.25 | 318.25 | CP25 | CP25 | Load feeder fuseless, Reversing duty 400 V AC, Size S00 0.55...0.80 A 24 V DC screw terminal on busbar adapter Type of coordination 1, Iq = 50 kA | - | 0 | 0
3RA2210-0HH15-2AP0 |  | 3RA2210-0HH15-2AP0 | 1 | UN | 1 | 2 | A | D | N | N | 85364900 | 1 | 4011209797680 | 1.79 | KG | 210.9 | 210.9 | CP25 | CP25 | Load feeder fuseless, Reversing duty 400 V AC, Size S00 0.55...0.80 A 230 V AC Spring-type terminal for 60 mm busbar systems (also fulfills type of coordination 1) Type of coordination 2, Iq = 150 kA 1 NC (contactor) | - | 0 | 0
3RA2210-0HH15-2BB4 |  | 3RA2210-0HH15-2BB4 | 1 | UN | 1 | 2 | A | D | N | N | 85364900 | 1 | 4011209797437 | 1.91 | KG | 222.3 | 222.3 | CP25 | CP25 | Load feeder fuseless, Reversing duty 400 V AC, Size S00 0.55...0.80 A 24 V DC Spring-type terminal for 60 mm busbar systems (also fulfills type of coordination 1) Type of coordination 2, Iq = 150 kA 1 NC (contactor) | - | 0 | 0
3RA2210-0HS15-2BB4 |  | 3RA2210-0HS15-2BB4 | 1 | UN | 1 | 0 | A | D | EAR99 | N | 85364900 | 1 | 4011209937512 | 1.857 | KG | 222.3 | 222.3 | CP25 | CP25 | Load feeder fuseless, Reversing duty 400 V AC, Size S00 0.55...0.80 A 24 V DC Spring-type terminal for 60 mm busbar systems (also fulfills type of coordination 1) Type of coordination 2, Iq = 150 kA 1 NC (contactor) Adapter length 200 mm | - | 0 | 0
3RA2210-0JA03-0SB4 |  | 3RA2210-0JA03-0SB4 | 1 | UN | 1 | 5 | B | D | N | N | 85364900 | 1 | 4011209901674 | 0.71 | KG | 291.65 | 291.65 | CP25 | CP25 | Load feeder fuseless, Reversing duty 400 V AC, Size S00 0.70...1.00 A 24 V DC screw terminal for installation on standard mounting rail Type of coordination 1, Iq = 50 kA | - | 0 | 0
3RA2210-0JA15-2AP0 |  | 3RA2210-0JA15-2AP0 | 1 | UN | 1 | 2 | A | D | N | N | 85364900 | 1 | 4011209794740 | 0.873 | KG | 157.7 | 157.7 | CP25 | CP25 | Load feeder fuseless, Reversing duty 400 V AC, Size S00 0.70...1.00 A 230 V AC screw terminal for installation on standard mounting rail (also fulfills type of coordination 1) Type of coordination 2, Iq = 150 kA 1 NC (contactor) | - | 0 | 0
3RA2210-0JA15-2BB4 |  | 3RA2210-0JA15-2BB4 | 1 | UN | 1 | 2 | A | D | N | N | 85364900 | 1 | 4011209794412 | 0.99 | KG | 169.1 | 169.1 | CP25 | CP25 | Load feeder fuseless, Reversing duty 400 V AC, Size S00 0.70...1.00 A 24 V DC screw terminal for installation on standard mounting rail (also fulfills type of coordination 1) Type of coordination 2, Iq = 150 kA 1 NC (contactor) | - | 0 | 0
3RA2210-0JD15-2AP0 |  | 3RA2210-0JD15-2AP0 | 1 | UN | 1 | 2 | A | D | N | N | 85364900 | 1 | 4011209798274 | 1.7 | KG | 211.85 | 211.85 | CP25 | CP25 | Load feeder fuseless, Reversing duty 400 V AC, Size S00 0.70...1.00 A 230 V AC screw terminal for 60 mm busbar systems (also fulfills type of coordination 1) Type of coordination 2, Iq = 150 kA 1 NC (contactor) | - | 0 | 0
3RA2210-0JD15-2BB4 |  | 3RA2210-0JD15-2BB4 | 1 | UN | 1 | 2 | A | D | N | N | 85364900 | 1 | 4011209797949 | 1.821 | KG | 223.25 | 223.25 | CP25 | CP25 | Load feeder fuseless, Reversing duty 400 V AC, Size S00 0.70...1.00 A 24 V DC screw terminal for 60 mm busbar systems (also fulfills type of coordination 1) Type of coordination 2, Iq = 150 kA 1 NC (contactor) | - | 0 | 0
3RA2210-0JE15-2AP0 |  | 3RA2210-0JE15-2AP0 | 1 | UN | 1 | 2 | A | D | N | N | 85364900 | 1 | 4011209795822 | 0.995 | KG | 156.75 | 156.75 | CP25 | CP25 | Load feeder fuseless, Reversing duty 400 V AC, Size S00 0.70...1.00 A 230 V AC Spring-type terminal for installation on standard mounting rail (also fulfills type of coordination 1) Type of coordination 2, Iq = 150 kA 1 NC (contactor) | - | 0 | 0
3RA2210-0JE15-2BB4 |  | 3RA2210-0JE15-2BB4 | 1 | UN | 1 | 2 | A | D | N | N | 85364900 | 1 | 4011209795570 | 1.124 | KG | 168.15 | 168.15 | CP25 | CP25 | Load feeder fuseless, Reversing duty 400 V AC, Size S00 0.70...1.00 A 24 V DC Spring-type terminal for installation on standard mounting rail (also fulfills type of coordination 1) Type of coordination 2, Iq = 150 kA 1 NC (contactor) | - | 0 | 0
3RA2210-0JH15-2AP0 |  | 3RA2210-0JH15-2AP0 | 1 | UN | 1 | 2 | A | D | N | N | 85364900 | 1 | 4011209797697 | 1.831 | KG | 210.9 | 210.9 | CP25 | CP25 | Load feeder fuseless, Reversing duty 400 V AC, Size S00 0.70...1.00 A 230 V AC Spring-type terminal for 60 mm busbar systems (also fulfills type of coordination 1) Type of coordination 2, Iq = 150 kA 1 NC (contactor) | - | 0 | 0
3RA2210-0JH15-2BB4 |  | 3RA2210-0JH15-2BB4 | 1 | UN | 1 | 2 | A | D | N | N | 85364900 | 1 | 4011209797444 | 1.97 | KG | 222.3 | 222.3 | CP25 | CP25 | Load feeder fuseless, Reversing duty 400 V AC, Size S00 0.70...1.00 A 24 V DC Spring-type terminal for 60 mm busbar systems (also fulfills type of coordination 1) Type of coordination 2, Iq = 150 kA 1 NC (contactor) | - | 0 | 0
3RA2210-0JS15-2BB4 |  | 3RA2210-0JS15-2BB4 | 1 | UN | 1 | 0 | A | D | EAR99 | N | 85364900 | 1 | 4011209937529 | 1.93 | KG | 222.3 | 222.3 | CP25 | CP25 | Load feeder fuseless, Reversing duty 400 V AC, Size S00 0.70...1.00 A 24 V DC Spring-type terminal for 60 mm busbar systems (also fulfills type of coordination 1) Type of coordination 2, Iq = 150 kA 1 NC (contactor) Adapter length 200 mm | - | 0 | 0
3RA2210-0KA15-2AP0 |  | 3RA2210-0KA15-2AP0 | 1 | UN | 1 | 2 | A | D | N | N | 85364900 | 1 | 4011209794757 | 0.875 | KG | 161.5 | 161.5 | CP25 | CP25 | Load feeder fuseless, Reversing duty 400 V AC, Size S00 0.90...1.25 A 230 V AC screw terminal for installation on standard mounting rail (also fulfills type of coordination 1) Type of coordination 2, Iq = 150 kA 1 NC (contactor) | - | 0 | 0
3RA2210-0KA15-2BB4 |  | 3RA2210-0KA15-2BB4 | 1 | UN | 1 | 2 | A | D | N | N | 85364900 | 1 | 4011209794429 | 0.992 | KG | 171.95 | 171.95 | CP25 | CP25 | Load feeder fuseless, Reversing duty 400 V AC, Size S00 0.90...1.25 A 24 V DC screw terminal for installation on standard mounting rail (also fulfills type of coordination 1) Type of coordination 2, Iq = 150 kA 1 NC (contactor) | - | 0 | 0
3RA2210-0KD15-2AP0 |  | 3RA2210-0KD15-2AP0 | 1 | UN | 1 | 2 | A | D | N | N | 85364900 | 1 | 4011209798281 | 1.7 | KG | 214.7 | 214.7 | CP25 | CP25 | Load feeder fuseless, Reversing duty 400 V AC, Size S00 0.90...1.25 A 230 V AC screw terminal for 60 mm busbar systems (also fulfills type of coordination 1) Type of coordination 2, Iq = 150 kA 1 NC (contactor) | - | 0 | 0
3RA2210-0KD15-2BB4 |  | 3RA2210-0KD15-2BB4 | 1 | UN | 1 | 2 | A | D | N | N | 85364900 | 1 | 4011209797956 | 1.77 | KG | 228 | 228 | CP25 | CP25 | Load feeder fuseless, Reversing duty 400 V AC, Size S00 0.90...1.25 A 24 V DC screw terminal for 60 mm busbar systems (also fulfills type of coordination 1) Type of coordination 2, Iq = 150 kA 1 NC (contactor) | - | 0 | 0
3RA2210-0KE15-2AP0 |  | 3RA2210-0KE15-2AP0 | 1 | UN | 1 | 2 | A | D | N | N | 85364900 | 1 | 4011209795839 | 1.001 | KG | 161.5 | 161.5 | CP25 | CP25 | Load feeder fuseless, Reversing duty 400 V AC, Size S00 0.90...1.25 A 230 V AC Spring-type terminal for installation on standard mounting rail (also fulfills type of coordination 1) Type of coordination 2, Iq = 150 kA 1 NC (contactor) | - | 0 | 0
3RA2210-0KE15-2BB4 |  | 3RA2210-0KE15-2BB4 | 1 | UN | 1 | 2 | A | D | N | N | 85364900 | 1 | 4011209795587 | 1.127 | KG | 171.95 | 171.95 | CP25 | CP25 | Load feeder fuseless, reversing duty 400 V DC, size S00 0.90...1.25 A, 24 V DC Spring-type terminal for installation on standard mounting rail (also fulfills type of coordination 1) Type of coordination 2, Iq = 150 kA 1 NC (contactor) | - | 0 | 0
3RA2210-0KH15-2AP0 |  | 3RA2210-0KH15-2AP0 | 1 | UN | 1 | 2 | A | D | N | N | 85364900 | 1 | 4011209797703 | 1.848 | KG | 213.75 | 213.75 | CP25 | CP25 | Load feeder fuseless, Reversing duty 400 V AC, Size S0 0.90...1.25 A 230 V AC Spring-type terminal for 60 mm busbar systems (also fulfills type of coordination 1) Type of coordination 2, Iq = 150 kA 1 NC (contactor) | - | 0 | 0
3RA2210-0KH15-2BB4 |  | 3RA2210-0KH15-2BB4 | 1 | UN | 1 | 2 | A | D | N | N | 85364900 | 1 | 4011209797451 | 1.966 | KG | 226.1 | 226.1 | CP25 | CP25 | Load feeder fuseless, reversing duty 400 V DC, size S00 0.90...1.25 A, 24 V DC Spring-type terminal for 60 mm busbar systems (also fulfills type of coordination 1) Type of coordination 2, Iq = 150 kA 1 NC (contactor) | - | 0 | 0
3RA2210-0KS15-2BB4 |  | 3RA2210-0KS15-2BB4 | 1 | UN | 1 | 0 | A | D | EAR99 | N | 85364900 | 1 | 4011209937536 | 1.932 | KG | 226.1 | 226.1 | CP25 | CP25 | Load feeder fuseless, Reversing duty 400 V AC, Size S0 0.90...1.25 A 24 V DC Spring-type terminal for 60 mm busbar systems (also fulfills type of coordination 1) Type of coordination 2, Iq = 150 kA 1 NC (contactor) Adapter length 200 mm | - | 0 | 0
3RA2210-1AA15-2AP0 |  | 3RA2210-1AA15-2AP0 | 1 | UN | 1 | 2 | A | D | N | N | 85364900 | 1 | 4011209794764 | 0.882 | KG | 161.5 | 161.5 | CP25 | CP25 | Load feeder fuseless, Reversing duty 400 V AC, Size S00 1.10...1.60 A 230 V AC screw terminal for installation on standard mounting rail (also fulfills type of coordination 1) Type of coordination 2, Iq = 150 kA 1 NC (contactor) | - | 0 | 0
3RA2210-1AA15-2BB4 |  | 3RA2210-1AA15-2BB4 | 1 | UN | 1 | 2 | A | D | N | N | 85364900 | 1 | 4011209794436 | 1.005 | KG | 171.95 | 171.95 | CP25 | CP25 | Load feeder fuseless, Reversing duty 400 V AC, Size S00 1.10...1.60 A 24 V DC screw terminal for installation on standard mounting rail (also fulfills type of coordination 1) Type of coordination 2, Iq = 150 kA 1 NC (contactor) | - | 0 | 0
3RA2210-1AD15-2AP0 |  | 3RA2210-1AD15-2AP0 | 1 | UN | 1 | 2 | A | D | N | N | 85364900 | 1 | 4011209798298 | 1.63 | KG | 214.7 | 214.7 | CP25 | CP25 | Load feeder fuseless, Reversing duty 400 V AC, Size S00 1.10...1.60 A 230 V AC screw terminal for 60 mm busbar systems (also fulfills type of coordination 1) Type of coordination 2, Iq = 150 kA 1 NC (contactor) | - | 0 | 0
3RA2210-1AD15-2BB4 |  | 3RA2210-1AD15-2BB4 | 1 | UN | 1 | 2 | A | D | N | N | 85364900 | 1 | 4011209797963 | 1.814 | KG | 228 | 228 | CP25 | CP25 | Load feeder fuseless, Reversing duty 400 V AC, Size S00 1.10...1.60 A 24 V DC screw terminal for 60 mm busbar systems (also fulfills type of coordination 1) Type of coordination 2, Iq = 150 kA 1 NC (contactor) | - | 0 | 0
3RA2210-1AE15-2AP0 |  | 3RA2210-1AE15-2AP0 | 1 | UN | 1 | 2 | A | D | N | N | 85364900 | 1 | 4011209795846 | 1.003 | KG | 161.5 | 161.5 | CP25 | CP25 | Load feeder fuseless, Reversing duty 400 V AC, Size S00 1.10...1.60 A 230 V AC Spring-type terminal for installation on standard mounting rail (also fulfills type of coordination 1) Type of coordination 2, Iq = 150 kA 1 NC (contactor) | - | 0 | 0
3RA2210-1AE15-2BB4 |  | 3RA2210-1AE15-2BB4 | 1 | UN | 1 | 2 | A | D | N | N | 85364900 | 1 | 4011209795594 | 1.08 | KG | 171.95 | 171.95 | CP25 | CP25 | Load feeder fuseless, Reversing duty 400 V AC, Size S00 1.10...1.60 A 24 V DC Spring-type terminal for installation on standard mounting rail (also fulfills type of coordination 1) Type of coordination 2, Iq = 150 kA 1 NC (contactor) | - | 0 | 0
3RA2210-1AH15-2AP0 |  | 3RA2210-1AH15-2AP0 | 1 | UN | 1 | 2 | A | D | N | N | 85364900 | 1 | 4011209797710 | 1.854 | KG | 213.75 | 213.75 | CP25 | CP25 | Load feeder fuseless, Reversing duty 400 V AC, Size S00 1.10...1.60 A 230 V AC Spring-type terminal for 60 mm busbar systems (also fulfills type of coordination 1) Type of coordination 2, Iq = 150 kA 1 NC (contactor) | - | 0 | 0
3RA2210-1AH15-2BB4 |  | 3RA2210-1AH15-2BB4 | 1 | UN | 1 | 2 | A | D | N | N | 85364900 | 1 | 4011209797468 | 2.009 | KG | 226.1 | 226.1 | CP25 | CP25 | Load feeder fuseless, Reversing duty 400 V AC, Size S00 1.10...1.60 A 24 V DC Spring-type terminal for 60 mm busbar systems (also fulfills type of coordination 1) Type of coordination 2, Iq = 150 kA 1 NC (contactor) | - | 0 | 0
3RA2210-1AS15-2BB4 |  | 3RA2210-1AS15-2BB4 | 1 | UN | 1 | 0 | A | D | EAR99 | N | 85364900 | 1 | 4011209937543 | 1.98 | KG | 226.1 | 226.1 | CP25 | CP25 | Load feeder fuseless, Reversing duty 400 V AC, Size S00 1.10...1.60 A 24 V DC Spring-type terminal for 60 mm busbar systems (also fulfills type of coordination 1) Type of coordination 2, Iq = 150 kA 1 NC (contactor) Adapter length 200 mm | - | 0 | 0
3RA2210-1BA15-2AP0 |  | 3RA2210-1BA15-2AP0 | 1 | UN | 1 | 2 | A | D | N | N | 85364900 | 1 | 4011209794771 | 0.882 | KG | 164.35 | 164.35 | CP25 | CP25 | Load feeder fuseless, Reversing duty 400 V AC, Size S00 1.40...2.00 A 230 V AC screw terminal for installation on standard mounting rail (also fulfills type of coordination 1) Type of coordination 2, Iq = 150 kA 1 NC (contactor) | - | 0 | 0
3RA2210-1BA15-2BB4 |  | 3RA2210-1BA15-2BB4 | 1 | UN | 1 | 2 | A | D | N | N | 85364900 | 1 | 4011209794443 | 1 | KG | 174.8 | 174.8 | CP25 | CP25 | Load feeder fuseless, Reversing duty 400 V AC, Size S00 1.40...2.00 A 24 V DC screw terminal for installation on standard mounting rail (also fulfills type of coordination 1) Type of coordination 2, Iq = 150 kA 1 NC (contactor) | - | 0 | 0
3RA2210-1BD15-2AP0 |  | 3RA2210-1BD15-2AP0 | 1 | UN | 1 | 2 | A | D | N | N | 85364900 | 1 | 4011209798304 | 1.703 | KG | 218.5 | 218.5 | CP25 | CP25 | Load feeder fuseless, Reversing duty 400 V AC, Size S00 1.40...2.00 A 230 V AC screw terminal for 60 mm busbar systems (also fulfills type of coordination 1) Type of coordination 2, Iq = 150 kA 1 NC (contactor) | - | 0 | 0
3RA2210-1BD15-2BB4 |  | 3RA2210-1BD15-2BB4 | 1 | UN | 1 | 2 | A | D | N | N | 85364900 | 1 | 4011209797970 | 1.827 | KG | 229.9 | 229.9 | CP25 | CP25 | Load feeder fuseless, Reversing duty 400 V AC, Size S00 1.40...2.00 A 24 V DC screw terminal for 60 mm busbar systems (also fulfills type of coordination 1) Type of coordination 2, Iq = 150 kA 1 NC (contactor) | - | 0 | 0
3RA2210-1BE15-2AP0 |  | 3RA2210-1BE15-2AP0 | 1 | UN | 1 | 2 | A | D | N | N | 85364900 | 1 | 4011209795853 | 1.002 | KG | 163.4 | 163.4 | CP25 | CP25 | Load feeder fuseless, Reversing duty 400 V AC, Size S00 1.40...2.00 A 230 V AC Spring-type terminal for installation on standard mounting rail (also fulfills type of coordination 1) Type of coordination 2, Iq = 150 kA 1 NC (contactor) | - | 0 | 0
3RA2210-1BE15-2BB4 |  | 3RA2210-1BE15-2BB4 | 1 | UN | 1 | 2 | A | D | N | N | 85364900 | 1 | 4011209795600 | 1.139 | KG | 174.8 | 174.8 | CP25 | CP25 | Load feeder fuseless, Reversing duty 400 V AC, Size S00 1.40...2.00 A 24 V DC Spring-type terminal for installation on standard mounting rail (also fulfills type of coordination 1) Type of coordination 2, Iq = 150 kA 1 NC (contactor) | - | 0 | 0
3RA2210-1BH15-2AP0 |  | 3RA2210-1BH15-2AP0 | 1 | UN | 1 | 2 | A | D | N | N | 85364900 | 1 | 4011209797727 | 1.838 | KG | 217.55 | 217.55 | CP25 | CP25 | Load feeder fuseless, Reversing duty 400 V AC, Size S00 1.40...2.00 A 230 V AC Spring-type terminal for 60 mm busbar systems (also fulfills type of coordination 1) Type of coordination 2, Iq = 150 kA 1 NC (contactor) | - | 0 | 0
3RA2210-1BH15-2BB4 |  | 3RA2210-1BH15-2BB4 | 1 | UN | 1 | 2 | A | D | N | N | 85364900 | 1 | 4011209797475 | 1.963 | KG | 228.95 | 228.95 | CP25 | CP25 | Load feeder fuseless, Reversing duty 400 V AC, Size S00 1.40...2.00 A 24 V DC Spring-type terminal for 60 mm busbar systems (also fulfills type of coordination 1) Type of coordination 2, Iq = 150 kA 1 NC (contactor) | - | 0 | 0
3RA2210-1BS15-2BB4 |  | 3RA2210-1BS15-2BB4 | 1 | UN | 1 | 0 | A | D | EAR99 | N | 85364900 | 1 | 4011209937550 | 1.934 | KG | 228.95 | 228.95 | CP25 | CP25 | Load feeder fuseless, Reversing duty 400 V AC, Size S00 1.40...2.00 A 24 V DC Spring-type terminal for 60 mm busbar systems (also fulfills type of coordination 1) Type of coordination 2, Iq = 150 kA 1 NC (contactor) Adapter length 200 mm | - | 0 | 0
3RA2210-1CA15-2AP0 |  | 3RA2210-1CA15-2AP0 | 1 | UN | 1 | 2 | A | D | N | N | 85364900 | 1 | 4011209794788 | 0.92 | KG | 164.35 | 164.35 | CP25 | CP25 | Load feeder fuseless, Reversing duty 400 V AC, Size S00 1.80...2.50 A 230 V AC screw terminal for installation on standard mounting rail (also fulfills type of coordination 1) Type of coordination 2, Iq = 150 kA 1 NC (contactor) | - | 0 | 0
3RA2210-1CA15-2BB4 |  | 3RA2210-1CA15-2BB4 | 1 | UN | 1 | 2 | A | D | N | N | 85364900 | 1 | 4011209794450 | 1.005 | KG | 174.8 | 174.8 | CP25 | CP25 | Load feeder fuseless, Reversing duty 400 V AC, Size S00 1.80...2.50 A 24 V DC screw terminal for installation on standard mounting rail (also fulfills type of coordination 1) Type of coordination 2, Iq = 150 kA 1 NC (contactor) | - | 0 | 0
3RA2210-1CD15-2AP0 |  | 3RA2210-1CD15-2AP0 | 1 | UN | 1 | 2 | A | D | N | N | 85364900 | 1 | 4011209798311 | 1.737 | KG | 218.5 | 218.5 | CP25 | CP25 | Load feeder fuseless, Reversing duty 400 V AC, Size S00 1.80...2.50 A 230 V AC screw terminal for 60 mm busbar systems (also fulfills type of coordination 1) Type of coordination 2, Iq = 150 kA 1 NC (contactor) | - | 0 | 0
3RA2210-1CD15-2BB4 |  | 3RA2210-1CD15-2BB4 | 1 | UN | 1 | 2 | A | D | N | N | 85364900 | 1 | 4011209797987 | 1.837 | KG | 229.9 | 229.9 | CP25 | CP25 | Load feeder fuseless, Reversing duty 400 V AC, Size S00 1.80...2.50 A 24 V DC screw terminal for 60 mm busbar systems (also fulfills type of coordination 1) Type of coordination 2, Iq = 150 kA 1 NC (contactor) | - | 0 | 0
3RA2210-1CE15-2AP0 |  | 3RA2210-1CE15-2AP0 | 1 | UN | 1 | 2 | A | D | N | N | 85364900 | 1 | 4011209795860 | 1.005 | KG | 163.4 | 163.4 | CP25 | CP25 | Load feeder fuseless, Reversing duty 400 V AC, Size S00 1.80...2.50 A 230 V AC Spring-type terminal for installation on standard mounting rail (also fulfills type of coordination 1) Type of coordination 2, Iq = 150 kA 1 NC (contactor) | - | 0 | 0
3RA2210-1CE15-2BB4 |  | 3RA2210-1CE15-2BB4 | 1 | UN | 1 | 2 | A | D | N | N | 85364900 | 1 | 4011209795617 | 1.12 | KG | 174.8 | 174.8 | CP25 | CP25 | Load feeder fuseless, Reversing duty 400 V AC, Size S00 1.80...2.50 A 24 V DC Spring-type terminal for installation on standard mounting rail (also fulfills type of coordination 1) Type of coordination 2, Iq = 150 kA 1 NC (contactor) | - | 0 | 0
3RA2210-1CH15-2AP0 |  | 3RA2210-1CH15-2AP0 | 1 | UN | 1 | 2 | A | D | N | N | 85364900 | 1 | 4011209797734 | 1.852 | KG | 217.55 | 217.55 | CP25 | CP25 | Load feeder fuseless, Reversing duty 400 V AC, Size S00 1.80...2.50 A 230 V AC Spring-type terminal for 60 mm busbar systems (also fulfills type of coordination 1) Type of coordination 2, Iq = 150 kA 1 NC (contactor) | - | 0 | 0
3RA2210-1CH15-2BB4 |  | 3RA2210-1CH15-2BB4 | 1 | UN | 1 | 2 | A | D | N | N | 85364900 | 1 | 4011209797482 | 1.967 | KG | 228.95 | 228.95 | CP25 | CP25 | Load feeder fuseless, Reversing duty 400 V AC, Size S00 1.80...2.50 A 24 V DC Spring-type terminal for 60 mm busbar systems (also fulfills type of coordination 1) Type of coordination 2, Iq = 150 kA 1 NC (contactor) | - | 0 | 0
3RA2210-1CS15-2BB4 |  | 3RA2210-1CS15-2BB4 | 1 | UN | 1 | 0 | A | D | EAR99 | N | 85364900 | 1 | 4011209937567 | 1.935 | KG | 228.95 | 228.95 | CP25 | CP25 | Load feeder fuseless, Reversing duty 400 V AC, Size S00 1.80...2.50 A 24 V DC Spring-type terminal for 60 mm busbar systems (also fulfills type of coordination 1) Type of coordination 2, Iq = 150 kA 1 NC (contactor) Adapter length 200 mm | - | 0 | 0
3RA2210-1DA15-2AP0 |  | 3RA2210-1DA15-2AP0 | 1 | UN | 1 | 2 | A | D | N | N | 85364900 | 1 | 4011209794993 | 0.882 | KG | 164.35 | 164.35 | CP25 | CP25 | Load feeder fuseless, Reversing duty 400 V AC, Size S00 2.20...3.20 A 230 V AC screw terminal for installation on standard mounting rail (also fulfills type of coordination 1) Type of coordination 2, Iq = 150 kA 1 NC (contactor) | - | 0 | 0
3RA2210-1DA15-2BB4 |  | 3RA2210-1DA15-2BB4 | 1 | UN | 1 | 2 | A | D | N | N | 85364900 | 1 | 4011209794641 | 1.002 | KG | 174.8 | 174.8 | CP25 | CP25 | Load feeder fuseless, Reversing duty 400 V AC, Size S00 2.20...3.20 A 24 V DC screw terminal for installation on standard mounting rail (also fulfills type of coordination 1) Type of coordination 2, Iq = 150 kA 1 NC (contactor) | - | 0 | 0
3RA2210-1DD15-2AP0 |  | 3RA2210-1DD15-2AP0 | 1 | UN | 1 | 2 | A | D | N | N | 85364900 | 1 | 4011209797369 | 1.697 | KG | 218.5 | 218.5 | CP25 | CP25 | Load feeder fuseless, Reversing duty 400 V AC, Size S00 2.20...3.20 A 230 V AC screw terminal for 60 mm busbar systems (also fulfills type of coordination 1) Type of coordination 2, Iq = 150 kA 1 NC (contactor) | - | 0 | 0
3RA2210-1DD15-2BB4 |  | 3RA2210-1DD15-2BB4 | 1 | UN | 1 | 2 | A | D | N | N | 85364900 | 1 | 4011209798175 | 1.88 | KG | 229.9 | 229.9 | CP25 | CP25 | Load feeder fuseless, Reversing duty 400 V AC, Size S00 2.20...3.20 A 24 V DC screw terminal for 60 mm busbar systems (also fulfills type of coordination 1) Type of coordination 2, Iq = 150 kA 1 NC (contactor) | - | 0 | 0
3RA2210-1DE15-2AP0 |  | 3RA2210-1DE15-2AP0 | 1 | UN | 1 | 2 | A | D | N | N | 85364900 | 1 | 4011209795990 | 1.001 | KG | 163.4 | 163.4 | CP25 | CP25 | Load feeder fuseless, Reversing duty 400 V AC, Size S00 2.20...3.20 A 230 V AC Spring-type terminal for installation on standard mounting rail (also fulfills type of coordination 1) Type of coordination 2, Iq = 150 kA 1 NC (contactor) | - | 0 | 0
3RA2210-1DE15-2BB4 |  | 3RA2210-1DE15-2BB4 | 1 | UN | 1 | 2 | A | D | N | N | 85364900 | 1 | 4011209795730 | 1.129 | KG | 174.8 | 174.8 | CP25 | CP25 | Load feeder fuseless, Reversing duty 400 V AC, Size S00 2.20...3.20 A 24 V DC Spring-type terminal for installation on standard mounting rail (also fulfills type of coordination 1) Type of coordination 2, Iq = 150 kA 1 NC (contactor) | - | 0 | 0
3RA2210-1DH15-2AP0 |  | 3RA2210-1DH15-2AP0 | 1 | UN | 1 | 2 | A | D | N | N | 85364900 | 1 | 4011209797864 | 1.859 | KG | 217.55 | 217.55 | CP25 | CP25 | Load feeder fuseless, Reversing duty 400 V AC, Size S00 2.20...3.20 A 230 V AC Spring-type terminal for 60 mm busbar systems (also fulfills type of coordination 1) Type of coordination 2, Iq = 150 kA 1 NC (contactor) | - | 0 | 0
3RA2210-1DH15-2BB4 |  | 3RA2210-1DH15-2BB4 | 1 | UN | 1 | 2 | A | D | N | N | 85364900 | 1 | 4011209797604 | 1.984 | KG | 228.95 | 228.95 | CP25 | CP25 | Load feeder fuseless, Reversing duty 400 V AC, Size S00 2.20...3.20 A 24 V DC Spring-type terminal for 60 mm busbar systems (also fulfills type of coordination 1) Type of coordination 2, Iq = 150 kA 1 NC (contactor) | - | 0 | 0
3RA2210-1DS15-2BB4 |  | 3RA2210-1DS15-2BB4 | 1 | UN | 1 | 0 | A | D | EAR99 | N | 85364900 | 1 | 4011209937574 | 1.936 | KG | 228.95 | 228.95 | CP25 | CP25 | Load feeder fuseless, Reversing duty 400 V AC, Size S00 2.20...3.20 A 24 V DC Spring-type terminal for 60 mm busbar systems (also fulfills type of coordination 1) Type of coordination 2, Iq = 150 kA 1 NC (contactor) Adapter length 200 mm | - | 0 | 0
3RA2210-1EA15-2AP0 |  | 3RA2210-1EA15-2AP0 | 1 | UN | 1 | 2 | A | D | N | N | 85364900 | 1 | 4011209794986 | 0.86 | KG | 164.35 | 164.35 | CP25 | CP25 | Load feeder fuseless, Reversing duty 400 V AC, Size S00 2.80...4.00 A 230 V AC screw terminal for installation on standard mounting rail (also fulfills type of coordination 1) Type of coordination 2, Iq = 150 kA 1 NC (contactor) | - | 0 | 0
3RA2210-1EA15-2BB4 |  | 3RA2210-1EA15-2BB4 | 1 | UN | 1 | 2 | A | D | N | N | 85364900 | 1 | 4011209794634 | 1.008 | KG | 174.8 | 174.8 | CP25 | CP25 | Load feeder fuseless, Reversing duty 400 V AC, Size S00 2.80...4.00 A 24 V DC screw terminal for installation on standard mounting rail (also fulfills type of coordination 1) Type of coordination 2, Iq = 150 kA 1 NC (contactor) | - | 0 | 0
3RA2210-1ED15-2AP0 |  | 3RA2210-1ED15-2AP0 | 1 | UN | 1 | 2 | A | D | N | N | 85364900 | 1 | 4011209797352 | 1.712 | KG | 218.5 | 218.5 | CP25 | CP25 | Load feeder fuseless, Reversing duty 400 V AC, Size S00 2.80...4.00 A 230 V AC screw terminal for 60 mm busbar systems (also fulfills type of coordination 1) Type of coordination 2, Iq = 150 kA 1 NC (contactor) | - | 0 | 0
3RA2210-1ED15-2BB4 |  | 3RA2210-1ED15-2BB4 | 1 | UN | 1 | 2 | A | D | N | N | 85364900 | 1 | 4011209798168 | 1.828 | KG | 229.9 | 229.9 | CP25 | CP25 | Load feeder fuseless, Reversing duty 400 V AC, Size S00 2.80...4.00 A 24 V DC screw terminal for 60 mm busbar systems (also fulfills type of coordination 1) Type of coordination 2, Iq = 150 kA 1 NC (contactor) | - | 0 | 0
3RA2210-1EE15-2AP0 |  | 3RA2210-1EE15-2AP0 | 1 | UN | 1 | 2 | A | D | N | N | 85364900 | 1 | 4011209795983 | 1.002 | KG | 163.4 | 163.4 | CP25 | CP25 | Load feeder fuseless, Reversing duty 400 V AC, Size S00 2.80...4.00 A 230 V AC Spring-type terminal for installation on standard mounting rail (also fulfills type of coordination 1) Type of coordination 2, Iq = 150 kA 1 NC (contactor) | - | 0 | 0
3RA2210-1EE15-2BB4 |  | 3RA2210-1EE15-2BB4 | 1 | UN | 1 | 2 | A | D | N | N | 85364900 | 1 | 4011209795723 | 1.133 | KG | 174.8 | 174.8 | CP25 | CP25 | Load feeder fuseless, Reversing duty 400 V AC, Size S00 2.80...4.00 A 24 V DC Spring-type terminal for installation on standard mounting rail (also fulfills type of coordination 1) Type of coordination 2, Iq = 150 kA 1 NC (contactor) | - | 0 | 0
3RA2210-1EH15-2AP0 |  | 3RA2210-1EH15-2AP0 | 1 | UN | 1 | 2 | A | D | N | N | 85364900 | 1 | 4011209797857 | 1.831 | KG | 217.55 | 217.55 | CP25 | CP25 | Load feeder fuseless, Reversing duty 400 V AC, Size S00 2.80...4.00 A 230 V AC Spring-type terminal for 60 mm busbar systems (also fulfills type of coordination 1) Type of coordination 2, Iq = 150 kA 1 NC (contactor) | - | 0 | 0
3RA2210-1EH15-2BB4 |  | 3RA2210-1EH15-2BB4 | 1 | UN | 1 | 2 | A | D | N | N | 85364900 | 1 | 4011209797598 | 1.957 | KG | 228.95 | 228.95 | CP25 | CP25 | Load feeder fuseless, Reversing duty 400 V AC, Size S00 2.80...4.00 A 24 V DC Spring-type terminal for 60 mm busbar systems (also fulfills type of coordination 1) Type of coordination 2, Iq = 150 kA 1 NC (contactor) | - | 0 | 0
3RA2210-1ES15-2BB4 |  | 3RA2210-1ES15-2BB4 | 1 | UN | 1 | 0 | A | D | EAR99 | N | 85364900 | 1 | 4011209937581 | 1.98 | KG | 228.95 | 228.95 | CP25 | CP25 | Load feeder fuseless, Reversing duty 400 V AC, Size S00 2.80...4.00 A 24 V DC Spring-type terminal for 60 mm busbar systems (also fulfills type of coordination 1) Type of coordination 2, Iq = 150 kA 1 NC (contactor) Adapter length 200 mm | - | 0 | 0
3RA2210-1FA15-2AP0 |  | 3RA2210-1FA15-2AP0 | 1 | UN | 1 | 2 | A | D | N | N | 85364900 | 1 | 4011209794672 | 0.878 | KG | 164.35 | 164.35 | CP25 | CP25 | Load feeder fuseless, Reversing duty 400 V AC, Size S00 3.50...5.00 A 230 V AC screw terminal for installation on standard mounting rail Type of coordination 1, Iq = 150 kA 1 NC (contactor) | - | 0 | 0
3RA2210-1FA15-2BB4 |  | 3RA2210-1FA15-2BB4 | 1 | UN | 1 | 2 | A | D | N | N | 85364900 | 1 | 4011209794344 | 1.009 | KG | 174.8 | 174.8 | CP25 | CP25 | Load feeder fuseless, Reversing duty 400 V AC, Size S00 3.50...5.00 A 24 V DC screw terminal for installation on standard mounting rail Type of coordination 1, Iq = 150 kA 1 NC (contactor) | - | 0 | 0
3RA2210-1FD15-2AP0 |  | 3RA2210-1FD15-2AP0 | 1 | UN | 1 | 2 | A | D | N | N | 85364900 | 1 | 4011209798205 | 1.71 | KG | 218.5 | 218.5 | CP25 | CP25 | Load feeder fuseless, Reversing duty 400 V AC, Size S00 3.50...5.00 A 230 V AC screw terminal for 60 mm busbar systems Type of coordination 1, Iq = 150 kA 1 NC (contactor) | - | 0 | 0
3RA2210-1FD15-2BB4 |  | 3RA2210-1FD15-2BB4 | 1 | UN | 1 | 2 | A | D | N | N | 85364900 | 1 | 4011209797871 | 1.833 | KG | 229.9 | 229.9 | CP25 | CP25 | Load feeder fuseless, Reversing duty 400 V AC, Size S00 3.50...5.00 A 24 V DC screw terminal for 60 mm busbar systems Type of coordination 1, Iq = 150 kA 1 NC (contactor) | - | 0 | 0
3RA2210-1FE15-2AP0 |  | 3RA2210-1FE15-2AP0 | 1 | UN | 1 | 2 | A | D | N | N | 85364900 | 1 | 4011209795754 | 1.005 | KG | 163.4 | 163.4 | CP25 | CP25 | Load feeder fuseless, Reversing duty 400 V AC, Size S00 3.50...5.00 A 230 V AC Spring-type terminal for installation on standard mounting rail Type of coordination 1, Iq = 150 kA 1 NC (contactor) | - | 0 | 0
3RA2210-1FE15-2BB4 |  | 3RA2210-1FE15-2BB4 | 1 | UN | 1 | 2 | A | D | N | N | 85364900 | 1 | 4011209795501 | 1.143 | KG | 174.8 | 174.8 | CP25 | CP25 | Load feeder fuseless, Reversing duty 400 V AC, Size S00 3.50...5.00 A 24 V DC Spring-type terminal for installation on standard mounting rail Type of coordination 1, Iq = 150 kA 1 NC (contactor) | - | 0 | 0
3RA2210-1FH15-2AP0 |  | 3RA2210-1FH15-2AP0 | 1 | UN | 1 | 2 | A | D | N | N | 85364900 | 1 | 4011209797628 | 1.894 | KG | 217.55 | 217.55 | CP25 | CP25 | Load feeder fuseless, Reversing duty 400 V AC, Size S00 3.50...5.00 A 230 V AC Spring-type terminal for 60 mm busbar systems Type of coordination 1, Iq = 150 kA 1 NC (contactor) | - | 0 | 0
3RA2210-1FH15-2BB4 |  | 3RA2210-1FH15-2BB4 | 1 | UN | 1 | 2 | A | D | N | N | 85364900 | 1 | 4011209797376 | 1.962 | KG | 228.95 | 228.95 | CP25 | CP25 | Load feeder fuseless, Reversing duty 400 V AC, Size S00 3.50...5.00 A 24 V DC Spring-type terminal for 60 mm busbar systems Type of coordination 1, Iq = 150 kA 1 NC (contactor) | - | 0 | 0
3RA2210-1FS15-2BB4 |  | 3RA2210-1FS15-2BB4 | 1 | UN | 1 | 0 | A | D | EAR99 | N | 85364900 | 1 | 4011209937598 | 1.962 | KG | 228.95 | 228.95 | CP25 | CP25 | Load feeder fuseless, Reversing duty 400 V AC, Size S00 3.50...5.00 A 24 V DC Spring-type terminal for 60 mm busbar systems Type of coordination 1, Iq = 150 kA 1 NC (contactor) Adapter length 200 mm | - | 0 | 0
3RA2210-1GA15-2AP0 |  | 3RA2210-1GA15-2AP0 | 1 | UN | 1 | 2 | A | D | N | N | 85364900 | 1 | 4011209794795 | 0.88 | KG | 164.35 | 164.35 | CP25 | CP25 | Load feeder fuseless, Reversing duty 400 V AC, Size S00 4.50...6.30 A 230 V AC screw terminal for installation on standard mounting rail Type of coordination 1, Iq = 150 kA 1 NC (contactor) | - | 0 | 0
3RA2210-1GA15-2BB4 |  | 3RA2210-1GA15-2BB4 | 1 | UN | 1 | 2 | A | D | N | N | 85364900 | 1 | 4011209794467 | 1.018 | KG | 174.8 | 174.8 | CP25 | CP25 | Load feeder fuseless, Reversing duty 400 V AC, Size S00 4.50...6.30 A 24 V DC screw terminal for installation on standard mounting rail Type of coordination 1, Iq = 150 kA 1 NC (contactor) | - | 0 | 0
3RA2210-1GD15-2AP0 |  | 3RA2210-1GD15-2AP0 | 1 | UN | 1 | 2 | A | D | N | N | 85364900 | 1 | 4011209798328 | 1.698 | KG | 218.5 | 218.5 | CP25 | CP25 | Load feeder fuseless, Reversing duty 400 V AC, Size S00 4.50...6.30 A 230 V AC screw terminal for 60 mm busbar systems Type of coordination 1, Iq = 150 kA 1 NC (contactor) | - | 0 | 0
3RA2210-1GD15-2BB4 |  | 3RA2210-1GD15-2BB4 | 1 | UN | 1 | 2 | A | D | N | N | 85364900 | 1 | 4011209797994 | 1.832 | KG | 229.9 | 229.9 | CP25 | CP25 | Load feeder fuseless, Reversing duty 400 V AC, Size S00 4.50...6.30 A 24 V DC screw terminal for 60 mm busbar systems Type of coordination 1, Iq = 150 kA 1 NC (contactor) | - | 0 | 0
3RA2210-1GE15-2AP0 |  | 3RA2210-1GE15-2AP0 | 1 | UN | 1 | 2 | A | D | N | N | 85364900 | 1 | 4011209795877 | 1.011 | KG | 163.4 | 163.4 | CP25 | CP25 | Load feeder fuseless, Reversing duty 400 V AC, Size S00 4.50...6.30 A 230 V AC Spring-type terminal for installation on standard mounting rail Type of coordination 1, Iq = 150 kA 1 NC (contactor) | - | 0 | 0
3RA2210-1GE15-2BB4 |  | 3RA2210-1GE15-2BB4 | 1 | UN | 1 | 2 | A | D | N | N | 85364900 | 1 | 4011209795624 | 1.143 | KG | 174.8 | 174.8 | CP25 | CP25 | Load feeder fuseless, Reversing duty 400 V AC, Size S00 4.50...6.30 A 24 V DC Spring-type terminal for installation on standard mounting rail Type of coordination 1, Iq = 150 kA 1 NC (contactor) | - | 0 | 0
3RA2210-1GH15-2AP0 |  | 3RA2210-1GH15-2AP0 | 1 | UN | 1 | 2 | A | D | N | N | 85364900 | 1 | 4011209797741 | 1.861 | KG | 217.55 | 217.55 | CP25 | CP25 | Load feeder fuseless, Reversing duty 400 V AC, Size S00 4.50...6.30 A 230 V AC Spring-type terminal for 60 mm busbar systems Type of coordination 1, Iq = 150 kA 1 NC (contactor) | - | 0 | 0
3RA2210-1GH15-2BB4 |  | 3RA2210-1GH15-2BB4 | 1 | UN | 1 | 2 | A | D | N | N | 85364900 | 1 | 4011209797499 | 1.966 | KG | 228.95 | 228.95 | CP25 | CP25 | Load feeder fuseless, Reversing duty 400 V AC, Size S00 4.50...6.30 A 24 V DC Spring-type terminal for 60 mm busbar systems Type of coordination 1, Iq = 150 kA 1 NC (contactor) | - | 0 | 0
3RA2210-1GS15-2BB4 |  | 3RA2210-1GS15-2BB4 | 1 | UN | 1 | 0 | A | D | EAR99 | N | 85364900 | 1 | 4011209937604 | 1.966 | KG | 228.95 | 228.95 | CP25 | CP25 | Load feeder fuseless, Reversing duty 400 V AC, Size S00 4.50...6.30 A 24 V DC Spring-type terminal for 60 mm busbar systems Type of coordination 1, Iq = 150 kA 1 NC (contactor) Adapter length 200 mm | - | 0 | 0
3RA2210-1HA15-2AP0 |  | 3RA2210-1HA15-2AP0 | 1 | UN | 1 | 2 | A | D | N | N | 85364900 | 1 | 4011209794801 | 0.88 | KG | 164.35 | 164.35 | CP25 | CP25 | Load feeder fuseless, Reversing duty 400 V AC, Size S00 5.50...8.00 A 230 V AC screw terminal for installation on standard mounting rail Type of coordination 1, Iq = 150 kA 1 NC (contactor) | - | 0 | 0
3RA2210-1HA15-2BB4 |  | 3RA2210-1HA15-2BB4 | 1 | UN | 1 | 2 | A | D | N | N | 85364900 | 1 | 4011209794474 | 1.016 | KG | 174.8 | 174.8 | CP25 | CP25 | Load feeder fuseless, Reversing duty 400 V AC, Size S00 5.50...8.00 A 24 V DC screw terminal for installation on standard mounting rail Type of coordination 1, Iq = 150 kA 1 NC (contactor) | - | 0 | 0
3RA2210-1HA16-2BB4 |  | 3RA2210-1HA16-2BB4 | 1 | UN | 1 | 0 | A | D | EAR99 | N | 8536490065 | 1 |  | 0.934 | KG | 177.65 | 177.65 | CP25 | CP25 | FUSELESS LOAD FEEDER REVERSING OPERATION, AC 400V, S00 5.5. . .8A, 4KW, DC 24V SCREW TERMINAL FOR RAIL MOUNTING, TYPE OF ASSIGNMENT 1,IQ = 150KA 1NC (CONTACTOR) | - | 0 | 0
3RA2210-1HD15-2AP0 |  | 3RA2210-1HD15-2AP0 | 1 | UN | 1 | 2 | A | D | N | N | 85364900 | 1 | 4011209798335 | 1.713 | KG | 218.5 | 218.5 | CP25 | CP25 | Load feeder fuseless, Reversing duty 400 V AC, Size S00 5.50...8.00 A 230 V AC screw terminal for 60 mm busbar systems Type of coordination 1, Iq = 150 kA 1 NC (contactor) | - | 0 | 0
3RA2210-1HD15-2BB4 |  | 3RA2210-1HD15-2BB4 | 1 | UN | 1 | 2 | A | D | N | N | 85364900 | 1 | 4011209798007 | 1.829 | KG | 229.9 | 229.9 | CP25 | CP25 | Load feeder fuseless, Reversing duty 400 V AC, Size S00 5.50...8.00 A 24 V DC screw terminal for 60 mm busbar systems Type of coordination 1, Iq = 150 kA 1 NC (contactor) | - | 0 | 0
3RA2210-1HD16-2BB4 |  | 3RA2210-1HD16-2BB4 | 1 | UN | 1 | 0 | A | D | EAR99 | N | 8536490065 | 1 |  | 1.42 | KG | 230.85 | 230.85 | CP25 | CP25 | FUSELESS LOAD FEEDER REVERSING OPERATION, AC 400V, S00 5.5. . .8A, DC 24V SCREW TERMINAL FOR BUSBAR SYSTEMS 60MM TYPE OF ASSIGNMENT 1,IQ = 150KA 1NC (CONTACTOR) | - | 0 | 0
3RA2210-1HE15-2AP0 |  | 3RA2210-1HE15-2AP0 | 1 | UN | 1 | 2 | A | D | N | N | 85364900 | 1 | 4011209795884 | 1.007 | KG | 163.4 | 163.4 | CP25 | CP25 | Load feeder fuseless, Reversing duty 400 V AC, Size S00 5.50...8.00 A 230 V AC Spring-type terminal for installation on standard mounting rail Type of coordination 1, Iq = 150 kA 1 NC (contactor) | - | 0 | 0
3RA2210-1HE15-2BB4 |  | 3RA2210-1HE15-2BB4 | 1 | UN | 1 | 2 | A | D | N | N | 85364900 | 1 | 4011209795631 | 1.13 | KG | 174.8 | 174.8 | CP25 | CP25 | Load feeder fuseless, Reversing duty 400 V AC, Size S00 5.50...8.00 A 24 V DC Spring-type terminal for installation on standard mounting rail Type of coordination 1, Iq = 150 kA 1 NC (contactor) | - | 0 | 0
3RA2210-1HH15-2AP0 |  | 3RA2210-1HH15-2AP0 | 1 | UN | 1 | 2 | A | D | N | N | 85364900 | 1 | 4011209797758 | 1.845 | KG | 217.55 | 217.55 | CP25 | CP25 | Load feeder fuseless, Reversing duty 400 V AC, Size S00 5.50...8.00 A 230 V AC Spring-type terminal for 60 mm busbar systems Type of coordination 1, Iq = 150 kA 1 NC (contactor) | - | 0 | 0
3RA2210-1HH15-2BB4 |  | 3RA2210-1HH15-2BB4 | 1 | UN | 1 | 2 | A | D | N | N | 85364900 | 1 | 4011209797505 | 1.979 | KG | 228.95 | 228.95 | CP25 | CP25 | Load feeder fuseless, Reversing duty 400 V AC, Size S00 5.50...8.00 A 24 V DC Spring-type terminal for 60 mm busbar systems Type of coordination 1, Iq = 150 kA 1 NC (contactor) | - | 0 | 0
3RA2210-1HS15-2BB4 |  | 3RA2210-1HS15-2BB4 | 1 | UN | 1 | 0 | A | D | EAR99 | N | 85364900 | 1 | 4011209937611 | 1.944 | KG | 228.95 | 228.95 | CP25 | CP25 | Load feeder fuseless, Reversing duty 400 V AC, Size S00 5.50...8.00 A 24 V DC Spring-type terminal for 60 mm busbar systems Type of coordination 1, Iq = 150 kA 1 NC (contactor) Adapter length 200 mm | - | 0 | 0
3RA2210-1JA16-2AP0 |  | 3RA2210-1JA16-2AP0 | 1 | UN | 1 | 2 | A | D | N | N | 85364900 | 1 | 4011209794818 | 0.886 | KG | 176.7 | 176.7 | CP25 | CP25 | Load feeder fuseless, Reversing duty 400 V AC, Size S00 7.00...10.0 A 230 V AC screw terminal for installation on standard mounting rail Type of coordination 1, Iq = 150 kA 1 NC (contactor) | - | 0 | 0
3RA2210-1JA16-2BB4 |  | 3RA2210-1JA16-2BB4 | 1 | UN | 1 | 2 | A | D | N | N | 85364900 | 1 | 4011209794658 | 1.012 | KG | 189.05 | 189.05 | CP25 | CP25 | Load feeder fuseless, Reversing duty 400 V AC, Size S00 7.00...10.0 A 24 V DC screw terminal for installation on standard mounting rail Type of coordination 1, Iq = 150 kA 1 NC (contactor) | - | 0 | 0
3RA2210-1JD16-2AP0 |  | 3RA2210-1JD16-2AP0 | 1 | UN | 1 | 2 | A | D | N | N | 85364900 | 1 | 4011209798342 | 1.713 | KG | 232.75 | 232.75 | CP25 | CP25 | Load feeder fuseless, Reversing duty 400 V AC, Size S00 7.00...10.0 A 230 V AC screw terminal for 60 mm busbar systems Type of coordination 1, Iq = 150 kA 1 NC (contactor) | - | 0 | 0
3RA2210-1JD16-2BB4 |  | 3RA2210-1JD16-2BB4 | 1 | UN | 1 | 2 | A | D | N | N | 85364900 | 1 | 4011209798182 | 1.837 | KG | 243.2 | 243.2 | CP25 | CP25 | Load feeder fuseless, Reversing duty 400 V AC, Size S00 7.00...10.0 A 24 V DC screw terminal for 60 mm busbar systems Type of coordination 1, Iq = 150 kA 1 NC (contactor) | - | 0 | 0
3RA2210-1JE16-2AP0 |  | 3RA2210-1JE16-2AP0 | 1 | UN | 1 | 2 | A | D | N | N | 85364900 | 1 | 4011209795891 | 1.012 | KG | 176.7 | 176.7 | CP25 | CP25 | Load feeder fuseless, Reversing duty 400 V AC, Size S00 7.00...10.0 A 230 V AC Spring-type terminal for installation on standard mounting rail Type of coordination 1, Iq = 150 kA 1 NC (contactor) | - | 0 | 0
3RA2210-1JE16-2BB4 |  | 3RA2210-1JE16-2BB4 | 1 | UN | 1 | 2 | A | D | N | N | 85364900 | 1 | 4011209795747 | 1.124 | KG | 189.05 | 189.05 | CP25 | CP25 | Load feeder fuseless, Reversing duty 400 V AC, Size S00 7.00...10.0 A 24 V DC Spring-type terminal for installation on standard mounting rail Type of coordination 1, Iq = 150 kA 1 NC (contactor) | - | 0 | 0
3RA2210-1JH16-2AP0 |  | 3RA2210-1JH16-2AP0 | 1 | UN | 1 | 2 | A | D | N | N | 85364900 | 1 | 4011209797765 | 1.856 | KG | 230.85 | 230.85 | CP25 | CP25 | Load feeder fuseless, Reversing duty 400 V AC, Size S00 7.00...10.0 A 230 V AC Spring-type terminal for 60 mm busbar systems Type of coordination 1, Iq = 150 kA 1 NC (contactor) | - | 0 | 0
3RA2210-1JH16-2BB4 |  | 3RA2210-1JH16-2BB4 | 1 | UN | 1 | 2 | A | D | N | N | 85364900 | 1 | 4011209797611 | 1.963 | KG | 242.25 | 242.25 | CP25 | CP25 | Load feeder fuseless, Reversing duty 400 V AC, Size S00 7.00...10.0 A 24 V DC Spring-type terminal for 60 mm busbar systems Type of coordination 1, Iq = 150 kA 1 NC (contactor) | - | 0 | 0
3RA2210-1JS16-2BB4 |  | 3RA2210-1JS16-2BB4 | 1 | UN | 1 | 0 | A | D | EAR99 | N | 85364900 | 1 | 4011209937628 | 1.94 | KG | 242.25 | 242.25 | CP25 | CP25 | Load feeder fuseless, Reversing duty 400 V AC, Size S00 7.00...10.0 A 24 V DC Spring-type terminal for 60 mm busbar systems Type of coordination 1, Iq = 150 kA 1 NC (contactor) Adapter length 200 mm | - | 0 | 0
3RA2210-1KA17-2AP0 |  | 3RA2210-1KA17-2AP0 | 1 | UN | 1 | 2 | A | D | N | N | 85364900 | 1 | 4011209794825 | 0.886 | KG | 193.8 | 193.8 | CP25 | CP25 | Load feeder fuseless, Reversing duty 400 V AC, Size S00 9.00...12.5 A 230 V AC screw terminal for installation on standard mounting rail Type of coordination 1, Iq = 150 kA 1 NC (contactor) | - | 0 | 0
3RA2210-1KA17-2BB4 |  | 3RA2210-1KA17-2BB4 | 1 | UN | 1 | 2 | A | D | N | N | 85364900 | 1 | 4011209794481 | 1.014 | KG | 206.15 | 206.15 | CP25 | CP25 | Load feeder fuseless, Reversing duty 400 V AC, Size S00 9.00...12.5 A 24 V DC screw terminal for installation on standard mounting rail Type of coordination 1, Iq = 150 kA 1 NC (contactor) | - | 0 | 0
3RA2210-1KD17-2AP0 |  | 3RA2210-1KD17-2AP0 | 1 | UN | 1 | 2 | A | D | N | N | 85364900 | 1 | 4011209798359 | 1.72 | KG | 247.95 | 247.95 | CP25 | CP25 | Load feeder fuseless, Reversing duty 400 V AC, Size S00 9.00...12.5 A 230 V AC screw terminal for 60 mm busbar systems Type of coordination 1, Iq = 150 kA 1 NC (contactor) | - | 0 | 0
3RA2210-1KD17-2BB4 |  | 3RA2210-1KD17-2BB4 | 1 | UN | 1 | 2 | A | D | N | N | 85364900 | 1 | 4011209798014 | 1.835 | KG | 261.25 | 261.25 | CP25 | CP25 | Load feeder fuseless, Reversing duty 400 V AC, Size S00 9.00...12.5 A 24 V DC screw terminal for 60 mm busbar systems Type of coordination 1, Iq = 150 kA 1 NC (contactor) | - | 0 | 0
3RA2210-1KE17-2AP0 |  | 3RA2210-1KE17-2AP0 | 1 | UN | 1 | 2 | A | D | N | N | 85364900 | 1 | 4011209795907 | 1.016 | KG | 191.9 | 191.9 | CP25 | CP25 | Load feeder fuseless, Reversing duty 400 V AC, Size S00 9.00...12.5 A 230 V AC Spring-type terminal for installation on standard mounting rail Type of coordination 1, Iq = 150 kA 1 NC (contactor) | - | 0 | 0
3RA2210-1KE17-2BB4 |  | 3RA2210-1KE17-2BB4 | 1 | UN | 1 | 2 | A | D | N | N | 85364900 | 1 | 4011209795648 | 1.137 | KG | 206.15 | 206.15 | CP25 | CP25 | Load feeder fuseless, Reversing duty 400 V AC, Size S00 9.00...12.5 A 24 V DC Spring-type terminal for installation on standard mounting rail Type of coordination 1, Iq = 150 kA 1 NC (contactor) | - | 0 | 0
3RA2210-1KH17-2AP0 |  | 3RA2210-1KH17-2AP0 | 1 | UN | 1 | 2 | A | D | N | N | 85364900 | 1 | 4011209797772 | 1.855 | KG | 247 | 247 | CP25 | CP25 | Load feeder fuseless, Reversing duty 400 V AC, Size S00 9.00...12.5 A 230 V AC Spring-type terminal for 60 mm busbar systems Type of coordination 1, Iq = 150 kA 1 NC (contactor) | - | 0 | 0
3RA2210-1KH17-2BB4 |  | 3RA2210-1KH17-2BB4 | 1 | UN | 1 | 2 | A | D | N | N | 85364900 | 1 | 4011209797512 | 2.003 | KG | 260.3 | 260.3 | CP25 | CP25 | Load feeder fuseless, Reversing duty 400 V AC, Size S00 9.00...12.5 A 24 V DC Spring-type terminal for 60 mm busbar systems Type of coordination 1, Iq = 150 kA 1 NC (contactor) | - | 0 | 0
3RA2210-1KS17-2BB4 |  | 3RA2210-1KS17-2BB4 | 1 | UN | 1 | 0 | A | D | EAR99 | N | 85364900 | 1 | 4011209937635 | 1.939 | KG | 260.3 | 260.3 | CP25 | CP25 | Load feeder fuseless, Reversing duty 400 V AC, Size S00 9.00...12.5 A 24 V DC Spring-type terminal for 60 mm busbar systems Type of coordination 1, Iq = 150 kA 1 NC (contactor) Adapter length 200 mm | - | 0 | 0
3RA2210-4AA18-2AP0 |  | 3RA2210-4AA18-2AP0 | 1 | UN | 1 | 2 | A | D | N | N | 85364900 | 1 | 4011209794832 | 0.898 | KG | 218.5 | 218.5 | CP25 | CP25 | Load feeder fuseless, Reversing duty 400 V AC, Size S00 10.0...16.0 A 230 V AC screw terminal for installation on standard mounting rail Type of coordination 1, Iq = 150 kA 1 NC (contactor) | - | 0 | 0
3RA2210-4AA18-2BB4 |  | 3RA2210-4AA18-2BB4 | 1 | UN | 1 | 2 | A | D | N | N | 85364900 | 1 | 4011209794498 | 1.014 | KG | 285 | 285 | CP25 | CP25 | Load feeder fuseless, Reversing duty 400 V AC, Size S00 10.0...16.0 A 24 V DC screw terminal for installation on standard mounting rail Type of coordination 1, Iq = 150 kA 1 NC (contactor) | - | 0 | 0
3RA2210-4AD18-2AP0 |  | 3RA2210-4AD18-2AP0 | 1 | UN | 1 | 2 | A | D | N | N | 85364900 | 1 | 4011209798366 | 1.74 | KG | 272.65 | 272.65 | CP25 | CP25 | Load feeder fuseless, Reversing duty 400 V AC, Size S00 10.0...16.0 A 230 V AC screw terminal for 60 mm busbar systems Type of coordination 1, Iq = 150 kA 1 NC (contactor) | - | 0 | 0
3RA2210-4AD18-2BB4 |  | 3RA2210-4AD18-2BB4 | 1 | UN | 1 | 2 | A | D | N | N | 85364900 | 1 | 4011209798021 | 1.797 | KG | 339.15 | 339.15 | CP25 | CP25 | Load feeder fuseless, Reversing duty 400 V AC, Size S00 10.0...16.0 A 24 V DC screw terminal for 60 mm busbar systems Type of coordination 1, Iq = 150 kA 1 NC (contactor) | - | 0 | 0
3RA2210-4AE18-2AP0 |  | 3RA2210-4AE18-2AP0 | 1 | UN | 1 | 2 | A | D | N | N | 85364900 | 1 | 4011209795914 | 1.022 | KG | 218.5 | 218.5 | CP25 | CP25 | Load feeder fuseless, Reversing duty 400 V AC, Size S00 10.0...16.0 A 230 V AC Spring-type terminal for installation on standard mounting rail Type of coordination 1, Iq = 150 kA 1 NC (contactor) | - | 0 | 0
3RA2210-4AE18-2BB4 |  | 3RA2210-4AE18-2BB4 | 1 | UN | 1 | 2 | A | D | N | N | 85364900 | 1 | 4011209795655 | 1.146 | KG | 283.1 | 283.1 | CP25 | CP25 | Load feeder fuseless, Reversing duty 400 V AC, Size S00 10.0...16.0 A 24 V DC Spring-type terminal for installation on standard mounting rail Type of coordination 1, Iq = 150 kA 1 NC (contactor) | - | 0 | 0
3RA2210-4AH18-2AP0 |  | 3RA2210-4AH18-2AP0 | 1 | UN | 1 | 2 | A | D | N | N | 85364900 | 1 | 4011209797789 | 1.879 | KG | 271.7 | 271.7 | CP25 | CP25 | Load feeder fuseless, Reversing duty 400 V AC, Size S00 10.0...16.0 A 230 V AC Spring-type terminal for 60 mm busbar systems Type of coordination 1, Iq = 150 kA 1 NC (contactor) | - | 0 | 0
3RA2210-4AH18-2BB4 |  | 3RA2210-4AH18-2BB4 | 1 | UN | 1 | 2 | A | D | N | N | 85364900 | 1 | 4011209797529 | 2.009 | KG | 338.2 | 338.2 | CP25 | CP25 | Load feeder fuseless, Reversing duty 400 V AC, Size S00 10.0...16.0 A 24 V DC Spring-type terminal for 60 mm busbar systems Type of coordination 1, Iq = 150 kA 1 NC (contactor) | - | 0 | 0
3RA2210-4AS18-2BB4 |  | 3RA2210-4AS18-2BB4 | 1 | UN | 1 | 0 | A | D | EAR99 | N | 85364900 | 1 | 4011209937642 | 2.009 | KG | 338.2 | 338.2 | CP25 | CP25 | Load feeder fuseless, Reversing duty 400 V AC, Size S00 10.0...16.0 A 24 V DC Spring-type terminal for 60 mm busbar systems Type of coordination 1, Iq = 150 kA 1 NC (contactor) Adapter length 200 mm | - | 0 | 0
3RA2215-1AA16-2BB4 |  | 3RA2215-1AA16-2BB4 | 1 | UN | 1 | 0 | A | D | N | N | 85364900 | 1 | 4011209918221 | 1.019 | KG | 193.8 | 193.8 | CP25 | CP25 | Load feeder fuseless, Reversing duty 400 V AC, Size S00 1.10...1.60 A 24 V DC screw terminal for installation on standard mounting rail (also fulfills type of coordination 1) Type of coordination 2, Iq = 150 kA 1 NC (contactor) 1 NO+1 NC (circuit breaker, transverse) | - | 0 | 0
3RA2215-1AA16-2BB4-Z | X95 | 3RA2215-1AA16-2BB4-ZX95 | 1 | UN | 1 | 0 | A | D | N | N | 85364900 | 16 | 4011209921719 | 1.008 | KG | 193.8 | 193.8 | CP25 | CP25 | Load feeder fuseless, Reversing duty 400 V AC, Size S00 1.10...1.60 A 24 V DC screw terminal for installation on standard mounting rail Type of coordination 2, Iq = 150 kA (also fulfills type of coordination 1) 1 NC (contactor) 1 NO+1 NC (circuit breaker, transverse) Reusable packaging contains 16 units | - | 0 | 0
3RA2215-1AA16-5BB4 |  | 3RA2215-1AA16-5BB4 | 1 | UN | 1 | 0 | A | D | N | N | 85364900 | 1 | 4011209918269 | 1.5 | KG | 229.9 | 229.9 | CP25 | CP25 | Load feeder fuseless, Reversing duty 400 V AC, Size S00 1.10...1.60 A 24 V DC screw terminal for installation on standard mounting rail (also fulfills type of coordination 1) Type of coordination 2, Iq = 150 kA 1 NC (contactor) 1 NO+1 NC (circuit breaker, transverse) | - | 0 | 0
3RA2215-1AA16-5BB4-Z | X95 | 3RA2215-1AA16-5BB4-ZX95 | 1 | UN | 1 | 0 | A | D | N | N | 85364900 | 16 | 4011209921740 | 1.056 | KG | 224.2 | 224.2 | CP25 | CP25 | Load feeder fuseless, Reversing duty 400 V AC, Size S00 1.10...1.60 A 24 V DC screw terminal for installation on standard mounting rail Type of coordination 2, Iq = 150 kA (also fulfills type of coordination 1) 1 NC (contactor) 2 NO+2 NC plugged onto contactor 1 NO+1 NC (circuit breaker, transverse) Reusable packaging contains 16 units | - | 0 | 0
3RA2215-1BA16-2BB4 |  | 3RA2215-1BA16-2BB4 | 1 | UN | 1 | 0 | A | D | N | N | 85364900 | 1 | 4011209918238 | 1.019 | KG | 197.6 | 197.6 | CP25 | CP25 | Load feeder fuseless, Reversing duty 400 V AC, Size S00 1.40...2.00 A 24 V DC screw terminal for installation on standard mounting rail (also fulfills type of coordination 1) Type of coordination 2, Iq = 150 kA 1 NC (contactor) 1 NO+1 NC (circuit breaker, transverse) | - | 0 | 0
3RA2215-1BA16-2BB4-Z | X95 | 3RA2215-1BA16-2BB4-ZX95 | 1 | UN | 1 | 0 | A | D | N | N | 85364900 | 16 | 4011209921726 | 0.979 | KG | 197.6 | 197.6 | CP25 | CP25 | Load feeder fuseless, Reversing duty 400 V AC, Size S00 1.4...2 A 24 V DC screw terminal for installation on standard mounting rail Type of coordination 2, Iq = 150 kA (also fulfills type of coordination 1) 1 NC (contactor) 1 NO+1 NC (circuit breaker, transverse) Reusable packaging contains 16 units | - | 0 | 0
3RA2215-1BA16-5BB4 |  | 3RA2215-1BA16-5BB4 | 1 | UN | 1 | 0 | A | D | N | N | 85364900 | 1 | 4011209918252 | 1.466 | KG | 232.75 | 232.75 | CP25 | CP25 | Load feeder fuseless, Reversing duty 400 V AC, Size S00 1.4...2 A 24 V DC screw terminal for installation on standard mounting rail (also fulfills type of coordination 1) Type of coordination 2, Iq = 150 kA 1 NC (contactor) 1 NO+1 NC (circuit breaker, transverse) | - | 0 | 0
3RA2215-1BA16-5BB4-Z | X95 | 3RA2215-1BA16-5BB4-ZX95 | 1 | UN | 1 | 0 | A | D | N | N | 85364900 | 16 | 4011209921757 | 1.06 | KG | 227.05 | 227.05 | CP25 | CP25 | Load feeder fuseless, Reversing duty 400 V AC, Size S00 1.4...2 A 24 V DC screw terminal for installation on standard mounting rail Type of coordination 2, Iq = 150 kA (also fulfills type of coordination 1) 1 NC (contactor) 2 NO+2 NC plugged onto contactor 1 NO+1 NC (circuit breaker, transverse) Reusable packaging contains 16 units | - | 0 | 0
3RA2220-1FB24-0AP0 |  | 3RA2220-1FB24-0AP0 | 1 | UN | 1 | 2 | A | D | N | N | 85364900 | 1 | 4011209794870 | 1.555 | KG | 230.85 | 230.85 | CP25 | CP25 | Load feeder fuseless, Reversing duty 400 V AC, Size S0 3.50...5.00 A 230 V AC screw terminal for installation on standard mounting rail with standard mounting rail adapter (also fulfills type of coordination 1) Type of coordination 2, Iq = 150 kA 1 NO+1 NC (contactor) | - | 0 | 0
3RA2220-1FB24-0BB4 |  | 3RA2220-1FB24-0BB4 | 1 | UN | 1 | 2 | A | D | N | N | 85364900 | 1 | 4011209794665 | 1.96 | KG | 312.55 | 312.55 | CP25 | CP25 | Load feeder fuseless, Reversing duty 400 V AC, Size S0 3.50...5.00 A 24 V DC screw terminal for installation on standard mounting rail with standard mounting rail adapter (also fulfills type of coordination 1) Type of coordination 2, Iq = 150 kA 1 NO+1 NC (contactor) | - | 0 | 0
3RA2220-1FD24-0AP0 |  | 3RA2220-1FD24-0AP0 | 1 | UN | 1 | 2 | A | D | N | N | 85364900 | 1 | 4011209798403 | 2.123 | KG | 258.4 | 258.4 | CP25 | CP25 | Load feeder fuseless, Reversing duty 400 V AC, Size S0 3.50...5.00 A 230 V AC screw terminal for 60 mm busbar systems (also fulfills type of coordination 1) Type of coordination 2, Iq = 150 kA 1 NO+1 NC (contactor) | - | 0 | 0
3RA2220-1FD24-0BB4 |  | 3RA2220-1FD24-0BB4 | 1 | UN | 1 | 2 | A | D | N | N | 85364900 | 1 | 4011209798199 | 2.546 | KG | 344.85 | 344.85 | CP25 | CP25 | Load feeder fuseless, Reversing duty 400 V AC, Size S0 3.50...5.00 A 24 V DC screw terminal for 60 mm busbar systems (also fulfills type of coordination 1) Type of coordination 2, Iq = 150 kA 1 NO+1 NC (contactor) | - | 0 | 0
3RA2220-1FF24-0AP0 |  | 3RA2220-1FF24-0AP0 | 1 | UN | 1 | 5 | B | D | N | N | 85364900 | 1 | 4011209917224 | 2.066 | KG | 230.85 | 230.85 | CP25 | CP25 | Load feeder fuseless, Reversing duty 400 V AC, Size S0 3.50...5.00 A 230 V AC Spring-type terminal for installation on standard mounting rail with standard mounting rail adapter (also fulfills type of coordination 1) Type of coordination 2, Iq = 150 kA 1 NO+1 NC (contactor) | - | 0 | 0
3RA2220-1FF24-0BB4 |  | 3RA2220-1FF24-0BB4 | 1 | UN | 1 | 5 | B | D | N | N | 85364900 | 1 | 4011209917279 | 2.394 | KG | 312.55 | 312.55 | CP25 | CP25 | Load feeder fuseless, Reversing duty 400 V AC, Size S0 3.50...5.00 A 24 V DC Spring-type terminal for installation on standard mounting rail with standard mounting rail adapter (also fulfills type of coordination 1) Type of coordination 2, Iq = 150 kA 1 NO+1 NC (contactor) | - | 0 | 0
3RA2220-1FH24-0AP0 |  | 3RA2220-1FH24-0AP0 | 1 | UN | 1 | 5 | B | D | N | N | 85364900 | 1 | 4011209917323 | 1.727 | KG | 259.35 | 259.35 | CP25 | CP25 | Load feeder fuseless, Reversing duty 400 V AC, Size S0 3.50...5.00 A 230 V AC Spring-type terminal for 60 mm busbar systems (also fulfills type of coordination 1) Type of coordination 2, Iq = 150 kA 1 NO+1 NC (contactor) | - | 0 | 0
3RA2220-1FH24-0BB4 |  | 3RA2220-1FH24-0BB4 | 1 | UN | 1 | 5 | B | D | N | N | 85364900 | 1 | 4011209917378 | 2.716 | KG | 342 | 342 | CP25 | CP25 | Load feeder fuseless, Reversing duty 400 V AC, Size S0 3.50...5.00 A 24 V DC Spring-type terminal for 60 mm busbar systems (also fulfills type of coordination 1) Type of coordination 2, Iq = 150 kA 1 NO+1 NC (contactor) | - | 0 | 0
3RA2220-1GB24-0AP0 |  | 3RA2220-1GB24-0AP0 | 1 | UN | 1 | 2 | A | D | N | N | 85364900 | 1 | 4011209794887 | 1.559 | KG | 230.85 | 230.85 | CP25 | CP25 | Load feeder fuseless, Reversing duty 400 V AC, Size S0 4.50...6.30 A 230 V AC screw terminal for installation on standard mounting rail with standard mounting rail adapter (also fulfills type of coordination 1) Type of coordination 2, Iq = 150 kA 1 NO+1 NC (contactor) | - | 0 | 0
3RA2220-1GB24-0BB4 |  | 3RA2220-1GB24-0BB4 | 1 | UN | 1 | 2 | A | D | N | N | 85364900 | 1 | 4011209794535 | 1.943 | KG | 312.55 | 312.55 | CP25 | CP25 | Load feeder fuseless, Reversing duty 400 V AC, Size S0 4.50...6.30 A 24 V DC screw terminal for installation on standard mounting rail with standard mounting rail adapter (also fulfills type of coordination 1) Type of coordination 2, Iq = 150 kA 1 NO+1 NC (contactor) | - | 0 | 0
3RA2220-1GD24-0AP0 |  | 3RA2220-1GD24-0AP0 | 1 | UN | 1 | 2 | A | D | N | N | 85364900 | 1 | 4011209798410 | 2.13 | KG | 258.4 | 258.4 | CP25 | CP25 | Load feeder fuseless, Reversing duty 400 V AC, Size S0 4.50...6.30 A 230 V AC screw terminal for 60 mm busbar systems (also fulfills type of coordination 1) Type of coordination 2, Iq = 150 kA 1 NO+1 NC (contactor) | - | 0 | 0
3RA2220-1GD24-0BB4 |  | 3RA2220-1GD24-0BB4 | 1 | UN | 1 | 2 | A | D | N | N | 85364900 | 1 | 4011209798069 | 2.46 | KG | 344.85 | 344.85 | CP25 | CP25 | Load feeder fuseless, Reversing duty 400 V AC, Size S0 4.50...6.30 A 24 V DC screw terminal for 60 mm busbar systems (also fulfills type of coordination 1) Type of coordination 2, Iq = 150 kA 1 NO+1 NC (contactor) | - | 0 | 0
3RA2220-1GF24-0AP0 |  | 3RA2220-1GF24-0AP0 | 1 | UN | 1 | 5 | B | D | N | N | 85364900 | 1 | 4011209917231 | 2.066 | KG | 230.85 | 230.85 | CP25 | CP25 | Load feeder fuseless, Reversing duty 400 V AC, Size S0 4.50...6.30 A 230 V AC Spring-type terminal for installation on standard mounting rail with standard mounting rail adapter (also fulfills type of coordination 1) Type of coordination 2, Iq = 150 kA 1 NO+1 NC (contactor) | - | 0 | 0
3RA2220-1GF24-0BB4 |  | 3RA2220-1GF24-0BB4 | 1 | UN | 1 | 5 | B | D | N | N | 85364900 | 1 | 4011209917286 | 2.427 | KG | 312.55 | 312.55 | CP25 | CP25 | Load feeder fuseless, Reversing duty 400 V AC, Size S0 4.50...6.30 A 24 V DC Spring-type terminal for installation on standard mounting rail with standard mounting rail adapter (also fulfills type of coordination 1) Type of coordination 2, Iq = 150 kA 1 NO+1 NC (contactor) | - | 0 | 0
3RA2220-1GH24-0AP0 |  | 3RA2220-1GH24-0AP0 | 1 | UN | 1 | 5 | B | D | N | N | 85364900 | 1 | 4011209917330 | 2.383 | KG | 259.35 | 259.35 | CP25 | CP25 | Load feeder fuseless, Reversing duty 400 V AC, Size S0 4.50...6.30 A 230 V AC Spring-type terminal for 60 mm busbar systems (also fulfills type of coordination 1) Type of coordination 2, Iq = 150 kA 1 NO+1 NC (contactor) | - | 0 | 0
3RA2220-1GH24-0BB4 |  | 3RA2220-1GH24-0BB4 | 1 | UN | 1 | 5 | B | D | N | N | 85364900 | 1 | 4011209917385 | 2.731 | KG | 342 | 342 | CP25 | CP25 | Load feeder fuseless, Reversing duty 400 V AC, Size S0 4.50...6.30 A 24 V DC Spring-type terminal for 60 mm busbar systems (also fulfills type of coordination 1) Type of coordination 2, Iq = 150 kA 1 NO+1 NC (contactor) | - | 0 | 0
3RA2220-1HB24-0AP0 |  | 3RA2220-1HB24-0AP0 | 1 | UN | 1 | 2 | A | D | N | N | 85364900 | 1 | 4011209794894 | 1.567 | KG | 230.85 | 230.85 | CP25 | CP25 | Load feeder fuseless, Reversing duty 400 V AC, Size S0 5.50...8.00 A 230 V AC screw terminal for installation on standard mounting rail with standard mounting rail adapter (also fulfills type of coordination 1) Type of coordination 2, Iq = 150 kA 1 NO+1 NC (contactor) | - | 0 | 0
3RA2220-1HB24-0BB4 |  | 3RA2220-1HB24-0BB4 | 1 | UN | 1 | 2 | A | D | N | N | 85364900 | 1 | 4011209794542 | 1.932 | KG | 312.55 | 312.55 | CP25 | CP25 | Load feeder fuseless, Reversing duty 400 V AC, Size S0 5.50...8.00 A 24 V DC screw terminal for installation on standard mounting rail with standard mounting rail adapter (also fulfills type of coordination 1) Type of coordination 2, Iq = 150 kA 1 NO+1 NC (contactor) | - | 0 | 0
3RA2220-1HD24-0AP0 |  | 3RA2220-1HD24-0AP0 | 1 | UN | 1 | 2 | A | D | N | N | 85364900 | 1 | 4011209798427 | 2.144 | KG | 258.4 | 258.4 | CP25 | CP25 | Load feeder fuseless, Reversing duty 400 V AC, Size S0 5.50...8.00 A 230 V AC screw terminal for 60 mm busbar systems (also fulfills type of coordination 1) Type of coordination 2, Iq = 150 kA 1 NO+1 NC (contactor) | - | 0 | 0
3RA2220-1HD24-0BB4 |  | 3RA2220-1HD24-0BB4 | 1 | UN | 1 | 2 | A | D | N | N | 85364900 | 1 | 4011209798076 | 2.525 | KG | 344.85 | 344.85 | CP25 | CP25 | Load feeder fuseless, Reversing duty 400 V AC, Size S0 5.50...8.00 A 24 V DC screw terminal for 60 mm busbar systems (also fulfills type of coordination 1) Type of coordination 2, Iq = 150 kA 1 NO+1 NC (contactor) | - | 0 | 0
3RA2220-1HF24-0AP0 |  | 3RA2220-1HF24-0AP0 | 1 | UN | 1 | 5 | B | D | N | N | 85364900 | 1 | 4011209917248 | 2.07 | KG | 230.85 | 230.85 | CP25 | CP25 | Load feeder fuseless, Reversing duty 400 V AC, Size S0 5.50...8.00 A 230 V AC Spring-type terminal for installation on standard mounting rail with standard mounting rail adapter (also fulfills type of coordination 1) Type of coordination 2, Iq = 150 kA 1 NO+1 NC (contactor) | - | 0 | 0
3RA2220-1HF24-0BB4 |  | 3RA2220-1HF24-0BB4 | 1 | UN | 1 | 5 | B | D | N | N | 85364900 | 1 | 4011209917293 | 2.414 | KG | 312.55 | 312.55 | CP25 | CP25 | Load feeder fuseless, Reversing duty 400 V AC, Size S0 5.50...8.00 A 24 V DC Spring-type terminal for installation on standard mounting rail with standard mounting rail adapter (also fulfills type of coordination 1) Type of coordination 2, Iq = 150 kA 1 NO+1 NC (contactor) | - | 0 | 0
3RA2220-1HH24-0AP0 |  | 3RA2220-1HH24-0AP0 | 1 | UN | 1 | 5 | B | D | N | N | 85364900 | 1 | 4011209917347 | 2.38 | KG | 259.35 | 259.35 | CP25 | CP25 | Load feeder fuseless, Reversing duty 400 V AC, Size S0 5.50...8.00 A 230 V AC Spring-type terminal for 60 mm busbar systems (also fulfills type of coordination 1) Type of coordination 2, Iq = 150 kA 1 NO+1 NC (contactor) | - | 0 | 0
3RA2220-1HH24-0BB4 |  | 3RA2220-1HH24-0BB4 | 1 | UN | 1 | 5 | B | D | N | N | 85364900 | 1 | 4011209917392 | 2.73 | KG | 342 | 342 | CP25 | CP25 | Load feeder fuseless, Reversing duty 400 V AC, Size S0 5.50...8.00 A 24 V DC Spring-type terminal for 60 mm busbar systems (also fulfills type of coordination 1) Type of coordination 2, Iq = 150 kA 1 NO+1 NC (contactor) | - | 0 | 0
3RA2220-1JB24-0AP0 |  | 3RA2220-1JB24-0AP0 | 1 | UN | 1 | 2 | A | D | N | N | 85364900 | 1 | 4011209860841 | 1.557 | KG | 238.45 | 238.45 | CP25 | CP25 | Load feeder fuseless, Reversing duty 400 V AC, Size S0 7.00...10.0 A 230 V AC screw terminal for installation on standard mounting rail with standard mounting rail adapter (also fulfills type of coordination 1) Type of coordination 2, Iq = 150 kA 1 NO+1 NC (contactor) | - | 0 | 0
3RA2220-1JB24-0BB4 |  | 3RA2220-1JB24-0BB4 | 1 | UN | 1 | 2 | A | D | N | N | 85364900 | 1 | 4011209860865 | 1.946 | KG | 323 | 323 | CP25 | CP25 | Load feeder fuseless, Reversing duty 400 V AC, Size S0 7.00...10.0 A 24 V DC screw terminal for installation on standard mounting rail with standard mounting rail adapter (also fulfills type of coordination 1) Type of coordination 2, Iq = 150 kA 1 NO+1 NC (contactor) | - | 0 | 0
3RA2220-1JD24-0AP0 |  | 3RA2220-1JD24-0AP0 | 1 | UN | 1 | 2 | A | D | N | N | 85364900 | 1 | 4011209860896 | 2.128 | KG | 266 | 266 | CP25 | CP25 | Load feeder fuseless, Reversing duty 400 V AC, Size S0 7.00...10.0 A 230 V AC screw terminal for 60 mm busbar systems (also fulfills type of coordination 1) Type of coordination 2, Iq = 150 kA 1 NO+1 NC (contactor) | - | 0 | 0
3RA2220-1JD24-0BB4 |  | 3RA2220-1JD24-0BB4 | 1 | UN | 1 | 2 | A | D | N | N | 85364900 | 1 | 4011209860926 | 2.528 | KG | 352.45 | 352.45 | CP25 | CP25 | Load feeder fuseless, Reversing duty 400 V AC, Size S0 7.00...10.0 A 24 V DC screw terminal for 60 mm busbar systems (also fulfills type of coordination 1) Type of coordination 2, Iq = 150 kA 1 NO+1 NC (contactor) | - | 0 | 0
3RA2220-1JF24-0AP0 |  | 3RA2220-1JF24-0AP0 | 1 | UN | 1 | 5 | B | D | N | N | 85364900 | 1 | 4011209917255 | 2.058 | KG | 238.45 | 238.45 | CP25 | CP25 | Load feeder fuseless, Reversing duty 400 V AC, Size S0 7.00...10.0 A 230 V AC Spring-type terminal for installation on standard mounting rail with standard mounting rail adapter (also fulfills type of coordination 1) Type of coordination 2, Iq = 150 kA 1 NO+1 NC (contactor) | - | 0 | 0
3RA2220-1JF24-0BB4 |  | 3RA2220-1JF24-0BB4 | 1 | UN | 1 | 5 | B | D | N | N | 85364900 | 1 | 4011209917309 | 2.412 | KG | 323 | 323 | CP25 | CP25 | Load feeder fuseless, Reversing duty 400 V AC, Size S0 7.00...10.0 A 24 V DC Spring-type terminal for installation on standard mounting rail with standard mounting rail adapter (also fulfills type of coordination 1) Type of coordination 2, Iq = 150 kA 1 NO+1 NC (contactor) | - | 0 | 0
3RA2220-1JH24-0AP0 |  | 3RA2220-1JH24-0AP0 | 1 | UN | 1 | 5 | B | D | N | N | 85364900 | 1 | 4011209917354 | 2.375 | KG | 266.95 | 266.95 | CP25 | CP25 | Load feeder fuseless, Reversing duty 400 V AC, Size S0 7.00...10.0 A 230 V AC Spring-type terminal for 60 mm busbar systems (also fulfills type of coordination 1) Type of coordination 2, Iq = 150 kA 1 NO+1 NC (contactor) | - | 0 | 0
3RA2220-1JH24-0BB4 |  | 3RA2220-1JH24-0BB4 | 1 | UN | 1 | 5 | B | D | N | N | 85364900 | 1 | 4011209917408 | 2.733 | KG | 350.55 | 350.55 | CP25 | CP25 | Load feeder fuseless, Reversing duty 400 V AC, Size S0 7.00...10.0 A 24 V DC Spring-type terminal for 60 mm busbar systems (also fulfills type of coordination 1) Type of coordination 2, Iq = 150 kA 1 NO+1 NC (contactor) | - | 0 | 0
3RA2220-1KB24-0AP0 |  | 3RA2220-1KB24-0AP0 | 1 | UN | 1 | 2 | A | D | N | N | 85364900 | 1 | 4011209860711 | 1.55 | KG | 238.45 | 238.45 | CP25 | CP25 | Load feeder fuseless, Reversing duty 400 V AC, Size S0 9.00...12.5 A 230 V AC screw terminal for installation on standard mounting rail with standard mounting rail adapter (also fulfills type of coordination 1) Type of coordination 2, Iq = 150 kA 1 NO+1 NC (contactor) | - | 0 | 0
3RA2220-1KB24-0BB4 |  | 3RA2220-1KB24-0BB4 | 1 | UN | 1 | 2 | A | D | N | N | 85364900 | 1 | 4011209860872 | 1.94 | KG | 323 | 323 | CP25 | CP25 | Load feeder fuseless, Reversing duty 400 V AC, Size S0 9.00...12.5 A 24 V DC screw terminal for installation on standard mounting rail with standard mounting rail adapter (also fulfills type of coordination 1) Type of coordination 2, Iq = 150 kA 1 NO+1 NC (contactor) | - | 0 | 0
3RA2220-1KD24-0AP0 |  | 3RA2220-1KD24-0AP0 | 1 | UN | 1 | 2 | A | D | N | N | 85364900 | 1 | 4011209860902 | 2.132 | KG | 266 | 266 | CP25 | CP25 | Load feeder fuseless, Reversing duty 400 V AC, Size S0 9.00...12.5 A 230 V AC screw terminal for 60 mm busbar systems (also fulfills type of coordination 1) Type of coordination 2, Iq = 150 kA 1 NO+1 NC (contactor) | - | 0 | 0
3RA2220-1KD24-0BB4 |  | 3RA2220-1KD24-0BB4 | 1 | UN | 1 | 2 | A | D | N | N | 85364900 | 1 | 4011209860933 | 2.514 | KG | 352.45 | 352.45 | CP25 | CP25 | Load feeder fuseless, Reversing duty 400 V AC, Size S0 9.00...12.5 A 24 V DC screw terminal for 60 mm busbar systems (also fulfills type of coordination 1) Type of coordination 2, Iq = 150 kA 1 NO+1 NC (contactor) | - | 0 | 0
3RA2220-1KF24-0AP0 |  | 3RA2220-1KF24-0AP0 | 1 | UN | 1 | 5 | B | D | N | N | 85364900 | 1 | 4011209917262 | 2.066 | KG | 238.45 | 238.45 | CP25 | CP25 | Load feeder fuseless, Reversing duty 400 V AC, Size S0 9.00...12.5 A 230 V AC Spring-type terminal for installation on standard mounting rail with standard mounting rail adapter (also fulfills type of coordination 1) Type of coordination 2, Iq = 150 kA 1 NO+1 NC (contactor) | - | 0 | 0
3RA2220-1KF24-0BB4 |  | 3RA2220-1KF24-0BB4 | 1 | UN | 1 | 5 | B | D | N | N | 85364900 | 1 | 4011209917316 | 2.426 | KG | 323 | 323 | CP25 | CP25 | Load feeder fuseless, Reversing duty 400 V AC, Size S0 9.00...12.5 A 24 V DC Spring-type terminal for installation on standard mounting rail with standard mounting rail adapter (also fulfills type of coordination 1) Type of coordination 2, Iq = 150 kA 1 NO+1 NC (contactor) | - | 0 | 0
3RA2220-1KH24-0AP0 |  | 3RA2220-1KH24-0AP0 | 1 | UN | 1 | 5 | B | D | N | N | 85364900 | 1 | 4011209917361 | 2.397 | KG | 266.95 | 266.95 | CP25 | CP25 | Load feeder fuseless, Reversing duty 400 V AC, Size S0 9.00...12.5 A 230 V AC Spring-type terminal for 60 mm busbar systems (also fulfills type of coordination 1) Type of coordination 2, Iq = 150 kA 1 NO+1 NC (contactor) | - | 0 | 0
3RA2220-1KH24-0BB4 |  | 3RA2220-1KH24-0BB4 | 1 | UN | 1 | 5 | B | D | N | N | 85364900 | 1 | 4011209917415 | 2.718 | KG | 350.55 | 350.55 | CP25 | CP25 | Load feeder fuseless, Reversing duty 400 V AC, Size S0 9.00...12.5 A 24 V DC Spring-type terminal for 60 mm busbar systems (also fulfills type of coordination 1) Type of coordination 2, Iq = 150 kA 1 NO+1 NC (contactor) | - | 0 | 0
3RA2220-4AB26-0AP0 |  | 3RA2220-4AB26-0AP0 | 1 | UN | 1 | 2 | A | D | N | N | 85364900 | 1 | 4011209794924 | 1.579 | KG | 307.8 | 307.8 | CP25 | CP25 | Load feeder fuseless, Reversing duty 400 V AC, Size S0 10.0...16.0 A 230 V AC screw terminal for installation on standard mounting rail with standard mounting rail adapter (also fulfills type of coordination 1) Type of coordination 2, Iq = 150 kA 1 NO+1 NC (contactor) | - | 0 | 0
3RA2220-4AB26-0BB4 |  | 3RA2220-4AB26-0BB4 | 1 | UN | 1 | 2 | A | D | N | N | 85364900 | 1 | 4011209794573 | 1.952 | KG | 398.05 | 398.05 | CP25 | CP25 | Load feeder fuseless, Reversing duty 400 V AC, Size S0 10.0...16.0 A 24 V DC screw terminal for installation on standard mounting rail with standard mounting rail adapter (also fulfills type of coordination 1) Type of coordination 2, Iq = 150 kA 1 NO+1 NC (contactor) | - | 0 | 0
3RA2220-4AD26-0AP0 |  | 3RA2220-4AD26-0AP0 | 1 | UN | 1 | 2 | A | D | N | N | 85364900 | 1 | 4011209798458 | 2.157 | KG | 335.35 | 335.35 | CP25 | CP25 | Load feeder fuseless, Reversing duty 400 V AC, Size S0 10.0...16.0 A 230 V AC screw terminal for 60 mm busbar systems (also fulfills type of coordination 1) Type of coordination 2, Iq = 150 kA 1 NO+1 NC (contactor) | - | 0 | 0
3RA2220-4AD26-0BB4 |  | 3RA2220-4AD26-0BB4 | 1 | UN | 1 | 2 | A | D | N | N | 85364900 | 1 | 4011209798106 | 2.531 | KG | 428.45 | 428.45 | CP25 | CP25 | Load feeder fuseless, Reversing duty 400 V AC, Size S0 10.0...16.0 A 24 V DC screw terminal for 60 mm busbar systems (also fulfills type of coordination 1) Type of coordination 2, Iq = 150 kA 1 NO+1 NC (contactor) | - | 0 | 0
3RA2220-4AF26-0AP0 |  | 3RA2220-4AF26-0AP0 | 1 | UN | 1 | 2 | A | D | N | N | 85364900 | 1 | 4011209795921 | 2.108 | KG | 307.8 | 307.8 | CP25 | CP25 | Load feeder fuseless, Reversing duty 400 V AC, Size S0 10.0...16.0 A 230 V AC Spring-type terminal for installation on standard mounting rail with standard mounting rail adapter (also fulfills type of coordination 1) Type of coordination 2, Iq = 150 kA 1 NO+1 NC (contactor) | - | 0 | 0
3RA2220-4AF26-0BB4 |  | 3RA2220-4AF26-0BB4 | 1 | UN | 1 | 2 | A | D | N | N | 85364900 | 1 | 4011209795662 | 2.469 | KG | 398.05 | 398.05 | CP25 | CP25 | Load feeder fuseless, Reversing duty 400 V AC, Size S0 10.0...16.0 A 24 V DC Spring-type terminal for installation on standard mounting rail with standard mounting rail adapter (also fulfills type of coordination 1) Type of coordination 2, Iq = 150 kA 1 NO+1 NC (contactor) | - | 0 | 0
3RA2220-4AH26-0AP0 |  | 3RA2220-4AH26-0AP0 | 1 | UN | 1 | 2 | A | D | N | N | 85364900 | 1 | 4011209797796 | 2.38 | KG | 336.3 | 336.3 | CP25 | CP25 | Load feeder fuseless, Reversing duty 400 V AC, Size S0 10.0...16.0 A 230 V AC Spring-type terminal for 60 mm busbar systems (also fulfills type of coordination 1) Type of coordination 2, Iq = 150 kA 1 NO+1 NC (contactor) | - | 0 | 0
3RA2220-4AH26-0BB4 |  | 3RA2220-4AH26-0BB4 | 1 | UN | 1 | 2 | A | D | N | N | 85364900 | 1 | 4011209797536 | 2.775 | KG | 427.5 | 427.5 | CP25 | CP25 | Load feeder fuseless, Reversing duty 400 V AC, Size S0 10.0...16.0 A 24 V DC Spring-type terminal for 60 mm busbar systems (also fulfills type of coordination 1) Type of coordination 2, Iq = 150 kA 1 NO+1 NC (contactor) | - | 0 | 0
3RA2220-4BB26-0AP0 |  | 3RA2220-4BB26-0AP0 | 1 | UN | 1 | 2 | A | D | N | N | 85364900 | 1 | 4011209794931 | 1.577 | KG | 310.65 | 310.65 | CP25 | CP25 | Load feeder fuseless, Reversing duty 400 V AC, Size S0 13.0...20.0 A 230 V AC screw terminal for installation on standard mounting rail with standard mounting rail adapter Type of coordination 1, Iq = 150 kA 1 NO+1 NC (contactor) | - | 0 | 0
3RA2220-4BB26-0BB4 |  | 3RA2220-4BB26-0BB4 | 1 | UN | 1 | 2 | A | D | N | N | 85364900 | 1 | 4011209794580 | 1.949 | KG | 401.85 | 401.85 | CP25 | CP25 | Load feeder fuseless, Reversing duty 400 V AC, Size S0 13.0...20.0 A 24 V DC screw terminal for installation on standard mounting rail with standard mounting rail adapter Type of coordination 1, Iq = 150 kA 1 NO+1 NC (contactor) | - | 0 | 0
3RA2220-4BB27-0AP0 |  | 3RA2220-4BB27-0AP0 | 1 | UN | 1 | 5 | B | D | N | N | 85364900 | 1 | 4011209895690 | 1.564 | KG | 378.1 | 378.1 | CP25 | CP25 | Load feeder fuseless, Reversing duty 400 V AC, Size S0 13.0...20.0 A 230 V AC screw terminal for installation on standard mounting rail with standard mounting rail adapter (also fulfills type of coordination 1) Type of coordination 2, Iq = 150 kA 1 NO+1 NC (contactor) | - | 0 | 0
3RA2220-4BB27-0BB4 |  | 3RA2220-4BB27-0BB4 | 1 | UN | 1 | 5 | B | D | N | N | 85364900 | 1 | 4011209895706 | 1.971 | KG | 469.3 | 469.3 | CP25 | CP25 | Load feeder fuseless, Reversing duty 400 V AC, Size S0 13.0...20.0 A 24 V DC screw terminal for installation on standard mounting rail with standard mounting rail adapter (also fulfills type of coordination 1) Type of coordination 2, Iq = 150 kA 1 NO+1 NC (contactor) | - | 0 | 0
3RA2220-4BD26-0AP0 |  | 3RA2220-4BD26-0AP0 | 1 | UN | 1 | 2 | A | D | N | N | 85364900 | 1 | 4011209798465 | 2.178 | KG | 338.2 | 338.2 | CP25 | CP25 | Load feeder fuseless, Reversing duty 400 V AC, Size S0 13.0...20.0 A 230 V AC screw terminal for 60 mm busbar systems (also fulfills type of coordination 1) 1 NO+1 NC (contactor) | - | 0 | 0
3RA2220-4BD26-0BB4 |  | 3RA2220-4BD26-0BB4 | 1 | UN | 1 | 2 | A | D | N | N | 85364900 | 1 | 4011209798113 | 2.549 | KG | 431.3 | 431.3 | CP25 | CP25 | Load feeder fuseless, Reversing duty 400 V AC, Size S0 13.0...20.0 A 24 V DC screw terminal for 60 mm busbar systems (also fulfills type of coordination 1) 1 NO+1 NC (contactor) | - | 0 | 0
3RA2220-4BD27-0AP0 |  | 3RA2220-4BD27-0AP0 | 1 | UN | 1 | 5 | B | D | N | N | 85364900 | 1 | 4011209895713 | 2.201 | KG | 407.55 | 407.55 | CP25 | CP25 | Load feeder fuseless, Reversing duty 400 V AC, Size S0 13.0...20.0 A 230 V AC screw terminal for 60 mm busbar systems (also fulfills type of coordination 1) Type of coordination 2, Iq = 150 kA 1 NO+1 NC (contactor) | - | 0 | 0
3RA2220-4BD27-0BB4 |  | 3RA2220-4BD27-0BB4 | 1 | UN | 1 | 5 | B | D | N | N | 85364900 | 1 | 4011209895720 | 2.5 | KG | 521.55 | 521.55 | CP25 | CP25 | Load feeder fuseless, Reversing duty 400 V AC, Size S0 13.0...20.0 A 24 V DC screw terminal for 60 mm busbar systems (also fulfills type of coordination 1) Type of coordination 2, Iq = 150 kA 1 NO+1 NC (contactor) | - | 0 | 0
3RA2220-4BF26-0AP0 |  | 3RA2220-4BF26-0AP0 | 1 | UN | 1 | 2 | A | D | N | N | 85364900 | 1 | 4011209795938 | 2.084 | KG | 310.65 | 310.65 | CP25 | CP25 | Load feeder fuseless, Reversing duty 400 V AC, Size S0 13.0...20.0 A 230 V AC Spring-type terminal for installation on standard mounting rail with standard mounting rail adapter Type of coordination 1, Iq = 150 kA 1 NO+1 NC (contactor) | - | 0 | 0
3RA2220-4BF26-0BB4 |  | 3RA2220-4BF26-0BB4 | 1 | UN | 1 | 2 | A | D | N | N | 85364900 | 1 | 4011209795679 | 2.408 | KG | 401.85 | 401.85 | CP25 | CP25 | Load feeder fuseless, Reversing duty 400 V AC, Size S0 13.0...20.0 A 24 V DC Spring-type terminal for installation on standard mounting rail with standard mounting rail adapter Type of coordination 1, Iq = 150 kA 1 NO+1 NC (contactor) | - | 0 | 0
3RA2220-4BF27-0AP0 |  | 3RA2220-4BF27-0AP0 | 1 | UN | 1 | 5 | B | D | N | N | 85364900 | 1 | 4011209895737 | 2.098 | KG | 378.1 | 378.1 | CP25 | CP25 | Load feeder fuseless, Reversing duty 400 V AC, Size S0 13.0...20.0 A 230 V AC Spring-type terminal for installation on standard mounting rail with standard mounting rail adapter (also fulfills type of coordination 1) Type of coordination 2, Iq = 150 kA 1 NO+1 NC (contactor) | - | 0 | 0
3RA2220-4BF27-0BB4 |  | 3RA2220-4BF27-0BB4 | 1 | UN | 1 | 5 | B | D | N | N | 85364900 | 1 | 4011209895744 | 2.434 | KG | 469.3 | 469.3 | CP25 | CP25 | Load feeder fuseless, Reversing duty 400 V AC, Size S0 13.0...20.0 A 24 V DC Spring-type terminal for installation on standard mounting rail with standard mounting rail adapter (also fulfills type of coordination 1) Type of coordination 2, Iq = 150 kA 1 NO+1 NC (contactor) | - | 0 | 0
3RA2220-4BH26-0AP0 |  | 3RA2220-4BH26-0AP0 | 1 | UN | 1 | 2 | A | D | N | N | 85364900 | 1 | 4011209797802 | 2.402 | KG | 339.15 | 339.15 | CP25 | CP25 | Load feeder fuseless, Reversing duty 400 V AC, Size S0 13.0...20.0 A 230 V AC Spring-type terminal for 60 mm busbar systems (also fulfills type of coordination 1) 1 NO+1 NC (contactor) | - | 0 | 0
3RA2220-4BH26-0BB4 |  | 3RA2220-4BH26-0BB4 | 1 | UN | 1 | 2 | A | D | N | N | 85364900 | 1 | 4011209797543 | 2.738 | KG | 430.35 | 430.35 | CP25 | CP25 | Load feeder fuseless, Reversing duty 400 V AC, Size S0 13.0...20.0 A 24 V DC Spring-type terminal for 60 mm busbar systems Type of coordination 1, Iq = 150 kA 1 NO+1 NC (contactor) | - | 0 | 0
3RA2220-4BH27-0AP0 |  | 3RA2220-4BH27-0AP0 | 1 | UN | 1 | 5 | B | D | N | N | 85364900 | 1 | 4011209895751 | 2.385 | KG | 409.45 | 409.45 | CP25 | CP25 | Load feeder fuseless, Reversing duty 400 V AC, Size S0 13.0...20.0 A 230 V AC Spring-type terminal for 60 mm busbar systems (also fulfills type of coordination 1) Type of coordination 2, Iq = 150 kA 1 NO+1 NC (contactor) | - | 0 | 0
3RA2220-4BH27-0BB4 |  | 3RA2220-4BH27-0BB4 | 1 | UN | 1 | 5 | B | D | N | N | 85364900 | 1 | 4011209895768 | 2.714 | KG | 519.65 | 519.65 | CP25 | CP25 | Load feeder fuseless, Reversing duty 400 V AC, Size S0 13.0...20.0 A 24 V DC Spring-type terminal for 60 mm busbar systems (also fulfills type of coordination 1) Type of coordination 2, Iq = 150 kA 1 NO+1 NC (contactor) | - | 0 | 0
3RA2220-4CB27-0AP0 |  | 3RA2220-4CB27-0AP0 | 1 | UN | 1 | 2 | A | D | N | N | 85364900 | 1 | 4011209794948 | 1.596 | KG | 384.75 | 384.75 | CP25 | CP25 | Load feeder fuseless, Reversing duty 400 V AC, Size S0 16...22 A 230 V AC screw terminal for installation on standard mounting rail with standard mounting rail adapter (also fulfills type of coordination 1) Type of coordination 2, Iq = 150 kA 1 NO+1 NC (contactor) | - | 0 | 0
3RA2220-4CB27-0BB4 |  | 3RA2220-4CB27-0BB4 | 1 | UN | 1 | 2 | A | D | N | N | 85364900 | 1 | 4011209794597 | 1.971 | KG | 497.8 | 497.8 | CP25 | CP25 | Load feeder fuseless, Reversing duty 400 V AC, Size S0 16...22 A 24 V DC screw terminal for installation on standard mounting rail with standard mounting rail adapter (also fulfills type of coordination 1) Type of coordination 2, Iq = 150 kA 1 NO+1 NC (contactor) | - | 0 | 0
3RA2220-4CD27-0AP0 |  | 3RA2220-4CD27-0AP0 | 1 | UN | 1 | 2 | A | D | N | N | 85364900 | 1 | 4011209797314 | 2.219 | KG | 414.2 | 414.2 | CP25 | CP25 | Load feeder fuseless, Reversing duty 400 V AC, Size S0 16...22 A 230 V AC screw terminal for 60 mm busbar systems (also fulfills type of coordination 1) Type of coordination 2, Iq = 150 kA 1 NO+1 NC (contactor) | - | 0 | 0
3RA2220-4CD27-0BB4 |  | 3RA2220-4CD27-0BB4 | 1 | UN | 1 | 2 | A | D | N | N | 85364900 | 1 | 4011209798120 | 2.557 | KG | 528.2 | 528.2 | CP25 | CP25 | Load feeder fuseless, Reversing duty 400 V AC, Size S0 16...22 A 24 V DC screw terminal for 60 mm busbar systems (also fulfills type of coordination 1) Type of coordination 2, Iq = 150 kA 1 NO+1 NC (contactor) | - | 0 | 0
3RA2220-4CF27-0AP0 |  | 3RA2220-4CF27-0AP0 | 1 | UN | 1 | 2 | A | D | N | N | 85364900 | 1 | 4011209795945 | 2.098 | KG | 384.75 | 384.75 | CP25 | CP25 | Load feeder fuseless, Reversing duty 400 V AC, Size S0 16...22 A 230 V AC Spring-type terminal for installation on standard mounting rail with standard mounting rail adapter (also fulfills type of coordination 1) Type of coordination 2, Iq = 150 kA 1 NO+1 NC (contactor) | - | 0 | 0
3RA2220-4CF27-0BB4 |  | 3RA2220-4CF27-0BB4 | 1 | UN | 1 | 2 | A | D | N | N | 85364900 | 1 | 4011209795686 | 2.471 | KG | 497.8 | 497.8 | CP25 | CP25 | Load feeder fuseless, Reversing duty 400 V AC, Size S0 16...22 A 24 V DC Spring-type terminal for installation on standard mounting rail with standard mounting rail adapter (also fulfills type of coordination 1) Type of coordination 2, Iq = 150 kA 1 NO+1 NC (contactor) | - | 0 | 0
3RA2220-4CH27-0AP0 |  | 3RA2220-4CH27-0AP0 | 1 | UN | 1 | 2 | A | D | N | N | 85364900 | 1 | 4011209797819 | 2.396 | KG | 415.15 | 415.15 | CP25 | CP25 | Load feeder fuseless, Reversing duty 400 V AC, Size S0 16...22 A 230 V AC Spring-type terminal for 60 mm busbar systems (also fulfills type of coordination 1) Type of coordination 2, Iq = 150 kA 1 NO+1 NC (contactor) | - | 0 | 0
3RA2220-4CH27-0BB4 |  | 3RA2220-4CH27-0BB4 | 1 | UN | 1 | 2 | A | D | N | N | 85364900 | 1 | 4011209797550 | 2.759 | KG | 526.3 | 526.3 | CP25 | CP25 | Load feeder fuseless, Reversing duty 400 V AC, Size S0 16...22 A 24 V DC Spring-type terminal for 60 mm busbar systems (also fulfills type of coordination 1) Type of coordination 2, Iq = 150 kA 1 NO+1 NC (contactor) | - | 0 | 0
3RA2220-4DB27-0AP0 |  | 3RA2220-4DB27-0AP0 | 1 | UN | 1 | 2 | A | D | N | N | 85364900 | 1 | 4011209794955 | 1.6 | KG | 398.05 | 398.05 | CP25 | CP25 | Load feeder fuseless, Reversing duty 400 V AC, Size S0 18...25 A 230 V AC screw terminal for installation on standard mounting rail with standard mounting rail adapter (also fulfills type of coordination 1) Type of coordination 2, Iq = 150 kA 1 NO+1 NC (contactor) | - | 0 | 0
3RA2220-4DB27-0BB4 |  | 3RA2220-4DB27-0BB4 | 1 | UN | 1 | 2 | A | D | N | N | 85364900 | 1 | 4011209794603 | 1.981 | KG | 509.2 | 509.2 | CP25 | CP25 | Load feeder fuseless, Reversing duty 400 V AC, Size S0 18...25 A 24 V DC screw terminal for installation on standard mounting rail with standard mounting rail adapter (also fulfills type of coordination 1) Type of coordination 2, Iq = 150 kA 1 NO+1 NC (contactor) | - | 0 | 0
3RA2220-4DD27-0AP0 |  | 3RA2220-4DD27-0AP0 | 1 | UN | 1 | 2 | A | D | N | N | 85364900 | 1 | 4011209797321 | 2.2 | KG | 427.5 | 427.5 | CP25 | CP25 | Load feeder fuseless, Reversing duty 400 V AC, Size S0 18...25 A 230 V AC screw terminal for 60 mm busbar systems (also fulfills type of coordination 1) Type of coordination 2, Iq = 150 kA 1 NO+1 NC (contactor) | - | 0 | 0
3RA2220-4DD27-0BB4 |  | 3RA2220-4DD27-0BB4 | 1 | UN | 1 | 2 | A | D | N | N | 85364900 | 1 | 4011209798137 | 2.6 | KG | 541.5 | 541.5 | CP25 | CP25 | Load feeder fuseless, Reversing duty 400 V AC, Size S0 18...25 A 24 V DC screw terminal for 60 mm busbar systems (also fulfills type of coordination 1) Type of coordination 2, Iq = 150 kA 1 NO+1 NC (contactor) | - | 0 | 0
3RA2220-4DF27-0AP0 |  | 3RA2220-4DF27-0AP0 | 1 | UN | 1 | 2 | A | D | N | N | 85364900 | 1 | 4011209795952 | 2.103 | KG | 398.05 | 398.05 | CP25 | CP25 | Load feeder fuseless, Reversing duty 400 V AC, Size S0 18...25 A 230 V AC Spring-type terminal for installation on standard mounting rail with standard mounting rail adapter (also fulfills type of coordination 1) Type of coordination 2, Iq = 150 kA 1 NO+1 NC (contactor) | - | 0 | 0
3RA2220-4DF27-0BB4 |  | 3RA2220-4DF27-0BB4 | 1 | UN | 1 | 2 | A | D | N | N | 85364900 | 1 | 4011209795693 | 2.445 | KG | 509.2 | 509.2 | CP25 | CP25 | Load feeder fuseless, Reversing duty 400 V AC, Size S0 18...25 A 24 V DC Spring-type terminal for installation on standard mounting rail with standard mounting rail adapter (also fulfills type of coordination 1) Type of coordination 2, Iq = 150 kA 1 NO+1 NC (contactor) | - | 0 | 0
3RA2220-4DH27-0AP0 |  | 3RA2220-4DH27-0AP0 | 1 | UN | 1 | 2 | A | D | N | N | 85364900 | 1 | 4011209797826 | 2.444 | KG | 428.45 | 428.45 | CP25 | CP25 | Load feeder fuseless, Reversing duty 400 V AC, Size S0 18...25 A 230 V AC Spring-type terminal for 60 mm busbar systems (also fulfills type of coordination 1) Type of coordination 2, Iq = 150 kA 1 NO+1 NC (contactor) | - | 0 | 0
3RA2220-4DH27-0BB4 |  | 3RA2220-4DH27-0BB4 | 1 | UN | 1 | 2 | A | D | N | N | 85364900 | 1 | 4011209797567 | 2.75 | KG | 539.6 | 539.6 | CP25 | CP25 | Load feeder fuseless, Reversing duty 400 V AC, Size S0 18...25 A 24 V DC Spring-type terminal for 60 mm busbar systems (also fulfills type of coordination 1) Type of coordination 2, Iq = 150 kA 1 NO+1 NC (contactor) | - | 0 | 0
3RA2220-4EB27-0AP0 |  | 3RA2220-4EB27-0AP0 | 1 | UN | 1 | 2 | A | D | N | N | 85364900 | 1 | 4011209860858 | 1.604 | KG | 425.6 | 425.6 | CP25 | CP25 | Load feeder fuseless, Reversing duty 400 V AC, Size S0 27.0...32.0 A 230 V AC screw terminal for installation on standard mounting rail with standard mounting rail adapter (also fulfills type of coordination 1) Type of coordination 2, Iq = 150 kA 1 NO+1 NC (contactor) | - | 0 | 0
3RA2220-4EB27-0BB4 |  | 3RA2220-4EB27-0BB4 | 1 | UN | 1 | 2 | A | D | N | N | 85364900 | 1 | 4011209860889 | 1.989 | KG | 536.75 | 536.75 | CP25 | CP25 | Load feeder fuseless, Reversing duty 400 V AC, Size S0 27.0...32.0 A 24 V DC screw terminal for installation on standard mounting rail with standard mounting rail adapter (also fulfills type of coordination 1) Type of coordination 2, Iq = 150 kA 1 NO+1 NC (contactor) | - | 0 | 0
3RA2220-4ED27-0AP0 |  | 3RA2220-4ED27-0AP0 | 1 | UN | 1 | 2 | A | D | N | N | 85364900 | 1 | 4011209860919 | 2.214 | KG | 454.1 | 454.1 | CP25 | CP25 | Load feeder fuseless, Reversing duty 400 V AC, Size S0 27.0...32.0 A 230 V AC screw terminal for 60 mm busbar systems (also fulfills type of coordination 1) Type of coordination 2, Iq = 150 kA 1 NO+1 NC (contactor) | - | 0 | 0
3RA2220-4ED27-0BB4 |  | 3RA2220-4ED27-0BB4 | 1 | UN | 1 | 2 | A | D | N | N | 85364900 | 1 | 4011209860940 | 2.59 | KG | 568.1 | 568.1 | CP25 | CP25 | Load feeder fuseless, Reversing duty 400 V AC, Size S0 27.0...32.0 A 24 V DC screw terminal for 60 mm busbar systems (also fulfills type of coordination 1) Type of coordination 2, Iq = 150 kA 1 NO+1 NC (contactor) | - | 0 | 0
3RA2220-4EF27-0AP0 |  | 3RA2220-4EF27-0AP0 | 1 | UN | 1 | 2 | A | D | N | N | 85364900 | 1 | 4011209860995 | 2.141 | KG | 425.6 | 425.6 | CP25 | CP25 | Load feeder fuseless, Reversing duty 400 V AC, Size S0 27.0...32.0 A 230 V AC Spring-type terminal for installation on standard mounting rail with standard mounting rail adapter (also fulfills type of coordination 1) Type of coordination 2, Iq = 150 kA 1 NO+1 NC (contactor) | - | 0 | 0
3RA2220-4EF27-0BB4 |  | 3RA2220-4EF27-0BB4 | 1 | UN | 1 | 2 | A | D | N | N | 85364900 | 1 | 4011209861008 | 2.453 | KG | 536.75 | 536.75 | CP25 | CP25 | Load feeder fuseless, Reversing duty 400 V AC, Size S0 27.0...32.0 A 24 V DC Spring-type terminal for installation on standard mounting rail with standard mounting rail adapter (also fulfills type of coordination 1) Type of coordination 2, Iq = 150 kA 1 NO+1 NC (contactor) | - | 0 | 0
3RA2220-4EH27-0AP0 |  | 3RA2220-4EH27-0AP0 | 1 | UN | 1 | 2 | A | D | N | N | 85364900 | 1 | 4011209861015 | 2.435 | KG | 456 | 456 | CP25 | CP25 | Load feeder fuseless, Reversing duty 400 V AC, Size S0 27.0...32.0 A 230 V AC Spring-type terminal for 60 mm busbar systems (also fulfills type of coordination 1) Type of coordination 2, Iq = 150 kA 1 NO+1 NC (contactor) | - | 0 | 0
3RA2220-4EH27-0BB4 |  | 3RA2220-4EH27-0BB4 | 1 | UN | 1 | 2 | A | D | N | N | 85364900 | 1 | 4011209861022 | 2.8 | KG | 567.15 | 567.15 | CP25 | CP25 | Load feeder fuseless, Reversing duty 400 V AC, Size S0 27.0...32.0 A 24 V DC Spring-type terminal for 60 mm busbar systems (also fulfills type of coordination 1) Type of coordination 2, Iq = 150 kA 1 NO+1 NC (contactor) | - | 0 | 0
3RA2220-4NB27-0AP0 |  | 3RA2220-4NB27-0AP0 | 1 | UN | 1 | 2 | A | D | N | N | 85364900 | 1 | 4047621000237 | 1.595 | KG | 425.6 | 425.6 | CP25 | CP25 | Load feeder fuseless, Reversing duty 400 V AC, Size S0 23.0...28.0 A 230 V AC screw terminal for installation on standard mounting rail with standard mounting rail adapter (also fulfills type of coordination 1) Type of coordination 2, Iq = 150 kA 1 NO+1 NC (contactor) | - | 0 | 0
3RA2220-4NB27-0BB4 |  | 3RA2220-4NB27-0BB4 | 1 | UN | 1 | 2 | A | D | N | N | 85364900 | 1 | 4047621000251 | 1.989 | KG | 536.75 | 536.75 | CP25 | CP25 | Load feeder fuseless, Reversing duty 400 V AC, Size S0 23.0...28.0 A 24 V DC screw terminal for installation on standard mounting rail with standard mounting rail adapter (also fulfills type of coordination 1) Type of coordination 2, Iq = 150 kA 1 NO+1 NC (contactor) | - | 0 | 0
3RA2220-4ND27-0AP0 |  | 3RA2220-4ND27-0AP0 | 1 | UN | 1 | 2 | A | D | N | N | 85364900 | 1 | 4047621000121 | 2.188 | KG | 454.1 | 454.1 | CP25 | CP25 | Load feeder fuseless, Reversing duty 400 V AC, Size S0 23.0...28.0 A 230 V AC screw terminal for 60 mm busbar systems (also fulfills type of coordination 1) Type of coordination 2, Iq = 150 kA 1 NO+1 NC (contactor) | - | 0 | 0
3RA2220-4ND27-0BB4 |  | 3RA2220-4ND27-0BB4 | 1 | UN | 1 | 2 | A | D | N | N | 85364900 | 1 | 4047621000282 | 2.59 | KG | 568.1 | 568.1 | CP25 | CP25 | Load feeder fuseless, Reversing duty 400 V AC, Size S0 23.0...28.0 A 24 V DC screw terminal for 60 mm busbar systems (also fulfills type of coordination 1) Type of coordination 2, Iq = 150 kA 1 NO+1 NC (contactor) | - | 0 | 0
3RA2220-4NF27-0AP0 |  | 3RA2220-4NF27-0AP0 | 1 | UN | 1 | 2 | A | D | N | N | 85364900 | 1 | 4047621000244 | 2.141 | KG | 425.6 | 425.6 | CP25 | CP25 | Load feeder fuseless, Reversing duty 400 V AC, Size S0 23.0...28.0 A 230 V AC Spring-type terminal for installation on standard mounting rail with standard mounting rail adapter (also fulfills type of coordination 1) Type of coordination 2, Iq = 150 kA 1 NO+1 NC (contactor) | - | 0 | 0
3RA2220-4NF27-0BB4 |  | 3RA2220-4NF27-0BB4 | 1 | UN | 1 | 2 | A | D | N | N | 85364900 | 1 | 4047621000268 | 2.458 | KG | 536.75 | 536.75 | CP25 | CP25 | Load feeder fuseless, Reversing duty 400 V AC, Size S0 23.0...28.0 A 24 V DC Spring-type terminal for installation on standard mounting rail with standard mounting rail adapter (also fulfills type of coordination 1) Type of coordination 2, Iq = 150 kA 1 NO+1 NC (contactor) | - | 0 | 0
3RA2220-4NH27-0AP0 |  | 3RA2220-4NH27-0AP0 | 1 | UN | 1 | 2 | A | D | N | N | 85364900 | 1 | 4047621000275 | 2.435 | KG | 456 | 456 | CP25 | CP25 | Load feeder fuseless, Reversing duty 400 V AC, Size S0 23.0...28.0 A 230 V AC Spring-type terminal for 60 mm busbar systems (also fulfills type of coordination 1) Type of coordination 2, Iq = 150 kA 1 NO+1 NC (contactor) | - | 0 | 0
3RA2220-4NH27-0BB4 |  | 3RA2220-4NH27-0BB4 | 1 | UN | 1 | 2 | A | D | N | N | 85364900 | 1 | 4047621000299 | 2.797 | KG | 567.15 | 567.15 | CP25 | CP25 | Load feeder fuseless, Reversing duty 400 V AC, Size S0 23.0...28.0 A 24 V DC Spring-type terminal for 60 mm busbar systems (also fulfills type of coordination 1) Type of coordination 2, Iq = 150 kA 1 NO+1 NC (contactor) | - | 0 | 0
3RA2315-8XB30-1AB0 |  | 3RA2315-8XB30-1AB0 | 1 | UN | 1 | 5 | B | D | N | N | 85364900 | 1 | 4011209835504 | 0.495 | KG | 89.02 | 86.55 | CP25 | CP25 | Reversing contactor assembly AC-3,3 kW/400 V,AC24 V,50/60 Hz 3-pole, Size S00 screw terminal electrical and mechanical interlock | Lista Papel 2020 SI | 0 | 0
3RA2315-8XB30-1AF0 |  | 3RA2315-8XB30-1AF0 | 1 | UN | 1 | 5 | B | D | N | N | 85364900 | 1 | 4011209835528 | 0.52 | KG | 89.02 | 86.55 | CP25 | CP25 | Reversing contactor assembly AC-3,3 kW/400 V,AC110V,50/60 Hz 3-pole, Size S00 screw terminal electrical and mechanical interlock | Lista Papel 2020 SI | 0 | 0
3RA2315-8XB30-1AH0 |  | 3RA2315-8XB30-1AH0 | 1 | UN | 1 | 5 | B | D | N | N | 85364900 | 1 | 4011209835511 | 0.493 | KG | 89.02 | 89.02 | CP25 | CP25 | Reversing contactor assembly AC-3,3 kW/400 V,48 V AC, 50/60 Hz, 3-pole, Size S00 screw terminal electrical and mechanical interlock | - | 0 | 0
3RA2315-8XB30-1AK6 |  | 3RA2315-8XB30-1AK6 | 1 | UN | 1 | 5 | B | D | N | N | 85364900 | 1 | 4011209835535 | 0.495 | KG | 89.02 | 89.02 | CP25 | CP25 | Reversing contactor assembly AC-3, 3 kW/400 V 110 V AC 50 Hz/120 V 60 Hz, 3-pole Size S00, screw terminal electrical and mechanical interlock | - | 0 | 0
3RA2315-8XB30-1AP0 |  | 3RA2315-8XB30-1AP0 | 1 | UN | 1 | 2 | A | D | N | N | 85364900 | 1 | 4011209835542 | 0.491 | KG | 89.02 | 86.55 | CP25 | CP25 | Reversing contactor assembly AC-3,3 kW/400 V,AC230V,50/60 Hz 3-pole, Size S00 screw terminal electrical and mechanical interlock | Lista Papel 2020 SI | 0 | 0
3RA2315-8XB30-1AP6 |  | 3RA2315-8XB30-1AP6 | 1 | UN | 1 | 5 | B | D | N | N | 85364900 | 1 | 4011209912564 | 0.489 | KG | 89.02 | 89.02 | CP25 | CP25 | Reversing contactor assembly AC-3, 3 kW/400 V 220 V AC 50 Hz/240 V 60 Hz, 3-pole Size S00, screw terminal electrical and mechanical interlock | - | 0 | 0
3RA2315-8XB30-1BB4 |  | 3RA2315-8XB30-1BB4 | 1 | UN | 1 | 2 | A | D | N | N | 85364900 | 1 | 4011209835559 | 0.615 | KG | 99.75 | 96.9 | CP25 | CP25 | Reversing contactor assembly AC-3, 3 kW/400 V, 24 V DC 3-pole, Size S00 screw terminal electrical and mechanical interlock | Lista Papel 2020 SI | 0 | 0
3RA2315-8XB30-1BB4-Z | W97 | 3RA2315-8XB30-1BB4-ZW97 | 1 | UN | 1 | 5 | B | D | N | N | 85364900 | 8 | 4011209939257 | 0.58 | KG | 99.75 | 99.75 | CP25 | CP25 | reversing contactor assembly AC-3, 3 kW/400 V, 24 V DC 3-pole, Size S00 Screw terminal electrical and mechanical interlock Multi-unit packaging = 8 units | - | 0 | 0
3RA2315-8XB30-1BW4 |  | 3RA2315-8XB30-1BW4 | 1 | UN | 1 | 5 | B | D | N | N | 85364900 | 1 | 4011209835566 | 0.605 | KG | 99.75 | 99.75 | CP25 | CP25 | Reversing contactor assembly AC-3, 3 kW/400 V, 48 V DC 3-pole, Size S00 screw terminal electrical and mechanical interlock | - | 0 | 0
3RA2315-8XB30-1FB4 |  | 3RA2315-8XB30-1FB4 | 1 | UN | 1 | 2 | A | D | N | N | 85364900 | 1 | 4011209932340 | 0.613 | KG | 114 | 114 | CP25 | CP25 | Reversing contactor assembly AC-3, 3 kW/400 V, 24 V DC 3-pole, Size S00 screw terminal electrical and mechanical interlock with integrated diode | - | 0 | 0
3RA2315-8XB30-2AB0 |  | 3RA2315-8XB30-2AB0 | 1 | UN | 1 | 5 | B | D | N | N | 85364900 | 1 | 4011209835573 | 0.583 | KG | 89.02 | 86.55 | CP25 | CP25 | Reversing contactor assembly AC-3,3 kW/400 V,AC24 V,50/60 Hz 3-pole, Size S00 Spring-type terminal electrical and mechanical interlock | Lista Papel 2020 SI | 0 | 0
3RA2315-8XB30-2AF0 |  | 3RA2315-8XB30-2AF0 | 1 | UN | 1 | 5 | B | D | N | N | 85364900 | 1 | 4011209835597 | 0.593 | KG | 89.02 | 86.55 | CP25 | CP25 | Reversing contactor assembly AC-3,3 kW/400 V,AC110V,50/60 Hz 3-pole, Size S00 Spring-type terminal electrical and mechanical interlock | Lista Papel 2020 SI | 0 | 0
3RA2315-8XB30-2AH0 |  | 3RA2315-8XB30-2AH0 | 1 | UN | 1 | 5 | B | D | N | N | 85364900 | 1 | 4011209835580 | 0.577 | KG | 89.02 | 89.02 | CP25 | CP25 | Reversing contactor assembly AC-3,3 kW/400 V,48 V AC, 50/60 Hz, 3-pole, Size S00 Spring-type terminal electrical and mechanical interlock | - | 0 | 0
3RA2315-8XB30-2AK6 |  | 3RA2315-8XB30-2AK6 | 1 | UN | 1 | 5 | B | D | N | N | 85364900 | 1 | 4011209835603 | 0.579 | KG | 89.02 | 89.02 | CP25 | CP25 | Reversing contactor assembly AC-3, 3 kW/400 V 110 V AC 50 Hz/120 V 60 Hz, 3-pole Size S00, Spring-type terminal electrical and mechanical interlock | - | 0 | 0
3RA2315-8XB30-2AP0 |  | 3RA2315-8XB30-2AP0 | 1 | UN | 1 | 2 | A | D | N | N | 85364900 | 1 | 4011209835610 | 0.585 | KG | 89.02 | 86.55 | CP25 | CP25 | Reversing contactor assembly AC-3,3 kW/400 V,AC230V,50/60 Hz 3-pole, Size S00 Spring-type terminal electrical and mechanical interlock | Lista Papel 2020 SI | 0 | 0
3RA2315-8XB30-2BB4 |  | 3RA2315-8XB30-2BB4 | 1 | UN | 1 | 2 | A | D | N | N | 85364900 | 1 | 4011209835627 | 0.708 | KG | 99.75 | 96.9 | CP25 | CP25 | Reversing contactor assembly AC-3, 3 kW/400 V, 24 V DC 3-pole, Size S00 Spring-type terminal electrical and mechanical interlock | Lista Papel 2020 SI | 0 | 0
3RA2315-8XB30-2BB4-Z | W96 | 3RA2315-8XB30-2BB4-ZW96 | 1 | UN | 1 | 0 | A | D | N | N | 85364900 | 10 | 4011209917774 | 0.62 | KG | 99.75 | 99.75 | CP25 | CP25 | Reversing contactor assembly AC-3, 3 kW/400 V, 24 V DC 3-pole, Size S00 Spring-type terminal electrical and mechanical interlock Multi-unit packaging = 10 units | - | 0 | 0
3RA2315-8XB30-2BW4 |  | 3RA2315-8XB30-2BW4 | 1 | UN | 1 | 5 | B | D | N | N | 85364900 | 1 | 4011209835634 | 0.682 | KG | 99.75 | 99.75 | CP25 | CP25 | Reversing contactor assembly AC-3, 3 kW/400 V, DC 48 V 3-pole size S00 Spring-type terminal electrical and mechanical interlock | - | 0 | 0
3RA2315-8XB30-2FB4 |  | 3RA2315-8XB30-2FB4 | 1 | UN | 1 | 2 | A | D | N | N | 85364900 | 1 | 4047621008189 | 0.693 | KG | 114 | 114 | CP25 | CP25 | Reversing contactor assembly AC-3, 3 kW/400 V, 24 V DC 3-pole, Size S00 Spring-type terminal electrical and mechanical interlock with integrated diode | - | 0 | 0
3RA2315-8XE30-1BB4 |  | 3RA2315-8XE30-1BB4 | 1 | UN | 1 | 2 | A | D | N | N | 85364900 | 1 | 4011209836563 | 0.622 | KG | 111.15 | 108.3 | CP25 | CP25 | Reversing contactor assembly for 3RA27 AC-3, 3 kW/400 V, 24 V DC 3-pole, Size S00 screw terminal electrical and mechanical interlock with voltage tap | Lista Papel 2020 SI | 0 | 0
3RA2315-8XE30-2BB4 |  | 3RA2315-8XE30-2BB4 | 1 | UN | 1 | 5 | B | D | N | N | 85364900 | 1 | 4011209836570 | 0.703 | KG | 111.15 | 108.3 | CP25 | CP25 | Reversing contactor assembly for 3RA27 AC-3, 3 kW/400 V, 24 V DC 3-pole, Size S00 Spring-type terminal electrical and mechanical interlock with voltage tap | Lista Papel 2020 SI | 0 | 0
3RA2316-8XB30-1AB0 |  | 3RA2316-8XB30-1AB0 | 1 | UN | 1 | 5 | B | D | N | N | 85364900 | 1 | 4011209835641 | 0.494 | KG | 94.43 | 91.77 | CP25 | CP25 | Reversing contactor assembly AC-3,4 kW/400 V,AC24 V,50/60 Hz 3-pole, Size S00 screw terminal electrical and mechanical interlock | Lista Papel 2020 SI | 0 | 0
3RA2316-8XB30-1AF0 |  | 3RA2316-8XB30-1AF0 | 1 | UN | 1 | 5 | B | D | N | N | 85364900 | 1 | 4011209835665 | 0.5 | KG | 94.43 | 91.77 | CP25 | CP25 | Reversing contactor assembly AC-3,4 kW/400 V,AC110V,50/60 Hz 3-pole, Size S00 screw terminal electrical and mechanical interlock | Lista Papel 2020 SI | 0 | 0
3RA2316-8XB30-1AH0 |  | 3RA2316-8XB30-1AH0 | 1 | UN | 1 | 5 | B | D | N | N | 85364900 | 1 | 4011209835658 | 0.497 | KG | 94.43 | 94.43 | CP25 | CP25 | Reversing contactor assembly AC-3,4 kW/400 V,AC48 V,50/60 Hz 3-pole, Size S00 screw terminal electrical and mechanical interlock | - | 0 | 0
3RA2316-8XB30-1AK6 |  | 3RA2316-8XB30-1AK6 | 1 | UN | 1 | 5 | B | D | N | N | 85364900 | 1 | 4011209835672 | 0.489 | KG | 94.43 | 94.43 | CP25 | CP25 | Reversing contactor assembly AC-3, 4 kW/400 V 110 V AC 50 Hz/120 V 60 Hz, 3-pole Size S00, screw terminal electrical and mechanical interlock | - | 0 | 0
3RA2316-8XB30-1AP0 |  | 3RA2316-8XB30-1AP0 | 1 | UN | 1 | 2 | A | D | N | N | 85364900 | 1 | 4011209835689 | 0.487 | KG | 94.43 | 91.77 | CP25 | CP25 | Reversing contactor assembly AC-3,4 kW/400 V,AC230V,50/60 Hz 3-pole, Size S00 screw terminal electrical and mechanical interlock | Lista Papel 2020 SI | 0 | 0
3RA2316-8XB30-1AP6 |  | 3RA2316-8XB30-1AP6 | 1 | UN | 1 | 5 | B | D | N | N | 85364900 | 1 | 4011209912571 | 0.49 | KG | 94.43 | 94.43 | CP25 | CP25 | Reversing contactor assembly AC-3, 4 kW/400 V 220 V AC 50 Hz/240 V 60 Hz, 3-pole Size S00, screw terminal electrical and mechanical interlock | - | 0 | 0
3RA2316-8XB30-1BB4 |  | 3RA2316-8XB30-1BB4 | 1 | UN | 1 | 2 | A | D | N | N | 85364900 | 1 | 4011209835696 | 0.623 | KG | 106.4 | 103.55 | CP25 | CP25 | Reversing contactor assembly AC-3, 4 kW/400 V, 24 V DC 3-pole, Size S00 screw terminal electrical and mechanical interlock | Lista Papel 2020 SI | 0 | 0
3RA2316-8XB30-1BF4 |  | 3RA2316-8XB30-1BF4 | 1 | UN | 1 | 0 | A | D | N | N | 85364900 | 1 | 4047621000077 | 0.616 | KG | 106.4 | 106.4 | CP25 | CP25 | Reversing contactor assembly AC-3, 4 kW/400 V, 110 V DC 3-pole, Size S00 screw terminal electrical and mechanical interlock | - | 0 | 0
3RA2316-8XB30-1BW4 |  | 3RA2316-8XB30-1BW4 | 1 | UN | 1 | 5 | B | D | N | N | 85364900 | 1 | 4011209835702 | 0.611 | KG | 106.4 | 106.4 | CP25 | CP25 | Reversing contactor assembly AC-3, 4 kW/400 V, 48 V DC 3-pole, Size S00 screw terminal electrical and mechanical interlock | - | 0 | 0
3RA2316-8XB30-1FB4 |  | 3RA2316-8XB30-1FB4 | 1 | UN | 1 | 0 | A | D | N | N | 85364900 | 1 | 4011209932333 | 0.615 | KG | 119.7 | 119.7 | CP25 | CP25 | Reversing contactor assembly AC-3, 4 kW/400 V, 24 V DC 3-pole, Size S00 screw terminal electrical and mechanical interlock with integrated diode | - | 0 | 0
3RA2316-8XB30-1TP3 |  | 3RA2316-8XB30-1TP3 | 1 | UN | 1 | 5 | B | D | N | N | 85364900 | 1 | 4047621029412 | 0.49 | KG | 161.5 | 161.5 | CP25 | CP25 | Reversing contactor assembly AC-3,4 kW/400 V,AC230V,50/60 Hz 3-pole, Size S00 screw terminal electrical and mechanical interlock | - | 0 | 0
3RA2316-8XB30-2AB0 |  | 3RA2316-8XB30-2AB0 | 1 | UN | 1 | 5 | B | D | N | N | 85364900 | 1 | 4011209835719 | 0.583 | KG | 94.43 | 91.77 | CP25 | CP25 | Reversing contactor assembly AC-3,4 kW/400 V,AC24 V,50/60 Hz 3-pole, Size S00 Spring-type terminal electrical and mechanical interlock | Lista Papel 2020 SI | 0 | 0
3RA2316-8XB30-2AF0 |  | 3RA2316-8XB30-2AF0 | 1 | UN | 1 | 5 | B | D | N | N | 85364900 | 1 | 4011209835733 | 0.588 | KG | 94.43 | 91.77 | CP25 | CP25 | Reversing contactor assembly AC-3,4 kW/400 V,AC110V,50/60 Hz 3-pole, Size S00 Spring-type terminal electrical and mechanical interlock | Lista Papel 2020 SI | 0 | 0
3RA2316-8XB30-2AH0 |  | 3RA2316-8XB30-2AH0 | 1 | UN | 1 | 5 | B | D | N | N | 85364900 | 1 | 4011209835726 | 0.612 | KG | 94.43 | 94.43 | CP25 | CP25 | Reversing contactor assembly AC-3,4 kW/400 V,AC48 V,50/60 Hz 3-pole, Size S00 Spring-type terminal electrical and mechanical interlock | - | 0 | 0
3RA2316-8XB30-2AK6 |  | 3RA2316-8XB30-2AK6 | 1 | UN | 1 | 5 | B | D | N | N | 85364900 | 1 | 4011209835740 | 0.586 | KG | 94.43 | 94.43 | CP25 | CP25 | Reversing contactor assembly AC-3, 4 kW/400 V 110 V AC 50 Hz/120 V 60 Hz, 3-pole Size S00, Spring-type terminal electrical and mechanical interlock | - | 0 | 0
3RA2316-8XB30-2AP0 |  | 3RA2316-8XB30-2AP0 | 1 | UN | 1 | 2 | A | D | N | N | 85364900 | 1 | 4011209835757 | 0.585 | KG | 94.43 | 91.77 | CP25 | CP25 | Reversing contactor assembly AC-3,4 kW/400 V,AC230V,50/60 Hz 3-pole, Size S00 Spring-type terminal electrical and mechanical interlock | Lista Papel 2020 SI | 0 | 0
3RA2316-8XB30-2BB4 |  | 3RA2316-8XB30-2BB4 | 1 | UN | 1 | 2 | A | D | N | N | 85364900 | 1 | 4011209835764 | 0.704 | KG | 106.4 | 103.55 | CP25 | CP25 | Reversing contactor assembly AC-3, 4 kW/400 V, 24 V DC 3-pole, Size S00 Spring-type terminal electrical and mechanical interlock | Lista Papel 2020 SI | 0 | 0
3RA2316-8XB30-2BW4 |  | 3RA2316-8XB30-2BW4 | 1 | UN | 1 | 5 | B | D | N | N | 85364900 | 1 | 4011209835771 | 0.691 | KG | 106.4 | 106.4 | CP25 | CP25 | Reversing contactor assembly AC-3, 4 kW/400 V, 48 V DC 3-pole, Size S00 Spring-type terminal electrical and mechanical interlock | - | 0 | 0
3RA2316-8XB30-2FB4 |  | 3RA2316-8XB30-2FB4 | 1 | UN | 1 | 0 | A | D | N | N | 85364900 | 1 | 4047621008196 | 0.74 | KG | 119.7 | 119.7 | CP25 | CP25 | Reversing contactor assembly AC-3, 4 kW/400 V, 24 V DC 3-pole, Size S00 Spring-type terminal electrical and mechanical interlock with integrated diode | - | 0 | 0
3RA2316-8XB34-1CF0 |  | 3RA2316-8XB34-1CF0 | 1 | UN | 1 | 0 | A | D | N | N | 85364900 | 1 | 4011209930117 | 0.602 | KG | 164.35 | 164.35 | CP25 | CP25 | Reversing contactor assembly AC-3,4 kW/400 V,AC110V,50/60 Hz 3-pole, Size S00 screw terminal electrical and mechanical interlock with 2x front-side auxiliary switch Varistor plugged on | - | 0 | 9
3RA2316-8XB34-1CH0 |  | 3RA2316-8XB34-1CH0 | 1 | UN | 1 | 0 | A | D | N | N | 85364900 | 1 | 4011209930094 | 0.534 | KG | 164.35 | 164.35 | CP25 | CP25 | Reversing contactor assembly AC-3,4 kW/400 V,AC48 V,50/60 Hz 3-pole, Size S00 screw terminal electrical and mechanical interlock with 2x front-side auxiliary switch Varistor plugged on | - | 0 | 9
3RA2316-8XB34-1CK2 |  | 3RA2316-8XB34-1CK2 | 1 | UN | 1 | 0 | A | D | N | N | 85364900 | 1 | 4011209930124 | 0.6 | KG | 166.25 | 166.25 | CP25 | CP25 | Reversing contactor assembly AC-3,4 kW/400 V,AC120V,50/60 Hz 3-pole, Size S00 screw terminal electrical and mechanical interlock with 2x front-side auxiliary switch Varistor plugged on | - | 0 | 0
3RA2316-8XB34-1CL0 |  | 3RA2316-8XB34-1CL0 | 1 | UN | 1 | 0 | A | D | N | N | 85364900 | 1 | 4011209930131 | 0.603 | KG | 166.25 | 166.25 | CP25 | CP25 | Reversing contactor assembly AC-3, 4 kW/400 V 125/127 V AC, 50/60 Hz, 3-pole Size S00, screw terminal electrical and mechanical interlock with 2x front-side auxiliary switch Varistor plugged on | - | 0 | 9
3RA2316-8XB34-1CM1 |  | 3RA2316-8XB34-1CM1 | 1 | UN | 1 | 0 | A | D | N | N | 85364900 | 1 | 4011209930186 | 0.599 | KG | 166.25 | 166.25 | CP25 | CP25 | Reversing contactor assembly AC-3, 4 kW/400 V 198 V AC 50 Hz/208 V 60 Hz, 3-pole Size S00, screw terminal electrical and mechanical interlock with 2x front-side auxiliary switch Varistor plugged on | - | 0 | 9
3RA2316-8XB34-1CN2 |  | 3RA2316-8XB34-1CN2 | 1 | UN | 1 | 0 | A | D | N | N | 85364900 | 1 | 4011209930148 | 0.595 | KG | 164.35 | 164.35 | CP25 | CP25 | Reversing contactor assembly AC-3,4 kW/400 V,AC220V,50/60 Hz 3-pole, Size S00 screw terminal electrical and mechanical interlock with 2x front-side auxiliary switch Varistor plugged on | - | 0 | 9
3RA2316-8XB34-1CP0 |  | 3RA2316-8XB34-1CP0 | 1 | UN | 1 | 0 | A | D | N | N | 85364900 | 1 | 4011209930155 | 0.601 | KG | 164.35 | 164.35 | CP25 | CP25 | Reversing contactor assembly AC-3,4 kW/400 V,AC230V,50/60 Hz 3-pole, Size S00 screw terminal electrical and mechanical interlock with 2x front-side auxiliary switch Varistor plugged on | - | 0 | 9
3RA2316-8XB34-1CU0 |  | 3RA2316-8XB34-1CU0 | 1 | UN | 1 | 0 | A | D | N | N | 85364900 | 1 | 4011209930179 | 0.601 | KG | 164.35 | 164.35 | CP25 | CP25 | Reversing contactor assembly AC-3,4 kW/400 V,AC240V,50/60 Hz 3-pole, Size S00 screw terminal electrical and mechanical interlock with 2x front-side auxiliary switch Varistor plugged on | - | 0 | 9
3RA2316-8XB34-1DB4 |  | 3RA2316-8XB34-1DB4 | 1 | UN | 1 | 0 | A | D | N | N | 85364900 | 1 | 4011209930193 | 0.718 | KG | 174.8 | 174.8 | CP25 | CP25 | Reversing contactor assembly AC-3, 4 kW/400 V, 24 V DC 3-pole, Size S00 screw terminal electrical and mechanical interlock with 2x front-side auxiliary switch Varistor plugged on | - | 0 | 9
3RA2316-8XB34-1DE4 |  | 3RA2316-8XB34-1DE4 | 1 | UN | 1 | 0 | A | D | N | N | 85364900 | 1 | 4011209930216 | 0.722 | KG | 174.8 | 174.8 | CP25 | CP25 | Reversing contactor assembly AC-3, 4 kW/400 V, 60 V DC 3-pole, Size S00 screw terminal electrical and mechanical interlock with 2 x front-side Auxiliary switch with 2 x varistor mounted | - | 0 | 9
3RA2316-8XB34-1DF4 |  | 3RA2316-8XB34-1DF4 | 1 | UN | 1 | 2 | A | D | N | N | 85364900 | 1 | 4011209930223 | 0.725 | KG | 174.8 | 174.8 | CP25 | CP25 | Reversing contactor assembly AC-3, 4 kW/400 V, 110 V DC 3-pole, Size S00 screw terminal electrical and mechanical interlock with 2 x front-side Auxiliary switch with 2 x varistor mounted | - | 0 | 9
3RA2316-8XB34-1DG4 |  | 3RA2316-8XB34-1DG4 | 1 | UN | 1 | 0 | A | D | N | N | 85364900 | 1 | 4011209930230 | 0.717 | KG | 174.8 | 174.8 | CP25 | CP25 | Reversing contactor assembly AC-3, 4 kW/400 V, 125 V DC 3-pole, Size S00 screw terminal electrical and mechanical interlock with 2 x front-side Auxiliary switch with 2 x varistor mounted | - | 0 | 9
3RA2316-8XB34-1DM4 |  | 3RA2316-8XB34-1DM4 | 1 | UN | 1 | 0 | A | D | N | N | 85364900 | 1 | 4047621008929 | 0.712 | KG | 174.8 | 174.8 | CP25 | CP25 | Reversing contactor assembly AC-3, 4 kW/400 V, 220 V DC 3-pole, Size S00 screw terminal electrical and mechanical interlock with 2 x front-side Auxiliary switch with 2 x varistor mounted | - | 0 | 9
3RA2316-8XB34-1DW4 |  | 3RA2316-8XB34-1DW4 | 1 | UN | 1 | 0 | A | D | N | N | 85364900 | 1 | 4011209930209 | 0.706 | KG | 174.8 | 174.8 | CP25 | CP25 | Reversing contactor assembly AC-3, 4 kW/400 V, 48 V DC 3-pole, Size S00 screw terminal electrical and mechanical interlock with 2 x front-side Auxiliary switch with 2 x varistor mounted | - | 0 | 9
3RA2316-8XB37-1CF0 |  | 3RA2316-8XB37-1CF0 | 1 | UN | 1 | 0 | A | D | N | N | 85364900 | 1 | 4011209930582 | 0.595 | KG | 164.35 | 164.35 | CP25 | CP25 | Reversing contactor assembly AC-3,4 kW/400 V,AC110V,50/60 Hz 3-pole, Size S00 screw terminal electrical and mechanical interlock 2 x auxiliary switch plugged on 2 x varistor plugged on | - | 0 | 9
3RA2316-8XB37-1CH0 |  | 3RA2316-8XB37-1CH0 | 1 | UN | 1 | 0 | A | D | N | N | 85364900 | 1 | 4011209930575 | 0.537 | KG | 164.35 | 164.35 | CP25 | CP25 | Reversing contactor assembly AC-3,4 kW/400 V,AC48 V,50/60 Hz 3-pole, Size S00 screw terminal electrical and mechanical interlock 2 x auxiliary switch plugged on 2 x varistor plugged on | - | 0 | 9
3RA2316-8XB37-1CK2 |  | 3RA2316-8XB37-1CK2 | 1 | UN | 1 | 0 | A | D | N | N | 85364900 | 1 | 4011209930605 | 0.598 | KG | 166.25 | 166.25 | CP25 | CP25 | Reversing contactor assembly AC-3,4 kW/400 V,AC120V,50/60 Hz 3-pole, Size S00 screw terminal electrical and mechanical interlock 2 x auxiliary switch plugged on 2 x varistor plugged on | - | 0 | 9
3RA2316-8XB37-1CL0 |  | 3RA2316-8XB37-1CL0 | 1 | UN | 1 | 0 | A | D | N | N | 85364900 | 1 | 4011209930636 | 0.535 | KG | 166.25 | 166.25 | CP25 | CP25 | Reversing contactor assembly AC-3, 4 kW/400 V 125/127 V AC, 50/60 Hz, 3-pole Size S00, screw terminal electrical and mechanical interlock 2 x auxiliary switch plugged on 2 x varistor plugged on | - | 0 | 9
3RA2316-8XB37-1CM2 |  | 3RA2316-8XB37-1CM2 | 1 | UN | 1 | 0 | A | D | N | N | 85364900 | 1 | 4011209930643 | 0.597 | KG | 166.25 | 166.25 | CP25 | CP25 | Reversing contactor assembly AC-3,4 kW/400 V,AC208V,50/60 Hz 3-pole, Size S00 screw terminal electrical and mechanical interlock 2 x auxiliary switch plugged on 2 x varistor plugged on | - | 0 | 9
3RA2316-8XB37-1CN2 |  | 3RA2316-8XB37-1CN2 | 1 | UN | 1 | 0 | A | D | N | N | 85364900 | 1 | 4011209930650 | 0.596 | KG | 164.35 | 164.35 | CP25 | CP25 | Reversing contactor assembly AC-3,4 kW/400 V,AC220V,50/60 Hz 3-pole, Size S00 screw terminal electrical and mechanical interlock 2 x auxiliary switch plugged on 2 x varistor plugged on | - | 0 | 9
3RA2316-8XB37-1CP0 |  | 3RA2316-8XB37-1CP0 | 1 | UN | 1 | 0 | A | D | N | N | 85364900 | 1 | 4011209930667 | 0.599 | KG | 164.35 | 164.35 | CP25 | CP25 | Reversing contactor assembly AC-3,4 kW/400 V,AC230V,50/60 Hz 3-pole, Size S00 screw terminal electrical and mechanical interlock 2 x auxiliary switch plugged on 2 x varistor plugged on | - | 0 | 9
3RA2316-8XB37-1CU0 |  | 3RA2316-8XB37-1CU0 | 1 | UN | 1 | 0 | A | D | N | N | 85364900 | 1 | 4011209930674 | 0.602 | KG | 164.35 | 164.35 | CP25 | CP25 | Reversing contactor assembly AC-3,4 kW/400 V,AC240V,50/60 Hz 3-pole, Size S00 screw terminal electrical and mechanical interlock 2 x auxiliary switch plugged on 2 x varistor plugged on | - | 0 | 9
3RA2316-8XB37-1DB4 |  | 3RA2316-8XB37-1DB4 | 1 | UN | 1 | 0 | A | D | N | N | 85364900 | 1 | 4011209930681 | 0.72 | KG | 174.8 | 174.8 | CP25 | CP25 | Reversing contactor assembly AC-3, 4 kW/400 V, 24 V DC 3-pole, Size S00 screw terminal electrical and mechanical interlock 2 x varistor plugged on 2 x auxiliary switch plugged on | - | 0 | 9
3RA2316-8XB37-1DE4 |  | 3RA2316-8XB37-1DE4 | 1 | UN | 1 | 0 | A | D | N | N | 85364900 | 1 | 4011209930704 | 0.659 | KG | 174.8 | 174.8 | CP25 | CP25 | Reversing contactor assembly AC-3, 4 kW/400 V, 60 V DC 3-pole, Size S00 screw terminal electrical and mechanical interlock 2 x varistor plugged on 2 x auxiliary switch plugged on | - | 0 | 9
3RA2316-8XB37-1DF4 |  | 3RA2316-8XB37-1DF4 | 1 | UN | 1 | 0 | A | D | N | N | 85364900 | 1 | 4011209930711 | 0.718 | KG | 174.8 | 174.8 | CP25 | CP25 | Reversing contactor assembly AC-3, 4 kW/400 V, 110 V DC 3-pole, Size S00 screw terminal electrical and mechanical interlock 2 x varistor plugged on 2 x auxiliary switch plugged on | - | 0 | 9
3RA2316-8XB37-1DG4 |  | 3RA2316-8XB37-1DG4 | 1 | UN | 1 | 0 | A | D | N | N | 85364900 | 1 | 4011209930728 | 0.716 | KG | 174.8 | 174.8 | CP25 | CP25 | Reversing contactor assembly AC-3, 4 kW/400 V, 125 V DC 3-pole, Size S00 screw terminal electrical and mechanical interlock 2 x varistor plugged on 2 x auxiliary switch plugged on | - | 0 | 9
3RA2316-8XB37-1DM4 |  | 3RA2316-8XB37-1DM4 | 1 | UN | 1 | 0 | A | D | N | N | 85364900 | 1 | 4011209930735 | 0.715 | KG | 174.8 | 174.8 | CP25 | CP25 | Reversing contactor assembly AC-3, 4 kW/400 V, 220 V DC 3-pole, Size S00 screw terminal electrical and mechanical interlock 2 x varistor plugged on 2 x auxiliary switch plugged on | - | 0 | 9
3RA2316-8XB37-1DW4 |  | 3RA2316-8XB37-1DW4 | 1 | UN | 1 | 0 | A | D | N | N | 85364900 | 1 | 4011209930698 | 0.72 | KG | 174.8 | 174.8 | CP25 | CP25 | Reversing contactor assembly AC-3, 4 kW/400 V, 48 V DC 3-pole, Size S00 screw terminal electrical and mechanical interlock 2 x varistor plugged on 2 x auxiliary switch plugged on | - | 0 | 9
3RA2316-8XE30-1BB4 |  | 3RA2316-8XE30-1BB4 | 1 | UN | 1 | 2 | A | D | N | N | 85364900 | 1 | 4011209836600 | 0.61 | KG | 115.9 | 113.05 | CP25 | CP25 | Reversing contactor assembly for 3RA27 AC-3, 4 kW/400 V, 24 V DC 3-pole, Size S00 screw terminal electrical and mechanical interlock with voltage tap | Lista Papel 2020 SI | 0 | 0
3RA2316-8XE30-2BB4 |  | 3RA2316-8XE30-2BB4 | 1 | UN | 1 | 5 | B | D | N | N | 85364900 | 1 | 4011209836617 | 0.711 | KG | 115.9 | 113.05 | CP25 | CP25 | Reversing contactor assembly for 3RA27 AC-3, 4 kW/400 V, 24 V DC 3-pole, Size S00 Spring-type terminal electrical and mechanical interlock with voltage tap | Lista Papel 2020 SI | 0 | 0
3RA2317-8XB11-1BB4 |  | 3RA2317-8XB11-1BB4 | 1 | UN | 1 | 2 | A | D | N | N | 85364900 | 1 | 4011209946552 | 0.609 | KG | 123.5 | 123.5 | CP25 | CP25 | Reversing contactor assembly AC-3, 5.5 kW/400 V, 24 V DC 3-pole, Size S00 screw terminal without NC contact interlock with 1 NO | - | 0 | 9
3RA2317-8XB11-5BB4 |  | 3RA2317-8XB11-5BB4 | 1 | UN | 1 | 0 | A | D | N | N | 85364900 | 1 | 4011209920170 | 0.66 | KG | 131.1 | 131.1 | CP25 | CP25 | Reversing contactor assembly AC-3, 5.5 kW/400 V, 24 V DC 3-pole, Size S00 Soldering pin connection mechanical interlocking with main circuit wiring without wiring of coil control | - | 0 | 0
3RA2317-8XB30-1AB0 |  | 3RA2317-8XB30-1AB0 | 1 | UN | 1 | 5 | B | D | N | N | 85364900 | 1 | 4011209835788 | 0.496 | KG | 111.15 | 108.3 | CP25 | CP25 | Reversing contactor assembly AC-3,5,5 kW/400 V,AC24V,50/60Hz 3-pole, Size S00 screw terminal electrical and mechanical interlock | Lista Papel 2020 SI | 0 | 0
3RA2317-8XB30-1AF0 |  | 3RA2317-8XB30-1AF0 | 1 | UN | 1 | 5 | B | D | N | N | 85364900 | 1 | 4011209835801 | 0.498 | KG | 111.15 | 108.3 | CP25 | CP25 | Reversing contactor assembly AC-3, 5.5 kW/400 V,AC110V,50/60Hz 3-pole, Size S00 screw terminal electrical and mechanical interlock | Lista Papel 2020 SI | 0 | 0
3RA2317-8XB30-1AH0 |  | 3RA2317-8XB30-1AH0 | 1 | UN | 1 | 5 | B | D | N | N | 85364900 | 1 | 4011209835795 | 0.5 | KG | 111.15 | 111.15 | CP25 | CP25 | Reversing contactor assembly AC-3,5,5 kW/400 V,AC48V,50/60Hz 3-pole, Size S00 screw terminal electrical and mechanical interlock | - | 0 | 0
3RA2317-8XB30-1AK6 |  | 3RA2317-8XB30-1AK6 | 1 | UN | 1 | 5 | B | D | N | N | 85364900 | 1 | 4011209835818 | 0.503 | KG | 111.15 | 111.15 | CP25 | CP25 | Reversing contactor assembly AC3: 5.5 kW/400 V 110 V AC 50 Hz/120 V 60 Hz, 3-pole Size S00, screw terminal electrical and mechanical interlock | - | 0 | 0
3RA2317-8XB30-1AP0 |  | 3RA2317-8XB30-1AP0 | 1 | UN | 1 | 2 | A | D | N | N | 85364900 | 1 | 4011209835825 | 0.5 | KG | 111.15 | 108.3 | CP25 | CP25 | Reversing contactor assembly AC-3, 5.5 kW/400 V,AC230V,50/60Hz 3-pole, Size S00 screw terminal electrical and mechanical interlock | Lista Papel 2020 SI | 0 | 0
3RA2317-8XB30-1AP6 |  | 3RA2317-8XB30-1AP6 | 1 | UN | 1 | 5 | B | D | N | N | 85364900 | 1 | 4011209912588 | 0.49 | KG | 111.15 | 111.15 | CP25 | CP25 | Reversing contactor assembly AC3: 5.5 kW/400 V 220 V AC 50 Hz/240 V 60 Hz, 3-pole Size S00, screw terminal electrical and mechanical interlock | - | 0 | 0
3RA2317-8XB30-1BB4 |  | 3RA2317-8XB30-1BB4 | 1 | UN | 1 | 2 | A | D | N | N | 85364900 | 1 | 4011209835832 | 0.621 | KG | 123.5 | 119.7 | CP25 | CP25 | Reversing contactor assembly AC-3, 5.5 kW/400 V, 24 V DC 3-pole, Size S00 screw terminal electrical and mechanical interlock | Lista Papel 2020 SI | 0 | 0
3RA2317-8XB30-1BW4 |  | 3RA2317-8XB30-1BW4 | 1 | UN | 1 | 5 | B | D | N | N | 85364900 | 1 | 4011209835849 | 0.6 | KG | 123.5 | 123.5 | CP25 | CP25 | Reversing contactor assembly AC-3, 5.5 kW/400 V, 48 V DC 3-pole, Size S00 screw terminal electrical and mechanical interlock | - | 0 | 0
3RA2317-8XB30-1FB4 |  | 3RA2317-8XB30-1FB4 | 1 | UN | 1 | 0 | A | D | N | N | 85364900 | 1 | 4011209932326 | 0.609 | KG | 138.7 | 138.7 | CP25 | CP25 | Reversing contactor assembly AC-3, 5.5 kW/400 V, 24 V DC 3-pole, Size S00 screw terminal electrical and mechanical interlock with integrated diode | - | 0 | 0
3RA2317-8XB30-2AB0 |  | 3RA2317-8XB30-2AB0 | 1 | UN | 1 | 5 | B | D | N | N | 85364900 | 1 | 4011209835856 | 0.585 | KG | 111.15 | 108.3 | CP25 | CP25 | Reversing contactor assembly AC-3,5,5 kW/400 V,AC24V,50/60Hz 3-pole, Size S00 Spring-type terminal electrical and mechanical interlock | Lista Papel 2020 SI | 0 | 0
3RA2317-8XB30-2AF0 |  | 3RA2317-8XB30-2AF0 | 1 | UN | 1 | 5 | B | D | N | N | 85364900 | 1 | 4011209835870 | 0.585 | KG | 111.15 | 108.3 | CP25 | CP25 | Reversing contactor assembly AC-3, 5.5 kW/400 V,AC110V,50/60Hz 3-pole, Size S00 Spring-type terminal electrical and mechanical interlock | Lista Papel 2020 SI | 0 | 0
3RA2317-8XB30-2AH0 |  | 3RA2317-8XB30-2AH0 | 1 | UN | 1 | 5 | B | D | N | N | 85364900 | 1 | 4011209835863 | 0.587 | KG | 111.15 | 111.15 | CP25 | CP25 | Reversing contactor assembly AC-3,5,5 kW/400 V,AC48V,50/60Hz 3-pole, Size S00 Spring-type terminal electrical and mechanical interlock | - | 0 | 0
3RA2317-8XB30-2AK6 |  | 3RA2317-8XB30-2AK6 | 1 | UN | 1 | 5 | B | D | N | N | 85364900 | 1 | 4011209835887 | 0.582 | KG | 111.15 | 111.15 | CP25 | CP25 | Reversing contactor assembly AC-3, 5.5 kW/400 V 110 V AC 50 Hz/120 V 60 Hz, 3-pole Size S00, Spring-type terminal electrical and mechanical interlock | - | 0 | 0
3RA2317-8XB30-2AP0 |  | 3RA2317-8XB30-2AP0 | 1 | UN | 1 | 2 | A | D | N | N | 85364900 | 1 | 4011209835894 | 0.589 | KG | 111.15 | 108.3 | CP25 | CP25 | Reversing contactor assembly AC-3, 5.5 kW/400 V,AC230V,50/60Hz 3-pole, Size S00 Spring-type terminal electrical and mechanical interlock | Lista Papel 2020 SI | 0 | 0
3RA2317-8XB30-2BB4 |  | 3RA2317-8XB30-2BB4 | 1 | UN | 1 | 2 | A | D | N | N | 85364900 | 1 | 4011209835900 | 0.71 | KG | 123.5 | 119.7 | CP25 | CP25 | Reversing contactor assembly AC3: 5.5 kW/400 V, 24 V DC 3-pole, Size S00 Spring-type terminal electrical and mechanical interlock | Lista Papel 2020 SI | 0 | 0
3RA2317-8XB30-2BW4 |  | 3RA2317-8XB30-2BW4 | 1 | UN | 1 | 5 | B | D | N | N | 85364900 | 1 | 4011209835917 | 0.62 | KG | 123.5 | 123.5 | CP25 | CP25 | Reversing contactor assembly AC-3, 5.5 kW/400 V, 48 V DC 3-pole, Size S00 Spring-type terminal electrical and mechanical interlock | - | 0 | 0
3RA2317-8XB30-2FB4 |  | 3RA2317-8XB30-2FB4 | 1 | UN | 1 | 0 | A | D | N | N | 85364900 | 1 | 4047621008202 | 0.688 | KG | 138.7 | 138.7 | CP25 | CP25 | Reversing contactor assembly AC3: 5.5 kW/400 V, 24 V DC 3-pole, Size S00 Spring-type terminal electrical and mechanical interlock with integrated diode | - | 0 | 0
3RA2317-8XB34-1CG6 |  | 3RA2317-8XB34-1CG6 | 1 | UN | 1 | 5 | B | D | N | N | 85364900 | 1 | 4011209930100 | 0.613 | KG | 179.55 | 179.55 | CP25 | CP25 | Reversing contactor assembly AC-3,5, kW/400 V,AC100V,50/60 Hz 3-pole, Size S00 screw terminal electrical and mechanical interlock with 2x front-side auxiliary switch Varistor plugged on | - | 0 | 9
3RA2317-8XE30-1BB4 |  | 3RA2317-8XE30-1BB4 | 1 | UN | 1 | 2 | A | D | N | N | 85364900 | 1 | 4011209836624 | 0.621 | KG | 133 | 129.2 | CP25 | CP25 | Reversing contactor assembly for 3RA27 AC3: 5.5 kW/400 V, 24 V DC 3-pole, Size S00 screw terminal electrical and mechanical interlock with voltage tap | Lista Papel 2020 SI | 0 | 0
3RA2317-8XE30-2BB4 |  | 3RA2317-8XE30-2BB4 | 1 | UN | 1 | 2 | A | D | N | N | 85364900 | 1 | 4011209836631 | 0.711 | KG | 133 | 129.2 | CP25 | CP25 | Reversing contactor assembly for 3RA27 AC3: 5.5 kW/400 V, 24 V DC 3-pole, Size S00 Spring-type terminal electrical and mechanical interlock with voltage tap | Lista Papel 2020 SI | 0 | 0
3RA2318-8XB30-1AB0 |  | 3RA2318-8XB30-1AB0 | 1 | UN | 1 | 5 | B | D | N | N | 85364900 | 1 | 4011209835924 | 0.496 | KG | 132.05 | 128.25 | CP25 | CP25 | Reversing contactor assembly AC-3,7,5 kW/400 V,AC24V,50/60Hz 3-pole, Size S00 screw terminal electrical and mechanical interlock | Lista Papel 2020 SI | 0 | 0
3RA2318-8XB30-1AF0 |  | 3RA2318-8XB30-1AF0 | 1 | UN | 1 | 5 | B | D | N | N | 85364900 | 1 | 4011209835948 | 0.496 | KG | 132.05 | 128.25 | CP25 | CP25 | Reversing contactor assembly AC-3, 7.5 kW/400 V,AC110V,50/60Hz 3-pole, Size S00 screw terminal electrical and mechanical interlock | Lista Papel 2020 SI | 0 | 0
3RA2318-8XB30-1AH0 |  | 3RA2318-8XB30-1AH0 | 1 | UN | 1 | 5 | B | D | N | N | 85364900 | 1 | 4011209835931 | 0.491 | KG | 132.05 | 132.05 | CP25 | CP25 | Reversing contactor assembly AC-3, 7.5 kW/400 V,48 V AC, 50/60 Hz 3-pole, Size S00 Screw terminal Electrical and mechanical interlock | - | 0 | 0
3RA2318-8XB30-1AK6 |  | 3RA2318-8XB30-1AK6 | 1 | UN | 1 | 5 | B | D | N | N | 85364900 | 1 | 4011209835955 | 0.499 | KG | 132.05 | 132.05 | CP25 | CP25 | Reversing contactor assembly AC-3, 7.5 kW/400 V 110 V AC 50 Hz/120 V 60 Hz, 3-pole Size S00, screw terminal electrical and mechanical interlock | - | 0 | 0
3RA2318-8XB30-1AP0 |  | 3RA2318-8XB30-1AP0 | 1 | UN | 1 | 2 | A | D | N | N | 85364900 | 1 | 4011209835962 | 0.495 | KG | 132.05 | 128.25 | CP25 | CP25 | Reversing contactor assembly AC-3, 7.5 kW/400 V,AC230V,50/60Hz 3-pole, Size S00 screw terminal electrical and mechanical interlock | Lista Papel 2020 SI | 0 | 0
3RA2318-8XB30-1AP6 |  | 3RA2318-8XB30-1AP6 | 1 | UN | 1 | 5 | B | D | N | N | 85364900 | 1 | 4011209912595 | 0.502 | KG | 132.05 | 132.05 | CP25 | CP25 | Reversing contactor assembly AC-3, 7.5 kW/400 V 220 V AC 50 Hz/240 V 60 Hz, 3-pole Size S00, screw terminal electrical and mechanical interlock | - | 0 | 0
3RA2318-8XB30-1BB4 |  | 3RA2318-8XB30-1BB4 | 1 | UN | 1 | 2 | A | D | N | N | 85364900 | 1 | 4011209835979 | 0.62 | KG | 198.55 | 192.85 | CP25 | CP25 | Reversing contactor assembly AC-3, 7.5 kW/400 V, 24 V DC 3-pole, Size S00 screw terminal electrical and mechanical interlock | Lista Papel 2020 SI | 0 | 0
3RA2318-8XB30-1BW4 |  | 3RA2318-8XB30-1BW4 | 1 | UN | 1 | 5 | B | D | N | N | 85364900 | 1 | 4011209835986 | 0.607 | KG | 198.55 | 198.55 | CP25 | CP25 | Reversing contactor assembly AC-3, 7.5 kW/400 V, 48 V DC 3-pole, Size S00 screw terminal electrical and mechanical interlock | - | 0 | 0
3RA2318-8XB30-1FB4 |  | 3RA2318-8XB30-1FB4 | 1 | UN | 1 | 0 | A | D | N | N | 85364900 | 1 | 4011209932319 | 0.614 | KG | 211.85 | 211.85 | CP25 | CP25 | Reversing contactor assembly AC-3, 7.5 kW/400 V, 24 V DC 3-pole, Size S00 screw terminal electrical and mechanical interlock | - | 0 | 0
3RA2318-8XB30-2AB0 |  | 3RA2318-8XB30-2AB0 | 1 | UN | 1 | 5 | B | D | N | N | 85364900 | 1 | 4011209835993 | 0.59 | KG | 132.05 | 128.25 | CP25 | CP25 | Reversing contactor assembly AC-3,7,5 kW/400 V,AC24V,50/60Hz 3-pole, Size S00 Spring-type terminal electrical and mechanical interlock | Lista Papel 2020 SI | 0 | 0
3RA2318-8XB30-2AF0 |  | 3RA2318-8XB30-2AF0 | 1 | UN | 1 | 5 | B | D | N | N | 85364900 | 1 | 4011209836013 | 0.585 | KG | 132.05 | 128.25 | CP25 | CP25 | Reversing contactor assembly AC-3, 7.5 kW/400 V,AC110V,50/60Hz 3-pole, Size S00 Spring-type terminal electrical and mechanical interlock | Lista Papel 2020 SI | 0 | 0
3RA2318-8XB30-2AH0 |  | 3RA2318-8XB30-2AH0 | 1 | UN | 1 | 5 | B | D | N | N | 85364900 | 1 | 4011209836006 | 0.5 | KG | 132.05 | 132.05 | CP25 | CP25 | Reversing contactor assembly AC-3, 7.5 kW/400 V,48 V AC, 50/60 Hz 3-pole, Size S00 Spring-type terminal Electrical and mechanical interlock | - | 0 | 0
3RA2318-8XB30-2AK6 |  | 3RA2318-8XB30-2AK6 | 1 | UN | 1 | 5 | B | D | N | N | 85364900 | 1 | 4011209836020 | 0.585 | KG | 132.05 | 132.05 | CP25 | CP25 | Reversing contactor assembly AC-3, 7.5 kW/400 V 110 V AC 50 Hz/120 V 60 Hz, 3-pole Size S00, Spring-type terminal electrical and mechanical interlock | - | 0 | 0
3RA2318-8XB30-2AP0 |  | 3RA2318-8XB30-2AP0 | 1 | UN | 1 | 2 | A | D | N | N | 85364900 | 1 | 4011209836037 | 0.578 | KG | 132.05 | 128.25 | CP25 | CP25 | Reversing contactor assembly AC-3, 7.5 kW/400 V,AC230V,50/60Hz 3-pole, Size S00 Spring-type terminal electrical and mechanical interlock | Lista Papel 2020 SI | 0 | 0
3RA2318-8XB30-2BB4 |  | 3RA2318-8XB30-2BB4 | 1 | UN | 1 | 2 | A | D | N | N | 85364900 | 1 | 4011209836044 | 0.74 | KG | 198.55 | 192.85 | CP25 | CP25 | Reversing contactor assembly AC-3, 7.5 kW/400 V, 24 V DC 3-pole, Size S00 Spring-type terminal electrical and mechanical interlock | Lista Papel 2020 SI | 0 | 0
3RA2318-8XB30-2BW4 |  | 3RA2318-8XB30-2BW4 | 1 | UN | 1 | 5 | B | D | N | N | 85364900 | 1 | 4011209836051 | 0.62 | KG | 198.55 | 198.55 | CP25 | CP25 | Reversing contactor assembly AC-3, 7.5 kW/400 V, 48 V DC 3-pole, Size S00 Spring-type terminal electrical and mechanical interlock | - | 0 | 0
3RA2318-8XE30-1BB4 |  | 3RA2318-8XE30-1BB4 | 1 | UN | 1 | 2 | A | D | N | N | 85364900 | 1 | 4011209836648 | 0.621 | KG | 208.05 | 202.35 | CP25 | CP25 | Reversing contactor assembly for 3RA27 AC-3, 7.5 kW/400 V, 24 V DC 3-pole, Size S00 screw terminal electrical and mechanical interlock with voltage tap | Lista Papel 2020 SI | 0 | 0
3RA2318-8XE30-2BB4 |  | 3RA2318-8XE30-2BB4 | 1 | UN | 1 | 2 | A | D | N | N | 85364900 | 1 | 4011209836655 | 0.72 | KG | 208.05 | 202.35 | CP25 | CP25 | Reversing contactor assembly for 3RA27 AC-3, 7.5 kW/400 V, 24 V DC 3-pole, Size S00 Spring-type terminal electrical and mechanical interlock with voltage tap | Lista Papel 2020 SI | 0 | 0
3RA2323-8XB30-1AC2 |  | 3RA2323-8XB30-1AC2 | 1 | UN | 1 | 0 | A | D | N | N | 85364900 | 1 | 4047621017648 | 0.9 | KG | 119.7 | 119.7 | CP25 | CP25 | Reversing contactor assembly AC-3,4 kW/400 V,AC24 V,50/60 Hz 3-pole, Size S0 screw terminal electrical and mechanical interlock | - | 0 | 0
3RA2323-8XB30-1AK6 |  | 3RA2323-8XB30-1AK6 | 1 | UN | 1 | 2 | A | D | N | N | 85364900 | 1 | 4011209799288 | 0.914 | KG | 119.7 | 119.7 | CP25 | CP25 | Reversing contactor assembly AC-3, 4 kW/400 V 110 V AC 50 Hz/120 V 60 Hz, 3-pole Size S0, screw terminal electrical and mechanical interlock | - | 0 | 0
3RA2323-8XB30-1AP6 |  | 3RA2323-8XB30-1AP6 | 1 | UN | 1 | 0 | A | D | N | N | 85364900 | 1 | 4047621018249 | 0.886 | KG | 119.7 | 119.7 | CP25 | CP25 | Reversing contactor assembly AC-3, 4 kW/400 V 220 V AC 50 Hz/240 V 60 Hz, 3-pole Size S0, screw terminal electrical and mechanical interlock | - | 0 | 0
3RA2323-8XB30-1BB4 |  | 3RA2323-8XB30-1BB4 | 1 | UN | 1 | 0 | A | D | N | N | 85364900 | 1 | 4047621022000 | 1.265 | KG | 206.15 | 206.15 | CP25 | CP25 | Reversing contactor assembly, AC-3, 4 kW 400 V, 24 V DC 3-pole, Size S0 screw terminal electrical and mechanical interlock 2 NO integrated | - | 0 | 0
3RA2324-8XB30-1AC2 |  | 3RA2324-8XB30-1AC2 | 1 | UN | 1 | 5 | B | D | N | N | 85364900 | 1 | 4011209836068 | 0.885 | KG | 132.05 | 128.25 | CP25 | CP25 | Reversing contactor assembly AC-3,5,5 kW/400 V,AC24V,50/60Hz 3-pole, Size S0 screw terminal electrical and mechanical interlock | Lista Papel 2020 SI | 0 | 0
3RA2324-8XB30-1AG2 |  | 3RA2324-8XB30-1AG2 | 1 | UN | 1 | 5 | B | D | N | N | 85364900 | 1 | 4011209836075 | 0.883 | KG | 132.05 | 128.25 | CP25 | CP25 | Reversing contactor assembly AC-3, 5.5 kW/400 V,AC110V,50/60Hz 3-pole, Size S0 screw terminal electrical and mechanical interlock | Lista Papel 2020 SI | 0 | 0
3RA2324-8XB30-1AK6 |  | 3RA2324-8XB30-1AK6 | 1 | UN | 1 | 5 | B | D | N | N | 85364900 | 1 | 4011209799295 | 0.886 | KG | 125.4 | 125.4 | CP25 | CP25 | Reversing contactor assembly AC-3, 5.5 kW/400 V 110 V AC 50 Hz/120 V 60 Hz, 3-pole Size S0, screw terminal electrical and mechanical interlock | - | 0 | 0
3RA2324-8XB30-1AL2 |  | 3RA2324-8XB30-1AL2 | 1 | UN | 1 | 5 | B | D | N | N | 85364900 | 1 | 4011209836082 | 0.94 | KG | 132.05 | 128.25 | CP25 | CP25 | Reversing contactor assembly AC-3, 5.5 kW/400 V,AC230V,50/60Hz 3-pole, Size S0 screw terminal electrical and mechanical interlock | Lista Papel 2020 SI | 0 | 0
3RA2324-8XB30-1AP6 |  | 3RA2324-8XB30-1AP6 | 1 | UN | 1 | 0 | A | D | N | N | 85364900 | 1 | 4011209914049 | 0.884 | KG | 125.4 | 125.4 | CP25 | CP25 | Reversing contactor assembly AC-3, 5.5 kW/400 V 220 V AC 50 Hz/240 V 60 Hz, 3-pole Size S0, screw terminal electrical and mechanical interlock | - | 0 | 0
3RA2324-8XB30-1BB4 |  | 3RA2324-8XB30-1BB4 | 1 | UN | 1 | 2 | A | D | N | N | 85364900 | 1 | 4011209836099 | 1.316 | KG | 220.4 | 213.75 | CP25 | CP25 | Reversing contactor assembly AC-3, 5.5 kW/400 V, 24 V DC 3-pole, Size S0 screw terminal electrical and mechanical interlock | Lista Papel 2020 SI | 0 | 0
3RA2324-8XB30-2AC2 |  | 3RA2324-8XB30-2AC2 | 1 | UN | 1 | 5 | B | D | N | N | 85364900 | 1 | 4011209836105 | 1.052 | KG | 132.05 | 128.25 | CP25 | CP25 | Reversing contactor assembly AC-3,5,5 kW/400 V,AC24V,50/60Hz 3-pole, Size S0 Spring-type terminal electrical and mechanical interlock | Lista Papel 2020 SI | 0 | 0
3RA2324-8XB30-2AG2 |  | 3RA2324-8XB30-2AG2 | 1 | UN | 1 | 5 | B | D | N | N | 85364900 | 1 | 4011209836112 | 1.05 | KG | 132.05 | 128.25 | CP25 | CP25 | Reversing contactor assembly AC-3, 5.5 kW/400 V,AC110V,50/60Hz 3-pole, Size S0 Spring-type terminal electrical and mechanical interlock | Lista Papel 2020 SI | 0 | 0
3RA2324-8XB30-2AK6 |  | 3RA2324-8XB30-2AK6 | 1 | UN | 1 | 5 | B | D | N | N | 85364900 | 1 | 4011209836129 | 1.034 | KG | 125.4 | 125.4 | CP25 | CP25 | Reversing contactor assembly AC-3, 5.5 kW/400 V 110 V AC 50 Hz/120 V 60 Hz, 3-pole Size S0, Spring-type terminal electrical and mechanical interlock | - | 0 | 0
3RA2324-8XB30-2AL2 |  | 3RA2324-8XB30-2AL2 | 1 | UN | 1 | 5 | B | D | N | N | 85364900 | 1 | 4011209836136 | 1.043 | KG | 132.05 | 128.25 | CP25 | CP25 | Reversing contactor assembly AC-3, 5.5 kW/400 V,AC230V,50/60Hz 3-pole, Size S0 Spring-type terminal electrical and mechanical interlock | Lista Papel 2020 SI | 0 | 0
3RA2324-8XB30-2BB4 |  | 3RA2324-8XB30-2BB4 | 1 | UN | 1 | 2 | A | D | N | N | 85364900 | 1 | 4011209836143 | 1.412 | KG | 220.4 | 213.75 | CP25 | CP25 | Reversing contactor assembly AC-3, 5.5 kW/400 V, 24 V DC 3-pole, Size S0 Spring-type terminal electrical and mechanical interlock | Lista Papel 2020 SI | 0 | 0
3RA2324-8XB30-2FB4 |  | 3RA2324-8XB30-2FB4 | 1 | UN | 1 | 0 | A | D | N | N | 85364900 | 1 | 4047621005294 | 1.41 | KG | 247.95 | 247.95 | CP25 | CP25 | Reversing contactor assembly AC-3, 5.5 kW/400 V, 24 V DC 3-pole, Size S0 Spring-type terminal electrical and mechanical interlock with integrated diode | - | 0 | 0
3RA2324-8XE30-1BB4 |  | 3RA2324-8XE30-1BB4 | 1 | UN | 1 | 2 | A | D | N | N | 85364900 | 1 | 4011209836662 | 1.315 | KG | 227.05 | 220.4 | CP25 | CP25 | Reversing contactor assembly for 3RA27 AC-3, 5.5 kW/400 V, 24 V DC 3-pole, Size S0 screw terminal electrical and mechanical interlock 2 NO integrated, with voltage tap | Lista Papel 2020 SI | 0 | 0
3RA2324-8XE30-2BB4 |  | 3RA2324-8XE30-2BB4 | 1 | UN | 1 | 2 | A | D | N | N | 85364900 | 1 | 4011209836679 | 1.415 | KG | 227.05 | 220.4 | CP25 | CP25 | Reversing contactor assembly for 3RA27 AC-3, 5.5 kW/400 V, 24 V DC 3-pole, Size S0 Spring-type terminal electrical and mechanical interlock 2 NO integrated, with voltage tap | Lista Papel 2020 SI | 0 | 0
3RA2325-8XB30-1AC2 |  | 3RA2325-8XB30-1AC2 | 1 | UN | 1 | 5 | B | D | N | N | 85364900 | 1 | 4011209836150 | 0.884 | KG | 161.5 | 156.75 | CP25 | CP25 | Reversing contactor assembly AC-3,7,5 kW/400 V,AC24V,50/60Hz 3-pole, Size S0 screw terminal electrical and mechanical Interlock 2 NO integrated | Lista Papel 2020 SI | 0 | 0
3RA2325-8XB30-1AG2 |  | 3RA2325-8XB30-1AG2 | 1 | UN | 1 | 5 | B | D | N | N | 85364900 | 1 | 4011209836167 | 0.88 | KG | 161.5 | 156.75 | CP25 | CP25 | Reversing contactor assembly AC-3, 7.5 kW/400 V,AC110V,50/60Hz 3-pole, Size S0 screw terminal electrical and mechanical Interlock 2 NO integrated | Lista Papel 2020 SI | 0 | 0
3RA2325-8XB30-1AK6 |  | 3RA2325-8XB30-1AK6 | 1 | UN | 1 | 5 | B | D | N | N | 85364900 | 1 | 4011209836174 | 0.886 | KG | 161.5 | 161.5 | CP25 | CP25 | Reversing contactor assembly AC-3, 7.5 kW/400 V 110 V AC 50 Hz/120 V 60 Hz, 3-pole Size S0, screw terminal electrical and mechanical Interlock 2 NO integrated | - | 0 | 0
3RA2325-8XB30-1AL2 |  | 3RA2325-8XB30-1AL2 | 1 | UN | 1 | 5 | B | D | N | N | 85364900 | 1 | 4011209836181 | 0.92 | KG | 161.5 | 156.75 | CP25 | CP25 | Reversing contactor assembly AC-3, 7.5 kW/400 V,AC230V,50/60Hz 3-pole, Size S0 screw terminal electrical and mechanical Interlock 2 NO integrated | Lista Papel 2020 SI | 0 | 0
3RA2325-8XB30-1AP6 |  | 3RA2325-8XB30-1AP6 | 1 | UN | 1 | 0 | A | D | N | N | 85364900 | 1 | 4011209914056 | 0.88 | KG | 161.5 | 161.5 | CP25 | CP25 | Reversing contactor assembly AC-3, 7.5 kW/400 V 220 V AC 50 Hz/240 V 60 Hz, 3-pole Size S0, screw terminal electrical and mechanical Interlock 2 NO integrated | - | 0 | 0
3RA2325-8XB30-1BB4 |  | 3RA2325-8XB30-1BB4 | 1 | UN | 1 | 2 | A | D | N | N | 85364900 | 1 | 4011209836198 | 1.322 | KG | 255.55 | 247.95 | CP25 | CP25 | Reversing contactor assembly AC-3, 7.5 kW/400 V, 24 V DC 3-pole, Size S0 screw terminal electrical and mechanical Interlock 2 NO integrated | Lista Papel 2020 SI | 0 | 0
3RA2325-8XB30-1BG4 |  | 3RA2325-8XB30-1BG4 | 1 | UN | 1 | 0 | A | D | N | N | 85364900 | 1 | 4011209953055 | 1.315 | KG | 259.35 | 259.35 | CP25 | CP25 | Reversing contactor assembly AC-3, 7.5 kW/400 V, 125 V DC 3-pole, Size S0 Screw terminal Electrical and mechanical interlock 2 NO integrated | - | 0 | 0
3RA2325-8XB30-2AC2 |  | 3RA2325-8XB30-2AC2 | 1 | UN | 1 | 5 | B | D | N | N | 85364900 | 1 | 4011209836204 | 1.039 | KG | 161.5 | 156.75 | CP25 | CP25 | Reversing contactor assembly AC-3,7,5 kW/400 V,AC24V,50/60Hz 3-pole, Size S0 Spring-type terminal electrical and mechanical Interlock 2 NO integrated | Lista Papel 2020 SI | 0 | 0
3RA2325-8XB30-2AG2 |  | 3RA2325-8XB30-2AG2 | 1 | UN | 1 | 5 | B | D | N | N | 85364900 | 1 | 4011209836211 | 1.046 | KG | 161.5 | 156.75 | CP25 | CP25 | Reversing contactor assembly AC-3, 7.5 kW/400 V,AC110V,50/60Hz 3-pole, Size S0 Spring-type terminal electrical and mechanical Interlock 2 NO integrated | Lista Papel 2020 SI | 0 | 0
3RA2325-8XB30-2AK6 |  | 3RA2325-8XB30-2AK6 | 1 | UN | 1 | 5 | B | D | N | N | 85364900 | 1 | 4011209836228 | 1.054 | KG | 161.5 | 161.5 | CP25 | CP25 | Reversing contactor assembly AC-3, 7.5 kW/400 V 110 V AC 50 Hz/120 V 60 Hz, 3-pole Size S0, Spring-type terminal electrical and mechanical Interlock 2 NO integrated | - | 0 | 0
3RA2325-8XB30-2AL2 |  | 3RA2325-8XB30-2AL2 | 1 | UN | 1 | 5 | B | D | N | N | 85364900 | 1 | 4011209836235 | 1.036 | KG | 161.5 | 156.75 | CP25 | CP25 | Reversing contactor assembly AC-3, 7.5 kW/400 V,AC230V,50/60Hz 3-pole, Size S0 Spring-type terminal electrical and mechanical Interlock 2 NO integrated | Lista Papel 2020 SI | 0 | 0
3RA2325-8XB30-2BB4 |  | 3RA2325-8XB30-2BB4 | 1 | UN | 1 | 2 | A | D | N | N | 85364900 | 1 | 4011209836242 | 1.414 | KG | 255.55 | 247.95 | CP25 | CP25 | Reversing contactor assembly AC-3, 7.5 kW/400 V, 24 V DC 3-pole, Size S0 Spring-type terminal electrical and mechanical Interlock 2 NO integrated | Lista Papel 2020 SI | 0 | 0
3RA2325-8XB30-2FB4 |  | 3RA2325-8XB30-2FB4 | 1 | UN | 1 | 0 | A | D | N | N | 85364900 | 1 | 4047621005300 | 1.418 | KG | 285 | 285 | CP25 | CP25 | Reversing contactor assembly AC-3, 7.5 kW/400 V, 24 V DC 3-pole, Size S0 Spring-type terminal electrical and mechanical Interlock 2 NO integrated with integrated diode | - | 0 | 0
3RA2325-8XD30-1DE4 |  | 3RA2325-8XD30-1DE4 | 1 | UN | 1 | 0 | A | D | N | N | 85364900 | 1 | 4047621046877 | 1.415 | KG | 333.45 | 333.45 | CP25 | CP25 | Reversing contactor assembly AC-3, 7.5 kW/400 V, 60 V DC 3-pole, Size S0, screw terminal, with varistor, with auxiliary switch 2x 2 NO+2 NC | - | 0 | 0
3RA2325-8XD30-1DF4 |  | 3RA2325-8XD30-1DF4 | 1 | UN | 1 | 0 | A | D | N | N | 85364900 | 1 | 4047621046884 | 1.403 | KG | 323 | 323 | CP25 | CP25 | Reversing contactor assembly AC-3, 7.5 kW/400 V, 110 V DC 3-pole, Size S0, screw terminal, with varistor, with auxiliary switch 2x 2 NO+2 NC | - | 0 | 0
3RA2325-8XD30-1DG4 |  | 3RA2325-8XD30-1DG4 | 1 | UN | 1 | 0 | A | D | N | N | 85364900 | 1 | 4047621046891 | 1.41 | KG | 333.45 | 333.45 | CP25 | CP25 | Reversing contactor assembly AC-3, 7.5 kW/400 V, 125 V DC 3-pole, Size S0, screw terminal, with varistor, with auxiliary switch 2x 2 NO+2 NC | - | 0 | 0
3RA2325-8XD30-1DM4 |  | 3RA2325-8XD30-1DM4 | 1 | UN | 1 | 0 | A | D | N | N | 85364900 | 1 | 4047621046907 | 1.41 | KG | 323 | 323 | CP25 | CP25 | Reversing contactor assembly AC-3, 7.5 kW/400 V, 220 V DC 3-pole, Size S0, screw terminal, with varistor, with auxiliary switch 2x 2 NO+2 NC | - | 0 | 0
3RA2325-8XD30-1DW4 |  | 3RA2325-8XD30-1DW4 | 1 | UN | 1 | 0 | A | D | N | N | 85364900 | 1 | 4047621046860 | 1.4 | KG | 323 | 323 | CP25 | CP25 | Reversing contactor assembly AC-3, 7.5 kW/400 V, 48 V DC 3-pole, Size S0, screw terminal, with varistor, with auxiliary switch 2x 2 NO+2 NC | - | 0 | 0
3RA2325-8XD34-1DW4 |  | 3RA2325-8XD34-1DW4 | 1 | UN | 1 | 0 | A | D | N | N | 85364900 | 1 | 4011209931633 | 1.386 | KG | 328.7 | 328.7 | CP25 | CP25 | Reversing contactor assembly AC-3, 7.5 kW/400 V, 48 V DC 3-pole, Size S0 screw terminal with auxiliary switch 2x 2 NO+2 NC with varistor | - | 0 | 9
3RA2325-8XE30-1BB4 |  | 3RA2325-8XE30-1BB4 | 1 | UN | 1 | 2 | A | D | N | N | 85364900 | 1 | 4011209836723 | 1.316 | KG | 262.2 | 254.6 | CP25 | CP25 | Reversing contactor assembly for 3RA27 AC-3, 7.5 kW/400 V, 24 V DC 3-pole, Size S0 screw terminal electrical and mechanical interlock 2 NO integrated, with voltage tap | Lista Papel 2020 SI | 0 | 0
3RA2325-8XE30-2BB4 |  | 3RA2325-8XE30-2BB4 | 1 | UN | 1 | 5 | B | D | N | N | 85364900 | 1 | 4011209836730 | 1.421 | KG | 262.2 | 254.6 | CP25 | CP25 | Reversing contactor assembly for 3RA27 AC-3, 7.5 kW/400 V, 24 V DC 3-pole, Size S0 Spring-type terminal electrical and mechanical interlock 2 NO integrated, with voltage tap | Lista Papel 2020 SI | 0 | 0
3RA2326-8XB30-1AC2 |  | 3RA2326-8XB30-1AC2 | 1 | UN | 1 | 5 | B | D | N | N | 85364900 | 1 | 4011209836259 | 0.902 | KG | 201.4 | 195.7 | CP25 | CP25 | Reversing contactor assembly AC-3,11 kW/400 V,AC24V,50/60 Hz 3-pole, Size S0 screw terminal electrical and mechanical Interlock 2 NO integrated | Lista Papel 2020 SI | 0 | 0
3RA2326-8XB30-1AG2 |  | 3RA2326-8XB30-1AG2 | 1 | UN | 1 | 5 | B | D | N | N | 85364900 | 1 | 4011209836266 | 0.907 | KG | 201.4 | 195.7 | CP25 | CP25 | Reversing contactor assembly AC-3,11 kW/400 V,AC110V,50/60Hz 3-pole, Size S0 screw terminal electrical and mechanical Interlock 2 NO integrated | Lista Papel 2020 SI | 0 | 0
3RA2326-8XB30-1AK6 |  | 3RA2326-8XB30-1AK6 | 1 | UN | 1 | 5 | B | D | N | N | 85364900 | 1 | 4011209836273 | 0.91 | KG | 195.7 | 195.7 | CP25 | CP25 | Reversing contactor assembly AC-3, 11 kW/400 V 110 V AC 50 Hz/120 V 60 Hz, 3-pole Size S0, screw terminal electrical and mechanical Interlock 2 NO integrated | - | 0 | 0
3RA2326-8XB30-1AL2 |  | 3RA2326-8XB30-1AL2 | 1 | UN | 1 | 5 | B | D | N | N | 85364900 | 1 | 4011209836280 | 0.905 | KG | 201.4 | 195.7 | CP25 | CP25 | Reversing contactor assembly AC-3,11 kW/400 V,AC230V,50/60Hz 3-pole, Size S0 screw terminal electrical and mechanical Interlock 2 NO integrated | Lista Papel 2020 SI | 0 | 0
3RA2326-8XB30-1AL2-Z | W96 | 3RA2326-8XB30-1AL2-ZW96 | 1 | UN | 1 | 5 | B | D | N | N | 85364900 | 10 | 4011209892262 | 0.84 | KG | 178.6 | 178.6 | CP25 | CP25 | Reversing contactor assembly AC-3,11 kW/400 V,230 V AC,50/60Hz 3-pole, Size S0 screw terminal electrical and mechanical Interlock 2 NO integrated Multi-unit packaging 10 units | - | 0 | 0
3RA2326-8XB30-1AL2-Z | X95 | 3RA2326-8XB30-1AL2-ZX95 | 1 | UN | 1 | 0 | A | D | N | N | 85364900 | 20 | 4011209892255 | 0.84 | KG | 178.6 | 178.6 | CP25 | CP25 | Reversing contactor assembly, AC-3, 11 kW 400 V, 230 V AC, 50/60 Hz 3-pole, Size S0 screw terminal electrical and mechanical interlock 2 NO integrated Reusable packaging = 20 units | - | 0 | 0
3RA2326-8XB30-1AP6 |  | 3RA2326-8XB30-1AP6 | 1 | UN | 1 | 2 | A | D | N | N | 85364900 | 1 | 4011209914063 | 0.901 | KG | 195.7 | 195.7 | CP25 | CP25 | Reversing contactor assembly AC-3, 11 kW/400 V 220 V AC 50 Hz/240 V 60 Hz, 3-pole Size S0, screw terminal electrical and mechanical Interlock 2 NO integrated | - | 0 | 0
3RA2326-8XB30-1BB4 |  | 3RA2326-8XB30-1BB4 | 1 | UN | 1 | 2 | A | D | N | N | 85364900 | 1 | 4011209836297 | 1.258 | KG | 295.45 | 286.9 | CP25 | CP25 | Reversing contactor assembly AC-3, 11 kW/400 V, 24 V DC 3-pole, Size S0 screw terminal electrical and mechanical Interlock 2 NO integrated | Lista Papel 2020 SI | 0 | 0
3RA2326-8XB30-2AC2 |  | 3RA2326-8XB30-2AC2 | 1 | UN | 1 | 5 | B | D | N | N | 85364900 | 1 | 4011209836303 | 1.044 | KG | 201.4 | 195.7 | CP25 | CP25 | Reversing contactor assembly AC-3,11 kW/400 V,AC24V,50/60 Hz 3-pole, Size S0 Spring-type terminal electrical and mechanical Interlock 2 NO integrated | Lista Papel 2020 SI | 0 | 0
3RA2326-8XB30-2AG2 |  | 3RA2326-8XB30-2AG2 | 1 | UN | 1 | 5 | B | D | N | N | 85364900 | 1 | 4011209836310 | 1.051 | KG | 201.4 | 195.7 | CP25 | CP25 | Reversing contactor assembly AC-3,11 kW/400 V,AC110V,50/60Hz 3-pole, Size S0 Spring-type terminal electrical and mechanical Interlock 2 NO integrated | Lista Papel 2020 SI | 0 | 0
3RA2326-8XB30-2AK6 |  | 3RA2326-8XB30-2AK6 | 1 | UN | 1 | 5 | B | D | N | N | 85364900 | 1 | 4011209836327 | 1.043 | KG | 195.7 | 195.7 | CP25 | CP25 | Reversing contactor assembly AC-3, 11 kW/400 V 110 V AC 50 Hz/120 V 60 Hz, 3-pole Size S0, Spring-type terminal electrical and mechanical Interlock 2 NO integrated | - | 0 | 0
3RA2326-8XB30-2AL2 |  | 3RA2326-8XB30-2AL2 | 1 | UN | 1 | 5 | B | D | N | N | 85364900 | 1 | 4011209836334 | 1.05 | KG | 201.4 | 195.7 | CP25 | CP25 | Reversing contactor assembly AC-3,11 kW/400 V,AC230V,50/60Hz 3-pole, Size S0 Spring-type terminal electrical and mechanical Interlock 2 NO integrated | Lista Papel 2020 SI | 0 | 0
3RA2326-8XB30-2BB4 |  | 3RA2326-8XB30-2BB4 | 1 | UN | 1 | 2 | A | D | N | N | 85364900 | 1 | 4011209836341 | 1.419 | KG | 295.45 | 286.9 | CP25 | CP25 | Reversing contactor assembly AC-3, 11 kW/400 V, 24 V DC 3-pole, Size S0 Spring-type terminal electrical and mechanical Interlock 2 NO integrated | Lista Papel 2020 SI | 0 | 0
3RA2326-8XB30-2FB4 |  | 3RA2326-8XB30-2FB4 | 1 | UN | 1 | 0 | A | D | N | N | 85364900 | 1 | 4047621005331 | 1.417 | KG | 325.85 | 325.85 | CP25 | CP25 | Reversing contactor assembly AC-3, 11 kW/400 V, 24 V DC 3-pole, Size S0 Spring-type terminal electrical and mechanical Interlock 2 NO integrated with integrated diode | - | 0 | 0
3RA2326-8XE30-1BB4 |  | 3RA2326-8XE30-1BB4 | 1 | UN | 1 | 2 | A | D | N | N | 85364900 | 1 | 4011209836747 | 1.327 | KG | 301.15 | 292.6 | CP25 | CP25 | Reversing contactor assembly for 3RA27 AC-3, 11 kW/400 V, 24 V DC 3-pole, Size S0 screw terminal electrical and mechanical interlock 2 NO integrated, with voltage tap | Lista Papel 2020 SI | 0 | 0
3RA2326-8XE30-2BB4 |  | 3RA2326-8XE30-2BB4 | 1 | UN | 1 | 2 | A | D | N | N | 85364900 | 1 | 4011209836754 | 1.419 | KG | 301.15 | 292.6 | CP25 | CP25 | Reversing contactor assembly for 3RA27 AC-3, 11 kW/400 V, 24 V DC 3-pole, Size S0 Spring-type terminal electrical and mechanical interlock 2 NO integrated, with voltage tap | Lista Papel 2020 SI | 0 | 0
3RA2327-8XB30-1AC2 |  | 3RA2327-8XB30-1AC2 | 1 | UN | 1 | 5 | B | D | N | N | 85364900 | 1 | 4011209836358 | 0.915 | KG | 271.7 | 264.1 | CP25 | CP25 | Reversing contactor assembly AC-3,15 kW/400 V,AC24V,50/60 Hz 3-pole, Size S0 screw terminal electrical and mechanical Interlock 2 NO integrated | Lista Papel 2020 SI | 0 | 0
3RA2327-8XB30-1AG2 |  | 3RA2327-8XB30-1AG2 | 1 | UN | 1 | 5 | B | D | N | N | 85364900 | 1 | 4011209836365 | 0.914 | KG | 271.7 | 264.1 | CP25 | CP25 | Reversing contactor assembly AC-3,15 kW/400 V,AC110V,50/60Hz 3-pole, Size S0 screw terminal electrical and mechanical Interlock 2 NO integrated | Lista Papel 2020 SI | 0 | 0
3RA2327-8XB30-1AK6 |  | 3RA2327-8XB30-1AK6 | 1 | UN | 1 | 5 | B | D | N | N | 85364900 | 1 | 4011209836372 | 0.925 | KG | 265.05 | 265.05 | CP25 | CP25 | Reversing contactor assembly AC-3, 11 kW/400 V 110 V AC 50 Hz/120 V 60 Hz, 3-pole Size S0, screw terminal electrical and mechanical Interlock 2 NO integrated | - | 0 | 0
3RA2327-8XB30-1AL2 |  | 3RA2327-8XB30-1AL2 | 1 | UN | 1 | 5 | B | D | N | N | 85364900 | 1 | 4011209836389 | 0.97 | KG | 271.7 | 264.1 | CP25 | CP25 | Reversing contactor assembly AC-3,15 kW/400 V,AC230V,50/60Hz 3-pole, Size S0 screw terminal electrical and mechanical Interlock 2 NO integrated | Lista Papel 2020 SI | 0 | 0
3RA2327-8XB30-1AP6 |  | 3RA2327-8XB30-1AP6 | 1 | UN | 1 | 0 | A | D | N | N | 85364900 | 1 | 4011209914070 | 0.909 | KG | 265.05 | 265.05 | CP25 | CP25 | Reversing contactor assembly AC-3, 11 kW/400 V 220 V AC 50 Hz/240 V 60 Hz, 3-pole Size S0, screw terminal electrical and mechanical Interlock 2 NO integrated | - | 0 | 0
3RA2327-8XB30-1BB4 |  | 3RA2327-8XB30-1BB4 | 1 | UN | 1 | 2 | A | D | N | N | 85364900 | 1 | 4011209836396 | 1.334 | KG | 385.7 | 375.25 | CP25 | CP25 | Reversing contactor assembly AC-3, 15 kW/400 V, 24 V DC 3-pole, Size S0 screw terminal electrical and mechanical Interlock 2 NO integrated | Lista Papel 2020 SI | 0 | 0
3RA2327-8XB30-2AC2 |  | 3RA2327-8XB30-2AC2 | 1 | UN | 1 | 5 | B | D | N | N | 85364900 | 1 | 4011209836402 | 1.045 | KG | 271.7 | 264.1 | CP25 | CP25 | Reversing contactor assembly AC-3,15 kW/400 V,AC24V,50/60 Hz 3-pole, Size S0 Spring-type terminal electrical and mechanical Interlock 2 NO integrated | Lista Papel 2020 SI | 0 | 0
3RA2327-8XB30-2AG2 |  | 3RA2327-8XB30-2AG2 | 1 | UN | 1 | 5 | B | D | N | N | 85364900 | 1 | 4011209836419 | 1.052 | KG | 271.7 | 264.1 | CP25 | CP25 | Reversing contactor assembly AC-3,15 kW/400 V,AC110V,50/60Hz 3-pole, Size S0 Spring-type terminal electrical and mechanical Interlock 2 NO integrated | Lista Papel 2020 SI | 0 | 0
3RA2327-8XB30-2AK6 |  | 3RA2327-8XB30-2AK6 | 1 | UN | 1 | 5 | B | D | N | N | 85364900 | 1 | 4011209836426 | 1.061 | KG | 265.05 | 265.05 | CP25 | CP25 | Reversing contactor assembly AC-3, 11 kW/400 V 110 V AC 50 Hz/120 V 60 Hz, 3-pole Size S0, Spring-type terminal electrical and mechanical Interlock 2 NO integrated | - | 0 | 0
3RA2327-8XB30-2AL2 |  | 3RA2327-8XB30-2AL2 | 1 | UN | 1 | 5 | B | D | N | N | 85364900 | 1 | 4011209836433 | 1.06 | KG | 271.7 | 264.1 | CP25 | CP25 | Reversing contactor assembly AC-3,15 kW/400 V,AC230V,50/60Hz 3-pole, Size S0 Spring-type terminal electrical and mechanical Interlock 2 NO integrated | Lista Papel 2020 SI | 0 | 0
3RA2327-8XB30-2BB4 |  | 3RA2327-8XB30-2BB4 | 1 | UN | 1 | 2 | A | D | N | N | 85364900 | 1 | 4011209836440 | 1.42 | KG | 385.7 | 375.25 | CP25 | CP25 | Reversing contactor assembly AC-3, 15 kW/400 V, 24 V DC 3-pole, Size S0 Spring-type terminal electrical and mechanical Interlock 2 NO integrated | Lista Papel 2020 SI | 0 | 0
3RA2327-8XB30-2FB4 |  | 3RA2327-8XB30-2FB4 | 1 | UN | 1 | 0 | A | D | N | N | 85364900 | 1 | 4047621005317 | 1.411 | KG | 415.15 | 415.15 | CP25 | CP25 | Reversing contactor assembly AC-3, 15 kW/400 V, 24 V DC 3-pole, Size S0 Spring-type terminal electrical and mechanical Interlock 2 NO integrated with integrated diode | - | 0 | 0
3RA2327-8XE30-1BB4 |  | 3RA2327-8XE30-1BB4 | 1 | UN | 1 | 5 | B | D | N | N | 85364900 | 1 | 4011209836761 | 1.342 | KG | 394.25 | 382.85 | CP25 | CP25 | Reversing contactor assembly for 3RA27 AC-3, 15 kW/400 V, 24 V DC 3-pole, Size S0 screw terminal electrical and mechanical interlock 2 NO integrated, with voltage tap | Lista Papel 2020 SI | 0 | 0
3RA2327-8XE30-2BB4 |  | 3RA2327-8XE30-2BB4 | 1 | UN | 1 | 2 | A | D | N | N | 85364900 | 1 | 4011209836778 | 1.439 | KG | 394.25 | 382.85 | CP25 | CP25 | Reversing contactor assembly for 3RA27 AC-3, 15 kW/400 V, 24 V DC 3-pole, Size S0 Spring-type terminal electrical and mechanical interlock 2 NO integrated, with voltage tap | Lista Papel 2020 SI | 0 | 0
3RA2328-8XB30-1AC2 |  | 3RA2328-8XB30-1AC2 | 1 | UN | 1 | 5 | B | D | N | N | 85364900 | 1 | 4011209836457 | 1.03 | KG | 299.25 | 290.7 | CP25 | CP25 | Reversing contactor assembly AC-3,18 kW/400 V,AC24V,50/60 Hz 3-pole, Size S0 screw terminal electrical and mechanical Interlock 2 NO integrated | Lista Papel 2020 SI | 0 | 0
3RA2328-8XB30-1AG2 |  | 3RA2328-8XB30-1AG2 | 1 | UN | 1 | 5 | B | D | N | N | 85364900 | 1 | 4011209836464 | 0.934 | KG | 299.25 | 290.7 | CP25 | CP25 | Reversing contactor assembly AC-3,18 kW/400 V,AC110V,50/60Hz 3-pole, Size S0 screw terminal electrical and mechanical Interlock 2 NO integrated | Lista Papel 2020 SI | 0 | 0
3RA2328-8XB30-1AK6 |  | 3RA2328-8XB30-1AK6 | 1 | UN | 1 | 5 | B | D | N | N | 85364900 | 1 | 4011209836471 | 0.924 | KG | 292.6 | 292.6 | CP25 | CP25 | Reversing contactor assembly AC-3, 18 kW/400 V 110 V AC 50 Hz/120 V 60 Hz, 3-pole Size S0, screw terminal electrical and mechanical Interlock 2 NO integrated | - | 0 | 0
3RA2328-8XB30-1AL2 |  | 3RA2328-8XB30-1AL2 | 1 | UN | 1 | 5 | B | D | N | N | 85364900 | 1 | 4011209836488 | 0.913 | KG | 299.25 | 290.7 | CP25 | CP25 | Reversing contactor assembly AC-3,18 kW/400 V,AC230V,50/60Hz 3-pole, Size S0 screw terminal electrical and mechanical Interlock 2 NO integrated | Lista Papel 2020 SI | 0 | 0
3RA2328-8XB30-1AP6 |  | 3RA2328-8XB30-1AP6 | 1 | UN | 1 | 0 | A | D | N | N | 85364900 | 1 | 4011209914087 | 0.911 | KG | 292.6 | 292.6 | CP25 | CP25 | Reversing contactor assembly AC-3, 18 kW/400 V 220 V AC 50 Hz/240 V 60 Hz, 3-pole Size S0, screw terminal electrical and mechanical Interlock 2 NO integrated | - | 0 | 0
3RA2328-8XB30-1BB4 |  | 3RA2328-8XB30-1BB4 | 1 | UN | 1 | 2 | A | D | N | N | 85364900 | 1 | 4011209836495 | 1.318 | KG | 419.9 | 408.5 | CP25 | CP25 | Reversing contactor assembly AC-3, 18 kW/400 V, 24 V DC 3-pole, Size S0 screw terminal electrical and mechanical Interlock 2 NO integrated | Lista Papel 2020 SI | 0 | 0
3RA2328-8XB30-2AC2 |  | 3RA2328-8XB30-2AC2 | 1 | UN | 1 | 5 | B | D | N | N | 85364900 | 1 | 4011209836501 | 1.062 | KG | 299.25 | 290.7 | CP25 | CP25 | Reversing contactor assembly AC-3,18 kW/400 V,AC24V,50/60 Hz 3-pole, Size S0 Spring-type terminal electrical and mechanical Interlock 2 NO integrated | Lista Papel 2020 SI | 0 | 0
3RA2328-8XB30-2AG2 |  | 3RA2328-8XB30-2AG2 | 1 | UN | 1 | 5 | B | D | N | N | 85364900 | 1 | 4011209836518 | 0.96 | KG | 299.25 | 290.7 | CP25 | CP25 | Reversing contactor assembly AC-3,18 kW/400 V,AC110V,50/60Hz 3-pole, Size S0 Spring-type terminal electrical and mechanical Interlock 2 NO integrated | Lista Papel 2020 SI | 0 | 0
3RA2328-8XB30-2AK6 |  | 3RA2328-8XB30-2AK6 | 1 | UN | 1 | 5 | B | D | N | N | 85364900 | 1 | 4011209836525 | 1.065 | KG | 292.6 | 292.6 | CP25 | CP25 | Reversing contactor assembly AC-3, 18 kW/400 V 110 V AC 50 Hz/120 V 60 Hz, 3-pole Size S0, Spring-type terminal electrical and mechanical Interlock 2 NO integrated | - | 0 | 0
3RA2328-8XB30-2AL2 |  | 3RA2328-8XB30-2AL2 | 1 | UN | 1 | 5 | B | D | N | N | 85364900 | 1 | 4011209836532 | 1.072 | KG | 299.25 | 290.7 | CP25 | CP25 | Reversing contactor assembly AC-3,18 kW/400 V,AC230V,50/60Hz 3-pole, Size S0 Spring-type terminal electrical and mechanical Interlock 2 NO integrated | Lista Papel 2020 SI | 0 | 0
3RA2328-8XB30-2BB4 |  | 3RA2328-8XB30-2BB4 | 1 | UN | 1 | 2 | A | D | N | N | 85364900 | 1 | 4011209836549 | 1.429 | KG | 419.9 | 408.5 | CP25 | CP25 | Reversing contactor assembly AC-3, 18 kW/400 V, 24 V DC 3-pole, Size S0 Spring-type terminal electrical and mechanical Interlock 2 NO integrated | Lista Papel 2020 SI | 0 | 0
3RA2328-8XE30-1BB4 |  | 3RA2328-8XE30-1BB4 | 1 | UN | 1 | 2 | A | D | N | N | 85364900 | 1 | 4011209836785 | 1.339 | KG | 426.55 | 414.2 | CP25 | CP25 | Reversing contactor assembly for 3RA27 AC3 18.5 kW/400 V, 24 V DC 3-pole, Size S0 screw terminal electrical and mechanical interlock 2 NO integrated, with voltage tap | Lista Papel 2020 SI | 0 | 0
3RA2328-8XE30-2BB4 |  | 3RA2328-8XE30-2BB4 | 1 | UN | 1 | 2 | A | D | N | N | 85364900 | 1 | 4011209836792 | 1.441 | KG | 426.55 | 414.2 | CP25 | CP25 | Reversing contactor assembly for 3RA27 AC3 18.5 kW/400 V, 24 V DC 3-pole, Size S0 Spring-type terminal electrical and mechanical interlock 2 NO integrated, with voltage tap | Lista Papel 2020 SI | 0 | 0
3RA2335-8XB30-1AC2 |  | 3RA2335-8XB30-1AC2 | 1 | UN | 1 | 0 | A | D | EAR99 | N | 85364900 | 1 |  | 5 | KG | 330.6 | 330.6 | CP25 | CP25 | Reversing contactor assembly, AC-3, 18.5 kW 400 V, 24 V AC, 50/60 Hz 3-pole, Size S2 screw terminal electrical and mechanical interlock 2 NO integrated | - | 0 | 0
3RA2335-8XB30-1AG2 |  | 3RA2335-8XB30-1AG2 | 1 | UN | 1 | 2 | A | D | N | N | 85364900 | 1 | 4011209920743 | 1.722 | KG | 330.6 | 321.1 | CP25 | CP25 | Reversing contactor assembly AC-3,18,5kW/400V,AC110V,50/60Hz 3-pole, Size S2 screw terminal electrical and mechanical Interlock 2 NO integrated | Lista Papel 2020 SI | 0 | 0
3RA2335-8XB30-1AK6 |  | 3RA2335-8XB30-1AK6 | 1 | UN | 1 | 2 | A | D | N | N | 85364900 | 1 | 4011209920767 | 2 | KG | 330.6 | 330.6 | CP25 | CP25 | Reversing contactor assembly AC-3, 18.5 kW/400 V 110 V AC 50 Hz/120 V 60 Hz, 3-pole Size S2, screw terminal electrical and mechanical Interlock 2 NO integrated | - | 0 | 0
3RA2335-8XB30-1AL2 |  | 3RA2335-8XB30-1AL2 | 1 | UN | 1 | 2 | A | D | N | N | 85364900 | 1 | 4011209920750 | 2.523 | KG | 330.6 | 321.1 | CP25 | CP25 | Reversing contactor assembly AC-3,18,5kW/400V,AC230V,50/60Hz 3-pole, Size S2 screw terminal electrical and mechanical Interlock 2 NO integrated | Lista Papel 2020 SI | 0 | 0
3RA2335-8XB30-1AP6 |  | 3RA2335-8XB30-1AP6 | 1 | UN | 1 | 0 | A | D | EAR99 | N | 85364900 | 1 |  | 2.544 | KG | 330.6 | 330.6 | CP25 | CP25 | Reversing contactor assembly, AC-3, 18.5 kW 400 V, 220 V AC/50 Hz/240 V AC/60 Hz 3-pole, Size S2 screw terminal electrical and mechanical interlock 2 NO integrated | - | 0 | 0
3RA2335-8XB30-1KB4 |  | 3RA2335-8XB30-1KB4 | 1 | UN | 1 | 0 | A | D | N | N | 85364900 | 1 | 4047621019772 | 2.777 | KG | 470.25 | 470.25 | CP25 | CP25 | Reversing contactor assembly, AC-3, 18.5 kW 400 V, 0.7...1.25 US DC, 24 V DC 3-pole, Size S2 screw terminal electrical and mechanical interlock 2 NO integrated Varistor mounted | - | 0 | 0
3RA2335-8XB30-1NB3 |  | 3RA2335-8XB30-1NB3 | 1 | UN | 1 | 2 | A | D | N | N | 85364900 | 1 | 4011209937871 | 2.5 | KG | 471.2 | 457.9 | CP25 | CP25 | Reversing contactor assembly AC-3,18,5 kW/400 V,AC/DC 20-33V 3-pole, Size S2 screw terminal electrical and mechanical Interlock 2 NO integrated | Lista Papel 2020 SI | 0 | 0
3RA2335-8XE30-1NB3 |  | 3RA2335-8XE30-1NB3 | 1 | UN | 1 | 5 | B | D | N | N | 85364900 | 1 | 4011209937895 | 2.809 | KG | 483.55 | 470.25 | CP25 | CP25 | Reversing contactor assembly for 3RA27 AC-3,18,5 kW/400 V,20-33 V AC/DC 3-pole, Size S2 screw terminal electrical and mechanical Interlock 2 NO integrated with voltage tap | Lista Papel 2020 SI | 0 | 0
3RA2336-8XB30-1AC2 |  | 3RA2336-8XB30-1AC2 | 1 | UN | 1 | 0 | A | D | EAR99 | N | 85364900 | 1 |  | 2.584 | KG | 400.9 | 400.9 | CP25 | CP25 | Reversing contactor assembly, AC-3, 22 kW 400 V, 24 V AC, 50/60 Hz 3-pole, Size S2 screw terminal electrical and mechanical interlock 2 NO integrated | - | 0 | 0
3RA2336-8XB30-1AG2 |  | 3RA2336-8XB30-1AG2 | 1 | UN | 1 | 5 | B | D | N | N | 85364900 | 1 | 4011209920842 | 2.52 | KG | 402.8 | 391.4 | CP25 | CP25 | Reversing contactor assembly AC-3,22 kW/400 V,AC110V,50/60Hz 3-pole, Size S2 screw terminal electrical and mechanical Interlock 2 NO integrated | Lista Papel 2020 SI | 0 | 0
3RA2336-8XB30-1AK6 |  | 3RA2336-8XB30-1AK6 | 1 | UN | 1 | 2 | A | D | N | N | 85364900 | 1 | 4011209920866 | 2.558 | KG | 402.8 | 402.8 | CP25 | CP25 | Reversing contactor assembly AC-3, 22 kW/400 V 110 V AC 50 Hz/120 V 60 Hz, 3-pole Size S2, screw terminal electrical and mechanical Interlock 2 NO integrated | - | 0 | 0
3RA2336-8XB30-1AL2 |  | 3RA2336-8XB30-1AL2 | 1 | UN | 1 | 2 | A | D | N | N | 85364900 | 1 | 4011209920859 | 2.5 | KG | 402.8 | 391.4 | CP25 | CP25 | Reversing contactor assembly AC-3,22 kW/400 V,AC230V,50/60Hz 3-pole, Size S2 screw terminal electrical and mechanical Interlock 2 NO integrated | Lista Papel 2020 SI | 0 | 0
3RA2336-8XB30-1AP6 |  | 3RA2336-8XB30-1AP6 | 1 | UN | 1 | 0 | A | D | EAR99 | N | 85364900 | 1 |  | 2.589 | KG | 400.9 | 400.9 | CP25 | CP25 | Reversing contactor assembly, AC-3, 22 kW 400 V, 220 V AC/50 Hz/240 V AC/60 Hz 3-pole, Size S2 screw terminal electrical and mechanical interlock 2 NO integrated | - | 0 | 0
3RA2336-8XB30-1KB4 |  | 3RA2336-8XB30-1KB4 | 1 | UN | 1 | 0 | A | D | N | N | 85364900 | 1 | 4047621019789 | 2.787 | KG | 593.75 | 593.75 | CP25 | CP25 | Reversing contactor assembly, AC-3, 22 kW 400 V, 0.7...1.25 US DC, 24 V DC 3-pole, Size S2 screw terminal electrical and mechanical interlock 2 NO integrated Varistor mounted | - | 0 | 0
3RA2336-8XB30-1NB3 |  | 3RA2336-8XB30-1NB3 | 1 | UN | 1 | 2 | A | D | N | N | 85364900 | 1 | 4011209937888 | 2.793 | KG | 593.75 | 576.65 | CP25 | CP25 | Reversing contactor assembly AC-3, 22 kW/400 V, AC/DC 20-33V 3-pole, Size S2 screw terminal electrical and mechanical Interlock 2 NO integrated | Lista Papel 2020 SI | 0 | 0
3RA2336-8XE30-1NB3 |  | 3RA2336-8XE30-1NB3 | 1 | UN | 1 | 5 | B | D | N | N | 85364900 | 1 | 4011209937901 | 2.779 | KG | 604.2 | 587.1 | CP25 | CP25 | Reversing contactor assembly for 3RA27 AC-3, 22 kW/400 V, 20-33 V AC/DC 3-pole, Size S2 screw terminal electrical and mechanical Interlock 2 NO integrated with voltage tap | Lista Papel 2020 SI | 0 | 0
3RA2337-8XB30-1AC2 |  | 3RA2337-8XB30-1AC2 | 1 | UN | 1 | 0 | A | D | EAR99 | N | 85364900 | 1 |  | 1.634 | KG | 541.5 | 541.5 | CP25 | CP25 | Reversing contactor assembly, AC-3, 30 kW 400 V, 24 V AC, 50/60 Hz 3-pole, Size S2 screw terminal electrical and mechanical interlock 2 NO integrated | - | 0 | 0
3RA2337-8XB30-1AG2 |  | 3RA2337-8XB30-1AG2 | 1 | UN | 1 | 5 | B | D | N | N | 85364900 | 1 | 4011209920941 | 2.598 | KG | 542.45 | 527.25 | CP25 | CP25 | Reversing contactor assembly AC-3,30 kW/400 V,AC110V,50/60Hz 3-pole, Size S2 screw terminal electrical and mechanical Interlock 2 NO integrated | Lista Papel 2020 SI | 0 | 0
3RA2337-8XB30-1AK6 |  | 3RA2337-8XB30-1AK6 | 1 | UN | 1 | 5 | B | D | N | N | 85364900 | 1 | 4011209920965 | 2.548 | KG | 542.45 | 542.45 | CP25 | CP25 | Reversing contactor assembly AC-3, 30 kW/400 V 110 V AC 50 Hz/120 V 60 Hz, 3-pole Size S2, screw terminal electrical and mechanical Interlock 2 NO integrated | - | 0 | 0
3RA2337-8XB30-1AL2 |  | 3RA2337-8XB30-1AL2 | 1 | UN | 1 | 2 | A | D | N | N | 85364900 | 1 | 4011209920958 | 2 | KG | 542.45 | 527.25 | CP25 | CP25 | Reversing contactor assembly AC-3,30 kW/400 V,AC230V 50/60Hz 3-pole, Size S2 screw terminal electrical and mechanical Interlock 2 NO integrated | Lista Papel 2020 SI | 0 | 0
3RA2337-8XB30-1AP6 |  | 3RA2337-8XB30-1AP6 | 1 | UN | 1 | 0 | A | D | EAR99 | N | 85364900 | 1 |  | 1.634 | KG | 541.5 | 541.5 | CP25 | CP25 | Reversing contactor assembly, AC-3, 30 kW 400 V, 220 V AC/50 Hz/240 V AC/60 Hz 3-pole, Size S2 screw terminal electrical and mechanical interlock 2 NO integrated | - | 0 | 0
3RA2337-8XB30-1KB4 |  | 3RA2337-8XB30-1KB4 | 1 | UN | 1 | 0 | A | D | N | N | 85364900 | 1 | 4047621019796 | 2.787 | KG | 786.6 | 786.6 | CP25 | CP25 | Reversing contactor assembly, AC-3, 30 kW 400 V, 0.7...1.25 US DC, 24 V DC 3-pole, Size S2 screw terminal electrical and mechanical interlock 2 NO integrated Varistor mounted | - | 0 | 0
3RA2337-8XB30-1NB3 |  | 3RA2337-8XB30-1NB3 | 1 | UN | 1 | 2 | A | D | N | N | 85364900 | 1 | 4011209937918 | 2.81 | KG | 786.6 | 764.75 | CP25 | CP25 | Reversing contactor assembly AC-3, 30 kW/400 V, AC/DC 20-33V 3-pole, Size S2 screw terminal electrical and mechanical Interlock 2 NO integrated | Lista Papel 2020 SI | 0 | 0
3RA2337-8XE30-1NB3 |  | 3RA2337-8XE30-1NB3 | 1 | UN | 1 | 5 | B | D | N | N | 85364900 | 1 | 4011209937925 | 2.865 | KG | 800.85 | 778.05 | CP25 | CP25 | Reversing contactor assembly for 3RA27 AC-3, 30 kW/400 V, 20-33 V AC/DC 3-pole, Size S2 screw terminal electrical and mechanical Interlock 2 NO integrated with voltage tap | Lista Papel 2020 SI | 0 | 0
3RA2338-8XB30-1AC2 |  | 3RA2338-8XB30-1AC2 | 1 | UN | 1 | 0 | A | D | EAR99 | N | 85364900 | 1 |  | 2.56 | KG | 597.55 | 597.55 | CP25 | CP25 | Reversing contactor assembly, AC-3, 37 kW 400 V, 24 V AC, 50/60 Hz 3-pole, Size S2 screw terminal electrical and mechanical interlock 2 NO integrated | - | 0 | 0
3RA2338-8XB30-1AG2 |  | 3RA2338-8XB30-1AG2 | 1 | UN | 1 | 5 | B | D | N | N | 85364900 | 1 | 4011209921047 | 2.56 | KG | 597.55 | 580.45 | CP25 | CP25 | Reversing contactor assembly AC-3,37 kW/400 V,AC110V,50/60Hz 3-pole, Size S2 screw terminal electrical and mechanical Interlock 2 NO integrated | Lista Papel 2020 SI | 0 | 0
3RA2338-8XB30-1AK6 |  | 3RA2338-8XB30-1AK6 | 1 | UN | 1 | 5 | B | D | N | N | 85364900 | 1 | 4011209921061 | 2.543 | KG | 597.55 | 597.55 | CP25 | CP25 | Reversing contactor assembly AC-3, 37 kW/400 V 110 V AC 50 Hz/120 V 60 Hz, 3-pole Size S2, screw terminal electrical and mechanical Interlock 2 NO integrated | - | 0 | 0
3RA2338-8XB30-1AL2 |  | 3RA2338-8XB30-1AL2 | 1 | UN | 1 | 2 | A | D | N | N | 85364900 | 1 | 4011209921054 | 2.533 | KG | 597.55 | 580.45 | CP25 | CP25 | Reversing contactor assembly AC-3,37 kW/400 V,AC230V,50/60Hz 3-pole, Size S2 screw terminal electrical and mechanical Interlock 2 NO integrated | Lista Papel 2020 SI | 0 | 0
3RA2338-8XB30-1AP6 |  | 3RA2338-8XB30-1AP6 | 1 | UN | 1 | 0 | A | D | EAR99 | N | 85364900 | 1 |  | 2.562 | KG | 597.55 | 597.55 | CP25 | CP25 | Reversing contactor assembly, AC-3, 37 kW 400 V, 220 V AC/50 Hz/240 V AC/60 Hz 3-pole, Size S2 screw terminal electrical and mechanical interlock 2 NO integrated | - | 0 | 0
3RA2338-8XB30-1NB3 |  | 3RA2338-8XB30-1NB3 | 1 | UN | 1 | 2 | A | D | N | N | 85364900 | 1 | 4011209937932 | 2.819 | KG | 824.6 | 801.8 | CP25 | CP25 | Reversing contactor assembly AC-3, 37 kW/400 V, AC/DC 20-33V 3-pole, Size S2 screw terminal electrical and mechanical Interlock 2 NO integrated | Lista Papel 2020 SI | 0 | 0
3RA2338-8XE30-1NB3 |  | 3RA2338-8XE30-1NB3 | 1 | UN | 1 | 5 | B | D | N | N | 85364900 | 1 | 4011209937949 | 2.78 | KG | 836 | 812.25 | CP25 | CP25 | Reversing contactor assembly AC-3, 37 kW/400 V, 20-33 V AC/DC 3-pole, Size S2 screw terminal electrical and mechanical Interlock 2 NO integrated with voltage tap | Lista Papel 2020 SI | 0 | 0
3RA2345-8XB30-1AG2 |  | 3RA2345-8XB30-1AG2 | 1 | UN | 1 | 0 | A | D | N | N | 85364900 | 1 | 4047621031347 | 4.095 | KG | 675.45 | 656.45 | CP25 | CP25 | Reversing contactor assembly, AC-3, 37 kW 400 V, 110 V AC/50/60 Hz 3-pole, Size S3 screw terminal electrical and mechanical interlock 2 NO integrated | Lista Papel 2020 SI | 0 | 0
3RA2345-8XB30-1AL2 |  | 3RA2345-8XB30-1AL2 | 1 | UN | 1 | 0 | A | D | N | N | 85364900 | 1 | 4047621031354 | 4.105 | KG | 675.45 | 656.45 | CP25 | CP25 | Reversing contactor assembly, AC-3, 37 kW 400 V, 230 V AC/50/60 Hz 3-pole, Size S3 screw terminal electrical and mechanical interlock 2 NO integrated | Lista Papel 2020 SI | 0 | 0
3RA2345-8XB30-1NB3 |  | 3RA2345-8XB30-1NB3 | 1 | UN | 1 | 5 | B | D | N | N | 85364900 | 1 | 4047621031408 | 4.327 | KG | 905.35 | 879.7 | CP25 | CP25 | Reversing contactor assembly, AC-3, 37 kW 400 V, 20-33 V AC/DC 3-pole, Size S3 screw terminal electrical and mechanical interlock 2 NO and varistor integrated | Lista Papel 2020 SI | 0 | 0
3RA2345-8XE30-1NB3 |  | 3RA2345-8XE30-1NB3 | 1 | UN | 1 | 0 | A | D | N | N | 85364900 | 1 | 4047621031439 | 4.33 | KG | 936.7 | 910.1 | CP25 | CP25 | Reversing contactor assembly, AC-3, 37 kW 400 V, 20-33 V AC/DC 3-pole, Size S3 screw terminal electrical and mechanical interlock 2 NO and varistor integrated | Lista Papel 2020 SI | 0 | 0
3RA2346-8XB30-1AG2 |  | 3RA2346-8XB30-1AG2 | 1 | UN | 1 | 0 | A | D | N | N | 85364900 | 1 | 4047621031361 | 4.102 | KG | 820.8 | 798 | CP25 | CP25 | Reversing contactor assembly, AC-3, 45 kW 400 V, 110 V AC/50/60 Hz 3-pole, Size S3 screw terminal electrical and mechanical interlock 2 NO integrated | Lista Papel 2020 SI | 0 | 0
3RA2346-8XB30-1AL2 |  | 3RA2346-8XB30-1AL2 | 1 | UN | 1 | 0 | A | D | N | N | 85364900 | 1 | 4047621031378 | 4.089 | KG | 820.8 | 798 | CP25 | CP25 | Reversing contactor assembly, AC-3, 45 kW 400 V, 230 V AC/50/60 Hz 3-pole, Size S3 screw terminal electrical and mechanical interlock 2 NO integrated | Lista Papel 2020 SI | 0 | 0
3RA2346-8XB30-1NB3 |  | 3RA2346-8XB30-1NB3 | 1 | UN | 1 | 0 | A | D | N | N | 85364900 | 1 | 4047621031415 | 4.349 | KG | 1045 | 1016.5 | CP25 | CP25 | Reversing contactor assembly, AC-3, 45 kW 400 V, 20-33 V AC/DC 3-pole, Size S3 screw terminal electrical and mechanical interlock 2 NO and varistor integrated | Lista Papel 2020 SI | 0 | 0
3RA2346-8XE30-1NB3 |  | 3RA2346-8XE30-1NB3 | 1 | UN | 1 | 0 | A | D | N | N | 85364900 | 1 | 4047621031446 | 4.307 | KG | 1073.5 | 1045 | CP25 | CP25 | Reversing contactor assembly, AC-3, 45 kW 400 V, 20-33 V AC/DC 3-pole, Size S3 screw terminal electrical and mechanical interlock 2 NO and varistor integrated | Lista Papel 2020 SI | 0 | 0
3RA2347-8XB30-1AG2 |  | 3RA2347-8XB30-1AG2 | 1 | UN | 1 | 0 | A | D | N | N | 85364900 | 1 | 4047621031385 | 4.092 | KG | 936.7 | 910.1 | CP25 | CP25 | Reversing contactor assembly, AC-3, 55 kW 400 V, 110 V AC/50/60 Hz 3-pole, Size S3 screw terminal electrical and mechanical interlock 2 NO integrated | Lista Papel 2020 SI | 0 | 0
3RA2347-8XB30-1AL2 |  | 3RA2347-8XB30-1AL2 | 1 | UN | 1 | 0 | A | D | N | N | 85364900 | 1 | 4047621031392 | 4.089 | KG | 936.7 | 910.1 | CP25 | CP25 | Reversing contactor assembly, AC-3, 55 kW 400 V, 230 V AC/50/60 Hz 3-pole, Size S3 screw terminal electrical and mechanical interlock 2 NO integrated | Lista Papel 2020 SI | 0 | 0
3RA2347-8XB30-1NB3 |  | 3RA2347-8XB30-1NB3 | 1 | UN | 1 | 0 | A | D | N | N | 85364900 | 1 | 4047621031422 | 4.345 | KG | 1073.5 | 1045 | CP25 | CP25 | Reversing contactor assembly, AC-3, 55 kW 400 V, 20-33 V AC/DC 3-pole, Size S3 screw terminal electrical and mechanical interlock 2 NO and varistor integrated | Lista Papel 2020 SI | 0 | 0
3RA2347-8XE30-1NB3 |  | 3RA2347-8XE30-1NB3 | 1 | UN | 1 | 0 | A | D | N | N | 85364900 | 1 | 4047621031453 | 4.32 | KG | 1102 | 1073.5 | CP25 | CP25 | Reversing contactor assembly, AC-3, 55 kW 400 V, 20-33 V AC/DC 3-pole, Size S3 screw terminal electrical and mechanical interlock 2 NO and varistor integrated | Lista Papel 2020 SI | 0 | 0
3RA2415-8XE31-1BB4 |  | 3RA2415-8XE31-1BB4 | 1 | UN | 1 | 2 | A | D | N | N | 85364900 | 1 | 4011209838079 | 1.34 | KG | 409.45 | 398.05 | CP25 | CP25 | cont. ass. f. star-delta (wye-delta) start, I/O-Link AC-3, 5.5 kW/400 V, 24 V DC 3-pole, Size S00 Size S00, screw terminals electrical and mechanical interlock 2 NO integrated | Lista Papel 2020 SI | 0 | 0
3RA2415-8XE31-2BB4 |  | 3RA2415-8XE31-2BB4 | 1 | UN | 1 | 2 | A | D | N | N | 85364900 | 1 | 4011209838086 | 1.632 | KG | 409.45 | 398.05 | CP25 | CP25 | Contactor assemblies for star-delta (wye-delta) start, I/O-Link AC-3, 5.5 kW/400 V, 24 V DC 3-pole, Size S00 Size S00, Spring-type terminals electrical and mechanical interlock 2 NO integrated | Lista Papel 2020 SI | 0 | 0
3RA2415-8XF31-1AB0 |  | 3RA2415-8XF31-1AB0 | 1 | UN | 1 | 2 | A | D | N | N | 85364900 | 1 | 4011209838093 | 1.1 | KG | 305.9 | 297.35 | CP25 | CP25 | Contactor assembly for star-delta (wye-delta) start AC-3, 5.5 kW/400 V, 24 V AC 50/60 Hz, 3-pole, Size S00 screw terminals electrical and mechanical interlock 3 NO integrated | Lista Papel 2020 SI | 0 | 0
3RA2415-8XF31-1AF0 |  | 3RA2415-8XF31-1AF0 | 1 | UN | 1 | 2 | A | D | N | N | 85364900 | 1 | 4011209838109 | 1.089 | KG | 305.9 | 297.35 | CP25 | CP25 | Contactor assembly for star-delta (wye-delta) start AC-3, 5.5 kW/400 V, 110 V AC 50/60 Hz, 3-pole, Size S00 screw terminals electrical and mechanical interlock 3 NO integrated | Lista Papel 2020 SI | 0 | 0
3RA2415-8XF31-1AP0 |  | 3RA2415-8XF31-1AP0 | 1 | UN | 1 | 2 | A | D | N | N | 85364900 | 1 | 4011209838116 | 1.1 | KG | 305.9 | 297.35 | CP25 | CP25 | Contactor assembly for star-delta (wye-delta) start AC-3, 5.5 kW/400 V, 230 V AC 50/60 Hz, 3-pole, Size S00 screw terminals electrical and mechanical interlock 3 NO integrated | Lista Papel 2020 SI | 0 | 0
3RA2415-8XF31-1AP6 |  | 3RA2415-8XF31-1AP6 | 1 | UN | 1 | 0 | A | D | N | N | 85364900 | 1 | 4047621028279 | 1.1 | KG | 305.9 | 305.9 | CP25 | CP25 | Contactor assembly for star-delta (wye-delta) start AC-3, 5.5 kW/400 V, 220 V AC 50 Hz / 240 V, 60Hz, 3-pole Size S00, screw terminals electrical and mechanical interlock 3 NO integrated | - | 0 | 0
3RA2415-8XF31-1BB4 |  | 3RA2415-8XF31-1BB4 | 1 | UN | 1 | 2 | A | D | N | N | 85364900 | 1 | 4011209838123 | 1.28 | KG | 323.95 | 314.45 | CP25 | CP25 | Contactor assembly for star-delta (wye-delta) start AC-3, 5.5 kW/400 V, 24 V DC 3-pole, Size S00 screw terminals electrical and mechanical interlock 3 NO integrated | Lista Papel 2020 SI | 0 | 0
3RA2415-8XF31-2AB0 |  | 3RA2415-8XF31-2AB0 | 1 | UN | 1 | 2 | A | D | N | N | 85364900 | 1 | 4011209838130 | 1.385 | KG | 305.9 | 297.35 | CP25 | CP25 | Contactor assembly for star-delta (wye-delta) start AC-3, 5.5 kW/400 V, 24 V AC 50/60 Hz, 3-pole, Size S00 Spring-type terminals electrical and mechanical interlock 3 NO integrated | Lista Papel 2020 SI | 0 | 0
3RA2415-8XF31-2AF0 |  | 3RA2415-8XF31-2AF0 | 1 | UN | 1 | 5 | B | D | N | N | 85364900 | 1 | 4011209838147 | 0.91 | KG | 305.9 | 297.35 | CP25 | CP25 | Contactor assembly for star-delta (wye-delta) start AC-3, 5.5 kW/400 V, 110 V AC 50/60 Hz, 3-pole, Size S00 Spring-type terminals electrical and mechanical interlock 3 NO integrated | Lista Papel 2020 SI | 0 | 0
3RA2415-8XF31-2AP0 |  | 3RA2415-8XF31-2AP0 | 1 | UN | 1 | 2 | A | D | N | N | 85364900 | 1 | 4011209838154 | 1.385 | KG | 305.9 | 297.35 | CP25 | CP25 | Contactor assembly for star-delta (wye-delta) start AC-3, 5.5 kW/400 V, 230 V AC 50/60 Hz, 3-pole, Size S00 Spring-type terminals electrical and mechanical interlock 3 NO integrated | Lista Papel 2020 SI | 0 | 0
3RA2415-8XF31-2BB4 |  | 3RA2415-8XF31-2BB4 | 1 | UN | 1 | 2 | A | D | N | N | 85364900 | 1 | 4011209838161 | 1.58 | KG | 323.95 | 314.45 | CP25 | CP25 | Contactor assembly for star-delta (wye-delta) start AC-3, 5.5 kW/400 V, 24 V DC 3-pole, Size S00 Spring-type terminal electrical and mechanical interlock 3 NO integrated | Lista Papel 2020 SI | 0 | 0
3RA2415-8XH31-1BB4 |  | 3RA2415-8XH31-1BB4 | 1 | UN | 1 | 5 | B | D | N | N | 85364900 | 1 | 4011209838178 | 1.322 | KG | 431.3 | 418.95 | CP25 | CP25 | Contactor assembly for star-delta (wye-delta) start, AS-i AC-3, 5.5 kW/400 V, 24 V DC 3-pole, Size S00 screw terminals electrical and mechanical interlock 3 NO integrated | Lista Papel 2020 SI | 0 | 0
3RA2415-8XH31-2BB4 |  | 3RA2415-8XH31-2BB4 | 1 | UN | 1 | 2 | A | D | N | N | 85364900 | 1 | 4011209838185 | 1.636 | KG | 431.3 | 418.95 | CP25 | CP25 | Contactor assembly for star-delta (wye-delta) start, AS-i AC-3, 5.5 kW/400 V, 24 V DC 3-pole, Size S00 Spring-type terminals electrical and mechanical interlock 3 NO integrated | Lista Papel 2020 SI | 0 | 0
3RA2416-8XE31-1BB4 |  | 3RA2416-8XE31-1BB4 | 1 | UN | 1 | 2 | A | D | N | N | 85364900 | 1 | 4011209838192 | 1.34 | KG | 430.35 | 418 | CP25 | CP25 | cont. ass. f. star-delta (wye-delta) start, I/O-Link AC-3, 5.5 kW/400 V, 24 V DC 3-pole, Size S00 screw terminals electrical and mechanical interlock 3 NO integrated | Lista Papel 2020 SI | 0 | 0
3RA2416-8XE31-2BB4 |  | 3RA2416-8XE31-2BB4 | 1 | UN | 1 | 2 | A | D | N | N | 85364900 | 1 | 4011209838208 | 1.628 | KG | 430.35 | 418 | CP25 | CP25 | cont. ass. f. star-delta (wye-delta) start, I/O-Link AC-3, 5.5 kW/400 V, 24 V DC 3-pole, Size S00 Spring-type terminals electrical and mechanical interlock 3 NO integrated | Lista Papel 2020 SI | 0 | 0
3RA2416-8XF31-1AB0 |  | 3RA2416-8XF31-1AB0 | 1 | UN | 1 | 2 | A | D | N | N | 85364900 | 1 | 4011209838215 | 1.088 | KG | 327.75 | 318.25 | CP25 | CP25 | Contactor assembly for star-delta (wye-delta) start AC-3, 7.5 kW/400 V, 24 V AC 50/60 Hz, 3-pole, Size S00 screw terminals electrical and mechanical interlock 3 NO integrated | Lista Papel 2020 SI | 0 | 0
3RA2416-8XF31-1AF0 |  | 3RA2416-8XF31-1AF0 | 1 | UN | 1 | 2 | A | D | N | N | 85364900 | 1 | 4011209838222 | 1.075 | KG | 327.75 | 318.25 | CP25 | CP25 | Contactor assembly for star-delta (wye-delta) start AC-3, 7.5 kW/400 V, 110 V AC 50/60 Hz, 3-pole, Size S00 screw terminals electrical and mechanical interlock 3 NO integrated | Lista Papel 2020 SI | 0 | 0
3RA2416-8XF31-1AP0 |  | 3RA2416-8XF31-1AP0 | 1 | UN | 1 | 2 | A | D | N | N | 85364900 | 1 | 4011209838239 | 1.08 | KG | 327.75 | 318.25 | CP25 | CP25 | Contactor assembly for star-delta (wye-delta) start AC-3, 7.5 kW/400 V, 230 V AC 50/60 Hz, 3-pole, Size S00 screw terminals electrical and mechanical interlock 3 NO integrated | Lista Papel 2020 SI | 0 | 0
3RA2416-8XF31-1AP6 |  | 3RA2416-8XF31-1AP6 | 1 | UN | 1 | 0 | A | D | N | N | 85364900 | 1 | 4047621046853 | 1.14 | KG | 327.75 | 327.75 | CP25 | CP25 | Contactor assembly for star-delta (wye-delta) start AC-3, 7.5 kW/400 V, 220 V AC 50 Hz / 240 V, 60Hz, 3-pole Size S00, screw terminals electrical and mechanical interlock 3 NO integrated | - | 0 | 0
3RA2416-8XF31-1BB4 |  | 3RA2416-8XF31-1BB4 | 1 | UN | 1 | 2 | A | D | N | N | 85364900 | 1 | 4011209838246 | 1.32 | KG | 345.8 | 336.3 | CP25 | CP25 | Contactor assembly for star-delta (wye-delta) start AC-3, 7.5 kW/400 V, 24 V DC 3-pole, Size S00 screw terminal electrical and mechanical interlock 3 NO integrated | Lista Papel 2020 SI | 0 | 0
3RA2416-8XF31-2AB0 |  | 3RA2416-8XF31-2AB0 | 1 | UN | 1 | 5 | B | D | N | N | 85364900 | 1 | 4011209838253 | 1.42 | KG | 327.75 | 318.25 | CP25 | CP25 | Contactor assembly for star-delta (wye-delta) start AC-3, 7.5 kW/400 V, 24 V AC 50/60 Hz, 3-pole, Size S00 Spring-type terminal Electrical and mechanical interlock 3 NO integrated | Lista Papel 2020 SI | 0 | 0
3RA2416-8XF31-2AF0 |  | 3RA2416-8XF31-2AF0 | 1 | UN | 1 | 5 | B | D | N | N | 85364900 | 1 | 4011209838260 | 1.402 | KG | 327.75 | 318.25 | CP25 | CP25 | Contactor assembly for star-delta (wye-delta) start AC-3, 7.5 kW/400 V, 110 V AC 50 Hz / 120 V, 60Hz, 3-pole Size S00, Spring-type terminals electrical and mechanical interlock 3 NO integrated | Lista Papel 2020 SI | 0 | 0
3RA2416-8XF31-2AP0 |  | 3RA2416-8XF31-2AP0 | 1 | UN | 1 | 2 | A | D | N | N | 85364900 | 1 | 4011209838277 | 1.395 | KG | 327.75 | 318.25 | CP25 | CP25 | Contactor assembly for star-delta (wye-delta) start AC-3, 7.5 kW/400 V, 218 V AC 50 Hz / 237 V 60 Hz, 3-pole Size S00, Spring-type terminal Electrical and mechanical interlock 3 NO integrated | Lista Papel 2020 SI | 0 | 0
3RA2416-8XF31-2AP6 |  | 3RA2416-8XF31-2AP6 | 1 | UN | 1 | 0 | A | D | N | N | 85364900 | 1 | 4047621051567 | 1.405 | KG | 327.75 | 327.75 | CP25 | CP25 | Contactor assembly for star-delta (wye-delta) start AC-3, 7.5 kW/400 V, 220 V AC 50 Hz 240 V 60 Hz 3-pole, size S00 spring-type terminals electrical and mechanical interlock 3 NO integrated | - | 0 | 0
3RA2416-8XF31-2BB4 |  | 3RA2416-8XF31-2BB4 | 1 | UN | 1 | 2 | A | D | N | N | 85364900 | 1 | 4011209838284 | 1.54 | KG | 345.8 | 336.3 | CP25 | CP25 | Contactor assembly for star-delta (wye-delta) start AC-3, 7.5 kW/400 V, 24 V DC 3-pole, Size S00 Spring-type terminal electrical and mechanical interlock 3 NO integrated | Lista Papel 2020 SI | 0 | 0
3RA2416-8XH31-1BB4 |  | 3RA2416-8XH31-1BB4 | 1 | UN | 1 | 2 | A | D | N | N | 85364900 | 1 | 4011209838291 | 1.288 | KG | 456.95 | 443.65 | CP25 | CP25 | Contactor assembly for star-delta (wye-delta) start, AS-i AC-3, 7.5 kW/400 V, 24 V DC 3-pole, Size S00 screw terminals electrical and mechanical interlock 3 NO integrated | Lista Papel 2020 SI | 0 | 0
3RA2416-8XH31-2BB4 |  | 3RA2416-8XH31-2BB4 | 1 | UN | 1 | 5 | B | D | N | N | 85364900 | 1 | 4011209838307 | 1.616 | KG | 456.95 | 443.65 | CP25 | CP25 | Contactor assembly for star-delta (wye-delta) start, AS-i AC-3, 7.5 kW/400 V, 24 V DC 3-pole, Size S00 Spring-type terminals electrical and mechanical interlock 3 NO integrated | Lista Papel 2020 SI | 0 | 0
3RA2417-8XE31-1BB4 |  | 3RA2417-8XE31-1BB4 | 1 | UN | 1 | 2 | A | D | N | N | 85364900 | 1 | 4011209838314 | 1.303 | KG | 509.2 | 494.95 | CP25 | CP25 | cont. ass. f. star-delta (wye-delta) start, I/O-Link AC-3, 7.5 kW/400 V, 24 V DC 3-pole, Size S00 screw terminals electrical and mechanical interlock 3 NO integrated | Lista Papel 2020 SI | 0 | 0
3RA2417-8XE31-2BB4 |  | 3RA2417-8XE31-2BB4 | 1 | UN | 1 | 2 | A | D | N | N | 85364900 | 1 | 4011209838321 | 1.656 | KG | 509.2 | 494.95 | CP25 | CP25 | cont. ass. f. star-delta (wye-delta) start, I/O-Link AC-3, 7.5 kW/400 V, 24 V DC 3-pole, Size S00 Spring-type terminals electrical and mechanical interlock 3 NO integrated | Lista Papel 2020 SI | 0 | 0
3RA2417-8XF31-1AB0 |  | 3RA2417-8XF31-1AB0 | 1 | UN | 1 | 2 | A | D | N | N | 85364900 | 1 | 4011209838338 | 1.097 | KG | 352.45 | 342.95 | CP25 | CP25 | Contactor assembly for star-delta (wye-delta) start AC-3, 11 kW/400 V, 24 V AC 50/60 Hz, 3-pole, Size S00 screw terminals electrical and mechanical interlock 3 NO integrated | Lista Papel 2020 SI | 0 | 0
3RA2417-8XF31-1AF0 |  | 3RA2417-8XF31-1AF0 | 1 | UN | 1 | 2 | A | D | N | N | 85364900 | 1 | 4011209838345 | 1.094 | KG | 352.45 | 342.95 | CP25 | CP25 | Contactor assembly for star-delta (wye-delta) start AC-3, 11 kW/400 V, 110 V AC 50/60 Hz, 3-pole, Size S00 screw terminals electrical and mechanical interlock 3 NO integrated | Lista Papel 2020 SI | 0 | 0
3RA2417-8XF31-1AP0 |  | 3RA2417-8XF31-1AP0 | 1 | UN | 1 | 2 | A | D | N | N | 85364900 | 1 | 4011209838352 | 1.1 | KG | 352.45 | 342.95 | CP25 | CP25 | Contactor assembly for star-delta (wye-delta) start AC-3, 11 kW/400 V, 230 V AC 50/60 Hz, 3-pole, Size S00 screw terminals electrical and mechanical interlock 3 NO integrated | Lista Papel 2020 SI | 0 | 0
3RA2417-8XF31-1BB4 |  | 3RA2417-8XF31-1BB4 | 1 | UN | 1 | 2 | A | D | N | N | 85364900 | 1 | 4011209838376 | 1.26 | KG | 423.7 | 411.35 | CP25 | CP25 | Contactor assembly for star-delta (wye-delta) start AC-3, 11 kW/400 V, 24 V DC 3-pole, Size S00 screw terminal electrical and mechanical interlock 3 NO integrated | Lista Papel 2020 SI | 0 | 0
3RA2417-8XF31-2AB0 |  | 3RA2417-8XF31-2AB0 | 1 | UN | 1 | 5 | B | D | N | N | 85364900 | 1 | 4011209838390 | 1.394 | KG | 352.45 | 342.95 | CP25 | CP25 | Contactor assembly for star-delta (wye-delta) start AC-3, 11 kW/400 V, 24 V AC 50/60 Hz, 3-pole, Size S00 Spring-type terminals electrical and mechanical interlock 3 NO integrated | Lista Papel 2020 SI | 0 | 0
3RA2417-8XF31-2AF0 |  | 3RA2417-8XF31-2AF0 | 1 | UN | 1 | 5 | B | D | N | N | 85364900 | 1 | 4011209838406 | 1.38 | KG | 352.45 | 342.95 | CP25 | CP25 | Contactor assembly for star-delta (wye-delta) start AC-3, 11 kW/400 V, 110 V AC 50/60 Hz, 3-pole, Size S00 Spring-type terminals electrical and mechanical interlock 3 NO integrated | Lista Papel 2020 SI | 0 | 0
3RA2417-8XF31-2AP0 |  | 3RA2417-8XF31-2AP0 | 1 | UN | 1 | 2 | A | D | N | N | 85364900 | 1 | 4011209838413 | 1.44 | KG | 352.45 | 342.95 | CP25 | CP25 | Contactor assembly for star-delta (wye-delta) start AC-3, 11 kW/400 V, 230 V AC 50/60 Hz, 3-pole, Size S00 Spring-type terminals electrical and mechanical interlock 3 NO integrated | Lista Papel 2020 SI | 0 | 0
3RA2417-8XF31-2BB4 |  | 3RA2417-8XF31-2BB4 | 1 | UN | 1 | 2 | A | D | N | N | 85364900 | 1 | 4011209838437 | 1.58 | KG | 423.7 | 411.35 | CP25 | CP25 | Contactor assembly for star-delta (wye-delta) start AC-3, 11 kW/400 V, 24 V DC 3-pole, Size S00 Spring-type terminal electrical and mechanical interlock 3 NO integrated | Lista Papel 2020 SI | 0 | 0
3RA2417-8XH31-1BB4 |  | 3RA2417-8XH31-1BB4 | 1 | UN | 1 | 2 | A | D | N | N | 85364900 | 1 | 4011209838451 | 1.27 | KG | 532 | 516.8 | CP25 | CP25 | Contactor assembly for star-delta (wye-delta) start, AS-i AC-3, 11 kW/400 V, 24 V DC 3-pole, Size S00 screw terminals electrical and mechanical interlock 3 NO integrated | Lista Papel 2020 SI | 0 | 0
3RA2417-8XH31-2BB4 |  | 3RA2417-8XH31-2BB4 | 1 | UN | 1 | 2 | A | D | N | N | 85364900 | 1 | 4011209838468 | 1.611 | KG | 532 | 516.8 | CP25 | CP25 | Contactor assembly for star-delta (wye-delta) start, AS-i AC-3, 11 kW/400 V, 24 V DC 3-pole, Size S00 Spring-type terminals electrical and mechanical interlock 3 NO integrated | Lista Papel 2020 SI | 0 | 0
3RA2423-8XE32-1BB4 |  | 3RA2423-8XE32-1BB4 | 1 | UN | 1 | 2 | A | D | N | N | 85364900 | 1 | 4011209838475 | 2.511 | KG | 587.1 | 570.95 | CP25 | CP25 | cont. ass. f. star-delta (wye-delta) start, I/O-Link AC-3, 11 kW/400 V, 24 V DC 3-pole, size S0 screw terminals electrical and mechanical interlock 3 NO + 3 NC integrated | Lista Papel 2020 SI | 0 | 0
3RA2423-8XE32-2BB4 |  | 3RA2423-8XE32-2BB4 | 1 | UN | 1 | 5 | B | D | N | N | 85364900 | 1 | 4011209838482 | 2.593 | KG | 587.1 | 570.95 | CP25 | CP25 | cont. ass. f. star-delta (wye-delta) start, I/O-Link AC-3, 11 kW/400 V, 24 V DC 3-pole, size S0 Spring-type terminals electrical and mechanical interlock 3 NO + 3 NC integrated | Lista Papel 2020 SI | 0 | 0
3RA2423-8XF32-1AC2 |  | 3RA2423-8XF32-1AC2 | 1 | UN | 1 | 2 | A | D | N | N | 85364900 | 1 | 4011209838499 | 1.862 | KG | 370.5 | 360.05 | CP25 | CP25 | Contactor assembly for star-delta (wye-delta) start AC-3, 11 kW/400 V, 24 V AC 50/60 Hz, 3-pole, size S0 screw terminals electrical and mechanical interlock 3 NO + 3 NC integrated | Lista Papel 2020 SI | 0 | 0
3RA2423-8XF32-1AG2 |  | 3RA2423-8XF32-1AG2 | 1 | UN | 1 | 2 | A | D | N | N | 85364900 | 1 | 4011209838505 | 1.88 | KG | 370.5 | 360.05 | CP25 | CP25 | Contactor assembly for star-delta (wye-delta) start AC-3, 11 kW/400 V, 110 V AC 50/60 Hz, 3-pole, size S0 screw terminals electrical and mechanical interlock 3 NO + 3 NC integrated | Lista Papel 2020 SI | 0 | 0
3RA2423-8XF32-1AL2 |  | 3RA2423-8XF32-1AL2 | 1 | UN | 1 | 5 | B | D | N | N | 85364900 | 1 | 4011209838512 | 1.9 | KG | 370.5 | 360.05 | CP25 | CP25 | Contactor assembly for star-delta (wye-delta) start AC-3,11 kW/400 V, 230 V AC 50/60 Hz, 3-pole, size S0 screw terminals electrical and mechanical interlock 3 NO + 3 NC integrated | Lista Papel 2020 SI | 0 | 0
3RA2423-8XF32-1BB4 |  | 3RA2423-8XF32-1BB4 | 1 | UN | 1 | 2 | A | D | N | N | 85364900 | 1 | 4011209838529 | 2.436 | KG | 500.65 | 486.4 | CP25 | CP25 | Contactor assembly for star-delta (wye-delta) start AC-3, 11 kW/400 V, 24 V DC 3-pole, Size S0 screw terminal electrical and mechanical interlock 3 NO + 3 NC integrated | Lista Papel 2020 SI | 0 | 0
3RA2423-8XF32-2AC2 |  | 3RA2423-8XF32-2AC2 | 1 | UN | 1 | 2 | A | D | N | N | 85364900 | 1 | 4011209838536 | 1.995 | KG | 370.5 | 360.05 | CP25 | CP25 | Contactor assembly for star-delta (wye-delta) start AC-3, 11 kW/400 V, 24 V AC 50/60 Hz, 3-pole, size S0 Spring-type terminals electrical and mechanical interlock 3 NO + 3 NC integrated | Lista Papel 2020 SI | 0 | 0
3RA2423-8XF32-2AC2-Z | A01 | 3RA2423-8XF32-2AC2-ZA01 | 1 | UN | 1 | 5 | B | D | N | N | 85364900 | 1 | 4011209910270 | 2.016 | KG | 399 | 399 | CP25 | CP25 | Contactor assembly for star-delta (wye-delta) start AC-3, 11 kW/400 V, 24 V AC 50/60 Hz, 3-pole, size S0 Spring-type terminals electrical and mechanical interlock 3 NO + 3 NC integrated | - | 0 | 0
3RA2423-8XF32-2AG2 |  | 3RA2423-8XF32-2AG2 | 1 | UN | 1 | 5 | B | D | N | N | 85364900 | 1 | 4011209838543 | 2.022 | KG | 370.5 | 360.05 | CP25 | CP25 | Contactor assembly for star-delta (wye-delta) start AC-3, 11 kW/400 V, 110 V AC 50/60 Hz, 3-pole, size S0 Spring-type terminals electrical and mechanical interlock 3 NO + 3 NC integrated | Lista Papel 2020 SI | 0 | 0
3RA2423-8XF32-2AL2 |  | 3RA2423-8XF32-2AL2 | 1 | UN | 1 | 5 | B | D | N | N | 85364900 | 1 | 4011209838550 | 2.025 | KG | 370.5 | 360.05 | CP25 | CP25 | Contactor assembly for star-delta (wye-delta) start AC-3, 11 kW/400 V, 230 V AC 50/60 Hz, 3-pole, size S0 Spring-type terminals electrical and mechanical interlock 3 NO + 3 NC integrated | Lista Papel 2020 SI | 0 | 0
3RA2423-8XF32-2BB4 |  | 3RA2423-8XF32-2BB4 | 1 | UN | 1 | 2 | A | D | N | N | 85364900 | 1 | 4011209838567 | 2.54 | KG | 500.65 | 486.4 | CP25 | CP25 | Contactor assembly for star-delta (wye-delta) start AC-3, 11 kW/400 V, 24 V DC 3-pole, Size S0 Spring-type terminal electrical and mechanical interlock 3 NO + 3 NC integrated | Lista Papel 2020 SI | 0 | 0
3RA2423-8XH32-1BB4 |  | 3RA2423-8XH32-1BB4 | 1 | UN | 1 | 5 | B | D | N | N | 85364900 | 1 | 4011209838574 | 2.503 | KG | 610.85 | 593.75 | CP25 | CP25 | Contactor assembly for star-delta (wye-delta) start, AS-i AC-3, 11 kW/400 V, 24 V DC 3-pole, size S0 screw terminals electrical and mechanical interlock 3 NO + 3 NC integrated | Lista Papel 2020 SI | 0 | 0
3RA2423-8XH32-2BB4 |  | 3RA2423-8XH32-2BB4 | 1 | UN | 1 | 2 | A | D | N | N | 85364900 | 1 | 4011209838581 | 2.6 | KG | 610.85 | 593.75 | CP25 | CP25 | Contactor assembly for star-delta (wye-delta) start, AS-i AC-3, 11 kW/400 V, 24 V DC 3-pole, size S0 Spring-type terminals electrical and mechanical interlock 3 NO + 3 NC integrated | Lista Papel 2020 SI | 0 | 0
3RA2425-8XE32-1BB4 |  | 3RA2425-8XE32-1BB4 | 1 | UN | 1 | 2 | A | D | N | N | 85364900 | 1 | 4011209838598 | 2.481 | KG | 663.1 | 644.1 | CP25 | CP25 | cont. ass. f. star-delta (wye-delta) start, I/O-Link AC-3, 15/18.5 kW/400 V, 24 V DC 3-pole, size S0 screw terminals electrical and mechanical interlock 3 NO + 3 NC integrated | Lista Papel 2020 SI | 0 | 0
3RA2425-8XE32-2BB4 |  | 3RA2425-8XE32-2BB4 | 1 | UN | 1 | 5 | B | D | N | N | 85364900 | 1 | 4011209838604 | 2.644 | KG | 663.1 | 644.1 | CP25 | CP25 | cont. ass. f. star-delta (wye-delta) start, I/O-Link AC-3, 15/18.5 kW/400 V, 24 V DC 3-pole, size S0 Spring-type terminals electrical and mechanical interlock 3 NO + 3 NC integrated | Lista Papel 2020 SI | 0 | 0
3RA2425-8XF32-1AC2 |  | 3RA2425-8XF32-1AC2 | 1 | UN | 1 | 2 | A | D | N | N | 85364900 | 1 | 4011209838611 | 1.9 | KG | 438.9 | 426.55 | CP25 | CP25 | Contactor assembly for star-delta (wye-delta) start AC-3, 15/18.5 kW/400 V, 24 V AC 50/60 Hz, 3-pole Size S0, screw terminals electrical and mechanical interlock 3 NO + 3 NC integrated | Lista Papel 2020 SI | 0 | 0
3RA2425-8XF32-1AG2 |  | 3RA2425-8XF32-1AG2 | 1 | UN | 1 | 2 | A | D | N | N | 85364900 | 1 | 4011209838628 | 1.88 | KG | 438.9 | 426.55 | CP25 | CP25 | Contactor assembly for star-delta (wye-delta) start AC-3, 15/18 kW/400 V, 110 V AC 50/60 Hz, 3-pole Size S0, screw terminals electrical and mechanical interlock 3 NO + 3 NC integrated | Lista Papel 2020 SI | 0 | 0
3RA2425-8XF32-1AL2 |  | 3RA2425-8XF32-1AL2 | 1 | UN | 1 | 1 | A | D | N | N | 85364900 | 1 | 4011209838635 | 1.88 | KG | 438.9 | 426.55 | CP25 | CP25 | Contactor assembly for star-delta (wye-delta) start AC-3, 15/18.5 kW/400 V 230 V AC, 50/60 Hz, 3-pole Size S0, screw terminal electrical and mechanical interlock 3 NO + 3 NC integrated | Lista Papel 2020 SI | 0 | 0
3RA2425-8XF32-1BB4 |  | 3RA2425-8XF32-1BB4 | 1 | UN | 1 | 2 | A | D | N | N | 85364900 | 1 | 4011209838642 | 2.457 | KG | 574.75 | 558.6 | CP25 | CP25 | Contactor assembly for star-delta (wye-delta) start AC-3, 15/18.5 kW/400 V, 24 V DC 3-pole, Size S0 screw terminal electrical and mechanical interlock 3 NO + 3 NC integrated | Lista Papel 2020 SI | 0 | 0
3RA2425-8XF32-2AC2 |  | 3RA2425-8XF32-2AC2 | 1 | UN | 1 | 2 | A | D | N | N | 85364900 | 1 | 4011209838659 | 2.022 | KG | 438.9 | 426.55 | CP25 | CP25 | Contactor assembly for star-delta (wye-delta) start AC-3, 15/18.5 kW/400 V 24 V AC, 50/60 Hz, 3-pole Size S0, Spring-type terminal electrical and mechanical interlock 3 NO + 3 NC integrated | Lista Papel 2020 SI | 0 | 0
3RA2425-8XF32-2AC2-Z | A01 | 3RA2425-8XF32-2AC2-ZA01 | 1 | UN | 1 | 5 | B | D | N | N | 85364900 | 1 | 4011209910294 | 2.031 | KG | 467.4 | 467.4 | CP25 | CP25 | Contactor assembly for star-delta (wye-delta) start AC-3, 15/18.5 kW/400 V 24 V AC, 50/60 Hz, 3-pole Size S0, Spring-type terminal electrical and mechanical Interlock 3 NO + 3 NC integrated | - | 0 | 0
3RA2425-8XF32-2AG2 |  | 3RA2425-8XF32-2AG2 | 1 | UN | 1 | 5 | B | D | N | N | 85364900 | 1 | 4011209838666 | 2.025 | KG | 438.9 | 426.55 | CP25 | CP25 | Contactor assembly for star-delta (wye-delta) start AC-3, 15/18.5 kW/400 V 110 V AC, 50/60 Hz, 3-pole Size S0, Spring-type terminal electrical and mechanical interlock 3 NO + 3 NC integrated | Lista Papel 2020 SI | 0 | 0
3RA2425-8XF32-2AL2 |  | 3RA2425-8XF32-2AL2 | 1 | UN | 1 | 5 | B | D | N | N | 85364900 | 1 | 4011209838673 | 2.044 | KG | 438.9 | 426.55 | CP25 | CP25 | Contactor assembly for star-delta (wye-delta) start AC-3, 15/18.5 kW/400 V 230 V AC, 50/60 Hz, 3-pole Size S0, Spring-type terminal electrical and mechanical interlock 3 NO + 3 NC integrated | Lista Papel 2020 SI | 0 | 0
3RA2425-8XF32-2BB4 |  | 3RA2425-8XF32-2BB4 | 1 | UN | 1 | 2 | A | D | N | N | 85364900 | 1 | 4011209838680 | 2.6 | KG | 574.75 | 558.6 | CP25 | CP25 | Contactor assembly for star-delta (wye-delta) start AC-3, 15/18.5 kW/400 V, 24 V DC 3-pole, Size S0 Spring-type terminal electrical and mechanical interlock 3 NO + 3 NC integrated | Lista Papel 2020 SI | 0 | 0
3RA2425-8XH32-1BB4 |  | 3RA2425-8XH32-1BB4 | 1 | UN | 1 | 5 | B | D | N | N | 85364900 | 1 | 4011209838697 | 2.509 | KG | 687.8 | 668.8 | CP25 | CP25 | Contactor assembly for star-delta (wye-delta) start, AS-i AC-3, 15/18.5 kW/400 V, 24 V DC 3-pole, size S0 screw terminals electrical and mechanical interlock 3 NO + 3 NC integrated | Lista Papel 2020 SI | 0 | 0
3RA2425-8XH32-2BB4 |  | 3RA2425-8XH32-2BB4 | 1 | UN | 1 | 5 | B | D | N | N | 85364900 | 1 | 4011209838703 | 2.603 | KG | 687.8 | 668.8 | CP25 | CP25 | Contactor assembly for star-delta (wye-delta) start, AS-i AC-3, 15/18.5 kW/400 V, 24 V DC 3-pole, size S0 Spring-type terminals electrical and mechanical interlock 3 NO + 3 NC integrated | Lista Papel 2020 SI | 0 | 0
3RA2426-8XE32-1BB4 |  | 3RA2426-8XE32-1BB4 | 1 | UN | 1 | 2 | A | D | N | N | 85364900 | 1 | 4011209838710 | 2.494 | KG | 791.35 | 769.5 | CP25 | CP25 | cont. ass. f. star-delta (wye-delta) start, I/O-Link AC-3, 22 kW/400 V, 24 V DC 3-pole, size S0 screw terminals electrical and mechanical interlock 3 NO + 3 NC integrated | Lista Papel 2020 SI | 0 | 0
3RA2426-8XE32-2BB4 |  | 3RA2426-8XE32-2BB4 | 1 | UN | 1 | 5 | B | D | N | N | 85364900 | 1 | 4011209838727 | 2.63 | KG | 791.35 | 769.5 | CP25 | CP25 | cont. ass. f. star-delta (wye-delta) start, I/O-Link AC-3, 22 kW/400 V, 24 V DC 3-pole, size S0 Spring-type terminals electrical and mechanical interlock 3 NO + 3 NC integrated | Lista Papel 2020 SI | 0 | 0
3RA2426-8XF32-1AC2 |  | 3RA2426-8XF32-1AC2 | 1 | UN | 1 | 2 | A | D | N | N | 85364900 | 1 | 4011209838734 | 1.887 | KG | 543.4 | 528.2 | CP25 | CP25 | Contactor assembly for star-delta (wye-delta) start AC-3, 22 kW/400 V, 24 V AC 50/60 Hz, 3-pole, size S0 screw terminals electrical and mechanical interlock 3 NO + 3 NC integrated | Lista Papel 2020 SI | 0 | 0
3RA2426-8XF32-1AG2 |  | 3RA2426-8XF32-1AG2 | 1 | UN | 1 | 2 | A | D | N | N | 85364900 | 1 | 4011209838741 | 1.888 | KG | 543.4 | 528.2 | CP25 | CP25 | Contactor assembly for star-delta (wye-delta) start AC-3, 22 kW/400 V, 110 V AC 50/60 Hz, 3-pole, size S0 screw terminals electrical and mechanical interlock 3 NO + 3 NC integrated | Lista Papel 2020 SI | 0 | 0
3RA2426-8XF32-1AK6 |  | 3RA2426-8XF32-1AK6 | 1 | UN | 1 | 5 | B | D | N | N | 85364900 | 1 | 4047621053745 | 1.915 | KG | 545.3 | 545.3 | CP25 | CP25 | Contactor assembly for star-delta (wye-delta) start AC-3, 22 kW/400 V, 110 V AC 50 Hz/120 V, 60Hz, 3-pole Size S0, screw terminals electrical and mechanical interlock 3 NO+3 NC integrated | - | 0 | 0
3RA2426-8XF32-1AL2 |  | 3RA2426-8XF32-1AL2 | 1 | UN | 1 | 5 | B | D | N | N | 85364900 | 1 | 4011209838758 | 1.885 | KG | 543.4 | 528.2 | CP25 | CP25 | Contactor assembly for star-delta (wye-delta) start AC-3, 22 kW/400 V, 230 V AC 50/60 Hz, 3-pole, size S0 screw terminals electrical and mechanical interlock 3 NO + 3 NC integrated | Lista Papel 2020 SI | 0 | 0
3RA2426-8XF32-1BB4 |  | 3RA2426-8XF32-1BB4 | 1 | UN | 1 | 2 | A | D | N | N | 85364900 | 1 | 4011209838772 | 2.45 | KG | 704.9 | 684.95 | CP25 | CP25 | Contactor assembly for star-delta (wye-delta) start AC-3, 22 kW/400 V, 24 V DC 3-pole, size S0 screw terminals electrical and mechanical interlock 3 NO + 3 NC integrated | Lista Papel 2020 SI | 0 | 0
3RA2426-8XF32-2AC2 |  | 3RA2426-8XF32-2AC2 | 1 | UN | 1 | 5 | B | D | N | N | 85364900 | 1 | 4011209838796 | 2.042 | KG | 543.4 | 528.2 | CP25 | CP25 | Contactor assembly for star-delta (wye-delta) start AC-3, 22 kW/400 V, 24 V AC 50/60 Hz, 3-pole, size S0 Spring-type terminals electrical and mechanical interlock 3 NO + 3 NC integrated | Lista Papel 2020 SI | 0 | 0
3RA2426-8XF32-2AG2 |  | 3RA2426-8XF32-2AG2 | 1 | UN | 1 | 5 | B | D | N | N | 85364900 | 1 | 4011209838802 | 2.04 | KG | 543.4 | 528.2 | CP25 | CP25 | Contactor assembly for star-delta (wye-delta) start AC-3, 22 kW/400 V, 110 V AC 50/60 Hz, 3-pole, size S0 Spring-type terminals electrical and mechanical interlock 3 NO + 3 NC integrated | Lista Papel 2020 SI | 0 | 0
3RA2426-8XF32-2AL2 |  | 3RA2426-8XF32-2AL2 | 1 | UN | 1 | 5 | B | D | N | N | 85364900 | 1 | 4011209838819 | 2.056 | KG | 543.4 | 528.2 | CP25 | CP25 | Contactor assembly for star-delta (wye-delta) start AC-3, 22 kW/400 V, 230 V AC 50/60 Hz, 3-pole, size S0 Spring-type terminals electrical and mechanical interlock 3 NO + 3 NC integrated | Lista Papel 2020 SI | 0 | 0
3RA2426-8XF32-2BB4 |  | 3RA2426-8XF32-2BB4 | 1 | UN | 1 | 2 | A | D | N | N | 85364900 | 1 | 4011209838833 | 2.597 | KG | 704.9 | 684.95 | CP25 | CP25 | Contactor assembly for star-delta (wye-delta) start AC-3, 22 kW/400 V ,24 V DC 3-pole, Size S0 Spring-type terminal electrical and mechanical interlock 3 NO + 3 NC integrated | Lista Papel 2020 SI | 0 | 0
3RA2426-8XH32-1BB4 |  | 3RA2426-8XH32-1BB4 | 1 | UN | 1 | 2 | A | D | N | N | 85364900 | 1 | 4011209838857 | 2.481 | KG | 816.05 | 793.25 | CP25 | CP25 | Contactor assembly for star-delta (wye-delta) start, AS-i AC-3, 22 kW/400 V, 24 V DC 3-pole, size S0 screw terminals electrical and mechanical interlock 3 NO + 3 NC integrated | Lista Papel 2020 SI | 0 | 0
3RA2426-8XH32-2BB4 |  | 3RA2426-8XH32-2BB4 | 1 | UN | 1 | 5 | B | D | N | N | 85364900 | 1 | 4011209838864 | 2.635 | KG | 816.05 | 793.25 | CP25 | CP25 | Contactor assembly for star-delta (wye-delta) start, AS-i AC-3, 22 kW/400 V, 24 V DC 3-pole, size S0 Spring-type terminals electrical and mechanical interlock 3 NO + 3 NC integrated | Lista Papel 2020 SI | 0 | 0
3RA2434-8XE32-1NB3 |  | 3RA2434-8XE32-1NB3 | 1 | UN | 1 | 5 | B | D | N | N | 85364900 | 1 | 4011209937963 | 3.755 | KG | 997.5 | 969 | CP25 | CP25 | Contactor assembly for star-delta (wye-delta) start I/O-Link AC-3, 22/30 kW/400 V,20-33 V AC/DC 3-pole, Size S2 Screw terminal Electrical and mechanical interlock 3 NO + 3 NC integrated | Lista Papel 2020 SI | 0 | 0
3RA2434-8XF32-1AC2 |  | 3RA2434-8XF32-1AC2 | 1 | UN | 1 | 5 | B | D | N | N | 85364900 | 1 | 4011209921283 | 3.31 | KG | 674.5 | 655.5 | CP25 | CP25 | Contactor assembly for star-delta (wye-delta) start AC-3, 22/30 kW/400V, 24 V AC 50/60 Hz, 3-pole, size S2 screw terminals electrical and mechanical interlock 3 NO + 3 NC integrated | Lista Papel 2020 SI | 0 | 0
3RA2434-8XF32-1AG2 |  | 3RA2434-8XF32-1AG2 | 1 | UN | 1 | 5 | B | D | N | N | 85364900 | 1 | 4011209921290 | 3.303 | KG | 674.5 | 655.5 | CP25 | CP25 | Contactor assembly for star-delta (wye-delta) start AC-3, 22/30 kW/400 V, 110 V AC 50/60 Hz, 3-pole, size S2 screw terminals electrical and mechanical interlock 3 NO + 3 NC integrated | Lista Papel 2020 SI | 0 | 0
3RA2434-8XF32-1AL2 |  | 3RA2434-8XF32-1AL2 | 1 | UN | 1 | 2 | A | D | N | N | 85364900 | 1 | 4011209921306 | 3.273 | KG | 674.5 | 655.5 | CP25 | CP25 | Contactor assembly for star-delta (wye-delta) start AC-3, 22/30 kW/400 V, 230 V AC 50/60 Hz, 3-pole, size S2 screw terminals electrical and mechanical interlock 3 NO + 3 NC integrated | Lista Papel 2020 SI | 0 | 0
3RA2434-8XF32-1NB3 |  | 3RA2434-8XF32-1NB3 | 1 | UN | 1 | 2 | A | D | N | N | 85364900 | 1 | 4011209937970 | 3.69 | KG | 909.15 | 883.5 | CP25 | CP25 | Contactor assembly for star-delta (wye-delta) start AC-3, 22/30 kW/400 V, AC/DC 20-33 V, 3-pole, Size S2 Screw terminal Electrical and mechanical interlock 3 NO + 3 NC integrated | Lista Papel 2020 SI | 0 | 0
3RA2434-8XH32-1NB3 |  | 3RA2434-8XH32-1NB3 | 1 | UN | 1 | 5 | B | D | N | N | 85364900 | 1 | 4011209937987 | 3.78 | KG | 1026 | 997.5 | CP25 | CP25 | Contactor assembly for star-delta (wye-delta) start, AS-i AC-3, 22/30 kW/400 V,20-33 V AC/DC 3-pole, Size S2 Screw terminal Electrical and mechanical interlock 3 NO + 3 NC integrated | Lista Papel 2020 SI | 0 | 0
3RA2435-8XE32-1NB3 |  | 3RA2435-8XE32-1NB3 | 1 | UN | 1 | 5 | B | D | N | N | 85364900 | 1 | 4011209937994 | 3.779 | KG | 1045 | 1016.5 | CP25 | CP25 | Contactor assembly for star-delta (wye-delta) start I/O-Link AC-3, 37 kW/400 V, 20-33 V AC/DC 3-pole, Size S2 Screw terminal Electrical and mechanical interlock 3 NO + 3 NC integrated | Lista Papel 2020 SI | 0 | 0
3RA2435-8XF32-1AC2 |  | 3RA2435-8XF32-1AC2 | 1 | UN | 1 | 2 | A | D | N | N | 85364900 | 1 | 4011209921320 | 3.294 | KG | 710.6 | 690.65 | CP25 | CP25 | Contactor assembly for star-delta (wye-delta) start AC-3, 37 kW/400 V, 24 V AC 50/60 Hz, 3-pole, size S2 screw terminals electrical and mechanical interlock 3 NO + 3 NC integrated | Lista Papel 2020 SI | 0 | 0
3RA2435-8XF32-1AG2 |  | 3RA2435-8XF32-1AG2 | 1 | UN | 1 | 2 | A | D | N | N | 85364900 | 1 | 4011209921351 | 3.302 | KG | 710.6 | 690.65 | CP25 | CP25 | Contactor assembly for star-delta (wye-delta) start AC-3, 37 kW/400 V, 110 V AC 50/60 Hz, 3-pole, size S2 screw terminals electrical and mechanical interlock 3 NO + 3 NC integrated | Lista Papel 2020 SI | 0 | 0
3RA2435-8XF32-1AL2 |  | 3RA2435-8XF32-1AL2 | 1 | UN | 1 | 2 | A | D | N | N | 85364900 | 1 | 4011209921405 | 3.274 | KG | 710.6 | 690.65 | CP25 | CP25 | Contactor assembly for star-delta (wye-delta) start AC-3, 37 kW/400 V, 230 V AC 50/60 Hz, 3-pole, size S2 screw terminals electrical and mechanical interlock 3 NO + 3 NC integrated | Lista Papel 2020 SI | 0 | 0
3RA2435-8XF32-1NB3 |  | 3RA2435-8XF32-1NB3 | 1 | UN | 1 | 2 | A | D | N | N | 85364900 | 1 | 4011209938007 | 3.69 | KG | 959.5 | 928.15 | CP25 | CP25 | Contactor assembly for star-delta (wye-delta) start AC-3, 37 kW/400 V,24-33 V AC/DC 3-pole, size S2 screw terminals electrical and mechanical interlock 3 NO + 3 NC integrated | Lista Papel 2020 SI | 0 | 0
3RA2435-8XH32-1NB3 |  | 3RA2435-8XH32-1NB3 | 1 | UN | 1 | 5 | B | D | N | N | 85364900 | 1 | 4011209938014 | 3.764 | KG | 1073.5 | 1045 | CP25 | CP25 | Contactor assembly for star-delta (wye-delta) start, AS-i AC-3, 37 kW/400 V, 20-33 V AC/DC 3-pole, Size S2 Screw terminal Electrical and mechanical interlock 3 NO + 3 NC integrated | Lista Papel 2020 SI | 0 | 0
3RA2436-8XE32-1NB3 |  | 3RA2436-8XE32-1NB3 | 1 | UN | 1 | 5 | B | D | N | N | 85364900 | 1 | 4011209953970 | 3.79 | KG | 1064 | 1035.5 | CP25 | CP25 | Contactor assembly for star-delta (wye-delta) start I/O-Link AC-3, 45 kW/400 V, 20-33 V AC/DC 3-pole, Size S2 Screw terminal Electrical and mechanical interlock 3 NO + 3 NC integrated | Lista Papel 2020 SI | 0 | 0
3RA2436-8XF32-1AC2 |  | 3RA2436-8XF32-1AC2 | 1 | UN | 1 | 2 | A | D | N | N | 85364900 | 1 | 4011209921443 | 3.31 | KG | 722.95 | 703 | CP25 | CP25 | Contactor assembly for star-delta (wye-delta) start AC-3, 45 kW/400 V, 24 V AC 50/60 Hz, 3-pole, size S2 screw terminals electrical and mechanical interlock 3 NO + 3 NC integrated | Lista Papel 2020 SI | 0 | 0
3RA2436-8XF32-1AG2 |  | 3RA2436-8XF32-1AG2 | 1 | UN | 1 | 2 | A | D | N | N | 85364900 | 1 | 4011209921474 | 3.3 | KG | 722.95 | 703 | CP25 | CP25 | Contactor assembly for star-delta (wye-delta) start AC-3, 45 kW/400 V, 110 V AC 50/60 Hz, 3-pole, size S2 screw terminals electrical and mechanical interlock 3 NO + 3 NC integrated | Lista Papel 2020 SI | 0 | 0
3RA2436-8XF32-1AL2 |  | 3RA2436-8XF32-1AL2 | 1 | UN | 1 | 2 | A | D | N | N | 85364900 | 1 | 4011209921481 | 3.318 | KG | 722.95 | 703 | CP25 | CP25 | Contactor assembly for star-delta (wye-delta) start AC-3, 45 kW/400 V, 230 V AC 50/60 Hz, 3-pole, size S2 screw terminals electrical and mechanical interlock 3 NO + 3 NC integrated | Lista Papel 2020 SI | 0 | 0
3RA2436-8XF32-1NB3 |  | 3RA2436-8XF32-1NB3 | 1 | UN | 1 | 2 | A | D | N | N | 85364900 | 1 | 4011209938038 | 3.569 | KG | 969 | 946.2 | CP25 | CP25 | Contactor assembly for star-delta (wye-delta) start AC-3, 45 kW/400 V,20-33 V AC/DC 3-pole, Size S2 Screw terminal Electrical and mechanical interlock 3 NO + 3 NC integrated | Lista Papel 2020 SI | 0 | 0
3RA2436-8XH32-1NB3 |  | 3RA2436-8XH32-1NB3 | 1 | UN | 1 | 5 | B | D | N | N | 85364900 | 1 | 4011209938021 | 3.736 | KG | 1092.5 | 1064 | CP25 | CP25 | Contactor assembly for star-delta (wye-delta) start, AS-i AC-3, 45 kW/400 V, 20-33 V AC/DC 3-pole, Size S2 Screw terminal Electrical and mechanical interlock 3 NO + 3 NC integrated | Lista Papel 2020 SI | 0 | 0
3RA2437-8XE32-1NB3 |  | 3RA2437-8XE32-1NB3 | 1 | UN | 1 | 5 | B | D | N | N | 85364900 | 1 | 4011209938045 | 4.33 | KG | 1273 | 1235 | CP25 | CP25 | Contactor assembly for star-delta (wye-delta) start I/O-Link AC-3, 55 kW/400 V, 20-33 V AC/DC 3-pole, Size S2 Screw terminal Electrical and mechanical interlock 3 NO + 3 NC integrated | Lista Papel 2020 SI | 0 | 0
3RA2437-8XF32-1AC2 |  | 3RA2437-8XF32-1AC2 | 1 | UN | 1 | 5 | B | D | N | N | 85364900 | 1 | 4011209921528 | 3.88 | KG | 875.9 | 851.2 | CP25 | CP25 | Contactor assembly for star-delta (wye-delta) start AC-3, 55 kW/400 V, 24 V AC 50/60 Hz, 3-pole, size S2 screw terminals electrical and mechanical interlock 3 NO + 3 NC integrated | Lista Papel 2020 SI | 0 | 0
3RA2437-8XF32-1AG2 |  | 3RA2437-8XF32-1AG2 | 1 | UN | 1 | 5 | B | D | N | N | 85364900 | 1 | 4011209921559 | 3.829 | KG | 875.9 | 851.2 | CP25 | CP25 | Contactor assembly for star-delta (wye-delta) start AC-3, 55 kW/400 V, 110 V AC 50/60 Hz, 3-pole, size S2 screw terminals electrical and mechanical interlock 3 NO + 3 NC integrated | Lista Papel 2020 SI | 0 | 0
3RA2437-8XF32-1AL2 |  | 3RA2437-8XF32-1AL2 | 1 | UN | 1 | 2 | A | D | N | N | 85364900 | 1 | 4011209921566 | 3.771 | KG | 875.9 | 851.2 | CP25 | CP25 | Contactor assembly for star-delta (wye-delta) start AC-3, 55 kW/400 V, 230 V AC 50/60 Hz, 3-pole, size S2 screw terminals electrical and mechanical interlock 3 NO + 3 NC integrated | Lista Papel 2020 SI | 0 | 0
3RA2437-8XF32-1NB3 |  | 3RA2437-8XF32-1NB3 | 1 | UN | 1 | 5 | B | D | N | N | 85364900 | 1 | 4011209938052 | 4.25 | KG | 1197 | 1159 | CP25 | CP25 | Contactor assembly for star-delta (wye-delta) start AC-3, 55 kW/400 V,24-33 V AC/DC 3-pole, size S2 screw terminals electrical and mechanical interlock 3 NO + 3 NC integrated | Lista Papel 2020 SI | 0 | 0
3RA2437-8XH32-1NB3 |  | 3RA2437-8XH32-1NB3 | 1 | UN | 1 | 5 | B | D | N | N | 85364900 | 1 | 4011209938069 | 3.7 | KG | 1292 | 1254 | CP25 | CP25 | Contactor assembly for star-delta (wye-delta) start, AS-i AC-3, 55 kW/400 V, 20-33 V AC/DC 3-pole, Size S2 Screw terminal Electrical and mechanical interlock 3 NO + 3 NC integrated | Lista Papel 2020 SI | 0 | 0
3RA2444-8XE32-1NB3 |  | 3RA2444-8XE32-1NB3 | 1 | UN | 1 | 0 | A | D | N | N | 85364900 | 1 | 4047621031316 | 5.912 | KG | 1387 | 1349 | CP25 | CP25 | Contactor assembly for star-delta (wye-delta) start with IO-Link, AC-3, 75 kW/400 V 20-33 V AC/DC Size S3, screw terminal electrical and mechanical interlock 3 NO+3 NC, integrated varistor | Lista Papel 2020 SI | 0 | 0
3RA2444-8XF32-1AC2 |  | 3RA2444-8XF32-1AC2 | 1 | UN | 1 | 0 | A | D | N | N | 85364900 | 1 | 4047621031156 | 5.494 | KG | 978.5 | 950 | CP25 | CP25 | Contactor assembly for star-delta (wye-delta) start AC-3, 75 kW/400 V 24 V AC/50/60 Hz Size S3, screw terminal electrical and mechanical interlock 3 NO+3 NC | Lista Papel 2020 SI | 0 | 0
3RA2444-8XF32-1AG2 |  | 3RA2444-8XF32-1AG2 | 1 | UN | 1 | 0 | A | D | N | N | 85364900 | 1 | 4047621031194 | 5.45 | KG | 978.5 | 950 | CP25 | CP25 | Contactor assembly for star-delta (wye-delta) start AC-3, 55 kW/400 V 110 V AC, 50/60 Hz Size S3, screw terminal electrical and mechanical interlock 3 NO+3 NC | Lista Papel 2020 SI | 0 | 0
3RA2444-8XF32-1AL2 |  | 3RA2444-8XF32-1AL2 | 1 | UN | 1 | 0 | A | D | N | N | 85364900 | 1 | 4047621031200 | 5.398 | KG | 978.5 | 950 | CP25 | CP25 | Contactor assembly for star-delta (wye-delta) start AC-3, 75 kW/400 V 230 V AC, 50/60 Hz Size S3, screw terminal electrical and mechanical interlock 3 NO+3 NC | Lista Papel 2020 SI | 0 | 0
3RA2444-8XF32-1AP0 |  | 3RA2444-8XF32-1AP0 | 1 | UN | 1 | 0 | A | D | N | N | 85364900 | 1 | 4047621044590 | 5.421 | KG | 978.5 | 978.5 | CP25 | CP25 | Contactor assembly for star-delta (wye-delta) start AC-3, 75 kW/400 V 230 V AC, 50/60 Hz Size S3, screw terminal electrical and mechanical interlock 3 NO+3 NC | - | 0 | 0
3RA2444-8XF32-1NB3 |  | 3RA2444-8XF32-1NB3 | 1 | UN | 1 | 0 | A | D | N | N | 85364900 | 1 | 4047621031224 | 5.742 | KG | 1168.5 | 1140 | CP25 | CP25 | Contactor assembly for star-delta (wye-delta) start AC-3, 55 kW/400 V 20-33 V AC/DC Size S3, screw terminal electrical and mechanical interlock 3 NO+3 NC, integrated varistor | Lista Papel 2020 SI | 0 | 0
3RA2444-8XH32-1NB3 |  | 3RA2444-8XH32-1NB3 | 1 | UN | 1 | 0 | A | D | N | N | 85364900 | 1 | 4047621031286 | 5.338 | KG | 1406 | 1368 | CP25 | CP25 | Contactor assembly for star-delta (wye-delta) start with AS-i, AC-3, 75 kW/400 V 20-33 V AC/DC Size S3, screw terminal electrical and mechanical interlock 3 NO+3 NC, integrated varistor | Lista Papel 2020 SI | 0 | 0
3RA2445-8XE32-1NB3 |  | 3RA2445-8XE32-1NB3 | 1 | UN | 1 | 0 | A | D | N | N | 85364900 | 1 | 4047621031323 | 5.841 | KG | 1444 | 1406 | CP25 | CP25 | Contactor assembly for star-delta (wye-delta) start with IO-Link, AC-3, 75 kW/400 V 20-33 V AC/DC Size S3, screw terminal electrical and mechanical interlock 3 NO+3 NC, integrated varistor | Lista Papel 2020 SI | 0 | 0
3RA2445-8XF32-1AC2 |  | 3RA2445-8XF32-1AC2 | 1 | UN | 1 | 0 | A | D | N | N | 85364900 | 1 | 4047621031187 | 5.422 | KG | 1016.5 | 988 | CP25 | CP25 | Contactor assembly for star-delta (wye-delta) start AC-3, 75 kW/400 V 24 V AC/50/60 Hz Size S3, screw terminal electrical and mechanical interlock 3 NO+3 NC | Lista Papel 2020 SI | 0 | 0
3RA2445-8XF32-1AG2 |  | 3RA2445-8XF32-1AG2 | 1 | UN | 1 | 0 | A | D | N | N | 85364900 | 1 | 4047621031163 | 5.481 | KG | 1016.5 | 988 | CP25 | CP25 | Contactor assembly for star-delta (wye-delta) start AC-3, 75 kW/400 V 110 V AC, 50/60 Hz Size S3, screw terminal electrical and mechanical interlock 3 NO+3 NC | Lista Papel 2020 SI | 0 | 0
3RA2445-8XF32-1AL2 |  | 3RA2445-8XF32-1AL2 | 1 | UN | 1 | 0 | A | D | N | N | 85364900 | 1 | 4047621031217 | 5.462 | KG | 1016.5 | 988 | CP25 | CP25 | Contactor assembly for star-delta (wye-delta) start AC-3, 75 kW/400 V 230 V AC, 50/60 Hz Size S3, screw terminal electrical and mechanical interlock 3 NO+3 NC | Lista Papel 2020 SI | 0 | 0
3RA2445-8XF32-1AP0 |  | 3RA2445-8XF32-1AP0 | 1 | UN | 1 | 0 | A | D | N | N | 85364900 | 1 | 4047621044545 | 5.338 | KG | 1016.5 | 1016.5 | CP25 | CP25 | Contactor assembly for star-delta (wye-delta) start AC-3, 75 kW/400 V 230 V AC, 50/60 Hz Size S3, screw terminal electrical and mechanical interlock 3 NO+3 NC | - | 0 | 0
3RA2445-8XF32-1NB3 |  | 3RA2445-8XF32-1NB3 | 1 | UN | 1 | 0 | A | D | N | N | 85364900 | 1 | 4047621031170 | 5.797 | KG | 1339.5 | 1301.5 | CP25 | CP25 | Contactor assembly for star-delta (wye-delta) start AC-3, 75 kW/400 V 20-33 V AC/DC Size S3, screw terminal electrical and mechanical interlock 3 NO+3 NC, integrated varistor | Lista Papel 2020 SI | 0 | 0
3RA2445-8XH32-1NB3 |  | 3RA2445-8XH32-1NB3 | 1 | UN | 1 | 0 | A | D | N | N | 85364900 | 1 | 4047621031293 | 5.338 | KG | 1463 | 1425 | CP25 | CP25 | Contactor assembly for star-delta (wye-delta) start with AS-i, AC-3, 75 kW/400 V 20-33 V AC/DC Size S3, screw terminal electrical and mechanical interlock 3 NO+3 NC, integrated varistor | Lista Papel 2020 SI | 0 | 0
3RA2446-8XE32-1NB3 |  | 3RA2446-8XE32-1NB3 | 1 | UN | 1 | 0 | A | D | N | N | 85364900 | 1 | 4047621031330 | 5.853 | KG | 1710 | 1662.5 | CP25 | CP25 | Contactor assembly for star-delta (wye-delta) start with IO-Link, AC-3, 90 kW/400 V 20-33 V AC/DC Size S3, screw terminal electrical and mechanical interlock 3 NO+3 NC, integrated varistor | Lista Papel 2020 SI | 0 | 0
3RA2446-8XF32-1AC2 |  | 3RA2446-8XF32-1AC2 | 1 | UN | 1 | 0 | A | D | N | N | 85364900 | 1 | 4047621031231 | 5.401 | KG | 1358.5 | 1320.5 | CP25 | CP25 | Contactor assembly for star-delta (wye-delta) start AC-3, 90 kW/400 V 24 V AC/50/60 Hz Size S3, screw terminal electrical and mechanical interlock 3 NO+3 NC | Lista Papel 2020 SI | 0 | 0
3RA2446-8XF32-1AG2 |  | 3RA2446-8XF32-1AG2 | 1 | UN | 1 | 0 | A | D | N | N | 85364900 | 1 | 4047621031248 | 5.498 | KG | 1358.5 | 1320.5 | CP25 | CP25 | Contactor assembly for star-delta (wye-delta) start AC-3, 90 kW/400 V 110 V AC, 50/60 Hz Size S3, screw terminal electrical and mechanical interlock 3 NO+3 NC | Lista Papel 2020 SI | 0 | 0
3RA2446-8XF32-1AL2 |  | 3RA2446-8XF32-1AL2 | 1 | UN | 1 | 0 | A | D | N | N | 85364900 | 1 | 4047621031255 | 5.481 | KG | 1358.5 | 1320.5 | CP25 | CP25 | Contactor assembly for star-delta (wye-delta) start AC-3, 90 kW/400 V 230 V AC, 50/60 Hz Size S3, screw terminal electrical and mechanical interlock 3 NO+3 NC | Lista Papel 2020 SI | 0 | 0
3RA2446-8XF32-1AP0 |  | 3RA2446-8XF32-1AP0 | 1 | UN | 1 | 0 | A | D | N | N | 85364900 | 1 | 4047621044538 | 5.438 | KG | 1358.5 | 1358.5 | CP25 | CP25 | Contactor assembly for star-delta (wye-delta) start AC-3, 90 kW/400 V 230 V AC, 50/60 Hz Size S3, screw terminal electrical and mechanical interlock 3 NO+3 NC | - | 0 | 0
3RA2446-8XF32-1NB3 |  | 3RA2446-8XF32-1NB3 | 1 | UN | 1 | 0 | A | D | N | N | 85364900 | 1 | 4047621031262 | 5.814 | KG | 1615 | 1567.5 | CP25 | CP25 | Contactor assembly for star-delta (wye-delta) start AC-3, 90 kW/400 V 20-33 V AC/DC Size S3, screw terminal electrical and mechanical interlock 3 NO+3 NC, integrated varistor | Lista Papel 2020 SI | 0 | 0
3RA2446-8XH32-1NB3 |  | 3RA2446-8XH32-1NB3 | 1 | UN | 1 | 0 | A | D | N | N | 85364900 | 1 | 4047621031309 | 5.872 | KG | 1729 | 1681.5 | CP25 | CP25 | Contactor assembly for star-delta (wye-delta) start with AS-i, AC-3, 90 kW/400 V 20-33 V AC/DC Size S3, screw terminal electrical and mechanical interlock 3 NO+3 NC, integrated varistor | Lista Papel 2020 SI | 0 | 0
3RA2711-0DB00 |  | 3RA2711-0DB00 | 1 | UN | 1 | 20 | D | D | N | N | 85371098 | 1 | 4011209800038 | 70 | G | 60.33 | 60.33 | CP26 | CP26 | Coupling module for IO-Link / AS-i, star-delta (wye-delta) start without terminals Installation on contactors 3RT2 | - | 0 | 9
3RA2711-0EE01 |  | 3RA2711-0EE01 | 1 | UN | 1 | 2 | A | D | N | N | 85444290 | 1 | 4011209845206 | 7 | G | 26.6 | 26.6 | CP26 | CP26 | Module connector set for function modules 3RA27, with 2 module connectors, small and 2 interface covers | - | 0 | 0
3RA2711-0EE02 |  | 3RA2711-0EE02 | 1 | UN | 1 | 2 | A | D | N | N | 85444290 | 1 | 4011209844865 | 0.01 | KG | 12.07 | 11.69 | CP26 | CP26 | Module connector, 8 cm, for Function modules 3RA27 14-pole | Lista Papel 2020 SI | 0 | 0
3RA2711-0EE03 |  | 3RA2711-0EE03 | 1 | UN | 1 | 2 | A | D | N | N | 85444290 | 1 | 4011209844872 | 0.021 | KG | 15.68 | 15.2 | CP26 | CP26 | Module connector, 21 cm, for Function modules 3RA27 14-pole | Lista Papel 2020 SI | 0 | 0
3RA2711-0EE04 |  | 3RA2711-0EE04 | 1 | UN | 1 | 2 | A | D | N | N | 85444290 | 1 | 4011209844889 | 0.01 | KG | 15.58 | 15.11 | CP26 | CP26 | Module connector, 8 cm, for Function modules 3RA27 10-pole, for additional infeed of auxiliary voltage | Lista Papel 2020 SI | 0 | 0
3RA2711-0EE06 |  | 3RA2711-0EE06 | 1 | UN | 1 | 2 | A | D | N | N | 85444290 | 1 | 4011209916050 | 0.014 | KG | 17.01 | 16.53 | CP26 | CP26 | Module connector, 9 cm, for Function modules 3RA27 14-pole | Lista Papel 2020 SI | 0 | 0
3RA2711-0EE07 |  | 3RA2711-0EE07 | 1 | UN | 1 | 2 | A | D | N | N | 85444290 | 1 | 4011209916067 | 0.024 | KG | 19.67 | 19.1 | CP26 | CP26 | Module connector, 26 cm, for Function modules 3RA27 14-pole | Lista Papel 2020 SI | 0 | 0
3RA2711-0EE08 |  | 3RA2711-0EE08 | 1 | UN | 1 | 2 | A | D | N | N | 85444290 | 1 | 4011209916074 | 0.027 | KG | 20.05 | 19.48 | CP26 | CP26 | Module connector, 33.5 cm, for Function modules 3RA27 14-pole | Lista Papel 2020 SI | 0 | 0
3RA2711-0EE10 |  | 3RA2711-0EE10 | 1 | UN | 1 | 2 | A | D | EAR99 | N | 85444290 | 1 | 4011209916364 | 0.02 | KG | 28.12 | 28.12 | CP26 | CP26 | Module connector set for function modules 3RA27, with 2 module connectors, small and 2 interface covers | - | 0 | 0
3RA2711-0EE11 |  | 3RA2711-0EE11 | 1 | UN | 1 | 2 | A | D | N | N | 85444290 | 1 | 4011209844896 | 0.103 | KG | 47.22 | 45.89 | CP26 | CP26 | Connecting cable for Operator panel 3RA6935-0A with function module for IO-Link, 10-pole to 14-pole | Lista Papel 2020 SI | 0 | 0
3RA2711-0EE15 |  | 3RA2711-0EE15 | 1 | UN | 1 | 2 | A | D | N | N | 85389099 | 1 | 4011209929500 | 0.002 | KG | 6.02 | 6.02 | CP26 | CP26 | 5x interface cover for function modules 3RA27 | - | 0 | 0
3RA2711-0EE16 |  | 3RA2711-0EE16 | 1 | UN | 1 | 2 | A | D | N | N | 85444290 | 1 | 4011209947757 | 0.014 | KG | 21.57 | 21 | CP26 | CP26 | Module connector, 9 cm, for Function modules 3RA27 10-pole, for additional infeed of auxiliary voltage | Lista Papel 2020 SI | 0 | 0
3RA2711-0EE17 |  | 3RA2711-0EE17 | 1 | UN | 1 | 2 | A | D | N | N | 85444290 | 1 | 4047621013503 | 0.015 | KG | 16.15 | 16.15 | CP26 | CP26 | Module connector, 6 cm for Function modules 3RA27 14-pole | - | 0 | 0
3RA2711-0EE18 |  | 3RA2711-0EE18 | 1 | UN | 1 | 2 | A | D | N | N | 85444290 | 1 | 4047621013510 | 0.014 | KG | 17.01 | 17.01 | CP26 | CP26 | Module connector, 13 cm for Function modules 3RA27 14-pole | - | 0 | 0
3RA2711-1AA00 |  | 3RA2711-1AA00 | 1 | UN | 1 | 2 | A | D | N | N | 85371098 | 1 | 4011209789104 | 115 | G | 76.86 | 74.67 | CP26 | CP26 | Function module for IO-Link, direct start, screw terminal, Installation on contactors 3RT2 Communication-capable contactor required | Lista Papel 2020 SI | 0 | 0
3RA2711-1BA00 |  | 3RA2711-1BA00 | 1 | UN | 1 | 2 | A | D | N | N | 85371098 | 1 | 4011209824492 | 200 | G | 144.4 | 140.6 | CP26 | CP26 | Function module for IO-Link, Reversing start, screw terminal, Installation on contactors 3RT2 Communication-capable contactor required | Lista Papel 2020 SI | 0 | 0
3RA2711-1BB00 |  | 3RA2711-1BB00 | 1 | UN | 1 | 20 | D | D | N | N | 85371098 | 1 | 4011209789722 | 105 | G | 89.4 | 89.4 | CP26 | CP26 | Basic module for IO-Link, Reversing start, screw terminal, Installation on contactors 3RT2 Communication-capable contactor required | - | 0 | 9
3RA2711-1CA00 |  | 3RA2711-1CA00 | 1 | UN | 1 | 2 | A | D | N | N | 85371098 | 1 | 4011209824515 | 235 | G | 226.1 | 219.45 | CP26 | CP26 | Function module for IO-Link, star-delta (wye-delta) start, screw terminal, Installation on contactors 3RT2 Communication-capable contactor required | Lista Papel 2020 SI | 0 | 0
3RA2711-1CB00 |  | 3RA2711-1CB00 | 1 | UN | 1 | 20 | D | D | N | N | 85371098 | 1 | 4011209789746 | 105 | G | 109.25 | 109.25 | CP26 | CP26 | Basic module for IO-Link, star-delta (wye-delta) start, screw terminal, Installation on contactors 3RT2 Communication-capable contactor required | - | 0 | 9
3RA2711-1DB00 |  | 3RA2711-1DB00 | 1 | UN | 1 | 20 | D | D | N | N | 85371098 | 1 | 4011209789760 | 90 | G | 60.33 | 60.33 | CP26 | CP26 | Coupling module for IO-Link / AS-i, Reversing start, screw terminal, Installation on contactors 3RT2 | - | 0 | 9
3RA2711-2AA00 |  | 3RA2711-2AA00 | 1 | UN | 1 | 2 | A | D | N | N | 85371098 | 1 | 4011209789715 | 115 | G | 76.86 | 74.67 | CP26 | CP26 | Function module for IO-Link, direct start, spring-type terminal, Installation on contactors 3RT2 Communication-capable contactor required | Lista Papel 2020 SI | 0 | 0
3RA2711-2BA00 |  | 3RA2711-2BA00 | 1 | UN | 1 | 2 | A | D | N | N | 85371098 | 1 | 4011209824508 | 200 | G | 144.4 | 140.6 | CP26 | CP26 | Function module for IO-Link, Reversing start, spring-type terminal, Installation on contactors 3RT2 Communication-capable contactor required | Lista Papel 2020 SI | 0 | 0
3RA2711-2BB00 |  | 3RA2711-2BB00 | 1 | UN | 1 | 20 | D | D | N | N | 85371098 | 1 | 4011209789739 | 105 | G | 89.4 | 89.4 | CP26 | CP26 | Basic module for IO-Link, Reversing start, spring-type terminal, Installation on contactors 3RT2 Communication-capable contactor required | - | 0 | 9
3RA2711-2CA00 |  | 3RA2711-2CA00 | 1 | UN | 1 | 2 | A | D | N | N | 85371098 | 1 | 4011209824522 | 235 | G | 226.1 | 219.45 | CP26 | CP26 | Function module for IO-Link, star-delta (wye-delta) start, spring-type terminal, Installation on contactors 3RT2 Communication-capable contactor required | Lista Papel 2020 SI | 0 | 0
3RA2711-2CB00 |  | 3RA2711-2CB00 | 1 | UN | 1 | 20 | D | D | N | N | 85371098 | 1 | 4011209789753 | 105 | G | 109.25 | 109.25 | CP26 | CP26 | Basic module for IO-Link, star-delta (wye-delta) start, spring-type terminal, Installation on contactors 3RT2 Communication-capable contactor required | - | 0 | 9
3RA2711-2DB00 |  | 3RA2711-2DB00 | 1 | UN | 1 | 20 | D | D | N | N | 85371098 | 1 | 4011209789777 | 90 | G | 60.33 | 60.33 | CP26 | CP26 | Coupling module for IO-Link / AS-i, Reversing start, spring-type terminal, Installation on contactors 3RT2 | - | 0 | 9
3RA2712-1AA00 |  | 3RA2712-1AA00 | 1 | UN | 1 | 2 | A | D | N | N | 85371098 | 1 | 4011209789784 | 105 | G | 84.46 | 82.08 | CP26 | CP26 | Function module for AS-i, direct start, screw terminal, Installation on contactors 3RT2 Communication-capable contactor required | Lista Papel 2020 SI | 0 | 0
3RA2712-1BA00 |  | 3RA2712-1BA00 | 1 | UN | 1 | 2 | A | D | N | N | 85371098 | 1 | 4011209824539 | 195 | G | 158.65 | 153.9 | CP26 | CP26 | Function module for AS-i, Reversing start, screw terminal, Installation on contactors 3RT2 Communication-capable contactor required | Lista Papel 2020 SI | 0 | 0
3RA2712-1BB00 |  | 3RA2712-1BB00 | 1 | UN | 1 | 20 | D | D | N | N | 85371098 | 1 | 4011209789807 | 105 | G | 103.55 | 103.55 | CP26 | CP26 | Basic module for AS-i, Reversing start, screw terminal, Installation on contactors 3RT2 Communication-capable contactor required | - | 0 | 9
3RA2712-1CA00 |  | 3RA2712-1CA00 | 1 | UN | 1 | 2 | A | D | N | N | 85371098 | 1 | 4011209824553 | 230 | G | 246.05 | 239.4 | CP26 | CP26 | Function module for AS-i, star-delta (wye-delta) start screw terminal, Installation on contactors 3RT2 Communication-capable contactor required | Lista Papel 2020 SI | 0 | 0
3RA2712-1CB00 |  | 3RA2712-1CB00 | 1 | UN | 1 | 20 | D | D | N | N | 85371098 | 1 | 4011209800182 | 105 | G | 132.05 | 132.05 | CP26 | CP26 | Basic module for AS-i, star-delta (wye-delta) start screw terminal, Installation on contactors 3RT2 Communication-capable contactor required | - | 0 | 9
3RA2712-2AA00 |  | 3RA2712-2AA00 | 1 | UN | 1 | 2 | A | D | N | N | 85371098 | 1 | 4011209789791 | 105 | G | 84.46 | 82.08 | CP26 | CP26 | Function module for AS-i, direct start, spring-type terminal, Installation on contactors 3RT2 Communication-capable contactor required | Lista Papel 2020 SI | 0 | 0
3RA2712-2BA00 |  | 3RA2712-2BA00 | 1 | UN | 1 | 2 | A | D | N | N | 85371098 | 1 | 4011209824546 | 195 | G | 158.65 | 153.9 | CP26 | CP26 | Function module for AS-i, Reversing start, spring-type terminal, Installation on contactors 3RT2 Communication-capable contactor required | Lista Papel 2020 SI | 0 | 0
3RA2712-2BB00 |  | 3RA2712-2BB00 | 1 | UN | 1 | 20 | D | D | N | N | 85371098 | 1 | 4011209789814 | 105 | G | 103.55 | 103.55 | CP26 | CP26 | Basic module for AS-i, Reversing start, spring-type terminal, Installation on contactors 3RT2 Communication-capable contactor required | - | 0 | 9
3RA2712-2CA00 |  | 3RA2712-2CA00 | 1 | UN | 1 | 2 | A | D | N | N | 85371098 | 1 | 4011209824560 | 230 | G | 246.05 | 239.4 | CP26 | CP26 | Function module for AS-i, star-delta (wye-delta) start spring-type terminal, Installation on contactors 3RT2 Communication-capable contactor required | Lista Papel 2020 SI | 0 | 0
3RA2712-2CB00 |  | 3RA2712-2CB00 | 1 | UN | 1 | 20 | D | D | N | N | 85371098 | 1 | 4011209800199 | 105 | G | 132.05 | 132.05 | CP26 | CP26 | Basic module for AS-i, star-delta (wye-delta) start spring-type terminal, Installation on contactors 3RT2 Communication-capable contactor required | - | 0 | 9
3RA2811-1CW10 |  | 3RA2811-1CW10 | 1 | UN | 1 | 2 | A | D | N | N | 85364900 | 1 | 4011209789845 | 95 | G | 61.09 | 59.38 | CP26 | CP26 | Electronic timing relay ON delay with semiconductor output 24-240 V AC/DC Time range 0.05...100 s can be snapped on at the front for contactors 3RT2 S00/S0 and auxiliary contactor 3RH2 S00 Screw terminal Varistor for attenuation of the contactor coils integrated | Lista Papel 2020 SI | 0 | 0
3RA2811-2CW10 |  | 3RA2811-2CW10 | 1 | UN | 1 | 2 | A | D | N | N | 85364900 | 1 | 4011209789852 | 95 | G | 61.09 | 59.38 | CP26 | CP26 | Electronic timing relay ON delay with semiconductor output 24-240 V AC/DC Time range 0.05...100 s can be snapped on at the front for contactors 3RT2 S00/S0 and auxiliary contactor 3RH2 S00 Spring-type terminal Varistor for attenuation of the contactor coils integrated | Lista Papel 2020 SI | 0 | 0
3RA2812-1DW10 |  | 3RA2812-1DW10 | 1 | UN | 1 | 2 | A | D | N | N | 85364900 | 1 | 4011209789869 | 95 | G | 80.47 | 78.19 | CP26 | CP26 | Electronic timing relay OFF delay with control signal and semiconductor output 24...240 V AC/DC Time range 0.05...100 s can be snapped on at the front for contactors 3RT2 S00/S0 and auxiliary contactor 3RH2 S00 Screw terminal Varistor for attenuation of the contactor coil integrated | Lista Papel 2020 SI | 0 | 0
3RA2812-2DW10 |  | 3RA2812-2DW10 | 1 | UN | 1 | 2 | A | D | N | N | 85364900 | 1 | 4011209789876 | 95 | G | 80.47 | 78.19 | CP26 | CP26 | Electronic timing relay OFF delay with control signal and semiconductor output 24...240 V AC/DC Time range 0.05...100 s can be snapped on at the front for contactors 3RT2 S00/S0 and auxiliary contactor 3RH2 S00 Spring-type terminal Varistor for attenuation of the contactor coils integrated | Lista Papel 2020 SI | 0 | 0
3RA2813-1AW10 |  | 3RA2813-1AW10 | 1 | UN | 1 | 2 | A | D | N | N | 85364900 | 1 | 4011209789883 | 95 | G | 75.15 | 73.06 | CP26 | CP26 | Solid-state time-delayed auxiliary switch ON delay Relay 1 changeover contact 24...240 V AC/DC Time range 0.05...100 s Can be snapped on at the front For 3RT2 S00-S3 contactors and 3RH2 S00 contactor relays Screw terminal Varistor for attenuation of the contactor coils integrated | Lista Papel 2020 SI | 0 | 0
3RA2813-1FW10 |  | 3RA2813-1FW10 | 1 | UN | 1 | 2 | A | D | N | N | 85364900 | 1 | 4011209789906 | 95 | G | 83.03 | 80.66 | CP26 | CP26 | Solid-state time-delayed auxiliary switch ON delay Relay 1 NC + 1 NO 24...240 V AC/DC Time range 0.05...100 s Can be snapped on at the front For 3RT2 S00-S3 contactors and 3RH2 S00 contactor relays Screw terminal Varistor for attenuation of the contactor coils integrated | Lista Papel 2020 SI | 0 | 0
3RA2813-2AW10 |  | 3RA2813-2AW10 | 1 | UN | 1 | 2 | A | D | N | N | 85364900 | 1 | 4011209789890 | 95 | G | 75.15 | 73.06 | CP26 | CP26 | Solid-state time-delayed auxiliary switch ON delay Relay 1 changeover contact 24...240 V AC/DC Time range 0.05...100 s Can be snapped on at the front For 3RT2 S00-S3 contactors and 3RH2 S00 contactor relays Spring-type terminal Varistor for attenuation of the contactor coils integrated | Lista Papel 2020 SI | 0 | 0
3RA2813-2FW10 |  | 3RA2813-2FW10 | 1 | UN | 1 | 2 | A | D | N | N | 85364900 | 1 | 4011209789913 | 95 | G | 83.03 | 80.66 | CP26 | CP26 | Solid-state time-delayed auxiliary switch ON delay Relay 1 NC + 1 NO 24...240 V AC/DC Time range 0.05...100 s Can be snapped on at the front For 3RT2 S00-S3 contactors and 3RH2 S00 contactor relays Spring-type terminal Varistor for attenuation of the contactor coils integrated | Lista Papel 2020 SI | 0 | 0
3RA2814-1AW10 |  | 3RA2814-1AW10 | 1 | UN | 1 | 2 | A | D | N | N | 85364900 | 1 | 4011209800014 | 95 | G | 111.15 | 108.3 | CP26 | CP26 | Solid-state time-delayed auxiliary switch OFF delay With control signal Relay 1 changeover contact 24...240 V AC/DC Time range 0.05...100 s Can be snapped on at the front For 3RT2 S00-S3 contactors and 3RH2 S00 contactor relays Screw terminal Varistor for attenuation of the contactor coils integrated | Lista Papel 2020 SI | 0 | 0
3RA2814-1FW10 |  | 3RA2814-1FW10 | 1 | UN | 1 | 2 | A | D | N | N | 85364900 | 1 | 4011209789937 | 95 | G | 122.55 | 118.75 | CP26 | CP26 | Solid-state time-delayed auxiliary switch OFF delay With control signal Relay 1 NC + 1 NO 24...240 V AC/DC Time range 0.05...100 s Can be snapped on at the front For 3RT2 S00-S3 contactors and 3RH2 S00 contactor relays Screw terminal Varistor for attenuation of the contactor coils integrated | Lista Papel 2020 SI | 0 | 0
3RA2814-2AW10 |  | 3RA2814-2AW10 | 1 | UN | 1 | 2 | A | D | N | N | 85364900 | 1 | 4011209789920 | 95 | G | 111.15 | 108.3 | CP26 | CP26 | Solid-state time-delayed auxiliary switch OFF delay With control signal Relay 1 changeover contact 24...240 V AC/DC Time range 0.05...100 s Can be snapped on at the front For 3RT2 S00-S3 contactors and 3RH2 S00 contactor relays Spring-type terminal Varistor for attenuation of the contactor coils integrated | Lista Papel 2020 SI | 0 | 0
3RA2814-2FW10 |  | 3RA2814-2FW10 | 1 | UN | 1 | 2 | A | D | N | N | 85364900 | 1 | 4011209789944 | 95 | G | 122.55 | 118.75 | CP26 | CP26 | Solid-state time-delayed auxiliary switch OFF delay With control signal Relay 1 NC + 1 NO 24...240 V AC/DC Time range 0.05...100 s Can be snapped on at the front For 3RT2 S00-S3 contactors and 3RH2 S00 contactor relays Spring-type terminal Varistor for attenuation of the contactor coils integrated | Lista Papel 2020 SI | 0 | 0
3RA2815-1AW10 |  | 3RA2815-1AW10 | 1 | UN | 1 | 2 | A | D | N | N | 85364900 | 1 | 4011209789951 | 95 | G | 83.03 | 80.66 | CP26 | CP26 | Solid-state time-delayed auxiliary switch OFF delay without control signal Relay 1 changeover contact 24...240 V AC/DC Time range 0.05...100 s Can be snapped on at the front For 3RT2 S00-S3 contactors and 3RH2 S00 contactor relays Screw terminal Varistor for attenuation of the contactor coils integrated | Lista Papel 2020 SI | 0 | 0
3RA2815-1FW10 |  | 3RA2815-1FW10 | 1 | UN | 1 | 2 | A | D | N | N | 85364900 | 1 | 4011209789968 | 95 | G | 90.82 | 88.26 | CP26 | CP26 | Solid-state time-delayed auxiliary switch OFF delay without control signal Relay 1 NC + 1 NO 24...240 V AC/DC Time range 0.05...100 s Can be snapped on at the front For 3RT2 S00-S3 contactors and 3RH2 S00 contactor relays Screw terminal Varistor for attenuation of the contactor coil integrated | Lista Papel 2020 SI | 0 | 0
3RA2815-2AW10 |  | 3RA2815-2AW10 | 1 | UN | 1 | 2 | A | D | N | N | 85364900 | 1 | 4011209800021 | 95 | G | 83.03 | 80.66 | CP26 | CP26 | Solid-state time-delayed auxiliary switch OFF delay without control signal Relay 1 changeover contact 24...240 V AC/DC Time range 0.05...100 s Can be snapped on at the front For 3RT2 S00-S3 contactors and 3RH2 S00 contactor relays Spring-type terminal Varistor for attenuation of the contactor coil integrated | Lista Papel 2020 SI | 0 | 0
3RA2815-2FW10 |  | 3RA2815-2FW10 | 1 | UN | 1 | 2 | A | D | N | N | 85364900 | 1 | 4011209789975 | 95 | G | 90.82 | 88.26 | CP26 | CP26 | Solid-state time-delayed auxiliary switch OFF delay without control signal Relay 1 NC + 1 NO 24...240 V AC/DC Time range 0.05...100 s Can be snapped on at the front For 3RT2 S00-S3 contactors and 3RH2 S00 contactor relays Spring-type terminal Varistor for attenuation of the contactor coil integrated | Lista Papel 2020 SI | 0 | 0
3RA2816-0EW20 |  | 3RA2816-0EW20 | 1 | UN | 1 | 2 | A | D | N | N | 85364900 | 1 | 4011209824485 | 210 | G | 150.1 | 146.3 | CP26 | CP26 | Function module star-delta (wye-delta) consisting of basic module and 2 coupling modules with integrated connecting cable Time range 0.5...60 s 24...240 V AC/DC For 3RT2 S00-S3 contactors and 3RH2 S00 contactor relays Varistor for attenuation of the contactor coils integrated | Lista Papel 2020 SI | 0 | 0
3RA2831-1DG10 |  | 3RA2831-1DG10 | 1 | UN | 1 | 2 | A | D | N | N | 85364900 | 1 | 4011209974128 | 95 | G | 67.07 | 67.07 | CP26 | CP26 | Electronic timing relay ON delay With semiconductor output 24-90 V AC/DC Time range 0.05...100 s Can be snapped on at the front For contactors 3RT2, S2, S3 and 3RH2 S00 contactor relays Screw terminal | - | 0 | 0
3RA2831-1DH10 |  | 3RA2831-1DH10 | 1 | UN | 1 | 2 | A | D | N | N | 85364900 | 1 | 4011209974142 | 95 | G | 67.07 | 67.07 | CP26 | CP26 | Electronic timing relay ON delay With semiconductor output 90-240 V AC/DC Time range 0.05...100 s Can be snapped on at the front For contactors 3RT2, S2, S3 and 3RH2 S00 contactor relays Screw terminal | - | 0 | 0
3RA2831-2DG10 |  | 3RA2831-2DG10 | 1 | UN | 1 | 2 | A | D | N | N | 85364900 | 1 | 4011209974135 | 95 | G | 67.07 | 67.07 | CP26 | CP26 | Electronic timing relay ON delay With semiconductor output 24-90 V AC/DC Time range 0.05...100 s Can be snapped on at the front For contactors 3RT2, S2, S3 and 3RH2 S00 contactor relays Spring-type terminal | - | 0 | 0
3RA2831-2DH10 |  | 3RA2831-2DH10 | 1 | UN | 1 | 2 | A | D | N | N | 85364900 | 1 | 4011209974159 | 95 | G | 67.07 | 67.07 | CP26 | CP26 | Electronic timing relay ON delay With semiconductor output 90-240 V AC/DC Time range 0.05...100 s Can be snapped on at the front For contactors 3RT2, S2, S3 and 3RH2 S00 contactor relays Spring-type terminal | - | 0 | 0
3RA2832-1DG10 |  | 3RA2832-1DG10 | 1 | UN | 1 | 2 | A | D | N | N | 85364900 | 1 | 4011209974166 | 95 | G | 87.4 | 87.4 | CP26 | CP26 | Electronic timing relay OFF delay With control signal and semiconductor output 24-90 V AC/DC Time range 0.05...100 s Can be snapped on at the front For contactors 3RT2, S2, S3 and 3RH2 S00 contactor relays Screw terminal | - | 0 | 0
3RA2832-1DH10 |  | 3RA2832-1DH10 | 1 | UN | 1 | 2 | A | D | N | N | 85364900 | 1 | 4011209974180 | 95 | G | 87.4 | 87.4 | CP26 | CP26 | Electronic timing relay OFF delay With control signal and semiconductor output 90-240 V AC/DC Time range 0.05...100 s Can be snapped on at the front For contactors 3RT2, S2, S3 and 3RH2 S00 contactor relays Screw terminal | - | 0 | 0
3RA2832-2DG10 |  | 3RA2832-2DG10 | 1 | UN | 1 | 2 | A | D | N | N | 85364900 | 1 | 4011209974173 | 95 | G | 87.4 | 87.4 | CP26 | CP26 | Electronic timing relay OFF delay With control signal and semiconductor output 24-90 V AC/DC Time range 0.05...100 s Can be snapped on at the front For contactors 3RT2, S2, S3 and 3RH2 S00 contactor relays Spring-type terminal | - | 0 | 0
3RA2832-2DH10 |  | 3RA2832-2DH10 | 1 | UN | 1 | 2 | A | D | N | N | 85364900 | 1 | 4011209974197 | 95 | G | 87.4 | 87.4 | CP26 | CP26 | Electronic timing relay OFF delay With control signal and semiconductor output 90-240 V AC/DC Time range 0.05...100 s Can be snapped on at the front For contactors 3RT2, S2, S3 and 3RH2 S00 contactor relays Spring-type terminal | - | 0 | 0
3RA2902-1B |  | 3RA2902-1B | 1 | UN | 1 | 2 | A | D | N | N | 85389099 | 10 | 4011209915978 | 0.009 | KG | 2.33 | 2.33 | CP02 | CP02 | Side module for standard mounting rail adapter | - | 0 | 0
3RA2908-1A |  | 3RA2908-1A | 1 | UN | 1 | 2 | A | D | N | N | 82054000 | 1 | 4011209856646 | 0.05 | KG | 12.92 | 12.92 | CP26 | CP26 | Screwdriver SIRIUS partially insulated, titanium gray Dimensions 3.0 x 0.5 x 100 for actuating the spring-type terminals | - | 0 | 0
3RA2910-0 |  | 3RA2910-0 | 1 | UN | 1 | 2 | A | D | N | N | 85389099 | 5 | 4011209822771 | 0.002 | KG | 5.12 | 4.98 | CP26 | CP26 | Sealable cover for electronic two-wire relay and solid-state time-delayed auxiliary switch blocks | Lista Papel 2020 SI | 0 | 0
3RA2911-1C |  | 3RA2911-1C | 1 | UN | 1 | 2 | A | D | N | N | 85389099 | 5 | 4011209741386 | 0.015 | KG | 2.22 | 2.16 | CP26 | CP26 | Spacer disc for standard mounting rail adapter for 3RA2 (multi-unit packaging) | Lista Papel 2020 SI | 0 | 0
3RA2911-1CA00 |  | 3RA2911-1CA00 | 1 | UN | 1 | 2 | A | D | N | N | 85389099 | 1 | 4011209741393 | 0.017 | KG | 2.22 | 2.16 | CP26 | CP26 | Spacer disc for standard mounting rail adapter for 3RA2 | Lista Papel 2020 SI | 0 | 0
3RA2911-2A |  | 3RA2911-2A | 1 | UN | 1 | 1 | A | D | N | N | 85369095 | 10 | 4011209740969 | 0.055 | KG | 6.96 | 6.63 | CP26 | CP26 | Link module Electrical and mechanical for 3RV2011 and 3RT201. Spring-type terminal (multi-unit packaging) | Lista Papel 2020 SI | 0 | 0
3RA2911-2AA00 |  | 3RA2911-2AA00 | 1 | UN | 1 | 1 | A | D | N | N | 85369095 | 1 | 4011209740976 | 0.058 | KG | 6.96 | 6.63 | CP26 | CP26 | Link module Electrical and mechanical for 3RV2011 and 3RT201. Spring-type terminal | Lista Papel 2020 SI | 0 | 0
3RA2911-2F |  | 3RA2911-2F | 1 | UN | 1 | 1 | A | D | N | N | 85366990 | 10 | 4011209741089 | 0.042 | KG | 7.89 | 7.51 | CP26 | CP26 | Hybrid link module Electrical and mechanical for 3RV2.1 screw-type technology and 3RT2.1 spring-type (multi-unit packaging) | Lista Papel 2020 SI | 0 | 0
3RA2911-2FA00 |  | 3RA2911-2FA00 | 1 | UN | 1 | 1 | A | D | N | N | 85366990 | 1 | 4011209741096 | 0.047 | KG | 7.89 | 7.51 | CP26 | CP26 | Hybrid link module Electrical and mechanical for 3RV2.1 screw-type technology and 3RT2.1 spring-type | Lista Papel 2020 SI | 0 | 0
3RA2911-2G |  | 3RA2911-2G | 1 | UN | 1 | 1 | A | D | N | N | 85369095 | 10 | 4011209741195 | 0.059 | KG | 22.42 | 22.42 | CP26 | CP26 | Link module Electrical and mechanical for 3RV2011 and 3RW3.1 Spring-type terminal (multi-unit packaging) | - | 0 | 7
3RA2911-2GA00 |  | 3RA2911-2GA00 | 1 | UN | 1 | 2 | A | D | N | N | 85369095 | 1 | 4011209741201 | 0.057 | KG | 16.53 | 15.77 | CP26 | CP26 | Link module Electrical and mechanical for 3RV2011 and 3RW3.1 Spring-type terminal | Lista Papel 2020 SI | 0 | 0
3RA2912-2H |  | 3RA2912-2H | 1 | UN | 1 | 1 | A | D | N | N | 85389099 | 10 | 4011209892583 | 0.001 | KG | 3.2 | 3.2 | CP26 | CP26 | Mechanical connectors Lateral interlock for contactor 3RT2.1 consists of 2 connectors and 1 anchor for 1 combination | - | 0 | 0
3RA2913-1DB1 |  | 3RA2913-1DB1 | 1 | UN | 1 | 2 | A | D | N | N | 85369095 | 1 | 4011209799455 | 0.585 | KG | 62.7 | 62.7 | CP26 | CP26 | Wiring kit for screw terminal Electrical and mechanical complete for load feeders fuseless, Size S00 for 60 mm busbar systems consists of Wiring module busbar adapter Device holder and side modules | - | 0 | 0
3RA2913-1DB2 |  | 3RA2913-1DB2 | 1 | UN | 1 | 2 | A | D | N | N | 85369095 | 1 | 4011209799448 | 0.644 | KG | 62.7 | 62.7 | CP26 | CP26 | Wiring kit spring-type Electrical and mechanical complete for load feeders fuseless, Size S00 for 60 mm busbar systems consists of Wiring module busbar adapter Device holder and side modules | - | 0 | 0
3RA2913-2AA1 |  | 3RA2913-2AA1 | 1 | UN | 1 | 1 | A | D | N | N | 85366990 | 1 | 4011209798472 | 0.046 | KG | 14.63 | 13.97 | CP26 | CP26 | Wiring kit for screw terminal Electrical and mechanical Including mechanical interlocking for reversing starter Size S00 | Lista Papel 2020 SI | 0 | 0
3RA2913-2AA2 |  | 3RA2913-2AA2 | 1 | UN | 1 | 1 | A | D | N | N | 85366990 | 1 | 4011209824683 | 0.075 | KG | 14.63 | 13.97 | CP26 | CP26 | Wiring kit spring-type Electrical and mechanical Including mechanical interlocking for reversing starter Size S00 | Lista Papel 2020 SI | 0 | 0
3RA2913-2BB1 |  | 3RA2913-2BB1 | 1 | UN | 1 | 1 | A | D | N | N | 85366990 | 1 | 4011209798489 | 0.052 | KG | 11.5 | 10.93 | CP26 | CP26 | Wiring kit for screw terminal Electrical and mechanical Including mechanical interlocking for YD starter Size S00 | Lista Papel 2020 SI | 0 | 0
3RA2913-2BB2 |  | 3RA2913-2BB2 | 1 | UN | 1 | 1 | A | D | N | N | 85366990 | 1 | 4011209824706 | 0.084 | KG | 11.5 | 10.93 | CP26 | CP26 | Wiring kit spring-type Electrical and mechanical Including mechanical interlocking for YD starter Size S00 | Lista Papel 2020 SI | 0 | 0
3RA2913-3DA1 |  | 3RA2913-3DA1 | 1 | UN | 1 | 1 | A | D | N | N | 85366990 | 5 | 4011209864627 | 0.01 | KG | 9.04 | 9.04 | CP26 | CP26 | Wiring module top for contactor assembly S00 without gap between the Contactors, screw terminal | - | 0 | 0
3RA2913-3DA2 |  | 3RA2913-3DA2 | 1 | UN | 1 | 5 | B | D | N | N | 85389099 | 5 | 4011209864665 | 0.026 | KG | 9.04 | 9.04 | CP26 | CP26 | Wiring module top for contactor assembly S00 without gap between the Contactors, Spring-type terminal | - | 0 | 0
3RA2913-3EA1 |  | 3RA2913-3EA1 | 1 | UN | 1 | 5 | B | D | N | N | 85366990 | 5 | 4011209864634 | 0.017 | KG | 9.04 | 9.04 | CP26 | CP26 | Wiring module bottom for contactor assembly S00 without gap between the Contactors, screw terminal | - | 0 | 0
3RA2913-3EA2 |  | 3RA2913-3EA2 | 1 | UN | 1 | 5 | B | D | N | N | 85366990 | 5 | 4011209864672 | 0.027 | KG | 9.04 | 9.04 | CP26 | CP26 | Wiring module bottom for contactor assembly S00 without gap between the Contactors, Spring-type terminal | - | 0 | 0
3RA2913-3K |  | 3RA2913-3K | 1 | UN | 1 | 2 | A | D | N | N | 85369010 | 10 | 4011209699915 | 0.023 | KG | 13.97 | 13.3 | CP26 | CP26 | 3-phase supply terminal for contactor 3RT201, Size S00 | Lista Papel 2020 SI | 0 | 0
3RA2916-1A |  | 3RA2916-1A | 1 | UN | 1 | 2 | A | D | N | N | 85366990 | 1 | 4011209741072 | 0.051 | KG | 14.73 | 14.06 | CP26 | CP26 | Safety main power connector for series connection of 2 contactors 3RT201, Size S00 screw terminal | Lista Papel 2020 SI | 0 | 0
3RA2921-1A |  | 3RA2921-1A | 1 | UN | 1 | 2 | A | D | N | N | 85369095 | 10 | 4011209741102 | 0.048 | KG | 7.37 | 7.02 | CP26 | CP26 | Link module for screw terminal electrical and mechanical for 3RV2.1/RV2.2 and 3RT2.2. AC operation (multi-unit packaging) | Lista Papel 2020 SI | 0 | 0
3RA2921-1AA00 |  | 3RA2921-1AA00 | 1 | UN | 1 | 2 | A | D | N | N | 85369095 | 1 | 4011209741119 | 0.046 | KG | 7.37 | 7.02 | CP26 | CP26 | Link module for screw terminal electrical and mechanical for 3RV2.1/3RV2.2, and 3RT2.2. AC operation | Lista Papel 2020 SI | 0 | 0
3RA2921-1B |  | 3RA2921-1B | 1 | UN | 1 | 2 | A | D | N | N | 85369095 | 10 | 4011209741126 | 0.053 | KG | 7.37 | 7.02 | CP26 | CP26 | Link module for screw terminal electrical and mechanical for 3RV2.1/3RV2.2 and 3RT2.2 DC operation or soft starter 3RW3 or sold-state contactor 3RF34 (multi-unit packaging) | Lista Papel 2020 SI | 0 | 0
3RA2921-1BA00 |  | 3RA2921-1BA00 | 1 | UN | 1 | 2 | A | D | N | N | 85369095 | 1 | 4011209741133 | 0.055 | KG | 7.37 | 7.02 | CP26 | CP26 | Link module for screw terminal electrical and mechanical for 3RV2.1/3RV2.2-3RT2.2 DC operation or soft starter 3RW3 or sold-state contactor 3RF34 | Lista Papel 2020 SI | 0 | 0
3RA2921-2A |  | 3RA2921-2A | 1 | UN | 1 | 1 | A | D | N | N | 85369095 | 10 | 4011209741003 | 0.091 | KG | 7.37 | 7.02 | CP26 | CP26 | Link module spring-type Electrical and mechanical for 3RV2.21 and 3RT2.2. (multi-unit packaging) | Lista Papel 2020 SI | 0 | 0
3RA2921-2AA00 |  | 3RA2921-2AA00 | 1 | UN | 1 | 1 | A | D | N | N | 85369095 | 1 | 4011209740990 | 0.1 | KG | 7.37 | 7.02 | CP26 | CP26 | Link module spring-type Electrical and mechanical for 3RV2.21 and 3RT2.2. | Lista Papel 2020 SI | 0 | 0
3RA2921-2F |  | 3RA2921-2F | 1 | UN | 1 | 2 | A | D | N | N | 85369095 | 10 | 4011209741140 | 0.07 | KG | 9.05 | 8.63 | CP26 | CP26 | Hybrid link module Electrical and mechanical for 3RV2.2 screw-type technology and 3RT2.2 spring-type (multi-unit packaging) | Lista Papel 2020 SI | 0 | 0
3RA2921-2FA00 |  | 3RA2921-2FA00 | 1 | UN | 1 | 1 | A | D | N | N | 85369095 | 1 | 4011209741157 | 0.074 | KG | 9.05 | 8.63 | CP26 | CP26 | Hybrid link module Electrical and mechanical for 3RV2.2 screw-type technology and 3RT2.2 spring-type | Lista Papel 2020 SI | 0 | 0
3RA2921-2G |  | 3RA2921-2G | 1 | UN | 1 | 1 | A | D | N | N | 85369095 | 10 | 4011209741218 | 0.091 | KG | 23.47 | 23.47 | CP26 | CP26 | Link module Electrical and mechanical for 3RV2021 and 3RW3.2, 3RW402 Spring-type terminal (multi-unit packaging) | - | 0 | 7
3RA2921-2GA00 |  | 3RA2921-2GA00 | 1 | UN | 1 | 2 | A | D | N | N | 85369095 | 1 | 4011209741225 | 0.09 | KG | 17.39 | 16.53 | CP26 | CP26 | Link module Electrical and mechanical for 3RV2021 and 3RW3.2, 3RW402 Spring-type terminal | Lista Papel 2020 SI | 0 | 0
3RA2922-1A |  | 3RA2922-1A | 1 | UN | 1 | 2 | A | D | N | N | 85366990 | 5 | 4011209741362 | 0.104 | KG | 13.49 | 13.49 | CP26 | CP26 | busbar adapter Size S00, S0, for mechanical attachment of circuit breaker and contactor Can be snapped onto standard mounting rail or for screw mounting (multi-unit packaging) | - | 0 | 0
3RA2922-1AA00 |  | 3RA2922-1AA00 | 1 | UN | 1 | 2 | A | D | N | N | 85366990 | 1 | 4011209741379 | 0.098 | KG | 13.49 | 13.49 | CP26 | CP26 | busbar adapter Size S00, S0, for mechanical attachment of circuit breaker and contactor Can be snapped onto standard mounting rail or for screw mounting | - | 0 | 0
3RA2922-2H |  | 3RA2922-2H | 1 | UN | 1 | 1 | A | D | N | N | 85389099 | 10 | 4011209892590 | 0.86 | G | 3.2 | 3.2 | CP26 | CP26 | Mechanical connectors Lateral interlock for contactor 3RT202, 3RT232 consists of 2 connectors and 1 anchor for 1 combination | - | 0 | 0
3RA2923-1BB1 |  | 3RA2923-1BB1 | 1 | UN | 1 | 2 | A | D | N | N | 85366990 | 1 | 4011209799462 | 0.367 | KG | 38.48 | 38.48 | CP26 | CP26 | Link module for screw terminal Electrical and mechanical complete for load feeders fuseless, Size S0 for standard mounting rail mounting consists of Wiring module busbar adapter and side modules | - | 0 | 0
3RA2923-1BB2 |  | 3RA2923-1BB2 | 1 | UN | 1 | 2 | A | D | N | N | 85366990 | 1 | 4011209799479 | 0.427 | KG | 38.48 | 38.48 | CP26 | CP26 | Wiring kit spring-type Electrical and mechanical complete for load feeders fuseless, Size S0 for standard mounting rail mounting consists of Wiring module busbar adapter and side modules | - | 0 | 0
3RA2923-1DB1 |  | 3RA2923-1DB1 | 1 | UN | 1 | 2 | A | D | N | N | 85366990 | 1 | 4011209799486 | 0.7 | KG | 73.15 | 73.15 | CP26 | CP26 | Wiring kit for screw terminal Electrical and mechanical complete for load feeders fuseless, Size S0 for 60 mm busbar systems consists of Wiring module busbar adapter Device holder and side modules | - | 0 | 0
3RA2923-1DB2 |  | 3RA2923-1DB2 | 1 | UN | 1 | 2 | A | D | N | N | 85366990 | 1 | 4011209799493 | 0.745 | KG | 73.15 | 73.15 | CP26 | CP26 | Wiring kit spring-type Electrical and mechanical complete for load feeders fuseless, Size S0 for 60 mm busbar systems consists of Wiring module busbar adapter Device holder and side modules | - | 0 | 0
3RA2923-1EB1 |  | 3RA2923-1EB1 | 1 | UN | 1 | 2 | A | D | N | N | 85369095 | 1 | 4011209861978 | 0.652 | KG | 73.15 | 73.15 | CP26 | CP26 | Wiring kit for screw terminal Electrical and mechanical complete for load feeders fuseless for Circuit breaker S00, contactor S0 for 60 mm busbar systems consists of Wiring module busbar adapter Device holder and side modules | - | 0 | 0
3RA2923-2AA1 |  | 3RA2923-2AA1 | 1 | UN | 1 | 1 | A | D | N | N | 85366990 | 1 | 4011209741409 | 0.089 | KG | 22.04 | 21 | CP26 | CP26 | Wiring kit for screw terminal Electrical and mechanical Including mechanical interlocking for reversing starter Size S0 | Lista Papel 2020 SI | 0 | 0
3RA2923-2AA2 |  | 3RA2923-2AA2 | 1 | UN | 1 | 1 | A | D | N | N | 85366990 | 1 | 4011209824690 | 0.112 | KG | 22.04 | 21 | CP26 | CP26 | Wiring kit spring-type Electrical and mechanical Including mechanical interlocking for reversing starter Size S0 | Lista Papel 2020 SI | 0 | 0
3RA2923-2BB1 |  | 3RA2923-2BB1 | 1 | UN | 1 | 1 | A | D | N | N | 85366990 | 1 | 4011209741416 | 0.099 | KG | 24.7 | 23.56 | CP26 | CP26 | Wiring kit for screw terminal Electrical and mechanical Including mechanical interlocking for YD starter Size S0 | Lista Papel 2020 SI | 0 | 0
3RA2923-2BB2 |  | 3RA2923-2BB2 | 1 | UN | 1 | 1 | A | D | N | N | 85366990 | 1 | 4011209824713 | 0.133 | KG | 24.7 | 23.56 | CP26 | CP26 | Wiring kit spring-type Electrical and mechanical Including mechanical interlocking for YD starter Size S0 | Lista Papel 2020 SI | 0 | 0
3RA2923-3DA1 |  | 3RA2923-3DA1 | 1 | UN | 1 | 1 | A | D | N | N | 85366990 | 5 | 4011209864641 | 0.033 | KG | 9.16 | 9.16 | CP26 | CP26 | Wiring module top for contactor assembly size S0 without gap between the Contactors, screw terminal | - | 0 | 0
3RA2923-3DA2 |  | 3RA2923-3DA2 | 1 | UN | 1 | 5 | B | D | N | N | 85366990 | 5 | 4011209864702 | 0.054 | KG | 9.16 | 9.16 | CP26 | CP26 | Wiring module top for contactor assembly size S0 without gap between the Contactors, Spring-type terminal | - | 0 | 0
3RA2923-3EA1 |  | 3RA2923-3EA1 | 1 | UN | 1 | 5 | B | D | N | N | 85366990 | 5 | 4011209864658 | 0.03 | KG | 9.16 | 9.16 | CP26 | CP26 | Wiring module bottom for contactor assembly size S0 without gap between the Contactors, screw terminal | - | 0 | 0
3RA2923-3EA2 |  | 3RA2923-3EA2 | 1 | UN | 1 | 5 | B | D | N | N | 85366990 | 5 | 4011209864719 | 0.042 | KG | 9.16 | 9.16 | CP26 | CP26 | Wiring module bottom for contactor assembly size S0 without gap between the Contactors, Spring-type terminal | - | 0 | 0
3RA2924-2BB1 |  | 3RA2924-2BB1 | 1 | UN | 1 | 5 | B | D | N | N | 85366990 | 1 | 4011209892774 | 0.16 | KG | 37.62 | 37.62 | CP26 | CP26 | Wiring kit for screw terminal Electrical and mechanical Including mechanical interlocking for YD starter with 3-phase supply terminal | - | 0 | 0
3RA2926-1A |  | 3RA2926-1A | 1 | UN | 1 | 2 | A | D | N | N | 85366990 | 1 | 4011209741164 | 0.099 | KG | 14.73 | 14.06 | CP26 | CP26 | Safety main power connector for series connection of two contactors 3RT202. Size S0 screw terminal | Lista Papel 2020 SI | 0 | 0
3RA2931-1A |  | 3RA2931-1A | 1 | UN | 1 | 1 | A | D | N | N | 85366990 | 5 | 4011209928770 | 0.071 | KG | 17.2 | 16.34 | CP26 | CP26 | Link module Electrical and mechanical for 3RV2.3 and 3RT2.3. (multi-unit packaging) | Lista Papel 2020 SI | 0 | 0
3RA2931-1AA00 |  | 3RA2931-1AA00 | 1 | UN | 1 | 1 | A | D | N | N | 85366990 | 1 | 4011209928787 | 0.104 | KG | 17.2 | 16.34 | CP26 | CP26 | Link module Electrical and mechanical for 3RV2.3 and 3RT2.3. and soft starter 3RW303/3RW403 (individual unit packaging) | Lista Papel 2020 SI | 0 | 0
3RA2932-1A |  | 3RA2932-1A | 1 | UN | 1 | 2 | A | D | N | N | 85369095 | 5 | 4011209928732 | 0.189 | KG | 20.05 | 20.05 | CP26 | CP26 | busbar adapter Size S2, for mechanical attachment of circuit breaker and contactor Can be snapped onto standard mounting rail or for screw mounting (multi-unit packaging) | - | 0 | 0
3RA2932-1AA00 |  | 3RA2932-1AA00 | 1 | UN | 1 | 2 | A | D | N | N | 85369095 | 1 | 4011209928725 | 0.202 | KG | 20.05 | 20.05 | CP26 | CP26 | busbar adapter Size S2, for mechanical attachment of circuit breaker and contactor Can be snapped onto standard mounting rail or for screw mounting (individual unit packaging) | - | 0 | 0
3RA2932-1CA00 |  | 3RA2932-1CA00 | 1 | UN | 1 | 2 | A | D | N | N | 85369095 | 1 | 4011209928749 | 0.283 | KG | 26.22 | 26.22 | CP26 | CP26 | busbar adapter Size S2, for mechanical attachment of circuit breaker and soft starter 3RV2 and 3RW303/3RW403 Can be snapped onto standard mounting rail or for screw mounting (individual unit packaging) | - | 0 | 0
3RA2932-2C |  | 3RA2932-2C | 1 | UN | 1 | 2 | A | D | N | N | 85389099 | 10 | 4011209920293 | 0.4 | G | 2.97 | 2.97 | CP26 | CP26 | Mechanical connectors for for 3-pole contactors S2/S2,S3/S3 0 mm distance for 10 combinations, (2 connectors for each combination) | - | 0 | 0
3RA2932-2D |  | 3RA2932-2D | 1 | UN | 1 | 1 | A | D | N | N | 85389099 | 10 | 4011209920323 | 0.002 | KG | 3.1 | 3.1 | CP26 | CP26 | Mechanical connectors for for 3-pole contactors S2/S2, S3/S3 10 mm distance for 10 combinations, (2 connectors for each combination) | - | 0 | 0
3RA2932-2F |  | 3RA2932-2F | 1 | UN | 1 | 2 | A | D | N | N | 85389099 | 1 | 4011209928831 | 0.217 | KG | 28.12 | 28.12 | CP26 | CP26 | Base plate, Size S2 for setting up contactor assemblies for star-delta (wye-delta) start comprising contactors in identical or different size | - | 0 | 0
3RA2932-2G |  | 3RA2932-2G | 1 | UN | 1 | 2 | A | D | N | N | 85389099 | 10 | 4011209920330 | 0.003 | KG | 3.1 | 3.1 | CP26 | CP26 | Mechanical connectors for 4-pole contactors S2/S2 20 mm distance for 10 combinations, (2 connectors for each combination) | - | 0 | 0
3RA2933-1BB1 |  | 3RA2933-1BB1 | 1 | UN | 1 | 2 | A | D | N | N | 85369095 | 1 | 4011209934504 | 0.61 | KG | 96.9 | 96.9 | CP26 | CP26 | Wiring kit Electrical and mechanical complete for load feeders for reversing fuseless, Size S2 including mechanical connectors for standard mounting rail mounting | - | 0 | 0
3RA2933-1DB1 |  | 3RA2933-1DB1 | 1 | UN | 1 | 2 | A | D | N | N | 85369095 | 1 | 4011209934511 | 1.235 | KG | 146.3 | 146.3 | CP26 | CP26 | Wiring kit Electrical and mechanical complete for load feeders for reversing fuseless, Size S2 including mechanical connectors for 60 mm busbar systems with side modules | - | 0 | 0
3RA2933-2AA1 |  | 3RA2933-2AA1 | 1 | UN | 1 | 1 | A | D | N | N | 85366990 | 1 | 4011209947948 | 0.159 | KG | 24.04 | 22.9 | CP26 | CP26 | Wiring kit for screw terminal Electrical and mechanical for reversing starter S2 | Lista Papel 2020 SI | 0 | 0
3RA2933-2AA2 |  | 3RA2933-2AA2 | 1 | UN | 1 | 5 | B | D | N | N | 85366990 | 1 | 4011209947931 | 0.156 | KG | 24.04 | 22.9 | CP26 | CP26 | Wiring kit spring-type Electrical and mechanical Electrical and mechanical for reversing starter S2 | Lista Papel 2020 SI | 0 | 0
3RA2933-2BB1 |  | 3RA2933-2BB1 | 1 | UN | 1 | 1 | A | D | N | N | 85366990 | 1 | 4011209947962 | 0.184 | KG | 36.1 | 34.39 | CP26 | CP26 | Wiring kit for screw terminal Electrical and mechanical for star-delta S2/S2/S2 | Lista Papel 2020 SI | 0 | 0
3RA2933-2BB2 |  | 3RA2933-2BB2 | 1 | UN | 1 | 5 | B | D | N | N | 85366990 | 1 | 4011209947979 | 0.182 | KG | 36.1 | 34.39 | CP26 | CP26 | Wiring kit spring-type Electrical and mechanical for star-delta S2/S2/S2 | Lista Papel 2020 SI | 0 | 0
3RA2933-2C |  | 3RA2933-2C | 1 | UN | 1 | 1 | A | D | N | N | 85366990 | 1 | 4011209947955 | 0.18 | KG | 26.7 | 25.46 | CP26 | CP26 | Wiring kit Electrical and mechanical for star-delta S2/S2/S0 | Lista Papel 2020 SI | 0 | 0
3RA2934-2B |  | 3RA2934-2B | 1 | UN | 1 | 1 | A | D | N | N | 85389099 | 1 | 4011209928855 | 38 | G | 10.26 | 10.26 | CP26 | CP26 | Mechanical interlocking can be mounted on the side for contactors S2/S3 | - | 0 | 0
3RA2936-1A |  | 3RA2936-1A | 1 | UN | 1 | 2 | A | D | N | N | 85366990 | 1 | 4011209928817 | 0.207 | KG | 19.57 | 18.62 | CP26 | CP26 | Safety main power connector for series connection of two contactors 3RT203. Size S2 screw terminal | Lista Papel 2020 SI | 0 | 0
3RA2942-1A |  | 3RA2942-1A | 1 | UN | 1 | 2 | A | D | N | N | 85389099 | 5 | 4047621031033 | 0.258 | KG | 24.7 | 24.7 | CP02 | CP02 | busbar adapter Size S3 for mechanical mounting of circuit breaker and contactor Can be snapped onto standard mounting rail or for screw mounting (multi-unit packaging) | - | 0 | 0
3RA2942-1AA00 |  | 3RA2942-1AA00 | 1 | UN | 1 | 2 | A | D | N | N | 85389099 | 1 | 4047621031040 | 0.25 | KG | 24.7 | 24.7 | CP02 | CP02 | busbar adapter Size S3 for mechanical mounting of circuit breaker and contactor Can be snapped onto standard mounting rail or for screw mounting (individual unit packaging) | - | 0 | 0
3RA2942-2F |  | 3RA2942-2F | 1 | UN | 1 | 3 | B | D | N | N | 85389099 | 1 | 4047621031064 | 0.262 | KG | 38.38 | 38.38 | CP02 | CP02 | Base plate, Size S3-S3-S2 with lateral timing relay side by side | - | 0 | 0
3RA2942-2G |  | 3RA2942-2G | 1 | UN | 1 | 5 | B | D | N | N | 85389099 | 10 | 4047621013794 | 0.004 | KG | 3.02 | 3.02 | CP02 | CP02 | Mechanical connectors for Contactor assemblies size S3 4-pole for reversing contactor clearance 10 mm comprising 2 mechanical Connectors for 1 combination | - | 0 | 0
3RA2943-1BB1 |  | 3RA2943-1BB1 | 1 | UN | 1 | 2 | A | D | N | N | 85364900 | 1 | 4047621031057 | 1.035 | KG | 114 | 114 | CP02 | CP02 | Wiring kit electrical and mechanical for complete load feeders fuseless, Size S3 for standard mounting rail mounting, consists of wiring module, busbar adapter and side modules | - | 0 | 0
3RA2943-2AA1 |  | 3RA2943-2AA1 | 1 | UN | 1 | 2 | A | D | N | N | 85364900 | 1 | 4047621030487 | 0.335 | KG | 52.54 | 50.07 | CP26 | CP26 | Wiring kit screw terminal Electrical and mechanical for reversing starter size S3 | Lista Papel 2020 SI | 0 | 0
3RA2943-2AA2 |  | 3RA2943-2AA2 | 1 | UN | 1 | 2 | A | D | N | N | 85364900 | 1 | 4047621030494 | 0.337 | KG | 52.54 | 50.07 | CP26 | CP26 | Wiring kit spring-type Electrical and mechanical for reversing starter size S3 | Lista Papel 2020 SI | 0 | 0
3RA2943-2BB1 |  | 3RA2943-2BB1 | 1 | UN | 1 | 2 | A | D | N | N | 85364900 | 1 | 4047621030517 | 0.315 | KG | 37.53 | 35.72 | CP26 | CP26 | Wiring kit screw terminal, electrically for star-delta (wye-delta) starter Size S3, S3, S3 | Lista Papel 2020 SI | 0 | 0
3RA2943-2BB2 |  | 3RA2943-2BB2 | 1 | UN | 1 | 2 | A | D | N | N | 85364900 | 1 | 4047621030524 | 0.308 | KG | 37.53 | 35.72 | CP26 | CP26 | Wiring kit spring-type electrically for star-delta (wye-delta) starter Size S3, S3, S3 | Lista Papel 2020 SI | 0 | 0
3RA2943-2C |  | 3RA2943-2C | 1 | UN | 1 | 2 | A | D | N | N | 85364900 | 1 | 4047621030500 | 0.26 | KG | 37.53 | 35.72 | CP26 | CP26 | Wiring kit electrically for star-delta (wye-delta) starter Size S3, S3, S2 | Lista Papel 2020 SI | 0 | 0
3RA2943-3FA00 |  | 3RA2943-3FA00 | 1 | UN | 1 | 2 | A | D | N | N | 85366990 | 1 | 4047621031132 | 0.096 | KG | 29.17 | 29.17 | CP02 | CP02 | Wiring module electrically for star-delta (wye-delta) starter Size S3-S3-S3 | - | 0 | 0
3RA2943-3L |  | 3RA2943-3L | 1 | UN | 1 | 2 | A | D | EAR99 | N | 85369010 | 1 | 4047621014906 | 0.105 | KG | 20.33 | 20.33 | CP02 | CP02 | 1-phase supply terminal Size S3 | - | 0 | 0
3RA6120-0AB30 |  | 3RA6120-0AB30 | 1 | UN | 1 | 10 | C | D | N | N | 85364900 | 1 | 4011209778542 | 1.358 | KG | 202 | 168 | CP27 | CP27 | SIRIUS Compact load feeder DOL starter 690 V 24 V AC/DC 50...60 Hz 0.1...0.4 A IP20 Connection main circuit: plug-in, without terminals Connection auxiliary circuit: plug-in, without terminals | Lista Papel 2020 SI | 0 | 0
3RA6120-0AE30 |  | 3RA6120-0AE30 | 1 | UN | 1 | 10 | C | D | EAR99 | N | 85364900 | 1 | 4011209778498 | 1.219 | KG | 229 | 229 | CP27 | CP27 | SIRIUS Compact load feeder DOL starter 690 V 42...70 V AC/DC 50...60 Hz 0.1...0.4 A IP20 Connection main circuit: plug-in, without terminals Connection auxiliary circuit: plug-in, without terminals | - | 0 | 7
3RA6120-0AP30 |  | 3RA6120-0AP30 | 1 | UN | 1 | 10 | C | D | EAR99 | N | 85364900 | 1 | 4011209778504 | 1.364 | KG | 202 | 168 | CP27 | CP27 | SIRIUS Compact load feeder DOL starter 690 V 110...240 V AC/DC 50...60 Hz 0.1...0.4 A IP20 Connection main circuit: plug-in, without terminals Connection auxiliary circuit: plug-in, without terminals | Lista Papel 2020 SI | 0 | 0
3RA6120-0BB30 |  | 3RA6120-0BB30 | 1 | UN | 1 | 10 | C | D | N | N | 85364900 | 1 | 4011209778511 | 1.356 | KG | 214 | 178 | CP27 | CP27 | SIRIUS Compact load feeder DOL starter 690 V 24 V AC/DC 50...60 Hz 0.32...1.25 A IP20 Connection main circuit: plug-in, without terminals Connection auxiliary circuit: plug-in, without terminals | Lista Papel 2020 SI | 0 | 0
3RA6120-0BE30 |  | 3RA6120-0BE30 | 1 | UN | 1 | 10 | C | D | EAR99 | N | 85364900 | 1 | 4011209778535 | 1.351 | KG | 242 | 242 | CP27 | CP27 | SIRIUS Compact load feeder DOL starter 690 V 42...70 V AC/DC 50...60 Hz 0.32...1.25 A IP20 Connection main circuit: plug-in, without terminals Connection auxiliary circuit: plug-in, without terminals | - | 0 | 7
3RA6120-0BP30 |  | 3RA6120-0BP30 | 1 | UN | 1 | 10 | C | D | N | N | 85364900 | 1 | 4011209778559 | 1.356 | KG | 214 | 178 | CP27 | CP27 | SIRIUS Compact load feeder DOL starter 690 V 110...240 V AC/DC 50...60 Hz 0.32...1.25 A IP20 Connection main circuit: plug-in, without terminals Connection auxiliary circuit: plug-in, without terminals | Lista Papel 2020 SI | 0 | 0
3RA6120-0CB30 |  | 3RA6120-0CB30 | 1 | UN | 1 | 2 | A | D | N | N | 85364900 | 1 | 4011209778580 | 1.351 | KG | 228 | 190 | CP27 | CP27 | SIRIUS Compact load feeder DOL starter 690 V 24 V AC/DC 50...60 Hz 1...4 A IP20 Connection main circuit: plug-in, without terminals Connection auxiliary circuit: plug-in, without terminals | Lista Papel 2020 SI | 0 | 0
3RA6120-0CE30 |  | 3RA6120-0CE30 | 1 | UN | 1 | 10 | C | D | EAR99 | N | 85364900 | 1 | 4011209778429 | 1.355 | KG | 258 | 258 | CP27 | CP27 | SIRIUS Compact load feeder DOL starter 690 V 42...70 V AC/DC 50...60 Hz 1...4 A IP20 Connection main circuit: plug-in, without terminals Connection auxiliary circuit: plug-in, without terminals | - | 0 | 7
3RA6120-0CP30 |  | 3RA6120-0CP30 | 1 | UN | 1 | 10 | C | D | N | N | 85364900 | 1 | 4011209778351 | 1.361 | KG | 228 | 190 | CP27 | CP27 | SIRIUS Compact load feeder DOL starter 690 V 110...240 V AC/DC 50...60 Hz 1...4 A IP20 Connection main circuit: plug-in, without terminals Connection auxiliary circuit: plug-in, without terminals | Lista Papel 2020 SI | 0 | 0
3RA6120-0DB30 |  | 3RA6120-0DB30 | 1 | UN | 1 | 2 | A | D | N | N | 85364900 | 1 | 4011209778603 | 1.361 | KG | 244 | 203 | CP27 | CP27 | SIRIUS Compact load feeder DOL starter 690 V 24 V AC/DC 50...60 Hz 3...12 A IP20 Connection main circuit: plug-in, without terminals Connection auxiliary circuit: plug-in, without terminals | Lista Papel 2020 SI | 0 | 0
3RA6120-0DE30 |  | 3RA6120-0DE30 | 1 | UN | 1 | 10 | C | D | EAR99 | N | 85364900 | 1 | 4011209778368 | 1.243 | KG | 275 | 275 | CP27 | CP27 | SIRIUS Compact load feeder DOL starter 690 V 42...70 V AC/DC 50...60 Hz 3...12 A IP20 Connection main circuit: plug-in, without terminals Connection auxiliary circuit: plug-in, without terminals | - | 0 | 7
3RA6120-0DP30 |  | 3RA6120-0DP30 | 1 | UN | 1 | 10 | C | D | N | N | 85364900 | 1 | 4011209778610 | 1.357 | KG | 244 | 203 | CP27 | CP27 | SIRIUS Compact load feeder DOL starter 690 V 110...240 V AC/DC 50...60 Hz 3...12 A IP20 Connection main circuit: plug-in, without terminals Connection auxiliary circuit: plug-in, without terminals | Lista Papel 2020 SI | 0 | 0
3RA6120-0EB30 |  | 3RA6120-0EB30 | 1 | UN | 1 | 2 | A | D | N | N | 85364900 | 1 | 4011209778436 | 1.385 | KG | 370 | 308 | CP27 | CP27 | SIRIUS Compact load feeder DOL starter 690 V 24 V AC/DC 50...60 Hz 8...32 A IP20 Connection main circuit: plug-in, without terminals Connection auxiliary circuit: plug-in, without terminals | Lista Papel 2020 SI | 0 | 0
3RA6120-0EE30 |  | 3RA6120-0EE30 | 1 | UN | 1 | 10 | C | D | EAR99 | N | 85364900 | 1 | 4011209778443 | 1.265 | KG | 421 | 421 | CP27 | CP27 | SIRIUS Compact load feeder DOL starter 690 V 42...70 V AC/DC 50...60 Hz 8...32 A IP20 Connection main circuit: plug-in, without terminals Connection auxiliary circuit: plug-in, without terminals | - | 0 | 7
3RA6120-0EP30 |  | 3RA6120-0EP30 | 1 | UN | 1 | 10 | C | D | N | N | 85364900 | 1 | 4011209778481 | 1.377 | KG | 370 | 308 | CP27 | CP27 | SIRIUS Compact load feeder DOL starter 690 V 110...240 V AC/DC 50...60 Hz 8...32 A IP20 Connection main circuit: plug-in, without terminals Connection auxiliary circuit: plug-in, without terminals | Lista Papel 2020 SI | 0 | 0
3RA6120-1AB32 |  | 3RA6120-1AB32 | 1 | UN | 1 | 2 | A | D | N | N | 85364900 | 1 | 4011209713468 | 1.472 | KG | 220 | 183 | CP27 | CP27 | SIRIUS Compact load feeder DOL starter 690 V 24 V AC/DC 50...60 Hz 0.1...0.4 A IP20 Connection main circuit: screw terminal Connection auxiliary circuit: screw terminal | Lista Papel 2020 SI | 0 | 0
3RA6120-1AB33 |  | 3RA6120-1AB33 | 1 | UN | 1 | 10 | C | D | N | N | 85364900 | 1 | 4011209713482 | 1.405 | KG | 210 | 175 | CP27 | CP27 | SIRIUS Compact load feeder DOL starter 690 V 24 V AC/DC 50...60 Hz 0.1...0.4 A IP20 Connection main circuit: plug-in, without terminals Connection auxiliary circuit: screw terminal | Lista Papel 2020 SI | 0 | 0
3RA6120-1AB34 |  | 3RA6120-1AB34 | 1 | UN | 1 | 10 | C | D | N | N | 85364900 | 1 | 4011209713475 | 1.431 | KG | 210 | 175 | CP27 | CP27 | SIRIUS Compact load feeder DOL starter 690 V 24 V AC/DC 50...60 Hz 0.1...0.4 A IP20 Connection main circuit: screw terminal Connection auxiliary circuit: plug-in, without terminals | Lista Papel 2020 SI | 0 | 0
3RA6120-1AE32 |  | 3RA6120-1AE32 | 1 | UN | 1 | 10 | C | D | EAR99 | N | 85364900 | 1 | 4011209713536 | 1.473 | KG | 251 | 251 | CP27 | CP27 | SIRIUS Compact load feeder DOL starter 690 V 42...70 V AC/DC 50...60 Hz 0.1...0.4 A IP20 Connection main circuit: screw terminal Connection auxiliary circuit: screw terminal | - | 0 | 7
3RA6120-1AE33 |  | 3RA6120-1AE33 | 1 | UN | 1 | 10 | C | D | EAR99 | N | 85364900 | 1 | 4011209713550 | 1.261 | KG | 245 | 245 | CP27 | CP27 | SIRIUS Compact load feeder DOL starter 690 V 42...70 V AC/DC 50...60 Hz 0.1...0.4 A IP20 Connection main circuit: plug-in, without terminals Connection auxiliary circuit: screw terminal | - | 0 | 7
3RA6120-1AE34 |  | 3RA6120-1AE34 | 1 | UN | 1 | 40 | X | D | EAR99 | N | 85364900 | 1 | 4011209713543 | 1.315 | KG | 245 | 245 | CP27 | CP27 | SIRIUS Compact load feeder DOL starter 690 V 42...70 V AC/DC 50...60 Hz 0.1...0.4 A IP20 Connection main circuit: screw terminal Connection auxiliary circuit: plug-in, without terminals | - | 0 | 7
3RA6120-1AP32 |  | 3RA6120-1AP32 | 1 | UN | 1 | 10 | C | D | EAR99 | N | 85364900 | 1 | 4011209713604 | 1.476 | KG | 220 | 183 | CP27 | CP27 | SIRIUS Compact load feeder DOL starter 690 V 110...240 V AC/DC 50...60 Hz 0.1...0.4 A IP20 Connection main circuit: screw terminal Connection auxiliary circuit: screw terminal | Lista Papel 2020 SI | 0 | 0
3RA6120-1AP33 |  | 3RA6120-1AP33 | 1 | UN | 1 | 10 | C | D | EAR99 | N | 85364900 | 1 | 4011209713628 | 1.36 | KG | 210 | 175 | CP27 | CP27 | SIRIUS Compact load feeder DOL starter 690 V 110...240 V AC/DC 50...60 Hz 0.1...0.4 A IP20 Connection main circuit: plug-in, without terminals Connection auxiliary circuit: screw terminal | Lista Papel 2020 SI | 0 | 0
3RA6120-1AP34 |  | 3RA6120-1AP34 | 1 | UN | 1 | 40 | X | D | EAR99 | N | 85364900 | 1 | 4011209713611 | 1.312 | KG | 245 | 245 | CP27 | CP27 | SIRIUS Compact load feeder DOL starter 690 V 110...240 V AC/DC 50...60 Hz 0.1...0.4 A IP20 Connection main circuit: screw terminal Connection auxiliary circuit: plug-in, without terminals | - | 0 | 7
3RA6120-1BB32 |  | 3RA6120-1BB32 | 1 | UN | 1 | 2 | A | D | N | N | 85364900 | 1 | 4011209713673 | 1.481 | KG | 229 | 191 | CP27 | CP27 | SIRIUS Compact load feeder DOL starter 690 V 24 V AC/DC 50...60 Hz 0.32...1.25 A IP20 Connection main circuit: screw terminal Connection auxiliary circuit: screw terminal | Lista Papel 2020 SI | 0 | 0
3RA6120-1BB33 |  | 3RA6120-1BB33 | 1 | UN | 1 | 2 | A | D | N | N | 85364900 | 1 | 4011209713697 | 1.408 | KG | 220 | 183 | CP27 | CP27 | SIRIUS Compact load feeder DOL starter 690 V 24 V AC/DC 50...60 Hz 0.32...1.25 A IP20 Connection main circuit: plug-in, without terminals Connection auxiliary circuit: screw terminal | Lista Papel 2020 SI | 0 | 0
3RA6120-1BB34 |  | 3RA6120-1BB34 | 1 | UN | 1 | 10 | C | D | N | N | 85364900 | 1 | 4011209713680 | 1.434 | KG | 220 | 183 | CP27 | CP27 | SIRIUS Compact load feeder DOL starter 690 V 24 V AC/DC 50...60 Hz 0.32...1.25 A IP20 Connection main circuit: screw terminal Connection auxiliary circuit: plug-in, without terminals | Lista Papel 2020 SI | 0 | 0
3RA6120-1BE32 |  | 3RA6120-1BE32 | 1 | UN | 1 | 10 | C | D | EAR99 | N | 85364900 | 1 | 4011209713741 | 1.473 | KG | 265 | 265 | CP27 | CP27 | SIRIUS Compact load feeder DOL starter 690 V 42...70 V AC/DC 50...60 Hz 0.32...1.25 A IP20 Connection main circuit: screw terminal Connection auxiliary circuit: screw terminal | - | 0 | 7
3RA6120-1BE33 |  | 3RA6120-1BE33 | 1 | UN | 1 | 10 | C | D | EAR99 | N | 85364900 | 1 | 4011209713772 | 1.395 | KG | 256 | 256 | CP27 | CP27 | SIRIUS Compact load feeder DOL starter 690 V 42...70 V AC/DC 50...60 Hz 0.32...1.25 A IP20 Connection main circuit: plug-in, without terminals Connection auxiliary circuit: screw terminal | - | 0 | 7
3RA6120-1BE34 |  | 3RA6120-1BE34 | 1 | UN | 1 | 40 | X | D | EAR99 | N | 85364900 | 1 | 4011209713765 | 1.315 | KG | 256 | 256 | CP27 | CP27 | SIRIUS Compact load feeder DOL starter 690 V 42...70 V AC/DC 50...60 Hz 0.32...1.25 A IP20 Connection main circuit: screw terminal Connection auxiliary circuit: plug-in, without terminals | - | 0 | 7
3RA6120-1BP32 |  | 3RA6120-1BP32 | 1 | UN | 1 | 2 | A | D | N | N | 85364900 | 1 | 4011209713871 | 1.484 | KG | 229 | 191 | CP27 | CP27 | SIRIUS Compact load feeder DOL starter 690 V 110...240 V AC/DC 50...60 Hz 0.32...1.25 A IP20 Connection main circuit: screw terminal Connection auxiliary circuit: screw terminal | Lista Papel 2020 SI | 0 | 0
3RA6120-1BP33 |  | 3RA6120-1BP33 | 1 | UN | 1 | 10 | C | D | N | N | 85364900 | 1 | 4011209713895 | 1.407 | KG | 220 | 183 | CP27 | CP27 | SIRIUS Compact load feeder DOL starter 690 V 110...240 V AC/DC 50...60 Hz 0.32...1.25 A IP20 Connection main circuit: plug-in, without terminals Connection auxiliary circuit: screw terminal | Lista Papel 2020 SI | 0 | 0
3RA6120-1BP34 |  | 3RA6120-1BP34 | 1 | UN | 1 | 40 | X | D | EAR99 | N | 85364900 | 1 | 4011209713888 | 1.312 | KG | 256 | 256 | CP27 | CP27 | SIRIUS Compact load feeder DOL starter 690 V 110...240 V AC/DC 50...60 Hz 0.32...1.25 A IP20 Connection main circuit: screw terminal Connection auxiliary circuit: plug-in, without terminals | - | 0 | 7
3RA6120-1CB32 |  | 3RA6120-1CB32 | 1 | UN | 1 | 2 | A | D | N | N | 85364900 | 1 | 4011209713949 | 1.476 | KG | 248 | 207 | CP27 | CP27 | SIRIUS Compact load feeder DOL starter 690 V 24 V AC/DC 50...60 Hz 1...4 A IP20 Connection main circuit: screw terminal Connection auxiliary circuit: screw terminal | Lista Papel 2020 SI | 0 | 0
3RA6120-1CB33 |  | 3RA6120-1CB33 | 1 | UN | 1 | 2 | A | D | N | N | 85364900 | 1 | 4011209713963 | 1.399 | KG | 236 | 197 | CP27 | CP27 | SIRIUS Compact load feeder DOL starter 690 V 24 V AC/DC 50...60 Hz 1...4 A IP20 Connection main circuit: plug-in, without terminals Connection auxiliary circuit: screw terminal | Lista Papel 2020 SI | 0 | 0
3RA6120-1CB34 |  | 3RA6120-1CB34 | 1 | UN | 1 | 10 | C | D | N | N | 85364900 | 1 | 4011209713956 | 1.44 | KG | 236 | 197 | CP27 | CP27 | SIRIUS Compact load feeder DOL starter 690 V 24 V AC/DC 50...60 Hz 1...4 A IP20 Connection main circuit: screw terminal Connection auxiliary circuit: plug-in, without terminals | Lista Papel 2020 SI | 0 | 0
3RA6120-1CE32 |  | 3RA6120-1CE32 | 1 | UN | 1 | 10 | C | D | EAR99 | N | 85364900 | 1 | 4011209714014 | 1.48 | KG | 286 | 286 | CP27 | CP27 | SIRIUS Compact load feeder DOL starter 690 V 42...70 V AC/DC 50...60 Hz 1...4 A IP20 Connection main circuit: screw terminal Connection auxiliary circuit: screw terminal | - | 0 | 7
3RA6120-1CE33 |  | 3RA6120-1CE33 | 1 | UN | 1 | 10 | C | D | EAR99 | N | 85364900 | 1 | 4011209714038 | 1.261 | KG | 275 | 275 | CP27 | CP27 | SIRIUS Compact load feeder DOL starter 690 V 42...70 V AC/DC 50...60 Hz 1...4 A IP20 Connection main circuit: plug-in, without terminals Connection auxiliary circuit: screw terminal | - | 0 | 7
3RA6120-1CE34 |  | 3RA6120-1CE34 | 1 | UN | 1 | 40 | X | D | EAR99 | N | 85364900 | 1 | 4011209714021 | 1.315 | KG | 275 | 275 | CP27 | CP27 | SIRIUS Compact load feeder DOL starter 690 V 42...70 V AC/DC 50...60 Hz 1...4 A IP20 Connection main circuit: screw terminal Connection auxiliary circuit: plug-in, without terminals | - | 0 | 7
3RA6120-1CP32 |  | 3RA6120-1CP32 | 1 | UN | 1 | 2 | A | D | N | N | 85364900 | 1 | 4011209714113 | 1.506 | KG | 248 | 207 | CP27 | CP27 | SIRIUS Compact load feeder DOL starter 690 V 110...240 V AC/DC 50...60 Hz 1...4 A IP20 Connection main circuit: screw terminal Connection auxiliary circuit: screw terminal | Lista Papel 2020 SI | 0 | 0
3RA6120-1CP33 |  | 3RA6120-1CP33 | 1 | UN | 1 | 10 | C | D | N | N | 85364900 | 1 | 4011209714137 | 1.397 | KG | 236 | 197 | CP27 | CP27 | SIRIUS Compact load feeder DOL starter 690 V 110...240 V AC/DC 50...60 Hz 1...4 A IP20 Connection main circuit: plug-in, without terminals Connection auxiliary circuit: screw terminal | Lista Papel 2020 SI | 0 | 0
3RA6120-1CP34 |  | 3RA6120-1CP34 | 1 | UN | 1 | 40 | X | D | EAR99 | N | 85364900 | 1 | 4011209714120 | 1.312 | KG | 275 | 275 | CP27 | CP27 | SIRIUS Compact load feeder DOL starter 690 V 110...240 V AC/DC 50...60 Hz 1...4 A IP20 Connection main circuit: screw terminal Connection auxiliary circuit: plug-in, without terminals | - | 0 | 7
3RA6120-1DB32 |  | 3RA6120-1DB32 | 1 | UN | 1 | 2 | A | D | N | N | 85364900 | 1 | 4011209714243 | 1.49 | KG | 259 | 216 | CP27 | CP27 | SIRIUS Compact load feeder DOL starter 690 V 24 V AC/DC 50...60 Hz 3...12 A IP20 Connection main circuit: screw terminal Connection auxiliary circuit: screw terminal | Lista Papel 2020 SI | 0 | 0
3RA6120-1DB33 |  | 3RA6120-1DB33 | 1 | UN | 1 | 2 | A | D | N | N | 85364900 | 1 | 4011209714298 | 1.404 | KG | 251 | 209 | CP27 | CP27 | SIRIUS Compact load feeder DOL starter 690 V 24 V AC/DC 50...60 Hz 3...12 A IP20 Connection main circuit: plug-in, without terminals Connection auxiliary circuit: screw terminal | Lista Papel 2020 SI | 0 | 0
3RA6120-1DB34 |  | 3RA6120-1DB34 | 1 | UN | 1 | 2 | A | D | N | N | 85364900 | 1 | 4011209714250 | 1.448 | KG | 251 | 209 | CP27 | CP27 | SIRIUS Compact load feeder DOL starter 690 V 24 V AC/DC 50...60 Hz 3...12 A IP20 Connection main circuit: screw terminal Connection auxiliary circuit: plug-in, without terminals | Lista Papel 2020 SI | 0 | 0
3RA6120-1DE32 |  | 3RA6120-1DE32 | 1 | UN | 1 | 10 | C | D | EAR99 | N | 85364900 | 1 | 4011209714359 | 1.479 | KG | 300 | 300 | CP27 | CP27 | SIRIUS Compact load feeder DOL starter 690 V 42...70 V AC/DC 50...60 Hz 3...12 A IP20 Connection main circuit: screw terminal Connection auxiliary circuit: screw terminal | - | 0 | 7
3RA6120-1DE33 |  | 3RA6120-1DE33 | 1 | UN | 1 | 10 | C | D | EAR99 | N | 85364900 | 1 | 4011209714373 | 1.285 | KG | 293 | 293 | CP27 | CP27 | SIRIUS Compact load feeder DOL starter 690 V 42...70 V AC/DC 50...60 Hz 3...12 A IP20 Connection main circuit: plug-in, without terminals Connection auxiliary circuit: screw terminal | - | 0 | 7
3RA6120-1DE34 |  | 3RA6120-1DE34 | 1 | UN | 1 | 40 | X | D | EAR99 | N | 85364900 | 1 | 4011209714366 | 1.339 | KG | 293 | 293 | CP27 | CP27 | SIRIUS Compact load feeder DOL starter 690 V 42...70 V AC/DC 50...60 Hz 3...12 A IP20 Connection main circuit: screw terminal Connection auxiliary circuit: plug-in, without terminals | - | 0 | 7
3RA6120-1DP32 |  | 3RA6120-1DP32 | 1 | UN | 1 | 2 | A | D | N | N | 85364900 | 1 | 4011209714434 | 1.49 | KG | 259 | 216 | CP27 | CP27 | SIRIUS Compact load feeder DOL starter 690 V 110...240 V AC/DC 50...60 Hz 3...12 A IP20 Connection main circuit: screw terminal Connection auxiliary circuit: screw terminal | Lista Papel 2020 SI | 0 | 0
3RA6120-1DP33 |  | 3RA6120-1DP33 | 1 | UN | 1 | 2 | A | D | N | N | 85364900 | 1 | 4011209714472 | 1.418 | KG | 251 | 209 | CP27 | CP27 | SIRIUS Compact load feeder DOL starter 690 V 110...240 V AC/DC 50...60 Hz 3...12 A IP20 Connection main circuit: plug-in, without terminals Connection auxiliary circuit: screw terminal | Lista Papel 2020 SI | 0 | 0
3RA6120-1DP34 |  | 3RA6120-1DP34 | 1 | UN | 1 | 40 | X | D | EAR99 | N | 85364900 | 1 | 4011209714458 | 1.336 | KG | 293 | 293 | CP27 | CP27 | SIRIUS Compact load feeder DOL starter 690 V 110...240 V AC/DC 50...60 Hz 3...12 A IP20 Connection main circuit: screw terminal Connection auxiliary circuit: plug-in, without terminals | - | 0 | 7
3RA6120-1EB32 |  | 3RA6120-1EB32 | 1 | UN | 1 | 2 | A | D | N | N | 85364900 | 1 | 4011209714557 | 1.51 | KG | 388 | 323 | CP27 | CP27 | SIRIUS Compact load feeder DOL starter 690 V 24 V AC/DC 50...60 Hz 8...32 A IP20 Connection main circuit: screw terminal Connection auxiliary circuit: screw terminal | Lista Papel 2020 SI | 0 | 0
3RA6120-1EB33 |  | 3RA6120-1EB33 | 1 | UN | 1 | 2 | A | D | N | N | 85364900 | 1 | 4011209714571 | 1.425 | KG | 379 | 316 | CP27 | CP27 | SIRIUS Compact load feeder DOL starter 690 V 24 V AC/DC 50...60 Hz 8...32 A IP20 Connection main circuit: plug-in, without terminals Connection auxiliary circuit: screw terminal | Lista Papel 2020 SI | 0 | 0
3RA6120-1EB34 |  | 3RA6120-1EB34 | 1 | UN | 1 | 10 | C | D | N | N | 85364900 | 1 | 4011209714564 | 1.458 | KG | 379 | 316 | CP27 | CP27 | SIRIUS Compact load feeder DOL starter 690 V 24 V AC/DC 50...60 Hz 8...32 A IP20 Connection main circuit: screw terminal Connection auxiliary circuit: plug-in, without terminals | Lista Papel 2020 SI | 0 | 0
3RA6120-1EE32 |  | 3RA6120-1EE32 | 1 | UN | 1 | 10 | C | D | EAR99 | N | 85364900 | 1 | 4011209714625 | 1.512 | KG | 451 | 451 | CP27 | CP27 | SIRIUS Compact load feeder DOL starter 690 V 42...70 V AC/DC 50...60 Hz 8...32 A IP20 Connection main circuit: screw terminal Connection auxiliary circuit: screw terminal | - | 0 | 7
3RA6120-1EE33 |  | 3RA6120-1EE33 | 1 | UN | 1 | 10 | C | D | EAR99 | N | 85364900 | 1 | 4011209714649 | 1.307 | KG | 440 | 440 | CP27 | CP27 | SIRIUS Compact load feeder DOL starter 690 V 42...70 V AC/DC 50...60 Hz 8...32 A IP20 Connection main circuit: plug-in, without terminals Connection auxiliary circuit: screw terminal | - | 0 | 7
3RA6120-1EE34 |  | 3RA6120-1EE34 | 1 | UN | 1 | 40 | X | D | EAR99 | N | 85364900 | 1 | 4011209714632 | 1.361 | KG | 440 | 440 | CP27 | CP27 | SIRIUS Compact load feeder DOL starter 690 V 42...70 V AC/DC 50...60 Hz 8...32 A IP20 Connection main circuit: screw terminal Connection auxiliary circuit: plug-in, without terminals | - | 0 | 7
3RA6120-1EP32 |  | 3RA6120-1EP32 | 1 | UN | 1 | 2 | A | D | N | N | 85364900 | 1 | 4011209714694 | 1.52 | KG | 388 | 323 | CP27 | CP27 | SIRIUS Compact load feeder DOL starter 690 V 110...240 V AC/DC 50...60 Hz 8...32 A IP20 Connection main circuit: screw terminal Connection auxiliary circuit: screw terminal | Lista Papel 2020 SI | 0 | 0
3RA6120-1EP33 |  | 3RA6120-1EP33 | 1 | UN | 1 | 10 | C | D | N | N | 85364900 | 1 | 4011209714717 | 1.44 | KG | 379 | 316 | CP27 | CP27 | SIRIUS Compact load feeder DOL starter 690 V 110...240 V AC/DC 50...60 Hz 8...32 A IP20 Connection main circuit: plug-in, without terminals Connection auxiliary circuit: screw terminal | Lista Papel 2020 SI | 0 | 0
3RA6120-1EP34 |  | 3RA6120-1EP34 | 1 | UN | 1 | 40 | X | D | EAR99 | N | 85364900 | 1 | 4011209714700 | 1.353 | KG | 440 | 440 | CP27 | CP27 | SIRIUS Compact load feeder DOL starter 690 V 110...240 V AC/DC 50...60 Hz 8...32 A IP20 Connection main circuit: screw terminal Connection auxiliary circuit: plug-in, without terminals | - | 0 | 7
3RA6120-2AB32 |  | 3RA6120-2AB32 | 1 | UN | 1 | 2 | A | D | N | N | 85364900 | 1 | 4011209713499 | 1.498 | KG | 220 | 183 | CP27 | CP27 | SIRIUS Compact load feeder DOL starter 690 V 24 V AC/DC 50...60 Hz 0.1...0.4 A IP20 Connection main circuit: Spring-type terminal Connection auxiliary circuit: Spring-type terminal | Lista Papel 2020 SI | 0 | 0
3RA6120-2AB33 |  | 3RA6120-2AB33 | 1 | UN | 1 | 10 | C | D | N | N | 85364900 | 1 | 4011209713512 | 1.398 | KG | 210 | 175 | CP27 | CP27 | SIRIUS Compact load feeder DOL starter 690 V 24 V AC/DC 50...60 Hz 0.1...0.4 A IP20 Connection main circuit: plug-in, without terminals Connection auxiliary circuit: Spring-type terminal | Lista Papel 2020 SI | 0 | 0
3RA6120-2AB34 |  | 3RA6120-2AB34 | 1 | UN | 1 | 10 | C | D | N | N | 85364900 | 1 | 4011209713505 | 1.448 | KG | 210 | 175 | CP27 | CP27 | SIRIUS Compact load feeder DOL starter 690 V 24 V AC/DC 50...60 Hz 0.1...0.4 A IP20 Connection main circuit: Spring-type terminal Connection auxiliary circuit: plug-in, without terminals | Lista Papel 2020 SI | 0 | 0
3RA6120-2AE32 |  | 3RA6120-2AE32 | 1 | UN | 1 | 10 | C | D | EAR99 | N | 85364900 | 1 | 4011209713567 | 1.33 | KG | 256 | 256 | CP27 | CP27 | SIRIUS Compact load feeder DOL starter 690 V 42...70 V AC/DC 50...60 Hz 0.1...0.4 A IP20 Connection main circuit: Spring-type terminal Connection auxiliary circuit: Spring-type terminal | - | 0 | 7
3RA6120-2AE33 |  | 3RA6120-2AE33 | 1 | UN | 1 | 10 | C | D | EAR99 | N | 85364900 | 1 | 4011209713581 | 1.255 | KG | 242 | 242 | CP27 | CP27 | SIRIUS Compact load feeder DOL starter 690 V 42...70 V AC/DC 50...60 Hz 0.1...0.4 A IP20 Connection main circuit: plug-in, without terminals Connection auxiliary circuit: Spring-type terminal | - | 0 | 7
3RA6120-2AE34 |  | 3RA6120-2AE34 | 1 | UN | 1 | 40 | X | D | EAR99 | N | 85364900 | 1 | 4011209713574 | 1.293 | KG | 242 | 242 | CP27 | CP27 | SIRIUS Compact load feeder DOL starter 690 V 42...70 V AC/DC 50...60 Hz 0.1...0.4 A IP20 Connection main circuit: Spring-type terminal Connection auxiliary circuit: plug-in, without terminals | - | 0 | 7
3RA6120-2AP32 |  | 3RA6120-2AP32 | 1 | UN | 1 | 10 | C | D | EAR99 | N | 85364900 | 1 | 4011209713635 | 1.495 | KG | 220 | 183 | CP27 | CP27 | SIRIUS Compact load feeder DOL starter 690 V 110...240 V AC/DC 50...60 Hz 0.1...0.4 A IP20 Connection main circuit: Spring-type terminal Connection auxiliary circuit: Spring-type terminal | Lista Papel 2020 SI | 0 | 0
3RA6120-2AP33 |  | 3RA6120-2AP33 | 1 | UN | 1 | 10 | C | D | EAR99 | N | 85364900 | 1 | 4011209713659 | 1.393 | KG | 210 | 175 | CP27 | CP27 | SIRIUS Compact load feeder DOL starter 690 V 110...240 V AC/DC 50...60 Hz 0.1...0.4 A IP20 Connection main circuit: plug-in, without terminals Connection auxiliary circuit: Spring-type terminal | Lista Papel 2020 SI | 0 | 0
3RA6120-2AP34 |  | 3RA6120-2AP34 | 1 | UN | 1 | 40 | X | D | EAR99 | N | 85364900 | 1 | 4011209713642 | 1.29 | KG | 242 | 242 | CP27 | CP27 | SIRIUS Compact load feeder DOL starter 690 V 110...240 V AC/DC 50...60 Hz 0.1...0.4 A IP20 Connection main circuit: Spring-type terminal Connection auxiliary circuit: plug-in, without terminals | - | 0 | 7
3RA6120-2BB32 |  | 3RA6120-2BB32 | 1 | UN | 1 | 2 | A | D | N | N | 85364900 | 1 | 4011209713703 | 1.497 | KG | 229 | 191 | CP27 | CP27 | SIRIUS Compact load feeder DOL starter 690 V 24 V AC/DC 50...60 Hz 0.32...1.25 A IP20 Connection main circuit: Spring-type terminal Connection auxiliary circuit: Spring-type terminal | Lista Papel 2020 SI | 0 | 0
3RA6120-2BB33 |  | 3RA6120-2BB33 | 1 | UN | 1 | 10 | C | D | N | N | 85364900 | 1 | 4011209713727 | 1.405 | KG | 220 | 183 | CP27 | CP27 | SIRIUS Compact load feeder DOL starter 690 V 24 V AC/DC 50...60 Hz 0.32...1.25 A IP20 Connection main circuit: plug-in, without terminals Connection auxiliary circuit: Spring-type terminal | Lista Papel 2020 SI | 0 | 0
3RA6120-2BB34 |  | 3RA6120-2BB34 | 1 | UN | 1 | 10 | C | D | N | N | 85364900 | 1 | 4011209713710 | 1.449 | KG | 220 | 183 | CP27 | CP27 | SIRIUS Compact load feeder DOL starter 690 V 24 V AC/DC 50...60 Hz 0.32...1.25 A IP20 Connection main circuit: Spring-type terminal Connection auxiliary circuit: plug-in, without terminals | Lista Papel 2020 SI | 0 | 0
3RA6120-2BE32 |  | 3RA6120-2BE32 | 1 | UN | 1 | 10 | C | D | EAR99 | N | 85364900 | 1 | 4011209713789 | 1.487 | KG | 266 | 266 | CP27 | CP27 | SIRIUS Compact load feeder DOL starter 690 V 42...70 V AC/DC 50...60 Hz 0.32...1.25 A IP20 Connection main circuit: Spring-type terminal Connection auxiliary circuit: Spring-type terminal | - | 0 | 7
3RA6120-2BE33 |  | 3RA6120-2BE33 | 1 | UN | 1 | 10 | C | D | EAR99 | N | 85364900 | 1 | 4011209713833 | 1.39 | KG | 256 | 256 | CP27 | CP27 | SIRIUS Compact load feeder DOL starter 690 V 42...70 V AC/DC 50...60 Hz 0.32...1.25 A IP20 Connection main circuit: plug-in, without terminals Connection auxiliary circuit: Spring-type terminal | - | 0 | 7
3RA6120-2BE34 |  | 3RA6120-2BE34 | 1 | UN | 1 | 40 | X | D | EAR99 | N | 85364900 | 1 | 4011209713826 | 1.293 | KG | 256 | 256 | CP27 | CP27 | SIRIUS Compact load feeder DOL starter 690 V 42...70 V AC/DC 50...60 Hz 0.32...1.25 A IP20 Connection main circuit: Spring-type terminal Connection auxiliary circuit: plug-in, without terminals | - | 0 | 7
3RA6120-2BP32 |  | 3RA6120-2BP32 | 1 | UN | 1 | 10 | C | D | N | N | 85364900 | 1 | 4011209713901 | 1.49 | KG | 229 | 191 | CP27 | CP27 | SIRIUS Compact load feeder DOL starter 690 V 110...240 V AC/DC 50...60 Hz 0.32...1.25 A IP20 Connection main circuit: Spring-type terminal Connection auxiliary circuit: Spring-type terminal | Lista Papel 2020 SI | 0 | 0
3RA6120-2BP33 |  | 3RA6120-2BP33 | 1 | UN | 1 | 10 | C | D | N | N | 85364900 | 1 | 4011209713925 | 1.397 | KG | 220 | 183 | CP27 | CP27 | SIRIUS Compact load feeder DOL starter 690 V 110...240 V AC/DC 50...60 Hz 0.32...1.25 A IP20 Connection main circuit: plug-in, without terminals Connection auxiliary circuit: Spring-type terminal | Lista Papel 2020 SI | 0 | 0
3RA6120-2BP34 |  | 3RA6120-2BP34 | 1 | UN | 1 | 40 | X | D | EAR99 | N | 85364900 | 1 | 4011209713918 | 1.29 | KG | 256 | 256 | CP27 | CP27 | SIRIUS Compact load feeder DOL starter 690 V 110...240 V AC/DC 50...60 Hz 0.32...1.25 A IP20 Connection main circuit: Spring-type terminal Connection auxiliary circuit: plug-in, without terminals | - | 0 | 7
3RA6120-2CB32 |  | 3RA6120-2CB32 | 1 | UN | 1 | 2 | A | D | N | N | 85364900 | 1 | 4011209713970 | 1.502 | KG | 248 | 207 | CP27 | CP27 | SIRIUS Compact load feeder DOL starter 690 V 24 V AC/DC 50...60 Hz 1...4 A IP20 Connection main circuit: Spring-type terminal Connection auxiliary circuit: Spring-type terminal | Lista Papel 2020 SI | 0 | 0
3RA6120-2CB33 |  | 3RA6120-2CB33 | 1 | UN | 1 | 2 | A | D | N | N | 85364900 | 1 | 4011209713994 | 1.397 | KG | 236 | 197 | CP27 | CP27 | SIRIUS Compact load feeder DOL starter 690 V 24 V AC/DC 50...60 Hz 1...4 A IP20 Connection main circuit: plug-in, without terminals Connection auxiliary circuit: Spring-type terminal | Lista Papel 2020 SI | 0 | 0
3RA6120-2CB34 |  | 3RA6120-2CB34 | 1 | UN | 1 | 10 | C | D | N | N | 85364900 | 1 | 4011209713987 | 1.448 | KG | 236 | 197 | CP27 | CP27 | SIRIUS Compact load feeder DOL starter 690 V 24 V AC/DC 50...60 Hz 1...4 A IP20 Connection main circuit: Spring-type terminal Connection auxiliary circuit: plug-in, without terminals | Lista Papel 2020 SI | 0 | 0
3RA6120-2CE32 |  | 3RA6120-2CE32 | 1 | UN | 1 | 10 | C | D | EAR99 | N | 85364900 | 1 | 4011209714045 | 1.33 | KG | 288 | 288 | CP27 | CP27 | SIRIUS Compact load feeder DOL starter 690 V 42...70 V AC/DC 50...60 Hz 1...4 A IP20 Connection main circuit: Spring-type terminal Connection auxiliary circuit: Spring-type terminal | - | 0 | 7
3RA6120-2CE33 |  | 3RA6120-2CE33 | 1 | UN | 1 | 10 | C | D | EAR99 | N | 85364900 | 1 | 4011209714083 | 1.387 | KG | 274 | 274 | CP27 | CP27 | SIRIUS Compact load feeder DOL starter 690 V 42...70 V AC/DC 50...60 Hz 1...4 A IP20 Connection main circuit: plug-in, without terminals Connection auxiliary circuit: Spring-type terminal | - | 0 | 7
3RA6120-2CE34 |  | 3RA6120-2CE34 | 1 | UN | 1 | 40 | X | D | EAR99 | N | 85364900 | 1 | 4011209714069 | 1.293 | KG | 274 | 274 | CP27 | CP27 | SIRIUS Compact load feeder DOL starter 690 V 42...70 V AC/DC 50...60 Hz 1...4 A IP20 Connection main circuit: Spring-type terminal Connection auxiliary circuit: plug-in, without terminals | - | 0 | 7
3RA6120-2CP32 |  | 3RA6120-2CP32 | 1 | UN | 1 | 2 | A | D | N | N | 85364900 | 1 | 4011209714144 | 1.492 | KG | 248 | 207 | CP27 | CP27 | SIRIUS Compact load feeder DOL starter 690 V 110...240 V AC/DC 50...60 Hz 1...4 A IP20 Connection main circuit: Spring-type terminal Connection auxiliary circuit: Spring-type terminal | Lista Papel 2020 SI | 0 | 0
3RA6120-2CP33 |  | 3RA6120-2CP33 | 1 | UN | 1 | 10 | C | D | N | N | 85364900 | 1 | 4011209714168 | 1.389 | KG | 236 | 197 | CP27 | CP27 | SIRIUS Compact load feeder DOL starter 690 V 110...240 V AC/DC 50...60 Hz 1...4 A IP20 Connection main circuit: plug-in, without terminals Connection auxiliary circuit: Spring-type terminal | Lista Papel 2020 SI | 0 | 0
3RA6120-2CP34 |  | 3RA6120-2CP34 | 1 | UN | 1 | 40 | X | D | EAR99 | N | 85364900 | 1 | 4011209714151 | 1.29 | KG | 274 | 274 | CP27 | CP27 | SIRIUS Compact load feeder DOL starter 690 V 110...240 V AC/DC 50...60 Hz 1...4 A IP20 Connection main circuit: Spring-type terminal Connection auxiliary circuit: plug-in, without terminals | - | 0 | 7
3RA6120-2DB32 |  | 3RA6120-2DB32 | 1 | UN | 1 | 2 | A | D | N | N | 85364900 | 1 | 4011209714304 | 1.47 | KG | 259 | 216 | CP27 | CP27 | SIRIUS Compact load feeder DOL starter 690 V 24 V AC/DC 50...60 Hz 3...12 A IP20 Connection main circuit: Spring-type terminal Connection auxiliary circuit: Spring-type terminal | Lista Papel 2020 SI | 0 | 0
3RA6120-2DB33 |  | 3RA6120-2DB33 | 1 | UN | 1 | 2 | A | D | N | N | 85364900 | 1 | 4011209714328 | 1.402 | KG | 251 | 209 | CP27 | CP27 | SIRIUS Compact load feeder DOL starter 690 V 24 V AC/DC 50...60 Hz 3...12 A IP20 Connection main circuit: plug-in, without terminals Connection auxiliary circuit: Spring-type terminal | Lista Papel 2020 SI | 0 | 0
3RA6120-2DB34 |  | 3RA6120-2DB34 | 1 | UN | 1 | 10 | C | D | N | N | 85364900 | 1 | 4011209714311 | 1.457 | KG | 251 | 209 | CP27 | CP27 | SIRIUS Compact load feeder DOL starter 690 V 24 V AC/DC 50...60 Hz 3...12 A IP20 Connection main circuit: Spring-type terminal Connection auxiliary circuit: plug-in, without terminals | Lista Papel 2020 SI | 0 | 0
3RA6120-2DE32 |  | 3RA6120-2DE32 | 1 | UN | 1 | 10 | C | D | EAR99 | N | 85364900 | 1 | 4011209714380 | 1.495 | KG | 301 | 301 | CP27 | CP27 | SIRIUS Compact load feeder DOL starter 690 V 42...70 V AC/DC 50...60 Hz 3...12 A IP20 Connection main circuit: Spring-type terminal Connection auxiliary circuit: Spring-type terminal | - | 0 | 7
3RA6120-2DE33 |  | 3RA6120-2DE33 | 1 | UN | 1 | 10 | C | D | EAR99 | N | 85364900 | 1 | 4011209714403 | 1.399 | KG | 289 | 289 | CP27 | CP27 | SIRIUS Compact load feeder DOL starter 690 V 42...70 V AC/DC 50...60 Hz 3...12 A IP20 Connection main circuit: plug-in, without terminals Connection auxiliary circuit: Spring-type terminal | - | 0 | 7
3RA6120-2DE34 |  | 3RA6120-2DE34 | 1 | UN | 1 | 40 | X | D | EAR99 | N | 85364900 | 1 | 4011209714397 | 1.317 | KG | 289 | 289 | CP27 | CP27 | SIRIUS Compact load feeder DOL starter 690 V 42...70 V AC/DC 50...60 Hz 3...12 A IP20 Connection main circuit: Spring-type terminal Connection auxiliary circuit: plug-in, without terminals | - | 0 | 7
3RA6120-2DP32 |  | 3RA6120-2DP32 | 1 | UN | 1 | 2 | A | D | N | N | 85364900 | 1 | 4011209714496 | 1.501 | KG | 259 | 216 | CP27 | CP27 | SIRIUS Compact load feeder DOL starter 690 V 110...240 V AC/DC 50...60 Hz 3...12 A IP20 Connection main circuit: Spring-type terminal Connection auxiliary circuit: Spring-type terminal | Lista Papel 2020 SI | 0 | 0
3RA6120-2DP33 |  | 3RA6120-2DP33 | 1 | UN | 1 | 10 | C | D | N | N | 85364900 | 1 | 4011209714526 | 1.395 | KG | 251 | 209 | CP27 | CP27 | SIRIUS Compact load feeder DOL starter 690 V 110...240 V AC/DC 50...60 Hz 3...12 A IP20 Connection main circuit: plug-in, without terminals Connection auxiliary circuit: Spring-type terminal | Lista Papel 2020 SI | 0 | 0
3RA6120-2DP34 |  | 3RA6120-2DP34 | 1 | UN | 1 | 40 | X | D | EAR99 | N | 85364900 | 1 | 4011209714519 | 1.314 | KG | 289 | 289 | CP27 | CP27 | SIRIUS Compact load feeder DOL starter 690 V 110...240 V AC/DC 50...60 Hz 3...12 A IP20 Connection main circuit: Spring-type terminal Connection auxiliary circuit: plug-in, without terminals | - | 0 | 7
3RA6120-2EB32 |  | 3RA6120-2EB32 | 1 | UN | 1 | 2 | A | D | N | N | 85364900 | 1 | 4011209714588 | 1.532 | KG | 388 | 323 | CP27 | CP27 | SIRIUS Compact load feeder DOL starter 690 V 24 V AC/DC 50...60 Hz 8...32 A IP20 Connection main circuit: Spring-type terminal Connection auxiliary circuit: Spring-type terminal | Lista Papel 2020 SI | 0 | 0
3RA6120-2EB33 |  | 3RA6120-2EB33 | 1 | UN | 1 | 2 | A | D | N | N | 85364900 | 1 | 4011209714601 | 1.425 | KG | 379 | 316 | CP27 | CP27 | SIRIUS Compact load feeder DOL starter 690 V 24 V AC/DC 50...60 Hz 8...32 A IP20 Connection main circuit: plug-in, without terminals Connection auxiliary circuit: Spring-type terminal | Lista Papel 2020 SI | 0 | 0
3RA6120-2EB34 |  | 3RA6120-2EB34 | 1 | UN | 1 | 10 | C | D | N | N | 85364900 | 1 | 4011209714595 | 1.486 | KG | 379 | 316 | CP27 | CP27 | SIRIUS Compact load feeder DOL starter 690 V 24 V AC/DC 50...60 Hz 8...32 A IP20 Connection main circuit: Spring-type terminal Connection auxiliary circuit: plug-in, without terminals | Lista Papel 2020 SI | 0 | 0
3RA6120-2EE32 |  | 3RA6120-2EE32 | 1 | UN | 1 | 10 | C | D | EAR99 | N | 85364900 | 1 | 4011209714656 | 1.528 | KG | 449 | 449 | CP27 | CP27 | SIRIUS Compact load feeder DOL starter 690 V 42...70 V AC/DC 50...60 Hz 8...32 A IP20 Connection main circuit: Spring-type terminal Connection auxiliary circuit: Spring-type terminal | - | 0 | 7
3RA6120-2EE33 |  | 3RA6120-2EE33 | 1 | UN | 1 | 10 | C | D | EAR99 | N | 85364900 | 1 | 4011209714670 | 1.438 | KG | 433 | 433 | CP27 | CP27 | SIRIUS Compact load feeder DOL starter 690 V 42...70 V AC/DC 50...60 Hz 8...32 A IP20 Connection main circuit: plug-in, without terminals Connection auxiliary circuit: Spring-type terminal | - | 0 | 7
3RA6120-2EE34 |  | 3RA6120-2EE34 | 1 | UN | 1 | 40 | X | D | EAR99 | N | 85364900 | 1 | 4011209714663 | 1.339 | KG | 433 | 433 | CP27 | CP27 | SIRIUS Compact load feeder DOL starter 690 V 42...70 V AC/DC 50...60 Hz 8...32 A IP20 Connection main circuit: Spring-type terminal Connection auxiliary circuit: plug-in, without terminals | - | 0 | 7
3RA6120-2EP32 |  | 3RA6120-2EP32 | 1 | UN | 1 | 10 | C | D | N | N | 85364900 | 1 | 4011209714724 | 1.517 | KG | 388 | 323 | CP27 | CP27 | SIRIUS Compact load feeder DOL starter 690 V 110...240 V AC/DC 50...60 Hz 8...32 A IP20 Connection main circuit: Spring-type terminal Connection auxiliary circuit: Spring-type terminal | Lista Papel 2020 SI | 0 | 0
3RA6120-2EP33 |  | 3RA6120-2EP33 | 1 | UN | 1 | 10 | C | D | N | N | 85364900 | 1 | 4011209719835 | 1.42 | KG | 379 | 316 | CP27 | CP27 | SIRIUS Compact load feeder DOL starter 690 V 110...240 V AC/DC 50...60 Hz 8...32 A IP20 Connection main circuit: plug-in, without terminals Connection auxiliary circuit: Spring-type terminal | Lista Papel 2020 SI | 0 | 0
3RA6120-2EP34 |  | 3RA6120-2EP34 | 1 | UN | 1 | 40 | X | D | EAR99 | N | 85364900 | 1 | 4011209714731 | 1.331 | KG | 433 | 433 | CP27 | CP27 | SIRIUS Compact load feeder DOL starter 690 V 110...240 V AC/DC 50...60 Hz 8...32 A IP20 Connection main circuit: Spring-type terminal Connection auxiliary circuit: plug-in, without terminals | - | 0 | 7
3RA6250-0AB30 |  | 3RA6250-0AB30 | 1 | UN | 1 | 10 | C | D | EAR99 | N | 85364900 | 1 | 4011209778566 | 2.417 | KG | 370 | 308 | CP27 | CP27 | SIRIUS Compact load feeder Reversing starter 690 V 24 V AC/DC 50...60 Hz 0.1...0.4 A IP20 Connection main circuit: plug-in, without terminals Connection control circuit: plug-in, without terminals | Lista Papel 2020 SI | 0 | 0
3RA6250-0AE30 |  | 3RA6250-0AE30 | 1 | UN | 1 | 10 | C | D | N | N | 85364900 | 1 | 4011209778573 | 2.204 | KG | 421 | 421 | CP27 | CP27 | SIRIUS Compact load feeder Reversing starter 690 V 42...70 V AC/DC 50...60 Hz 0.1...0.4 A IP20 Connection main circuit: plug-in, without terminals Connection control circuit: plug-in, without terminals | - | 0 | 7
3RA6250-0AP30 |  | 3RA6250-0AP30 | 1 | UN | 1 | 10 | C | D | N | N | 85364900 | 1 | 4011209778597 | 2.43 | KG | 370 | 308 | CP27 | CP27 | SIRIUS Compact load feeder Reversing starter 690 V 110...240 V AC/DC 50...60 Hz 0.1...0.4 A IP20 Connection main circuit: plug-in, without terminals Connection control circuit: plug-in, without terminals | Lista Papel 2020 SI | 0 | 0
3RA6250-0BB30 |  | 3RA6250-0BB30 | 1 | UN | 1 | 10 | C | D | N | N | 85364900 | 1 | 4011209778375 | 2.416 | KG | 374 | 312 | CP27 | CP27 | SIRIUS Compact load feeder Reversing starter 690 V 24 V AC/DC 50...60 Hz 0.32...1.25 A IP20 Connection main circuit: plug-in, without terminals Connection control circuit: plug-in, without terminals | Lista Papel 2020 SI | 0 | 0
3RA6250-0BE30 |  | 3RA6250-0BE30 | 1 | UN | 1 | 10 | C | D | N | N | 85364900 | 1 | 4011209778627 | 2.204 | KG | 424 | 424 | CP27 | CP27 | SIRIUS Compact load feeder Reversing starter 690 V 42...70 V AC/DC 50...60 Hz 0.32...1.25 A IP20 Connection main circuit: plug-in, without terminals Connection control circuit: plug-in, without terminals | - | 0 | 7
3RA6250-0BP30 |  | 3RA6250-0BP30 | 1 | UN | 1 | 10 | C | D | N | N | 85364900 | 1 | 4011209778337 | 2.428 | KG | 374 | 312 | CP27 | CP27 | SIRIUS Compact load feeder Reversing starter 690 V 110...240 V AC/DC 50...60 Hz 0.32...1.25 A IP20 Connection main circuit: plug-in, without terminals Connection control circuit: plug-in, without terminals | Lista Papel 2020 SI | 0 | 0
3RA6250-0CB30 |  | 3RA6250-0CB30 | 1 | UN | 1 | 10 | C | D | N | N | 85364900 | 1 | 4011209778382 | 2.424 | KG | 400 | 333 | CP27 | CP27 | SIRIUS Compact load feeder Reversing starter 690 V 24 V AC/DC 50...60 Hz 1...4 A IP20 Connection main circuit: plug-in, without terminals Connection control circuit: plug-in, without terminals | Lista Papel 2020 SI | 0 | 0
3RA6250-0CE30 |  | 3RA6250-0CE30 | 1 | UN | 1 | 10 | C | D | N | N | 85364900 | 1 | 4011209778344 | 2.204 | KG | 455 | 455 | CP27 | CP27 | SIRIUS Compact load feeder Reversing starter 690 V 42...70 V AC/DC 50...60 Hz 1...4 A IP20 Connection main circuit: plug-in, without terminals Connection control circuit: plug-in, without terminals | - | 0 | 7
3RA6250-0CP30 |  | 3RA6250-0CP30 | 1 | UN | 1 | 10 | C | D | N | N | 85364900 | 1 | 4011209778450 | 2.428 | KG | 400 | 333 | CP27 | CP27 | SIRIUS Compact load feeder Reversing starter 690 V 110...240 V AC/DC 50...60 Hz 1...4 A IP20 Connection main circuit: plug-in, without terminals Connection control circuit: plug-in, without terminals | Lista Papel 2020 SI | 0 | 0
3RA6250-0DB30 |  | 3RA6250-0DB30 | 1 | UN | 1 | 10 | C | D | N | N | 85364900 | 1 | 4011209778467 | 2.439 | KG | 442 | 368 | CP27 | CP27 | SIRIUS Compact load feeder Reversing starter 690 V 24 V AC/DC 50...60 Hz 3...12 A IP20 Connection main circuit: plug-in, without terminals Connection control circuit: plug-in, without terminals | Lista Papel 2020 SI | 0 | 0
3RA6250-0DE30 |  | 3RA6250-0DE30 | 1 | UN | 1 | 10 | C | D | N | N | 85364900 | 1 | 4011209778412 | 2.22 | KG | 500 | 500 | CP27 | CP27 | SIRIUS Compact load feeder Reversing starter 690 V 42...70 V AC/DC 50...60 Hz 3...12 A IP20 Connection main circuit: plug-in, without terminals Connection control circuit: plug-in, without terminals | - | 0 | 7
3RA6250-0DP30 |  | 3RA6250-0DP30 | 1 | UN | 1 | 10 | C | D | N | N | 85364900 | 1 | 4011209778474 | 2.426 | KG | 442 | 368 | CP27 | CP27 | SIRIUS Compact load feeder Reversing starter 690 V 110...240 V AC/DC 50...60 Hz 3...12 A IP20 Connection main circuit: plug-in, without terminals Connection control circuit: plug-in, without terminals | Lista Papel 2020 SI | 0 | 0
3RA6250-0EB30 |  | 3RA6250-0EB30 | 1 | UN | 1 | 10 | C | D | N | N | 85364900 | 1 | 4011209778528 | 2.491 | KG | 581 | 484 | CP27 | CP27 | SIRIUS Compact load feeder Reversing starter 400 V 24 V AC/DC 50...60 Hz 8...32 A IP20 Connection main circuit: plug-in, without terminals Connection control circuit: plug-in, without terminals | Lista Papel 2020 SI | 0 | 0
3RA6250-0EE30 |  | 3RA6250-0EE30 | 1 | UN | 1 | 10 | C | D | N | N | 85364900 | 1 | 4011209778399 | 2.283 | KG | 659 | 659 | CP27 | CP27 | SIRIUS Compact load feeder Reversing starter 400 V 42...70 V AC/DC 50...60 Hz 8...32 A IP20 Connection main circuit: plug-in, without terminals Connection control circuit: plug-in, without terminals | - | 0 | 7
3RA6250-0EP30 |  | 3RA6250-0EP30 | 1 | UN | 1 | 10 | C | D | N | N | 85364900 | 1 | 4011209778405 | 2.477 | KG | 581 | 484 | CP27 | CP27 | SIRIUS Compact load feeder Reversing starter 400 V 110...240 V AC/DC 50...60 Hz 8...32 A IP20 Connection main circuit: plug-in, without terminals Connection control circuit: plug-in, without terminals | Lista Papel 2020 SI | 0 | 0
3RA6250-1AB32 |  | 3RA6250-1AB32 | 1 | UN | 1 | 10 | C | D | EAR99 | N | 85364900 | 1 | 4011209714953 | 2.552 | KG | 388 | 323 | CP27 | CP27 | SIRIUS Compact load feeder Reversing starter 690 V 24 V AC/DC 50...60 Hz 0.1...0.4 A IP20 Connection main circuit: Screw terminal Connection control circuit: screw terminal | Lista Papel 2020 SI | 0 | 0
3RA6250-1AB33 |  | 3RA6250-1AB33 | 1 | UN | 1 | 10 | C | D | EAR99 | N | 85364900 | 1 | 4011209714977 | 2.465 | KG | 379 | 316 | CP27 | CP27 | SIRIUS Compact load feeder Reversing starter 690 V 24 V AC/DC 50...60 Hz 0.1...0.4 A IP20 Connection main circuit: plug-in, without terminals Connection control circuit: screw terminal | Lista Papel 2020 SI | 0 | 0
3RA6250-1AB34 |  | 3RA6250-1AB34 | 1 | UN | 1 | 10 | C | D | EAR99 | N | 85364900 | 1 | 4011209714960 | 2.486 | KG | 379 | 316 | CP27 | CP27 | SIRIUS Compact load feeder Reversing starter 690 V 24 V AC/DC 50...60 Hz 0.1...0.4 A IP20 Connection main circuit: Screw terminal Connection control circuit: plug-in, without terminals | Lista Papel 2020 SI | 0 | 0
3RA6250-1AE32 |  | 3RA6250-1AE32 | 1 | UN | 1 | 10 | C | D | N | N | 85364900 | 1 | 4011209715028 | 2.542 | KG | 451 | 451 | CP27 | CP27 | SIRIUS Compact load feeder Reversing starter 690 V 42...70 V AC/DC 50...60 Hz 0.1...0.4 A IP20 Connection main circuit: Screw terminal Connection control circuit: screw terminal | - | 0 | 7
3RA6250-1AE33 |  | 3RA6250-1AE33 | 1 | UN | 1 | 10 | C | D | N | N | 85364900 | 1 | 4011209715042 | 2.247 | KG | 440 | 440 | CP27 | CP27 | SIRIUS Compact load feeder Reversing starter 690 V 42...70 V AC/DC 50...60 Hz 0.1...0.4 A IP20 Connection main circuit: plug-in, without terminals Connection control circuit: screw terminal | - | 0 | 7
3RA6250-1AE34 |  | 3RA6250-1AE34 | 1 | UN | 1 | 40 | X | D | EAR99 | N | 85364900 | 1 | 4011209715035 | 2.301 | KG | 440 | 440 | CP27 | CP27 | SIRIUS Compact load feeder Reversing starter 690 V 42...70 V AC/DC 50...60 Hz 0.1...0.4 A IP20 Connection main circuit: Screw terminal Connection control circuit: plug-in, without terminals | - | 0 | 7
3RA6250-1AP32 |  | 3RA6250-1AP32 | 1 | UN | 1 | 10 | C | D | N | N | 85364900 | 1 | 4011209715097 | 2.554 | KG | 388 | 323 | CP27 | CP27 | SIRIUS Compact load feeder Reversing starter 690 V 110...240 V AC/DC 50...60 Hz 0.1...0.4 A IP20 Connection main circuit: Screw terminal Connection control circuit: screw terminal | Lista Papel 2020 SI | 0 | 0
3RA6250-1AP33 |  | 3RA6250-1AP33 | 1 | UN | 1 | 10 | C | D | N | N | 85364900 | 1 | 4011209715110 | 2.476 | KG | 379 | 316 | CP27 | CP27 | SIRIUS Compact load feeder Reversing starter 690 V 110...240 V AC/DC 50...60 Hz 0.1...0.4 A IP20 Connection main circuit: plug-in, without terminals Connection control circuit: screw terminal | Lista Papel 2020 SI | 0 | 0
3RA6250-1AP34 |  | 3RA6250-1AP34 | 1 | UN | 1 | 40 | X | D | EAR99 | N | 85364900 | 1 | 4011209715103 | 2.298 | KG | 440 | 440 | CP27 | CP27 | SIRIUS Compact load feeder Reversing starter 690 V 110...240 V AC/DC 50...60 Hz 0.1...0.4 A IP20 Connection main circuit: Screw terminal Connection control circuit: plug-in, without terminals | - | 0 | 7
3RA6250-1BB32 |  | 3RA6250-1BB32 | 1 | UN | 1 | 2 | A | D | N | N | 85364900 | 1 | 4011209715165 | 2.537 | KG | 392 | 327 | CP27 | CP27 | SIRIUS Compact load feeder Reversing starter 690 V 24 V AC/DC 50...60 Hz 0.32...1.25 A IP20 Connection main circuit: Screw terminal Connection control circuit: screw terminal | Lista Papel 2020 SI | 0 | 0
3RA6250-1BB33 |  | 3RA6250-1BB33 | 1 | UN | 1 | 10 | C | D | N | N | 85364900 | 1 | 4011209715189 | 2.47 | KG | 383 | 319 | CP27 | CP27 | SIRIUS Compact load feeder Reversing starter 690 V 24 V AC/DC 50...60 Hz 0.32...1.25 A IP20 Connection main circuit: plug-in, without terminals Connection control circuit: screw terminal | Lista Papel 2020 SI | 0 | 0
3RA6250-1BB34 |  | 3RA6250-1BB34 | 1 | UN | 1 | 10 | C | D | N | N | 85364900 | 1 | 4011209715172 | 2.5 | KG | 383 | 319 | CP27 | CP27 | SIRIUS Compact load feeder Reversing starter 690 V 24 V AC/DC 50...60 Hz 0.32...1.25 A IP20 Connection main circuit: Screw terminal Connection control circuit: plug-in, without terminals | Lista Papel 2020 SI | 0 | 0
3RA6250-1BE32 |  | 3RA6250-1BE32 | 1 | UN | 1 | 10 | C | D | N | N | 85364900 | 1 | 4011209715233 | 2.54 | KG | 455 | 455 | CP27 | CP27 | SIRIUS Compact load feeder Reversing starter 690 V 42...70 V AC/DC 50...60 Hz 0.32...1.25 A IP20 Connection main circuit: Screw terminal Connection control circuit: screw terminal | - | 0 | 7
3RA6250-1BE33 |  | 3RA6250-1BE33 | 1 | UN | 1 | 10 | C | D | N | N | 85364900 | 1 | 4011209715257 | 2.466 | KG | 444 | 444 | CP27 | CP27 | SIRIUS Compact load feeder Reversing starter 690 V 42...70 V AC/DC 50...60 Hz 0.32...1.25 A IP20 Connection main circuit: plug-in, without terminals Connection control circuit: screw terminal | - | 0 | 7
3RA6250-1BE34 |  | 3RA6250-1BE34 | 1 | UN | 1 | 40 | X | D | EAR99 | N | 85364900 | 1 | 4011209715240 | 2.301 | KG | 444 | 444 | CP27 | CP27 | SIRIUS Compact load feeder Reversing starter 690 V 42...70 V AC/DC 50...60 Hz 0.32...1.25 A IP20 Connection main circuit: Screw terminal Connection control circuit: plug-in, without terminals | - | 0 | 7
3RA6250-1BP32 |  | 3RA6250-1BP32 | 1 | UN | 1 | 10 | C | D | N | N | 85364900 | 1 | 4011209715301 | 2.54 | KG | 392 | 327 | CP27 | CP27 | SIRIUS Compact load feeder Reversing starter 690 V 110...240 V AC/DC 50...60 Hz 0.32...1.25 A IP20 Connection main circuit: Screw terminal Connection control circuit: screw terminal | Lista Papel 2020 SI | 0 | 0
3RA6250-1BP33 |  | 3RA6250-1BP33 | 1 | UN | 1 | 10 | C | D | N | N | 85364900 | 1 | 4011209715325 | 2.468 | KG | 383 | 319 | CP27 | CP27 | SIRIUS Compact load feeder Reversing starter 690 V 110...240 V AC/DC 50...60 Hz 0.32...1.25 A IP20 Connection main circuit: plug-in, without terminals Connection control circuit: screw terminal | Lista Papel 2020 SI | 0 | 0
3RA6250-1BP34 |  | 3RA6250-1BP34 | 1 | UN | 1 | 40 | X | D | EAR99 | N | 85364900 | 1 | 4011209715318 | 2.298 | KG | 444 | 444 | CP27 | CP27 | SIRIUS Compact load feeder Reversing starter 690 V 110...240 V AC/DC 50...60 Hz 0.32...1.25 A IP20 Connection main circuit: Screw terminal Connection control circuit: plug-in, without terminals | - | 0 | 7
3RA6250-1CB32 |  | 3RA6250-1CB32 | 1 | UN | 1 | 2 | A | D | N | N | 85364900 | 1 | 4011209715370 | 2.552 | KG | 418 | 348 | CP27 | CP27 | SIRIUS Compact load feeder Reversing starter 690 V 24 V AC/DC 50...60 Hz 1...4 A IP20 Connection main circuit: Screw terminal Connection control circuit: screw terminal | Lista Papel 2020 SI | 0 | 0
3RA6250-1CB33 |  | 3RA6250-1CB33 | 1 | UN | 1 | 10 | C | D | N | N | 85364900 | 1 | 4011209715394 | 2.482 | KG | 407 | 339 | CP27 | CP27 | SIRIUS Compact load feeder Reversing starter 690 V 24 V AC/DC 50...60 Hz 1...4 A IP20 Connection main circuit: plug-in, without terminals Connection control circuit: screw terminal | Lista Papel 2020 SI | 0 | 0
3RA6250-1CB34 |  | 3RA6250-1CB34 | 1 | UN | 1 | 10 | C | D | N | N | 85364900 | 1 | 4011209715387 | 2.501 | KG | 407 | 339 | CP27 | CP27 | SIRIUS Compact load feeder Reversing starter 690 V 24 V AC/DC 50...60 Hz 1...4 A IP20 Connection main circuit: Screw terminal Connection control circuit: plug-in, without terminals | Lista Papel 2020 SI | 0 | 0
3RA6250-1CE32 |  | 3RA6250-1CE32 | 1 | UN | 1 | 10 | C | D | N | N | 85364900 | 1 | 4011209715448 | 2.528 | KG | 485 | 485 | CP27 | CP27 | SIRIUS Compact load feeder Reversing starter 690 V 42...70 V AC/DC 50...60 Hz 1...4 A IP20 Connection main circuit: Screw terminal Connection control circuit: screw terminal | - | 0 | 7
3RA6250-1CE33 |  | 3RA6250-1CE33 | 1 | UN | 1 | 10 | C | D | N | N | 85364900 | 1 | 4011209715462 | 2.247 | KG | 473 | 473 | CP27 | CP27 | SIRIUS Compact load feeder Reversing starter 690 V 42...70 V AC/DC 50...60 Hz 1...4 A IP20 Connection main circuit: plug-in, without terminals Connection control circuit: screw terminal | - | 0 | 7
3RA6250-1CE34 |  | 3RA6250-1CE34 | 1 | UN | 1 | 40 | X | D | EAR99 | N | 85364900 | 1 | 4011209715455 | 2.301 | KG | 473 | 473 | CP27 | CP27 | SIRIUS Compact load feeder Reversing starter 690 V 42...70 V AC/DC 50...60 Hz 1...4 A IP20 Connection main circuit: Screw terminal Connection control circuit: plug-in, without terminals | - | 0 | 7
3RA6250-1CP32 |  | 3RA6250-1CP32 | 1 | UN | 1 | 2 | A | D | N | N | 85364900 | 1 | 4011209715516 | 2.532 | KG | 418 | 348 | CP27 | CP27 | SIRIUS Compact load feeder Reversing starter 690 V 110...240 V AC/DC 50...60 Hz 1...4 A IP20 Connection main circuit: Screw terminal Connection control circuit: screw terminal | Lista Papel 2020 SI | 0 | 0
3RA6250-1CP33 |  | 3RA6250-1CP33 | 1 | UN | 1 | 10 | C | D | N | N | 85364900 | 1 | 4011209715530 | 2.47 | KG | 407 | 339 | CP27 | CP27 | SIRIUS Compact load feeder Reversing starter 690 V 110...240 V AC/DC 50...60 Hz 1...4 A IP20 Connection main circuit: plug-in, without terminals Connection control circuit: screw terminal | Lista Papel 2020 SI | 0 | 0
3RA6250-1CP34 |  | 3RA6250-1CP34 | 1 | UN | 1 | 40 | X | D | EAR99 | N | 85364900 | 1 | 4011209715523 | 2.298 | KG | 473 | 473 | CP27 | CP27 | SIRIUS Compact load feeder Reversing starter 690 V 110...240 V AC/DC 50...60 Hz 1...4 A IP20 Connection main circuit: Screw terminal Connection control circuit: plug-in, without terminals | - | 0 | 7
3RA6250-1DB32 |  | 3RA6250-1DB32 | 1 | UN | 1 | 2 | A | D | N | N | 85364900 | 1 | 4011209715585 | 2.545 | KG | 462 | 385 | CP27 | CP27 | SIRIUS Compact load feeder Reversing starter 690 V 24 V AC/DC 50...60 Hz 3...12 A IP20 Connection main circuit: Screw terminal Connection control circuit: screw terminal | Lista Papel 2020 SI | 0 | 0
3RA6250-1DB33 |  | 3RA6250-1DB33 | 1 | UN | 1 | 10 | C | D | N | N | 85364900 | 1 | 4011209715608 | 2.473 | KG | 452 | 377 | CP27 | CP27 | SIRIUS Compact load feeder Reversing starter 690 V 24 V AC/DC 50...60 Hz 3...12 A IP20 Connection main circuit: plug-in, without terminals Connection control circuit: screw terminal | Lista Papel 2020 SI | 0 | 0
3RA6250-1DB34 |  | 3RA6250-1DB34 | 1 | UN | 1 | 10 | C | D | N | N | 85364900 | 1 | 4011209715592 | 2.51 | KG | 452 | 377 | CP27 | CP27 | SIRIUS Compact load feeder Reversing starter 690 V 24 V AC/DC 50...60 Hz 3...12 A IP20 Connection main circuit: Screw terminal Connection control circuit: plug-in, without terminals | Lista Papel 2020 SI | 0 | 0
3RA6250-1DE32 |  | 3RA6250-1DE32 | 1 | UN | 1 | 10 | C | D | N | N | 85364900 | 1 | 4011209715653 | 2.542 | KG | 536 | 536 | CP27 | CP27 | SIRIUS Compact load feeder Reversing starter 690 V 42...70 V AC/DC 50...60 Hz 3...12 A IP20 Connection main circuit: Screw terminal Connection control circuit: screw terminal | - | 0 | 7
3RA6250-1DE33 |  | 3RA6250-1DE33 | 1 | UN | 1 | 10 | C | D | N | N | 85364900 | 1 | 4011209715677 | 2.263 | KG | 526 | 526 | CP27 | CP27 | SIRIUS Compact load feeder Reversing starter 690 V 42...70 V AC/DC 50...60 Hz 3...12 A IP20 Connection main circuit: plug-in, without terminals Connection control circuit: screw terminal | - | 0 | 7
3RA6250-1DE34 |  | 3RA6250-1DE34 | 1 | UN | 1 | 40 | X | D | EAR99 | N | 85364900 | 1 | 4011209715660 | 2.317 | KG | 526 | 526 | CP27 | CP27 | SIRIUS Compact load feeder Reversing starter 690 V 42...70 V AC/DC 50...60 Hz 3...12 A IP20 Connection main circuit: Screw terminal Connection control circuit: plug-in, without terminals | - | 0 | 7
3RA6250-1DP32 |  | 3RA6250-1DP32 | 1 | UN | 1 | 2 | A | D | N | N | 85364900 | 1 | 4011209715721 | 2.569 | KG | 462 | 385 | CP27 | CP27 | SIRIUS Compact load feeder Reversing starter 690 V 110...240 V AC/DC 50...60 Hz 3...12 A IP20 Connection main circuit: Screw terminal Connection control circuit: screw terminal | Lista Papel 2020 SI | 0 | 0
3RA6250-1DP33 |  | 3RA6250-1DP33 | 1 | UN | 1 | 10 | C | D | N | N | 85364900 | 1 | 4011209715745 | 2.476 | KG | 452 | 377 | CP27 | CP27 | SIRIUS Compact load feeder Reversing starter 690 V 110...240 V AC/DC 50...60 Hz 3...12 A IP20 Connection main circuit: plug-in, without terminals Connection control circuit: screw terminal | Lista Papel 2020 SI | 0 | 0
3RA6250-1DP34 |  | 3RA6250-1DP34 | 1 | UN | 1 | 40 | X | D | EAR99 | N | 85364900 | 1 | 4011209715738 | 2.314 | KG | 526 | 526 | CP27 | CP27 | SIRIUS Compact load feeder Reversing starter 690 V 110...240 V AC/DC 50...60 Hz 3...12 A IP20 Connection main circuit: Screw terminal Connection control circuit: plug-in, without terminals | - | 0 | 7
3RA6250-1EB32 |  | 3RA6250-1EB32 | 1 | UN | 1 | 2 | A | D | N | N | 85364900 | 1 | 4011209715790 | 2.597 | KG | 598 | 498 | CP27 | CP27 | SIRIUS Compact load feeder Reversing starter 400 V 24 V AC/DC 50...60 Hz 8...32 A IP20 Connection main circuit: Screw terminal Connection control circuit: screw terminal | Lista Papel 2020 SI | 0 | 0
3RA6250-1EB33 |  | 3RA6250-1EB33 | 1 | UN | 1 | 10 | C | D | N | N | 85364900 | 1 | 4011209715813 | 2.531 | KG | 588 | 490 | CP27 | CP27 | SIRIUS Compact load feeder Reversing starter 400 V 24 V AC/DC 50...60 Hz 8...32 A IP20 Connection main circuit: plug-in, without terminals Connection control circuit: screw terminal | Lista Papel 2020 SI | 0 | 0
3RA6250-1EB34 |  | 3RA6250-1EB34 | 1 | UN | 1 | 10 | C | D | N | N | 85364900 | 1 | 4011209715806 | 2.553 | KG | 588 | 490 | CP27 | CP27 | SIRIUS Compact load feeder Reversing starter 400 V 24 V AC/DC 50...60 Hz 8...32 A IP20 Connection main circuit: Screw terminal Connection control circuit: plug-in, without terminals | Lista Papel 2020 SI | 0 | 0
3RA6250-1EE32 |  | 3RA6250-1EE32 | 1 | UN | 1 | 10 | C | D | N | N | 85364900 | 1 | 4011209715868 | 2.622 | KG | 694 | 694 | CP27 | CP27 | SIRIUS Compact load feeder Reversing starter 400 V 42...70 V AC/DC 50...60 Hz 8...32 A IP20 Connection main circuit: Screw terminal Connection control circuit: screw terminal | - | 0 | 7
3RA6250-1EE33 |  | 3RA6250-1EE33 | 1 | UN | 1 | 10 | C | D | N | N | 85364900 | 1 | 4011209715882 | 2.325 | KG | 682 | 682 | CP27 | CP27 | SIRIUS Compact load feeder Reversing starter 400 V 42...70 V AC/DC 50...60 Hz 8...32 A IP20 Connection main circuit: plug-in, without terminals Connection control circuit: screw terminal | - | 0 | 7
3RA6250-1EE34 |  | 3RA6250-1EE34 | 1 | UN | 1 | 40 | X | D | EAR99 | N | 85364900 | 1 | 4011209715875 | 2.379 | KG | 682 | 682 | CP27 | CP27 | SIRIUS Compact load feeder Reversing starter 400 V 42...70 V AC/DC 50...60 Hz 8...32 A IP20 Connection main circuit: Screw terminal Connection control circuit: plug-in, without terminals | - | 0 | 7
3RA6250-1EP32 |  | 3RA6250-1EP32 | 1 | UN | 1 | 10 | C | D | N | N | 85364900 | 1 | 4011209715936 | 2.599 | KG | 598 | 498 | CP27 | CP27 | SIRIUS Compact load feeder Reversing starter 400 V 110...240 V AC/DC 50...60 Hz 8...32 A IP20 Connection main circuit: Screw terminal Connection control circuit: screw terminal | Lista Papel 2020 SI | 0 | 0
3RA6250-1EP33 |  | 3RA6250-1EP33 | 1 | UN | 1 | 10 | C | D | N | N | 85364900 | 1 | 4011209715950 | 2.539 | KG | 588 | 490 | CP27 | CP27 | SIRIUS Compact load feeder Reversing starter 400 V 110...240 V AC/DC 50...60 Hz 8...32 A IP20 Connection main circuit: plug-in, without terminals Connection control circuit: screw terminal | Lista Papel 2020 SI | 0 | 0
3RA6250-1EP34 |  | 3RA6250-1EP34 | 1 | UN | 1 | 40 | X | D | EAR99 | N | 85364900 | 1 | 4011209715943 | 2.362 | KG | 682 | 682 | CP27 | CP27 | SIRIUS Compact load feeder Reversing starter 400 V 110...240 V AC/DC 50...60 Hz 8...32 A IP20 Connection main circuit: Screw terminal Connection control circuit: plug-in, without terminals | - | 0 | 7
3RA6250-2AB32 |  | 3RA6250-2AB32 | 1 | UN | 1 | 10 | C | D | EAR99 | N | 85364900 | 1 | 4011209714984 | 2.565 | KG | 388 | 323 | CP27 | CP27 | SIRIUS Compact load feeder Reversing starter 690 V 24 V AC/DC 50...60 Hz 0.1...0.4 A IP20 Connection main circuit: Spring-type terminal Connection control circuit: Spring-type terminal | Lista Papel 2020 SI | 0 | 0
3RA6250-2AB33 |  | 3RA6250-2AB33 | 1 | UN | 1 | 10 | C | D | EAR99 | N | 85364900 | 1 | 4011209715004 | 2.475 | KG | 379 | 316 | CP27 | CP27 | SIRIUS Compact load feeder Reversing starter 690 V 24 V AC/DC 50...60 Hz 0.1...0.4 A IP20 Connection main circuit: plug-in, without terminals Connection control circuit: Spring-type terminal | Lista Papel 2020 SI | 0 | 0
3RA6250-2AB34 |  | 3RA6250-2AB34 | 1 | UN | 1 | 10 | C | D | EAR99 | N | 85364900 | 1 | 4011209714991 | 2.293 | KG | 379 | 316 | CP27 | CP27 | SIRIUS Compact load feeder Reversing starter 690 V 24 V AC/DC 50...60 Hz 0.1...0.4 A IP20 Connection main circuit: Spring-type terminal Connection control circuit: plug-in, without terminals | Lista Papel 2020 SI | 0 | 0
3RA6250-2AE32 |  | 3RA6250-2AE32 | 1 | UN | 1 | 10 | C | D | N | N | 85364900 | 1 | 4011209715059 | 2.316 | KG | 449 | 449 | CP27 | CP27 | SIRIUS Compact load feeder Reversing starter 690 V 42...70 V AC/DC 50...60 Hz 0.1...0.4 A IP20 Connection main circuit: Spring-type terminal Connection control circuit: Spring-type terminal | - | 0 | 7
3RA6250-2AE33 |  | 3RA6250-2AE33 | 1 | UN | 1 | 10 | C | D | N | N | 85364900 | 1 | 4011209715073 | 2.241 | KG | 433 | 433 | CP27 | CP27 | SIRIUS Compact load feeder Reversing starter 690 V 42...70 V AC/DC 50...60 Hz 0.1...0.4 A IP20 Connection main circuit: plug-in, without terminals Connection control circuit: Spring-type terminal | - | 0 | 7
3RA6250-2AE34 |  | 3RA6250-2AE34 | 1 | UN | 1 | 40 | X | D | EAR99 | N | 85364900 | 1 | 4011209715066 | 2.279 | KG | 433 | 433 | CP27 | CP27 | SIRIUS Compact load feeder Reversing starter 690 V 42...70 V AC/DC 50...60 Hz 0.1...0.4 A IP20 Connection main circuit: Spring-type terminal Connection control circuit: plug-in, without terminals | - | 0 | 7
3RA6250-2AP32 |  | 3RA6250-2AP32 | 1 | UN | 1 | 10 | C | D | N | N | 85364900 | 1 | 4011209715127 | 2.569 | KG | 388 | 323 | CP27 | CP27 | SIRIUS Compact load feeder Reversing starter 690 V 110...240 V AC/DC 50...60 Hz 0.1...0.4 A IP20 Connection main circuit: Spring-type terminal Connection control circuit: Spring-type terminal | Lista Papel 2020 SI | 0 | 0
3RA6250-2AP33 |  | 3RA6250-2AP33 | 1 | UN | 1 | 10 | C | D | N | N | 85364900 | 1 | 4011209715141 | 2.462 | KG | 379 | 316 | CP27 | CP27 | SIRIUS Compact load feeder Reversing starter 690 V 110...240 V AC/DC 50...60 Hz 0.1...0.4 A IP20 Connection main circuit: plug-in, without terminals Connection control circuit: Spring-type terminal | Lista Papel 2020 SI | 0 | 0
3RA6250-2AP34 |  | 3RA6250-2AP34 | 1 | UN | 1 | 40 | X | D | EAR99 | N | 85364900 | 1 | 4011209715134 | 2.276 | KG | 433 | 433 | CP27 | CP27 | SIRIUS Compact load feeder Reversing starter 690 V 110...240 V AC/DC 50...60 Hz 0.1...0.4 A IP20 Connection main circuit: Spring-type terminal Connection control circuit: plug-in, without terminals | - | 0 | 7
3RA6250-2BB32 |  | 3RA6250-2BB32 | 1 | UN | 1 | 2 | A | D | N | N | 85364900 | 1 | 4011209715196 | 2.572 | KG | 392 | 327 | CP27 | CP27 | SIRIUS Compact load feeder Reversing starter 690 V 24 V AC/DC 50...60 Hz 0.32...1.25 A IP20 Connection main circuit: Spring-type terminal Connection control circuit: Spring-type terminal | Lista Papel 2020 SI | 0 | 0
3RA6250-2BB33 |  | 3RA6250-2BB33 | 1 | UN | 1 | 10 | C | D | N | N | 85364900 | 1 | 4011209715219 | 2.48 | KG | 383 | 319 | CP27 | CP27 | SIRIUS Compact load feeder Reversing starter 690 V 24 V AC/DC 50...60 Hz 0.32...1.25 A IP20 Connection main circuit: plug-in, without terminals Connection control circuit: Spring-type terminal | Lista Papel 2020 SI | 0 | 0
3RA6250-2BB34 |  | 3RA6250-2BB34 | 1 | UN | 1 | 10 | C | D | N | N | 85364900 | 1 | 4011209715202 | 2.509 | KG | 383 | 319 | CP27 | CP27 | SIRIUS Compact load feeder Reversing starter 690 V 24 V AC/DC 50...60 Hz 0.32...1.25 A IP20 Connection main circuit: Spring-type terminal Connection control circuit: plug-in, without terminals | Lista Papel 2020 SI | 0 | 0
3RA6250-2BE32 |  | 3RA6250-2BE32 | 1 | UN | 1 | 10 | C | D | N | N | 85364900 | 1 | 4011209715264 | 2.316 | KG | 455 | 455 | CP27 | CP27 | SIRIUS Compact load feeder Reversing starter 690 V 42...70 V AC/DC 50...60 Hz 0.32...1.25 A IP20 Connection main circuit: Spring-type terminal Connection control circuit: Spring-type terminal | - | 0 | 7
3RA6250-2BE33 |  | 3RA6250-2BE33 | 1 | UN | 1 | 10 | C | D | N | N | 85364900 | 1 | 4011209715288 | 2.241 | KG | 438 | 438 | CP27 | CP27 | SIRIUS Compact load feeder Reversing starter 690 V 42...70 V AC/DC 50...60 Hz 0.32...1.25 A IP20 Connection main circuit: plug-in, without terminals Connection control circuit: Spring-type terminal | - | 0 | 7
3RA6250-2BE34 |  | 3RA6250-2BE34 | 1 | UN | 1 | 40 | X | D | EAR99 | N | 85364900 | 1 | 4011209715271 | 2.279 | KG | 438 | 438 | CP27 | CP27 | SIRIUS Compact load feeder Reversing starter 690 V 42...70 V AC/DC 50...60 Hz 0.32...1.25 A IP20 Connection main circuit: Spring-type terminal Connection control circuit: plug-in, without terminals | - | 0 | 7
3RA6250-2BP32 |  | 3RA6250-2BP32 | 1 | UN | 1 | 10 | C | D | N | N | 85364900 | 1 | 4011209715332 | 2.554 | KG | 392 | 327 | CP27 | CP27 | SIRIUS Compact load feeder Reversing starter 690 V 110...240 V AC/DC 50...60 Hz 0.32...1.25 A IP20 Connection main circuit: Spring-type terminal Connection control circuit: Spring-type terminal | Lista Papel 2020 SI | 0 | 0
3RA6250-2BP33 |  | 3RA6250-2BP33 | 1 | UN | 1 | 10 | C | D | N | N | 85364900 | 1 | 4011209715356 | 2.458 | KG | 383 | 319 | CP27 | CP27 | SIRIUS Compact load feeder Reversing starter 690 V 110...240 V AC/DC 50...60 Hz 0.32...1.25 A IP20 Connection main circuit: plug-in, without terminals Connection control circuit: Spring-type terminal | Lista Papel 2020 SI | 0 | 0
3RA6250-2BP34 |  | 3RA6250-2BP34 | 1 | UN | 1 | 40 | X | D | EAR99 | N | 85364900 | 1 | 4011209715349 | 2.276 | KG | 438 | 438 | CP27 | CP27 | SIRIUS Compact load feeder Reversing starter 690 V 110...240 V AC/DC 50...60 Hz 0.32...1.25 A IP20 Connection main circuit: Spring-type terminal Connection control circuit: plug-in, without terminals | - | 0 | 7
3RA6250-2CB32 |  | 3RA6250-2CB32 | 1 | UN | 1 | 2 | A | D | N | N | 85364900 | 1 | 4011209715400 | 2.566 | KG | 418 | 348 | CP27 | CP27 | SIRIUS Compact load feeder Reversing starter 690 V 24 V AC/DC 50...60 Hz 1...4 A IP20 Connection main circuit: Spring-type terminal Connection control circuit: Spring-type terminal | Lista Papel 2020 SI | 0 | 0
3RA6250-2CB33 |  | 3RA6250-2CB33 | 1 | UN | 1 | 10 | C | D | N | N | 85364900 | 1 | 4011209715424 | 2.452 | KG | 407 | 339 | CP27 | CP27 | SIRIUS Compact load feeder Reversing starter 690 V 24 V AC/DC 50...60 Hz 1...4 A IP20 Connection main circuit: plug-in, without terminals Connection control circuit: Spring-type terminal | Lista Papel 2020 SI | 0 | 0
3RA6250-2CB34 |  | 3RA6250-2CB34 | 1 | UN | 1 | 10 | C | D | N | N | 85364900 | 1 | 4011209715417 | 2.55 | KG | 407 | 339 | CP27 | CP27 | SIRIUS Compact load feeder Reversing starter 690 V 24 V AC/DC 50...60 Hz 1...4 A IP20 Connection main circuit: Spring-type terminal Connection control circuit: plug-in, without terminals | Lista Papel 2020 SI | 0 | 0
3RA6250-2CE32 |  | 3RA6250-2CE32 | 1 | UN | 1 | 10 | C | D | N | N | 85364900 | 1 | 4011209715479 | 2.316 | KG | 479 | 479 | CP27 | CP27 | SIRIUS Compact load feeder Reversing starter 690 V 42...70 V AC/DC 50...60 Hz 1...4 A IP20 Connection main circuit: Spring-type terminal Connection control circuit: Spring-type terminal | - | 0 | 7
3RA6250-2CE33 |  | 3RA6250-2CE33 | 1 | UN | 1 | 10 | C | D | N | N | 85364900 | 1 | 4011209715493 | 2.241 | KG | 468 | 468 | CP27 | CP27 | SIRIUS Compact load feeder Reversing starter 690 V 42...70 V AC/DC 50...60 Hz 1...4 A IP20 Connection main circuit: plug-in, without terminals Connection control circuit: Spring-type terminal | - | 0 | 7
3RA6250-2CE34 |  | 3RA6250-2CE34 | 1 | UN | 1 | 40 | X | D | EAR99 | N | 85364900 | 1 | 4011209715486 | 2.279 | KG | 468 | 468 | CP27 | CP27 | SIRIUS Compact load feeder Reversing starter 690 V 42...70 V AC/DC 50...60 Hz 1...4 A IP20 Connection main circuit: Spring-type terminal Connection control circuit: plug-in, without terminals | - | 0 | 7
3RA6250-2CP32 |  | 3RA6250-2CP32 | 1 | UN | 1 | 2 | A | D | N | N | 85364900 | 1 | 4011209715547 | 2.566 | KG | 418 | 348 | CP27 | CP27 | SIRIUS Compact load feeder Reversing starter 690 V 110...240 V AC/DC 50...60 Hz 1...4 A IP20 Connection main circuit: Spring-type terminal Connection control circuit: Spring-type terminal | Lista Papel 2020 SI | 0 | 0
3RA6250-2CP33 |  | 3RA6250-2CP33 | 1 | UN | 1 | 10 | C | D | N | N | 85364900 | 1 | 4011209715561 | 2.458 | KG | 407 | 339 | CP27 | CP27 | SIRIUS Compact load feeder Reversing starter 690 V 110...240 V AC/DC 50...60 Hz 1...4 A IP20 Connection main circuit: plug-in, without terminals Connection control circuit: Spring-type terminal | Lista Papel 2020 SI | 0 | 0
3RA6250-2CP34 |  | 3RA6250-2CP34 | 1 | UN | 1 | 40 | X | D | EAR99 | N | 85364900 | 1 | 4011209715554 | 2.276 | KG | 468 | 468 | CP27 | CP27 | SIRIUS Compact load feeder Reversing starter 690 V 110...240 V AC/DC 50...60 Hz 1...4 A IP20 Connection main circuit: Spring-type terminal Connection control circuit: plug-in, without terminals | - | 0 | 7
3RA6250-2DB32 |  | 3RA6250-2DB32 | 1 | UN | 1 | 2 | A | D | N | N | 85364900 | 1 | 4011209715615 | 1.4 | KG | 462 | 385 | CP27 | CP27 | SIRIUS Compact load feeder Reversing starter 690 V 24 V AC/DC 50...60 Hz 3...12 A IP20 Connection main circuit: Spring-type terminal Connection control circuit: Spring-type terminal | Lista Papel 2020 SI | 0 | 0
3RA6250-2DB33 |  | 3RA6250-2DB33 | 1 | UN | 1 | 10 | C | D | N | N | 85364900 | 1 | 4011209715639 | 2.477 | KG | 452 | 377 | CP27 | CP27 | SIRIUS Compact load feeder Reversing starter 690 V 24 V AC/DC 50...60 Hz 3...12 A IP20 Connection main circuit: plug-in, without terminals Connection control circuit: Spring-type terminal | Lista Papel 2020 SI | 0 | 0
3RA6250-2DB34 |  | 3RA6250-2DB34 | 1 | UN | 1 | 10 | C | D | N | N | 85364900 | 1 | 4011209715622 | 2.525 | KG | 452 | 377 | CP27 | CP27 | SIRIUS Compact load feeder Reversing starter 690 V 24 V AC/DC 50...60 Hz 3...12 A IP20 Connection main circuit: Spring-type terminal Connection control circuit: plug-in, without terminals | Lista Papel 2020 SI | 0 | 0
3RA6250-2DE32 |  | 3RA6250-2DE32 | 1 | UN | 1 | 10 | C | D | N | N | 85364900 | 1 | 4011209715684 | 2.331 | KG | 533 | 533 | CP27 | CP27 | SIRIUS Compact load feeder Reversing starter 690 V 42...70 V AC/DC 50...60 Hz 3...12 A IP20 Connection main circuit: Spring-type terminal Connection control circuit: Spring-type terminal | - | 0 | 7
3RA6250-2DE33 |  | 3RA6250-2DE33 | 1 | UN | 1 | 10 | C | D | N | N | 85364900 | 1 | 4011209715707 | 2.256 | KG | 518 | 518 | CP27 | CP27 | SIRIUS Compact load feeder Reversing starter 690 V 42...70 V AC/DC 50...60 Hz 3...12 A IP20 Connection main circuit: plug-in, without terminals Connection control circuit: Spring-type terminal | - | 0 | 7
3RA6250-2DE34 |  | 3RA6250-2DE34 | 1 | UN | 1 | 40 | X | D | EAR99 | N | 85364900 | 1 | 4011209715691 | 2.295 | KG | 518 | 518 | CP27 | CP27 | SIRIUS Compact load feeder Reversing starter 690 V 42...70 V AC/DC 50...60 Hz 3...12 A IP20 Connection main circuit: Spring-type terminal Connection control circuit: plug-in, without terminals | - | 0 | 7
3RA6250-2DP32 |  | 3RA6250-2DP32 | 1 | UN | 1 | 2 | A | D | N | N | 85364900 | 1 | 4011209715752 | 2.572 | KG | 462 | 385 | CP27 | CP27 | SIRIUS Compact load feeder Reversing starter 690 V 110...240 V AC/DC 50...60 Hz 3...12 A IP20 Connection main circuit: Spring-type terminal Connection control circuit: Spring-type terminal | Lista Papel 2020 SI | 0 | 0
3RA6250-2DP33 |  | 3RA6250-2DP33 | 1 | UN | 1 | 10 | C | D | N | N | 85364900 | 1 | 4011209715776 | 2.472 | KG | 452 | 377 | CP27 | CP27 | SIRIUS Compact load feeder Reversing starter 690 V 110...240 V AC/DC 50...60 Hz 3...12 A IP20 Connection main circuit: plug-in, without terminals Connection control circuit: Spring-type terminal | Lista Papel 2020 SI | 0 | 0
3RA6250-2DP34 |  | 3RA6250-2DP34 | 1 | UN | 1 | 40 | X | D | EAR99 | N | 85364900 | 1 | 4011209715769 | 2.292 | KG | 518 | 518 | CP27 | CP27 | SIRIUS Compact load feeder Reversing starter 690 V 110...240 V AC/DC 50...60 Hz 3...12 A IP20 Connection main circuit: Spring-type terminal Connection control circuit: plug-in, without terminals | - | 0 | 7
3RA6250-2EB32 |  | 3RA6250-2EB32 | 1 | UN | 1 | 10 | C | D | N | N | 85364900 | 1 | 4011209715820 | 2.62 | KG | 598 | 498 | CP27 | CP27 | SIRIUS Compact load feeder Reversing starter 400 V 24 V AC/DC 50...60 Hz 8...32 A IP20 Connection main circuit: Spring-type terminal Connection control circuit: Spring-type terminal | Lista Papel 2020 SI | 0 | 0
3RA6250-2EB33 |  | 3RA6250-2EB33 | 1 | UN | 1 | 10 | C | D | N | N | 85364900 | 1 | 4011209715844 | 2.53 | KG | 588 | 490 | CP27 | CP27 | SIRIUS Compact load feeder Reversing starter 400 V 24 V AC/DC 50...60 Hz 8...32 A IP20 Connection main circuit: plug-in, without terminals Connection control circuit: Spring-type terminal | Lista Papel 2020 SI | 0 | 0
3RA6250-2EB34 |  | 3RA6250-2EB34 | 1 | UN | 1 | 10 | C | D | N | N | 85364900 | 1 | 4011209715837 | 2.571 | KG | 588 | 490 | CP27 | CP27 | SIRIUS Compact load feeder Reversing starter 400 V 24 V AC/DC 50...60 Hz 8...32 A IP20 Connection main circuit: Spring-type terminal Connection control circuit: plug-in, without terminals | Lista Papel 2020 SI | 0 | 0
3RA6250-2EE32 |  | 3RA6250-2EE32 | 1 | UN | 1 | 10 | C | D | N | N | 85364900 | 1 | 4011209715899 | 2.394 | KG | 686 | 686 | CP27 | CP27 | SIRIUS Compact load feeder Reversing starter 400 V 42...70 V AC/DC 50...60 Hz 8...32 A IP20 Connection main circuit: Spring-type terminal Connection control circuit: Spring-type terminal | - | 0 | 7
3RA6250-2EE33 |  | 3RA6250-2EE33 | 1 | UN | 1 | 10 | C | D | N | N | 85364900 | 1 | 4011209715912 | 2.535 | KG | 670 | 670 | CP27 | CP27 | SIRIUS Compact load feeder Reversing starter 400 V 42...70 V AC/DC 50...60 Hz 8...32 A IP20 Connection main circuit: plug-in, without terminals Connection control circuit: Spring-type terminal | - | 0 | 7
3RA6250-2EE34 |  | 3RA6250-2EE34 | 1 | UN | 1 | 40 | X | D | EAR99 | N | 85364900 | 1 | 4011209715905 | 2.357 | KG | 670 | 670 | CP27 | CP27 | SIRIUS Compact load feeder Reversing starter 400 V 42...70 V AC/DC 50...60 Hz 8...32 A IP20 Connection main circuit: Spring-type terminal Connection control circuit: plug-in, without terminals | - | 0 | 7
3RA6250-2EP32 |  | 3RA6250-2EP32 | 1 | UN | 1 | 10 | C | D | N | N | 85364900 | 1 | 4011209715967 | 2.606 | KG | 598 | 498 | CP27 | CP27 | SIRIUS Compact load feeder Reversing starter 400 V 110...240 V AC/DC 50...60 Hz 8...32 A IP20 Connection main circuit: Spring-type terminal Connection control circuit: Spring-type terminal | Lista Papel 2020 SI | 0 | 0
3RA6250-2EP33 |  | 3RA6250-2EP33 | 1 | UN | 1 | 10 | C | D | N | N | 85364900 | 1 | 4011209715981 | 2.512 | KG | 588 | 490 | CP27 | CP27 | SIRIUS Compact load feeder Reversing starter 400 V 110...240 V AC/DC 50...60 Hz 8...32 A IP20 Connection main circuit: plug-in, without terminals Connection control circuit: Spring-type terminal | Lista Papel 2020 SI | 0 | 0
3RA6250-2EP34 |  | 3RA6250-2EP34 | 1 | UN | 1 | 40 | X | D | EAR99 | N | 85364900 | 1 | 4011209715974 | 2.34 | KG | 670 | 670 | CP27 | CP27 | SIRIUS Compact load feeder Reversing starter 400 V 110...240 V AC/DC 50...60 Hz 8...32 A IP20 Connection main circuit: Spring-type terminal Connection control circuit: plug-in, without terminals | - | 0 | 7
3RA6400-1AB42 |  | 3RA6400-1AB42 | 1 | UN | 1 | 10 | C | D | EAR99 | N | 85364900 | 1 | 4011209714748 | 1.471 | KG | 306 | 255 | CP27 | CP27 | SIRIUS Compact load feeder DOL starter for IO-Link 690 V 24 V DC 0.1...0.4 A IP20 Connection main circuit: Screw terminal Connection control circuit: screw terminal | Lista Papel 2020 SI | 0 | 0
3RA6400-1AB43 |  | 3RA6400-1AB43 | 1 | UN | 1 | 10 | C | D | EAR99 | N | 85364900 | 1 | 4011209714755 | 1.387 | KG | 298 | 248 | CP27 | CP27 | SIRIUS Compact load feeder DOL starter for IO-Link 690 V 24 V DC 0.1...0.4 A IP20 Connection main circuit: plug-in, without terminals Connection control circuit: screw terminal | Lista Papel 2020 SI | 0 | 0
3RA6400-1BB42 |  | 3RA6400-1BB42 | 1 | UN | 1 | 10 | C | D | EAR99 | N | 85364900 | 1 | 4011209714786 | 1.437 | KG | 317 | 264 | CP27 | CP27 | SIRIUS Compact load feeder DOL starter for IO-Link 690 V 24 V DC 0.32...1.25 A IP20 Connection main circuit: Screw terminal Connection control circuit: screw terminal | Lista Papel 2020 SI | 0 | 0
3RA6400-1BB43 |  | 3RA6400-1BB43 | 1 | UN | 1 | 2 | A | D | EAR99 | N | 85364900 | 1 | 4011209714793 | 1.383 | KG | 311 | 259 | CP27 | CP27 | SIRIUS Compact load feeder DOL starter for IO-Link 690 V 24 V DC 0.32...1.25 A IP20 Connection main circuit: plug-in, without terminals Connection control circuit: screw terminal | Lista Papel 2020 SI | 0 | 0
3RA6400-1CB42 |  | 3RA6400-1CB42 | 1 | UN | 1 | 2 | A | D | EAR99 | N | 85364900 | 1 | 4011209714823 | 1.456 | KG | 331 | 276 | CP27 | CP27 | SIRIUS Compact load feeder DOL starter for IO-Link 690 V 24 V DC 1...4 A IP20 Connection main circuit: Screw terminal Connection control circuit: screw terminal | Lista Papel 2020 SI | 0 | 0
3RA6400-1CB43 |  | 3RA6400-1CB43 | 1 | UN | 1 | 2 | A | D | EAR99 | N | 85364900 | 1 | 4011209714830 | 1.387 | KG | 326 | 272 | CP27 | CP27 | SIRIUS Compact load feeder DOL starter for IO-Link 690 V 24 V DC 1...4 A IP20 Connection main circuit: plug-in, without terminals Connection control circuit: screw terminal | Lista Papel 2020 SI | 0 | 0
3RA6400-1DB42 |  | 3RA6400-1DB42 | 1 | UN | 1 | 2 | A | D | EAR99 | N | 85364900 | 1 | 4011209714861 | 1.462 | KG | 347 | 289 | CP27 | CP27 | SIRIUS Compact load feeder DOL starter for IO-Link 690 V 24 V DC 3...12 A IP20 Connection main circuit: Screw terminal Connection control circuit: screw terminal | Lista Papel 2020 SI | 0 | 0
3RA6400-1DB43 |  | 3RA6400-1DB43 | 1 | UN | 1 | 2 | A | D | EAR99 | N | 85364900 | 1 | 4011209714878 | 1.396 | KG | 336 | 280 | CP27 | CP27 | SIRIUS Compact load feeder DOL starter for IO-Link 690 V 24 V DC 3...12 A IP20 Connection main circuit: plug-in, without terminals Connection control circuit: screw terminal | Lista Papel 2020 SI | 0 | 0
3RA6400-1EB42 |  | 3RA6400-1EB42 | 1 | UN | 1 | 10 | C | D | EAR99 | N | 85364900 | 1 | 4011209714908 | 1.5 | KG | 476 | 397 | CP27 | CP27 | SIRIUS Compact load feeder DOL starter for IO-Link 690 V 24 V DC 8...32 A IP20 Connection main circuit: Screw terminal Connection control circuit: screw terminal | Lista Papel 2020 SI | 0 | 0
3RA6400-1EB43 |  | 3RA6400-1EB43 | 1 | UN | 1 | 10 | C | D | EAR99 | N | 85364900 | 1 | 4011209714915 | 1.403 | KG | 467 | 389 | CP27 | CP27 | SIRIUS Compact load feeder DOL starter for IO-Link 690 V 24 V DC 8...32 A IP20 Connection main circuit: plug-in, without terminals Connection control circuit: screw terminal | Lista Papel 2020 SI | 0 | 0
3RA6400-2AB42 |  | 3RA6400-2AB42 | 1 | UN | 1 | 10 | C | D | EAR99 | N | 85364900 | 1 | 4011209714762 | 1.468 | KG | 306 | 255 | CP27 | CP27 | SIRIUS Compact load feeder DOL starter for IO-Link 690 V 24 V DC 0.1...0.4 A IP20 Connection main circuit: Spring-type terminal Connection control circuit: Spring-type terminal | Lista Papel 2020 SI | 0 | 0
3RA6400-2AB43 |  | 3RA6400-2AB43 | 1 | UN | 1 | 10 | C | D | EAR99 | N | 85364900 | 1 | 4011209714779 | 1.369 | KG | 298 | 248 | CP27 | CP27 | SIRIUS Compact load feeder DOL starter for IO-Link 690 V 24 V DC 0.1...0.4 A IP20 Connection main circuit: plug-in, without terminals Connection control circuit: Spring-type terminal | Lista Papel 2020 SI | 0 | 0
3RA6400-2BB42 |  | 3RA6400-2BB42 | 1 | UN | 1 | 10 | C | D | EAR99 | N | 85364900 | 1 | 4011209714809 | 1.47 | KG | 317 | 264 | CP27 | CP27 | SIRIUS Compact load feeder DOL starter for IO-Link 690 V 24 V DC 0.32...1.25 A IP20 Connection main circuit: Spring-type terminal Connection control circuit: Spring-type terminal | Lista Papel 2020 SI | 0 | 0
3RA6400-2BB43 |  | 3RA6400-2BB43 | 1 | UN | 1 | 2 | A | D | EAR99 | N | 85364900 | 1 | 4011209714816 | 1.381 | KG | 311 | 259 | CP27 | CP27 | SIRIUS Compact load feeder DOL starter for IO-Link 690 V 24 V DC 0.32...1.25 A IP20 Connection main circuit: plug-in, without terminals Connection control circuit: Spring-type terminal | Lista Papel 2020 SI | 0 | 0
3RA6400-2CB42 |  | 3RA6400-2CB42 | 1 | UN | 1 | 2 | A | D | EAR99 | N | 85364900 | 1 | 4011209714847 | 1.473 | KG | 331 | 276 | CP27 | CP27 | SIRIUS Compact load feeder DOL starter for IO-Link 690 V 24 V DC 1...4 A IP20 Connection main circuit: Spring-type terminal Connection control circuit: Spring-type terminal | Lista Papel 2020 SI | 0 | 0
3RA6400-2CB43 |  | 3RA6400-2CB43 | 1 | UN | 1 | 2 | A | D | EAR99 | N | 85364900 | 1 | 4011209714854 | 1.375 | KG | 326 | 272 | CP27 | CP27 | SIRIUS Compact load feeder DOL starter for IO-Link 690 V 24 V DC 1...4 A IP20 Connection main circuit: plug-in, without terminals Connection control circuit: Spring-type terminal | Lista Papel 2020 SI | 0 | 0
3RA6400-2DB42 |  | 3RA6400-2DB42 | 1 | UN | 1 | 2 | A | D | EAR99 | N | 85364900 | 1 | 4011209714885 | 1.474 | KG | 347 | 289 | CP27 | CP27 | SIRIUS Compact load feeder DOL starter for IO-Link 690 V 24 V DC 3...12 A IP20 Connection main circuit: Spring-type terminal Connection control circuit: Spring-type terminal | Lista Papel 2020 SI | 0 | 0
3RA6400-2DB43 |  | 3RA6400-2DB43 | 1 | UN | 1 | 2 | A | D | EAR99 | N | 85364900 | 1 | 4011209714892 | 1.388 | KG | 336 | 280 | CP27 | CP27 | SIRIUS Compact load feeder DOL starter for IO-Link 690 V 24 V DC 3...12 A IP20 Connection main circuit: plug-in, without terminals Connection control circuit: Spring-type terminal | Lista Papel 2020 SI | 0 | 0
3RA6400-2EB42 |  | 3RA6400-2EB42 | 1 | UN | 1 | 10 | C | D | EAR99 | N | 85364900 | 1 | 4011209714922 | 1.381 | KG | 476 | 397 | CP27 | CP27 | SIRIUS Compact load feeder DOL starter for IO-Link 690 V 24 V DC 8...32 A IP20 Connection main circuit: Spring-type terminal Connection control circuit: Spring-type terminal | Lista Papel 2020 SI | 0 | 0
3RA6400-2EB43 |  | 3RA6400-2EB43 | 1 | UN | 1 | 10 | C | D | EAR99 | N | 85364900 | 1 | 4011209714939 | 1.393 | KG | 467 | 389 | CP27 | CP27 | SIRIUS Compact load feeder DOL starter for IO-Link 690 V 24 V DC 8...32 A IP20 Connection main circuit: plug-in, without terminals Connection control circuit: Spring-type terminal | Lista Papel 2020 SI | 0 | 0
3RA6500-1AB42 |  | 3RA6500-1AB42 | 1 | UN | 1 | 10 | C | D | N | N | 85364900 | 1 | 4011209715998 | 2.541 | KG | 476 | 397 | CP27 | CP27 | SIRIUS Compact load feeder Reversing starter for IO-Link 690 V 24 V DC 0.1...0.4 A IP20 Connection main circuit: Screw terminal Connection control circuit: screw terminal | Lista Papel 2020 SI | 0 | 0
3RA6500-1AB43 |  | 3RA6500-1AB43 | 1 | UN | 1 | 10 | C | D | N | N | 85364900 | 1 | 4011209716001 | 2.458 | KG | 467 | 389 | CP27 | CP27 | SIRIUS Compact load feeder Reversing starter for IO-Link 690 V 24 V DC 0.1...0.4 A IP20 Connection main circuit: plug-in, without terminals Connection control circuit: screw terminal | Lista Papel 2020 SI | 0 | 0
3RA6500-1BB42 |  | 3RA6500-1BB42 | 1 | UN | 1 | 2 | A | D | N | N | 85364900 | 1 | 4011209716032 | 2.556 | KG | 480 | 400 | CP27 | CP27 | SIRIUS Compact load feeder Reversing starter for IO-Link 690 V 24 V DC 0.32...1.25 A IP20 Connection main circuit: Screw terminal Connection control circuit: screw terminal | Lista Papel 2020 SI | 0 | 0
3RA6500-1BB43 |  | 3RA6500-1BB43 | 1 | UN | 1 | 10 | C | D | N | N | 85364900 | 1 | 4011209716049 | 2.47 | KG | 472 | 393 | CP27 | CP27 | SIRIUS Compact load feeder Reversing starter for IO-Link 690 V 24 V DC 0.32...1.25 A IP20 Connection main circuit: plug-in, without terminals Connection control circuit: screw terminal | Lista Papel 2020 SI | 0 | 0
3RA6500-1CB42 |  | 3RA6500-1CB42 | 1 | UN | 1 | 2 | A | D | N | N | 85364900 | 1 | 4011209716070 | 2.552 | KG | 505 | 421 | CP27 | CP27 | SIRIUS Compact load feeder Reversing starter for IO-Link 690 V 24 V DC 1...4 A IP20 Connection main circuit: Screw terminal Connection control circuit: screw terminal | Lista Papel 2020 SI | 0 | 0
3RA6500-1CB43 |  | 3RA6500-1CB43 | 1 | UN | 1 | 10 | C | D | N | N | 85364900 | 1 | 4011209716087 | 2.475 | KG | 494 | 412 | CP27 | CP27 | SIRIUS Compact load feeder Reversing starter for IO-Link 690 V 24 V DC 1...4 A IP20 Connection main circuit: plug-in, without terminals Connection control circuit: screw terminal | Lista Papel 2020 SI | 0 | 0
3RA6500-1DB42 |  | 3RA6500-1DB42 | 1 | UN | 1 | 10 | C | D | N | N | 85364900 | 1 | 4011209716117 | 2.559 | KG | 546 | 455 | CP27 | CP27 | SIRIUS Compact load feeder Reversing starter for IO-Link 690 V 24 V DC 3...12 A IP20 Connection main circuit: Screw terminal Connection control circuit: screw terminal | Lista Papel 2020 SI | 0 | 0
3RA6500-1DB43 |  | 3RA6500-1DB43 | 1 | UN | 1 | 10 | C | D | N | N | 85364900 | 1 | 4011209716124 | 2.47 | KG | 541 | 451 | CP27 | CP27 | SIRIUS Compact load feeder Reversing starter for IO-Link 690 V 24 V DC 3...12 A IP20 Connection main circuit: plug-in, without terminals Connection control circuit: screw terminal | Lista Papel 2020 SI | 0 | 0
3RA6500-1EB42 |  | 3RA6500-1EB42 | 1 | UN | 1 | 10 | C | D | N | N | 85364900 | 1 | 4011209716155 | 2.586 | KG | 686 | 572 | CP27 | CP27 | SIRIUS Compact load feeder Reversing starter for IO-Link 400 V 24 V DC 8...32 A IP20 Connection main circuit: Screw terminal Connection control circuit: screw terminal | Lista Papel 2020 SI | 0 | 0
3RA6500-1EB43 |  | 3RA6500-1EB43 | 1 | UN | 1 | 10 | C | D | N | N | 85364900 | 1 | 4011209716162 | 2.518 | KG | 679 | 566 | CP27 | CP27 | SIRIUS Compact load feeder Reversing starter for IO-Link 400 V 24 V DC 8...32 A IP20 Connection main circuit: plug-in, without terminals Connection control circuit: screw terminal | Lista Papel 2020 SI | 0 | 0
3RA6500-2AB42 |  | 3RA6500-2AB42 | 1 | UN | 1 | 10 | C | D | N | N | 85364900 | 1 | 4011209716018 | 2.553 | KG | 476 | 397 | CP27 | CP27 | SIRIUS Compact load feeder Reversing starter for IO-Link 690 V 24 V DC 0.1...0.4 A IP20 Connection main circuit: Spring-type terminal Connection control circuit: Spring-type terminal | Lista Papel 2020 SI | 0 | 0
3RA6500-2AB43 |  | 3RA6500-2AB43 | 1 | UN | 1 | 10 | C | D | N | N | 85364900 | 1 | 4011209716025 | 2.446 | KG | 467 | 389 | CP27 | CP27 | SIRIUS Compact load feeder Reversing starter for IO-Link 690 V 24 V DC 0.1...0.4 A IP20 Connection main circuit: plug-in, without terminals Connection control circuit: Spring-type terminal | Lista Papel 2020 SI | 0 | 0
3RA6500-2BB42 |  | 3RA6500-2BB42 | 1 | UN | 1 | 10 | C | D | N | N | 85364900 | 1 | 4011209716056 | 2.554 | KG | 480 | 400 | CP27 | CP27 | SIRIUS Compact load feeder Reversing starter for IO-Link 690 V 24 V DC 0.32...1.25 A IP20 Connection main circuit: Spring-type terminal Connection control circuit: Spring-type terminal | Lista Papel 2020 SI | 0 | 0
3RA6500-2BB43 |  | 3RA6500-2BB43 | 1 | UN | 1 | 10 | C | D | N | N | 85364900 | 1 | 4011209716063 | 2.461 | KG | 472 | 393 | CP27 | CP27 | SIRIUS Compact load feeder Reversing starter for IO-Link 690 V 24 V DC 0.32...1.25 A IP20 Connection main circuit: plug-in, without terminals Connection control circuit: Spring-type terminal | Lista Papel 2020 SI | 0 | 0
3RA6500-2CB42 |  | 3RA6500-2CB42 | 1 | UN | 1 | 10 | C | D | N | N | 85364900 | 1 | 4011209716094 | 2.547 | KG | 505 | 421 | CP27 | CP27 | SIRIUS Compact load feeder Reversing starter for IO-Link 690 V 24 V DC 1...4 A IP20 Connection main circuit: Spring-type terminal Connection control circuit: Spring-type terminal | Lista Papel 2020 SI | 0 | 0
3RA6500-2CB43 |  | 3RA6500-2CB43 | 1 | UN | 1 | 10 | C | D | N | N | 85364900 | 1 | 4011209716100 | 2.456 | KG | 494 | 412 | CP27 | CP27 | SIRIUS Compact load feeder Reversing starter for IO-Link 690 V 24 V DC 1...4 A IP20 Connection main circuit: plug-in, without terminals Connection control circuit: Spring-type terminal | Lista Papel 2020 SI | 0 | 0
3RA6500-2DB42 |  | 3RA6500-2DB42 | 1 | UN | 1 | 10 | C | D | N | N | 85364900 | 1 | 4011209716131 | 2.58 | KG | 546 | 455 | CP27 | CP27 | SIRIUS Compact load feeder Reversing starter for IO-Link 690 V 24 V DC 3...12 A IP20 Connection main circuit: Spring-type terminal Connection control circuit: Spring-type terminal | Lista Papel 2020 SI | 0 | 0
3RA6500-2DB43 |  | 3RA6500-2DB43 | 1 | UN | 1 | 10 | C | D | N | N | 85364900 | 1 | 4011209716148 | 2.468 | KG | 541 | 451 | CP27 | CP27 | SIRIUS Compact load feeder Reversing starter for IO-Link 690 V 24 V DC 3...12 A IP20 Connection main circuit: plug-in, without terminals Connection control circuit: Spring-type terminal | Lista Papel 2020 SI | 0 | 0
3RA6500-2EB42 |  | 3RA6500-2EB42 | 1 | UN | 1 | 10 | C | D | N | N | 85364900 | 1 | 4011209716179 | 2.605 | KG | 686 | 572 | CP27 | CP27 | SIRIUS Compact load feeder Reversing starter for IO-Link 400 V 24 V DC 8...32 A IP20 Connection main circuit: Spring-type terminal Connection control circuit: Spring-type terminal | Lista Papel 2020 SI | 0 | 0
3RA6500-2EB43 |  | 3RA6500-2EB43 | 1 | UN | 1 | 10 | C | D | N | N | 85364900 | 1 | 4011209716186 | 2.511 | KG | 679 | 566 | CP27 | CP27 | SIRIUS Compact load feeder Reversing starter for IO-Link 400 V 24 V DC 8...32 A IP20 Connection main circuit: plug-in, without terminals Connection control circuit: Spring-type terminal | Lista Papel 2020 SI | 0 | 0
3RA6812-8AB |  | 3RA6812-8AB | 1 | UN | 1 | 2 | A | D | N | N | 85369095 | 1 | 4011209725362 | 1.276 | KG | 127 | 106 | CP27 | CP27 | Infeed left Connection main circuit: screw terminal 3 slots for compact load feeders Connection terminal maximum 25 mm2 / 35 mm2 | Lista Papel 2020 SI | 0 | 0
3RA6812-8AC |  | 3RA6812-8AC | 1 | UN | 1 | 2 | A | D | N | N | 85369095 | 1 | 4011209745575 | 1.299 | KG | 127 | 106 | CP27 | CP27 | Infeed left Connection main circuit: input: Screw, Outgoing feeder: Spring 3 slots for compact load feeders Connection terminal maximum 25 mm2 / 35 mm2 | Lista Papel 2020 SI | 0 | 0
3RA6813-8AB |  | 3RA6813-8AB | 1 | UN | 1 | 2 | A | D | N | N | 85369095 | 1 | 4011209725355 | 1.463 | KG | 155 | 129 | CP27 | CP27 | Infeed left Connection main circuit: screw terminal 3 slots for compact load feeders Connection terminal maximum 50 mm2 / 70 mm2 | Lista Papel 2020 SI | 0 | 0
3RA6813-8AC |  | 3RA6813-8AC | 1 | UN | 1 | 2 | A | D | N | N | 85369095 | 1 | 4011209745568 | 1.451 | KG | 155 | 129 | CP27 | CP27 | Infeed left Connection main circuit: input: Screw, Outgoing feeder: Spring 3 slots for compact load feeders Connection terminal maximum 50 mm2 / 70 mm2 | Lista Papel 2020 SI | 0 | 0
3RA6822-0AB |  | 3RA6822-0AB | 1 | UN | 1 | 2 | A | D | N | N | 85369095 | 1 | 4011209725300 | 0.628 | KG | 65.2 | 54.3 | CP27 | CP27 | Twin extension block Connection main circuit: screw terminal 2 slots for compact load feeders | Lista Papel 2020 SI | 0 | 0
3RA6822-0AC |  | 3RA6822-0AC | 1 | UN | 1 | 2 | A | D | N | N | 85369095 | 1 | 4011209725317 | 1 | KG | 65.2 | 54.3 | CP27 | CP27 | Twin extension block Connection main circuit: Spring-type terminal 2 slots for compact load feeders | Lista Papel 2020 SI | 0 | 0
3RA6823-0AB |  | 3RA6823-0AB | 1 | UN | 1 | 2 | A | D | N | N | 85369095 | 1 | 4011209725324 | 1 | KG | 93.6 | 78 | CP27 | CP27 | Triple extension block Connection main circuit: screw terminal 3 slots for compact load feeders | Lista Papel 2020 SI | 0 | 0
3RA6823-0AC |  | 3RA6823-0AC | 1 | UN | 1 | 2 | A | D | N | N | 85369095 | 1 | 4011209725331 | 0.946 | KG | 93.6 | 78 | CP27 | CP27 | Triple extension block Connection main circuit: Spring-type terminal 3 slots for compact load feeders | Lista Papel 2020 SI | 0 | 0
3RA6830-5AC |  | 3RA6830-5AC | 1 | UN | 1 | 2 | A | D | N | N | 85369010 | 1 | 4011209725348 | 1 | G | 27.8 | 23.2 | CP27 | CP27 | Infeed left or right Connection main circuit: Spring-type terminal Connection terminal maximum 25 mm2, | Lista Papel 2020 SI | 0 | 0
3RA6860-5AC |  | 3RA6860-5AC | 1 | UN | 1 | 2 | A | D | N | N | 85369010 | 1 | 4011209725386 | 0.078 | KG | 16.1 | 13.4 | CP27 | CP27 | PE infeed Connection main circuit: Spring-type terminal Connection terminal maximum 25 mm2, | Lista Papel 2020 SI | 0 | 0
3RA6860-6AB |  | 3RA6860-6AB | 1 | UN | 1 | 2 | A | D | N | N | 85369010 | 1 | 4011209725379 | 0.073 | KG | 16.1 | 13.4 | CP27 | CP27 | PE infeed Connection main circuit: screw terminal Connection terminal maximum 25 mm2 / 35 mm2 | Lista Papel 2020 SI | 0 | 0
3RA6870-3AC |  | 3RA6870-3AC | 1 | UN | 1 | 2 | A | D | N | N | 85369010 | 1 | 4011209725409 | 0.027 | KG | 6.8 | 5.67 | CP27 | CP27 | PE tap Connection main circuit: Spring-type terminal | Lista Papel 2020 SI | 0 | 0
3RA6870-3AC-Z | X90 | 3RA6870-3AC-ZX90 | 1 | UN | 1 | 2 | A | D | N | N | 85369010 | 20 | 4011209929197 | 0.54 | KG | 6.8 | 6.8 | CP27 | CP27 | PE tap Connection main circuit: Spring-type terminal | - | 0 | 0
3RA6870-4AB |  | 3RA6870-4AB | 1 | UN | 1 | 2 | A | D | N | N | 85369010 | 1 | 4011209725393 | 0.029 | KG | 6.8 | 5.67 | CP27 | CP27 | PE tap Connection main circuit: screw terminal | Lista Papel 2020 SI | 0 | 0
3RA6880-2AB |  | 3RA6880-2AB | 1 | UN | 1 | 2 | A | D | N | N | 85389099 | 1 | 4011209867819 | 0.021 | KG | 10.5 | 10.5 | CP27 | CP27 | Terminal covers (2 units) for 3-phase infeed 25/35 mm2 3RA6812-8AB/AC 1 bag contains 2 covers | - | 0 | 0
3RA6880-3AB |  | 3RA6880-3AB | 1 | UN | 1 | 2 | A | D | N | N | 85389099 | 1 | 4011209867826 | 0.039 | KG | 11.2 | 11.2 | CP27 | CP27 | Terminal covers (2 units) for 3-phase infeed 50/70 mm2 3RA6813-8AB/AC | - | 0 | 0
3RA6890-0BA |  | 3RA6890-0BA | 1 | UN | 1 | 2 | A | D | N | N | 85369095 | 1 | 4011209725423 | 0.191 | KG | 37.2 | 31 | CP27 | CP27 | Adapter 45 mm for circuit breaker Size S0 3RV1.2 and 3RV2.2 max. 25 A Conductor cross-section AWG10 | Lista Papel 2020 SI | 0 | 0
3RA6890-0EA |  | 3RA6890-0EA | 1 | UN | 1 | 2 | A | D | N | N | 85366990 | 1 | 4011209725416 | 0.01 | KG | 5.24 | 4.37 | CP27 | CP27 | PE extension connector | Lista Papel 2020 SI | 0 | 0
3RA6890-1AA |  | 3RA6890-1AA | 1 | UN | 1 | 2 | A | D | N | N | 85366990 | 1 | 4011209725430 | 0.094 | KG | 19.7 | 16.4 | CP27 | CP27 | Extension connector for infeed system 3RV19, 3RV29 | Lista Papel 2020 SI | 0 | 0
3RA6890-1AB |  | 3RA6890-1AB | 1 | UN | 1 | 2 | A | D | N | N | 85366990 | 1 | 4011209725447 | 0.039 | KG | 19.7 | 16.4 | CP27 | CP27 | Extension connector between 2 extension blocks | Lista Papel 2020 SI | 0 | 0
3RA6911-1A |  | 3RA6911-1A | 1 | UN | 1 | 2 | A | D | N | N | 85365080 | 1 | 4011209684263 | 0.034 | KG | 16.3 | 13.6 | CP27 | CP27 | Auxiliary switch 2 NO contacts Connection control circuit: screw terminal | Lista Papel 2020 SI | 0 | 0
3RA6911-2A |  | 3RA6911-2A | 1 | UN | 1 | 2 | A | D | N | N | 85365080 | 1 | 4011209684331 | 0.028 | KG | 16.3 | 13.6 | CP27 | CP27 | Auxiliary switch 2 NO contacts Connection control circuit: Spring-type terminal | Lista Papel 2020 SI | 0 | 0
3RA6912-1A |  | 3RA6912-1A | 1 | UN | 1 | 2 | A | D | N | N | 85365080 | 1 | 4011209684294 | 0.031 | KG | 16.3 | 13.6 | CP27 | CP27 | Auxiliary switch 2 NC contacts Connection control circuit: screw terminal | Lista Papel 2020 SI | 0 | 0
3RA6912-2A |  | 3RA6912-2A | 1 | UN | 1 | 2 | A | D | N | N | 85365080 | 1 | 4011209684362 | 0.028 | KG | 16.3 | 13.6 | CP27 | CP27 | Auxiliary switch 2 NC contacts Connection control circuit: Spring-type terminal | Lista Papel 2020 SI | 0 | 0
3RA6913-1A |  | 3RA6913-1A | 1 | UN | 1 | 2 | A | D | N | N | 85365080 | 1 | 4011209684324 | 0.033 | KG | 16.3 | 13.6 | CP27 | CP27 | Auxiliary switch 1 NC contact 1 NO contact Connection control circuit: screw terminal | Lista Papel 2020 SI | 0 | 0
3RA6913-2A |  | 3RA6913-2A | 1 | UN | 1 | 2 | A | D | N | N | 85365080 | 1 | 4011209684386 | 0.03 | KG | 16.3 | 13.6 | CP27 | CP27 | Auxiliary switch 1 NC contact 1 NO contact Connection control circuit: Spring-type terminal | Lista Papel 2020 SI | 0 | 0
3RA6920-1A |  | 3RA6920-1A | 1 | UN | 1 | 2 | A | D | N | N | 85369010 | 1 | 4011209682450 | 0.11 | KG | 27.8 | 23.2 | CP27 | CP27 | Main circuit terminals (input and output side) Connection main circuit: screw terminal 2 main circuit terminals per package (1 x input side 1 x output side differ) | Lista Papel 2020 SI | 0 | 0
3RA6920-1B |  | 3RA6920-1B | 1 | UN | 1 | 2 | A | D | N | N | 85369095 | 1 | 4011209828933 | 0.05 | KG | 22.8 | 19 | CP27 | CP27 | Control circuit terminals 3RA61 Screw-type technology 2 terminals per pack | Lista Papel 2020 SI | 0 | 0
3RA6920-1C |  | 3RA6920-1C | 1 | UN | 1 | 2 | A | D | N | N | 85369095 | 1 | 4011209828957 | 0.07 | KG | 22.8 | 19 | CP27 | CP27 | Control circuit terminals 3RA62 Screw-type technology 2 terminals per pack | Lista Papel 2020 SI | 0 | 0
3RA6920-2A |  | 3RA6920-2A | 1 | UN | 1 | 2 | A | D | N | N | 85369010 | 1 | 4011209682467 | 0.128 | KG | 27.8 | 23.2 | CP27 | CP27 | Main circuit terminals Inclusion and connection Main circuit: Spring-type terminal | Lista Papel 2020 SI | 0 | 0
3RA6920-2B |  | 3RA6920-2B | 1 | UN | 1 | 2 | A | D | N | N | 85369095 | 1 | 4011209828940 | 0.08 | KG | 22.8 | 19 | CP27 | CP27 | Control circuit terminal 3RA61 spring-type connection system 2 terminals per pack | Lista Papel 2020 SI | 0 | 0
3RA6920-2C |  | 3RA6920-2C | 1 | UN | 1 | 2 | A | D | N | N | 85369095 | 1 | 4011209828964 | 0.048 | KG | 22.8 | 19 | CP27 | CP27 | Control circuit terminals 3RA62 spring-type connection system 2 terminals per pack | Lista Papel 2020 SI | 0 | 0
3RA6920-3A |  | 3RA6920-3A | 1 | UN | 1 | 20 | D | D | N | N | 85369010 | 1 | 4011209861893 | 0.12 | KG | 27.8 | 27.8 | CP27 | CP27 | Main circuit terminals for 3RA6 line-side screw-type technology output side spring-type connection system | - | 0 | 0
3RA6931-0A |  | 3RA6931-0A | 1 | UN | 1 | 5 | B | D | N | N | 85444290 | 5 | 4011209682528 | 0.007 | KG | 10.1 | 8.42 | CP27 | CP27 | Connecting cable, 14-pole 8 mm | Lista Papel 2020 SI | 0 | 0
3RA6932-0A |  | 3RA6932-0A | 1 | UN | 1 | 2 | A | D | N | N | 85444290 | 5 | 4011209682535 | 0.007 | KG | 10.1 | 8.42 | CP27 | CP27 | Connecting cable, 10-pole 8 mm | Lista Papel 2020 SI | 0 | 0
3RA6933-0A |  | 3RA6933-0A | 1 | UN | 1 | 5 | B | D | N | N | 85444290 | 1 | 4011209682542 | 0.107 | KG | 43.6 | 36.3 | CP27 | CP27 | Connecting cable, 10-pole 2000 mm | Lista Papel 2020 SI | 0 | 0
3RA6933-0B |  | 3RA6933-0B | 1 | UN | 1 | 5 | B | D | N | N | 85444290 | 5 | 4011209724662 | 0.012 | KG | 13 | 10.8 | CP27 | CP27 | Connecting cable, 10-pole 200 mm | Lista Papel 2020 SI | 0 | 0
3RA6933-0C |  | 3RA6933-0C | 1 | UN | 1 | 5 | B | D | N | N | 85444290 | 5 | 4011209724679 | 0.014 | KG | 13 | 10.8 | CP27 | CP27 | Connecting cable, 14-pole 200 mm | Lista Papel 2020 SI | 0 | 0
3RA6935-0A |  | 3RA6935-0A | 1 | UN | 1 | 10 | C | D | N | N | 85371098 | 1 | 4011209828551 | 0.096 | KG | 300 | 250 | CP27 | CP27 | Operator panel for SIRIUS Switching devices with IO-Link | Lista Papel 2020 SI | 0 | 0
3RA6936-0A |  | 3RA6936-0A | 1 | UN | 1 | 10 | C | D | N | N | 85235110 | 1 | 4011209829039 | 0.01 | KG | 36.2 | 30.2 | CP27 | CP27 | Enabling module for operator panel 3RA69350A | Lista Papel 2020 SI | 0 | 0
3RA6936-0B |  | 3RA6936-0B | 1 | UN | 1 | 10 | C | D | N | N | 85389099 | 5 | 4011209828582 | 0.003 | KG | 10.1 | 8.42 | CP27 | CP27 | Interface cover for operator panel 3RA69350A and SIMOCODE 3UF7 | Lista Papel 2020 SI | 0 | 0
3RA6940-0A |  | 3RA6940-0A | 1 | UN | 1 | 2 | A | D | N | N | 85389099 | 1 | 4011209690738 | 0.036 | KG | 11.9 | 9.88 | CP27 | CP27 | Adapter for screw mounting | Lista Papel 2020 SI | 0 | 0
3RA6950-0A |  | 3RA6950-0A | 1 | UN | 1 | 2 | A | D | N | N | 85389099 | 1 | 4011209689855 | 0.007 | KG | 11.2 | 9.3 | CP27 | CP27 | Control kit | Lista Papel 2020 SI | 0 | 0
3RA6970-3A |  | 3RA6970-3A | 1 | UN | 1 | 2 | A | D | N | N | 85371098 | 1 | 4011209738294 | 0.069 | KG | 175 | 146 | CP27 | CP27 | AS-i add-on module Connection control circuit: screw terminal | Lista Papel 2020 SI | 0 | 0
3RA6970-3B |  | 3RA6970-3B | 1 | UN | 1 | 2 | A | D | N | N | 85371098 | 1 | 4011209738300 | 0.078 | KG | 221 | 184 | CP27 | CP27 | AS-i add-on module for safe switching-off Connection control circuit: screw terminal | Lista Papel 2020 SI | 0 | 0
3RA6970-3C |  | 3RA6970-3C | 1 | UN | 1 | 2 | A | D | N | N | 85371098 | 1 | 4011209822399 | 70 | G | 210 | 175 | CP27 | CP27 | AS-i add-on module with 2 free external inputs | Lista Papel 2020 SI | 0 | 0
3RA6970-3D |  | 3RA6970-3D | 1 | UN | 1 | 2 | A | D | N | N | 85371098 | 1 | 4011209822405 | 70 | G | 221 | 184 | CP27 | CP27 | AS-i add-on module with 1 free external input and output each | Lista Papel 2020 SI | 0 | 0
3RA6970-3E |  | 3RA6970-3E | 1 | UN | 1 | 2 | A | D | N | N | 85371098 | 1 | 4011209822412 | 70 | G | 233 | 194 | CP27 | CP27 | AS-i add-on module with 2 free external outputs | Lista Papel 2020 SI | 0 | 0
3RA6970-3F |  | 3RA6970-3F | 1 | UN | 1 | 2 | A | D | N | N | 85371098 | 1 | 4011209858879 | 70 | G | 241 | 241 | CP27 | CP27 | AS-i add-on module for local control | - | 0 | 0
3RB1900-0B |  | 3RB1900-0B | 100 | UN | 1 | 2 | A | D | N | N | 85389099 | 10 | 4011209232181 | 0.002 | KG | 35.73 | 35.73 | CP10 | CP10 | Push-in lugs for 3RB and 3RB2906 Size S00...S3 | - | 0 | 0
3RB1900-0BA00-0FH0 |  | 3RB1900-0BA00-0FH0 | 1 | UN | 1 | 5 | B | D | N | N | 85389099 | 1 |  | 0.02 | KG | 6.62 | 6.62 | CP10 | CP10 | Push-in lugs for 3RB 12 and 3RB2906 Size S00...S3 | - | 0 | 0
3RB2016-1NB0 |  | 3RB2016-1NB0 | 1 | UN | 1 | 2 | A | D | N | N | 85364900 | 1 | 4011209638723 | 0.19 | KG | 115.14 | 115.14 | CP11 | CP11 | Overload relay 0.32...1.25 A For motor protection Size S00, Class 10 Contactor mounting Main circuit: screw terminal Auxiliary circuit: screw terminal Manual-Automatic-Reset !!! Phased-out product !!! Successor is SIRIUS 3RB3 Preferred successor type is >>3RB3016-1NB0<< | - | 0 | 7
3RB2016-1NB0-Z | W97 | 3RB2016-1NB0-ZW97 | 1 | UN | 1 | 2 | A | D | N | N | 85364900 | 32 |  | 0.233 | KG | 131.3 | 131.3 | CP11 | CP11 | Overload relay 0.32...1.25 A For motor protection Size S00, Class 10 Contactor mounting Main circuit: screw terminal Auxiliary circuit: screw terminal Manual-Automatic-Reset Multi-unit packaging Pack = 32 units !!! Phased-out product !!! Successor is SIRIUS 3RB3 | - | 0 | 7
3RB2016-1NB0-Z | X95 | 3RB2016-1NB0-ZX95 | 1 | UN | 1 | 2 | A | D | N | N | 85364900 | 96 | 4011209720213 | 0.17 | KG | 131.3 | 131.3 | CP11 | CP11 | Overload relay 0.32...1.25 A For motor protection Size S00, Class 10 Contactor mounting Main circuit: screw terminal Auxiliary circuit: screw terminal Manual-Automatic-Reset Reusable packaging Pack = 96 units !!! Phased-out product !!! Successor is SIRIUS 3RB3 Preferred successor type is >>3RB3016-1NB0-ZX95<< | - | 0 | 7
3RB2016-1ND0 |  | 3RB2016-1ND0 | 1 | UN | 1 | 15 | C | D | N | N | 85364900 | 1 | 4011209638822 | 0.19 | KG | 134.33 | 134.33 | CP11 | CP11 | Overload relay 0.32...1.25 A For motor protection Size S00, Class 10 Contactor mounting Main circuit: screw terminal Auxiliary circuit: Spring-type terminal Manual-Automatic-Reset !!! Phased-out product !!! Successor is SIRIUS 3RB3 Preferred successor type is >>3RB3016-1NE0<< | - | 0 | 7
3RB2016-1PB0 |  | 3RB2016-1PB0 | 1 | UN | 1 | 2 | A | D | N | N | 85364900 | 1 | 4011209638730 | 0.19 | KG | 115.14 | 115.14 | CP11 | CP11 | Overload relay 1...4 A For motor protection Size S00, Class 10 Contactor mounting Main circuit: screw terminal Auxiliary circuit: screw terminal Manual-Automatic-Reset !!! Phased-out product !!! Successor is SIRIUS 3RB3 Preferred successor type is >>3RB3016-1PB0<< | - | 0 | 7
3RB2016-1PB0-Z | X95 | 3RB2016-1PB0-ZX95 | 1 | UN | 1 | 2 | A | D | N | N | 85364900 | 96 | 4011209720220 | 0.17 | KG | 131.3 | 131.3 | CP11 | CP11 | Overload relay 1...4 A For motor protection Size S00, Class 10 Contactor mounting Main circuit: screw terminal Auxiliary circuit: screw terminal Manual-Automatic-Reset Reusable packaging Pack = 96 units !!! Phased-out product !!! Successor is SIRIUS 3RB3 Preferred successor type is >>3RB3016-1PB0-ZX95<< | - | 0 | 7
3RB2016-1PD0 |  | 3RB2016-1PD0 | 1 | UN | 1 | 5 | B | D | N | N | 85364900 | 1 | 4011209638839 | 0.19 | KG | 134.33 | 134.33 | CP11 | CP11 | Overload relay 1...4 A For motor protection Size S00, Class 10 Contactor mounting Main circuit: screw terminal Auxiliary circuit: Spring-type terminal Manual-Automatic-Reset !!! Phased-out product !!! Successor is SIRIUS 3RB3 Preferred successor type is >>3RB3016-1PE0<< | - | 0 | 7
3RB2016-1RB0 |  | 3RB2016-1RB0 | 1 | UN | 1 | 2 | A | D | N | N | 85364110 | 1 | 4011209632202 | 0.19 | KG | 115.14 | 115.14 | CP11 | CP11 | Overload relay 0.1...0.4 A For motor protection Size S00, Class 10 Contactor mounting Main circuit: screw terminal Auxiliary circuit: screw terminal Manual-Automatic-Reset !!! Phased-out product !!! Successor is SIRIUS 3RB3 Preferred successor type is >>3RB3016-1RB0<< | - | 0 | 7
3RB2016-1RD0 |  | 3RB2016-1RD0 | 1 | UN | 1 | 15 | C | D | N | N | 85364110 | 1 | 4011209638815 | 0.19 | KG | 134.33 | 134.33 | CP11 | CP11 | Overload relay 0.1...0.4 A For motor protection Size S00, Class 10 Contactor mounting Main circuit: Screw terminal Auxiliary circuit: Spring-type terminal Manual-Automatic-Reset !!! Phased-out product !!! Successor is SIRIUS 3RB3 Preferred successor type is >>3RB3016-1RE0<< | - | 0 | 7
3RB2016-1SB0 |  | 3RB2016-1SB0 | 1 | UN | 1 | 2 | A | D | N | N | 85364900 | 1 | 4011209638747 | 0.19 | KG | 115.14 | 115.14 | CP11 | CP11 | Overload relay 3...12 A For motor protection Size S00, Class 10 Contactor mounting Main circuit: screw terminal Auxiliary circuit: screw terminal Manual-Automatic-Reset !!! Phased-out product !!! Successor is SIRIUS 3RB3 Preferred successor type is >>3RB3016-1SB0<< | - | 0 | 7
3RB2016-1SB0-Z | X95 | 3RB2016-1SB0-ZX95 | 1 | UN | 1 | 2 | A | D | N | N | 85364900 | 96 | 4011209720237 | 0.17 | KG | 131.3 | 131.3 | CP11 | CP11 | Overload relay 3...12 A For motor protection Size S00, Class 10 Contactor mounting Main circuit: screw terminal Auxiliary circuit: screw terminal Manual-Automatic-Reset Reusable packaging Pack = 96 units !!! Phased-out product !!! Successor is SIRIUS 3RB3 Preferred successor type is >>3RB3016-1SB0-ZX95<< | - | 0 | 7
3RB2016-1SD0 |  | 3RB2016-1SD0 | 1 | UN | 1 | 15 | C | D | N | N | 85364900 | 1 | 4011209638846 | 0.19 | KG | 134.33 | 134.33 | CP11 | CP11 | Overload relay 3...12 A For motor protection Size S00, Class 10 Contactor mounting Main circuit: screw terminal Auxiliary circuit: Spring-type terminal Manual-Automatic-Reset !!! Phased-out product !!! Successor is SIRIUS 3RB3 Preferred successor type is >>3RB3016-1SE0<< | - | 0 | 7
3RB2016-2NB0 |  | 3RB2016-2NB0 | 1 | UN | 1 | 2 | A | D | N | N | 85364110 | 1 | 4011209632219 | 0.19 | KG | 141.4 | 141.4 | CP11 | CP11 | Overload relay 0.32...1.25 A For motor protection Size S00, Class 20 Contactor mounting Main circuit: screw terminal Auxiliary circuit: screw terminal Manual-Automatic-Reset !!! Phased-out product !!! Successor is SIRIUS 3RB3 Preferred successor type is >>3RB3016-2NB0<< | - | 0 | 7
3RB2016-2ND0 |  | 3RB2016-2ND0 | 1 | UN | 1 | 15 | C | D | N | N | 85364110 | 1 | 4011209638853 | 0.19 | KG | 165.64 | 165.64 | CP11 | CP11 | Overload relay 0.32...1.25 A For motor protection Size S00, Class 20 Contactor mounting Main circuit: Screw terminal Auxiliary circuit: Spring-type terminal Manual-Automatic-Reset !!! Phased-out product !!! Successor is SIRIUS 3RB3 Preferred successor type is >>3RB3016-2NE0<< | - | 0 | 7
3RB2016-2PB0 |  | 3RB2016-2PB0 | 1 | UN | 1 | 2 | A | D | N | N | 85364900 | 1 | 4011209638761 | 0.19 | KG | 141.4 | 141.4 | CP11 | CP11 | Overload relay 1...4 A For motor protection Size S00, Class 20 Contactor mounting Main circuit: screw terminal Auxiliary circuit: screw terminal Manual-Automatic-Reset !!! Phased-out product !!! Successor is SIRIUS 3RB3 Preferred successor type is >>3RB3016-2PB0<< | - | 0 | 7
3RB2016-2PD0 |  | 3RB2016-2PD0 | 1 | UN | 1 | 15 | C | D | N | N | 85364900 | 1 | 4011209638860 | 0.19 | KG | 165.64 | 165.64 | CP11 | CP11 | Overload relay 1...4 A For motor protection Size S00, Class 20 Contactor mounting Main circuit: screw terminal Auxiliary circuit: Spring-type terminal Manual-Automatic-Reset !!! Phased-out product !!! Successor is SIRIUS 3RB3 Preferred successor type is >>3RB3016-2PE0<< | - | 0 | 7
3RB2016-2RB0 |  | 3RB2016-2RB0 | 1 | UN | 1 | 2 | A | D | N | N | 85364110 | 1 | 4011209638754 | 0.19 | KG | 141.4 | 141.4 | CP11 | CP11 | Overload relay 0.1...0.4 A For motor protection Size S00, Class 20 Contactor mounting Main circuit: screw terminal Auxiliary circuit: screw terminal Manual-Automatic-Reset !!! Phased-out product !!! Successor is SIRIUS 3RB3 Preferred successor type is >>3RB3016-2RB0<< | - | 0 | 7
3RB2016-2RD0 |  | 3RB2016-2RD0 | 1 | UN | 1 | 15 | C | D | N | N | 85364110 | 1 | 4011209632332 | 0.19 | KG | 165.64 | 165.64 | CP11 | CP11 | Overload relay 0.1...0.4 A For motor protection Size S00, Class 20 Contactor mounting Main circuit: Screw terminal Auxiliary circuit: Spring-type terminal Manual-Automatic-Reset !!! Phased-out product !!! Successor is SIRIUS 3RB3 Preferred successor type is >>3RB3016-2RE0<< | - | 0 | 7
3RB2016-2SB0 |  | 3RB2016-2SB0 | 1 | UN | 1 | 2 | A | D | N | N | 85364900 | 1 | 4011209638778 | 0.19 | KG | 141.4 | 141.4 | CP11 | CP11 | Overload relay 3...12 A For motor protection Size S00, Class 20 Contactor mounting Main circuit: screw terminal Auxiliary circuit: screw terminal Manual-Automatic-Reset !!! Phased-out product !!! Successor is SIRIUS 3RB3 Preferred successor type is >>3RB3016-2SB0<< | - | 0 | 7
3RB2016-2SD0 |  | 3RB2016-2SD0 | 1 | UN | 1 | 15 | C | D | N | N | 85364900 | 1 | 4011209632240 | 0.19 | KG | 165.64 | 165.64 | CP11 | CP11 | Overload relay 3...12 A For motor protection Size S00, Class 20 Contactor mounting Main circuit: Screw terminal Auxiliary circuit: Spring-type terminal Manual-Automatic-Reset !!! Phased-out product !!! Successor is SIRIUS 3RB3 Preferred successor type is >>3RB3016-2SE0<< | - | 0 | 7
3RB2026-1NB0 |  | 3RB2026-1NB0 | 1 | UN | 1 | 2 | A | D | N | N | 85364900 | 1 | 4011209719996 | 0.19 | KG | 136.35 | 136.35 | CP11 | CP11 | Overload relay 0.32...1.25 A For motor protection Size S0, class 10 Contactor mounting Main circuit: screw terminal Auxiliary circuit: screw terminal Manual-Automatic-Reset !!! Phased-out product !!! Successor is SIRIUS 3RB3 Preferred successor type is >>3RB3026-1NB0<< | - | 0 | 7
3RB2026-1ND0 |  | 3RB2026-1ND0 | 1 | UN | 1 | 15 | C | D | N | N | 85364900 | 1 | 4011209720077 | 0.19 | KG | 160.59 | 160.59 | CP11 | CP11 | Overload relay 0.32...1.25 A For motor protection Size S0, Class 10 Contactor mounting Main circuit: Screw terminal Auxiliary circuit: Spring-type terminal Manual-Automatic-Reset !!! Phased-out product !!! Successor is SIRIUS 3RB3 Preferred successor type is >>3RB3026-1NE0<< | - | 0 | 7
3RB2026-1PB0 |  | 3RB2026-1PB0 | 1 | UN | 1 | 2 | A | D | N | N | 85364900 | 1 | 4011209720008 | 0.19 | KG | 136.35 | 136.35 | CP11 | CP11 | Overload relay 1...4 A For motor protection Size S0, class 10 Contactor mounting Main circuit: screw terminal Auxiliary circuit: screw terminal Manual-Automatic-Reset !!! Phased-out product !!! Successor is SIRIUS 3RB3 Preferred successor type is >>3RB3026-1PB0<< | - | 0 | 7
3RB2026-1PD0 |  | 3RB2026-1PD0 | 1 | UN | 1 | 15 | C | D | N | N | 85364900 | 1 | 4011209720084 | 0.19 | KG | 160.59 | 160.59 | CP11 | CP11 | Overload relay 1...4 A For motor protection Size S0, class 10 Contactor mounting Main circuit: screw terminal Auxiliary circuit: Spring-type terminal Manual-Automatic-Reset !!! Phased-out product !!! Successor is SIRIUS 3RB3 Preferred successor type is >>3RB3026-1PE0<< | - | 0 | 7
3RB2026-1QB0 |  | 3RB2026-1QB0 | 1 | UN | 1 | 2 | A | D | N | N | 85364900 | 1 | 4011209639102 | 0.19 | KG | 136.35 | 136.35 | CP11 | CP11 | Overload relay 6...25 A For motor protection Size S0, class 10 Contactor mounting Main circuit: screw terminal Auxiliary circuit: screw terminal Manual-Automatic-Reset !!! Phased-out product !!! Successor is SIRIUS 3RB3 Preferred successor type is >>3RB3026-1QB0<< | - | 0 | 7
3RB2026-1QB0-Z | X95 | 3RB2026-1QB0-ZX95 | 1 | UN | 1 | 2 | A | D | N | N | 85364900 | 90 | 4011209684577 | 0.17 | KG | 136.35 | 136.35 | CP11 | CP11 | Overload relay 6...25 A For motor protection Size S0, class 10 Contactor mounting Main circuit: screw terminal Auxiliary circuit: screw terminal Manual-Automatic-Reset Reusable packaging Pack = 90 units !!! Phased-out product !!! Successor is SIRIUS 3RB3 Preferred successor type is >>3RB3026-1QB0-ZX95<< | - | 0 | 7
3RB2026-1QD0 |  | 3RB2026-1QD0 | 1 | UN | 1 | 5 | B | D | N | N | 85364900 | 1 | 4011209639140 | 0.19 | KG | 139.38 | 139.38 | CP11 | CP11 | Overload relay 6...25 A For motor protection Size S0, class 10 Contactor mounting Main circuit: screw terminal Auxiliary circuit: Spring-type terminal Manual-Automatic-Reset !!! Phased-out product !!! Successor is SIRIUS 3RB3 Preferred successor type is >>3RB3026-1QE0<< | - | 0 | 7
3RB2026-1RB0 |  | 3RB2026-1RB0 | 1 | UN | 1 | 15 | C | D | N | N | 85364900 | 1 | 4011209719989 | 0.19 | KG | 156.55 | 156.55 | CP11 | CP11 | Overload relay 0.1...0.4 A For motor protection Size S0, class 10 Contactor mounting Main circuit: screw terminal Auxiliary circuit: screw terminal Manual-Automatic-Reset !!! Phased-out product !!! Successor is SIRIUS 3RB3 Preferred successor type is >>3RB3026-1RB0<< | - | 0 | 7
3RB2026-1RD0 |  | 3RB2026-1RD0 | 1 | UN | 1 | 15 | C | D | N | N | 85364900 | 1 | 4011209720060 | 0.19 | KG | 160.59 | 160.59 | CP11 | CP11 | Overload relay 0.1...0.4 A For motor protection Size S0, Class 10 Contactor mounting Main circuit: Screw terminal Auxiliary circuit: Spring-type terminal Manual-Automatic-Reset !!! Phased-out product !!! Successor is SIRIUS 3RB3 Preferred successor type is >>3RB3026-1RE0<< | - | 0 | 7
3RB2026-1SB0 |  | 3RB2026-1SB0 | 1 | UN | 1 | 2 | A | D | N | N | 85364900 | 1 | 4011209639058 | 0.19 | KG | 136.35 | 136.35 | CP11 | CP11 | Overload relay 3...12 A For motor protection Size S0, class 10 Contactor mounting Main circuit: screw terminal Auxiliary circuit: screw terminal Manual-Automatic-Reset !!! Phased-out product !!! Successor is SIRIUS 3RB3 Preferred successor type is >>3RB3026-1SB0<< | - | 0 | 7
3RB2026-1SB0-Z | X95 | 3RB2026-1SB0-ZX95 | 1 | UN | 1 | 2 | A | D | N | N | 85364900 | 90 | 4011209684560 | 0.17 | KG | 136.35 | 136.35 | CP11 | CP11 | Overload relay 3...12 A For motor protection Size S0, class 10 Contactor mounting Main circuit: screw terminal Auxiliary circuit: screw terminal Manual-Automatic-Reset Reusable packaging Pack = 90 units !!! Phased-out product !!! Successor is SIRIUS 3RB3 Preferred successor type is >>3RB3026-1SB0-ZX95<< | - | 0 | 7
3RB2026-1SD0 |  | 3RB2026-1SD0 | 1 | UN | 1 | 15 | C | D | N | N | 85364900 | 1 | 4011209639133 | 0.19 | KG | 160.59 | 160.59 | CP11 | CP11 | Overload relay 3...12 A For motor protection Size S0, class 10 Contactor mounting Main circuit: screw terminal Auxiliary circuit: Spring-type terminal Manual-Automatic-Reset !!! Phased-out product !!! Successor is SIRIUS 3RB3 Preferred successor type is >>3RB3026-1SE0<< | - | 0 | 7
3RB2026-2NB0 |  | 3RB2026-2NB0 | 1 | UN | 1 | 2 | A | D | N | N | 85364900 | 1 | 4011209720022 | 0.19 | KG | 161.6 | 161.6 | CP11 | CP11 | Overload relay 0.32...1.25 A For motor protection Size S0, class 20 Contactor mounting Main circuit: screw terminal Auxiliary circuit: screw terminal Manual-Automatic-Reset !!! Phased-out product !!! Successor is SIRIUS 3RB3 Preferred successor type is >>3RB3026-2NB0<< | - | 0 | 7
3RB2026-2ND0 |  | 3RB2026-2ND0 | 1 | UN | 1 | 15 | C | D | N | N | 85364900 | 1 | 4011209720107 | 0.19 | KG | 187.86 | 187.86 | CP11 | CP11 | Overload relay 0.32...1.25 A For motor protection Size S0, Class 20 Contactor mounting Main circuit: Screw terminal Auxiliary circuit: Spring-type terminal Manual-Automatic-Reset !!! Phased-out product !!! Successor is SIRIUS 3RB3 Preferred successor type is >>3RB3026-2NE0<< | - | 0 | 7
3RB2026-2PB0 |  | 3RB2026-2PB0 | 1 | UN | 1 | 2 | A | D | N | N | 85364900 | 1 | 4011209720039 | 0.19 | KG | 161.6 | 161.6 | CP11 | CP11 | Overload relay 1...4 A For motor protection Size S0, class 20 Contactor mounting Main circuit: screw terminal Auxiliary circuit: screw terminal Manual-Automatic-Reset !!! Phased-out product !!! Successor is SIRIUS 3RB3 Preferred successor type is >>3RB3026-2PB0<< | - | 0 | 7
3RB2026-2PD0 |  | 3RB2026-2PD0 | 1 | UN | 1 | 15 | C | D | N | N | 85364900 | 1 | 4011209720114 | 0.19 | KG | 187.86 | 187.86 | CP11 | CP11 | Overload relay 1...4 A For motor protection Size S0, Class 20 Contactor mounting Main circuit: Screw terminal Auxiliary circuit: Spring-type terminal Manual-Automatic-Reset !!! Phased-out product !!! Successor is SIRIUS 3RB3 Preferred successor type is >>3RB3026-2PE0<< | - | 0 | 7
3RB2026-2QB0 |  | 3RB2026-2QB0 | 1 | UN | 1 | 2 | A | D | N | N | 85364900 | 1 | 4011209632288 | 0.19 | KG | 161.6 | 161.6 | CP11 | CP11 | Overload relay 6...25 A For motor protection Size S0, class 20 Contactor mounting Main circuit: screw terminal Auxiliary circuit: screw terminal Manual-Automatic-Reset !!! Phased-out product !!! Successor is SIRIUS 3RB3 Preferred successor type is >>3RB3026-2QB0<< | - | 0 | 7
3RB2026-2QB0-Z | X95 | 3RB2026-2QB0-ZX95 | 1 | UN | 1 | 15 | C | D | EAR99 | N | 85364900 | 90 | 4011209774490 | 0.207 | KG | 185.84 | 185.84 | CP11 | CP11 | Overload relay 6...25 A For motor protection Size S0, class 20 Contactor mounting Main circuit: screw terminal Auxiliary circuit: screw terminal Manual-Automatic-Reset Pack = 90 units !!! Phased-out product !!! Successor is SIRIUS 3RB3 Preferred successor type is >>3RB3026-2QB0-ZX95<< | - | 0 | 7
3RB2026-2QD0 |  | 3RB2026-2QD0 | 1 | UN | 1 | 5 | B | D | N | N | 85364900 | 1 | 4011209632301 | 0.19 | KG | 163.62 | 163.62 | CP11 | CP11 | Overload relay 6...25 A For motor protection Size S0, class 20 Contactor mounting Main circuit: screw terminal Auxiliary circuit: Spring-type terminal Manual-Automatic-Reset !!! Phased-out product !!! Successor is SIRIUS 3RB3 Preferred successor type is >>3RB3026-2QE0<< | - | 0 | 7
3RB2026-2RB0 |  | 3RB2026-2RB0 | 1 | UN | 1 | 15 | C | D | N | N | 85364900 | 1 | 4011209720015 | 0.19 | KG | 185.84 | 185.84 | CP11 | CP11 | Overload relay 0.1...0.4 A For motor protection Size S0, Class 20 Contactor mounting Main circuit: Screw terminal Auxiliary circuit: Screw terminal Manual-Automatic-Reset !!! Phased-out product !!! Successor is SIRIUS 3RB3 Preferred successor type is >>3RB3026-2RB0<< | - | 0 | 7
3RB2026-2RD0 |  | 3RB2026-2RD0 | 1 | UN | 1 | 15 | C | D | N | N | 85364900 | 1 | 4011209720091 | 0.19 | KG | 187.86 | 187.86 | CP11 | CP11 | Overload relay 0.1...0.4 A For motor protection Size S0, Class 20 Contactor mounting Main circuit: Screw terminal Auxiliary circuit: Spring-type terminal Manual-Automatic-Reset !!! Phased-out product !!! Successor is SIRIUS 3RB3 Preferred successor type is >>3RB3026-2RE0<< | - | 0 | 7
3RB2026-2SB0 |  | 3RB2026-2SB0 | 1 | UN | 1 | 2 | A | D | N | N | 85364900 | 1 | 4011209639119 | 0.19 | KG | 161.6 | 161.6 | CP11 | CP11 | Overload relay 3...12 A For motor protection Size S0, class 20 Contactor mounting Main circuit: screw terminal Auxiliary circuit: screw terminal Manual-Automatic-Reset !!! Phased-out product !!! Successor is SIRIUS 3RB3 Preferred successor type is >>3RB3026-2SB0<< | - | 0 | 7
3RB2026-2SB0-Z | X95 | 3RB2026-2SB0-ZX95 | 1 | UN | 1 | 15 | C | D | N | N | 85364900 | 1 | 4011209684584 | 0.17 | KG | 185.84 | 185.84 | CP11 | CP11 | Overload relay 3...12 A For motor protection Size S0, Class 20 Contactor mounting Main circuit: Screw terminal Auxiliary circuit: Screw terminal Manual-Automatic-Reset Reusable packaging Pack = 90 units !!! Phased-out product !!! Successor is SIRIUS 3RB3 Preferred successor type is >>3RB3026-2SB0-ZX95<< | - | 0 | 9
3RB2026-2SD0 |  | 3RB2026-2SD0 | 1 | UN | 1 | 15 | C | D | N | N | 85364900 | 1 | 4011209639157 | 0.19 | KG | 187.86 | 187.86 | CP11 | CP11 | Overload relay 3...12 A For motor protection Size S0, class 20 Contactor mounting Main circuit: screw terminal Auxiliary circuit: Spring-type terminal Manual-Automatic-Reset !!! Phased-out product !!! Successor is SIRIUS 3RB3 Preferred successor type is >>3RB3026-2SE0<< | - | 0 | 7
3RB2036-1QB0 |  | 3RB2036-1QB0 | 1 | UN | 1 | 20 | D | D | N | N | 85364900 | 1 | 4011209639201 | 0.34 | KG | 132.31 | 132.31 | CP11 | CP11 | Overload relay 6...25 A For motor protection Size S2, Class 10 Contactor mounting Main circuit: Screw terminal Auxiliary circuit: Screw terminal Manual-Automatic-Reset !!! Phased-out product !!! Successor is SIRIUS 3RB3 Preferred successor type is >>3RB3026-1QB0<< |  | 0 | 0
3RB2036-1QD0 |  | 3RB2036-1QD0 | 1 | UN | 1 | 20 | D | D | N | N | 85364900 | 1 | 4011209639324 | 340 | G | 136.35 | 136.35 | CP11 | CP11 | Overload relay 6...25 A For motor protection Size S2, Class 10 Contactor mounting Main circuit: Screw terminal Auxiliary circuit: Spring-type terminal Manual-Automatic-Reset !!! Phased-out product !!! Successor is SIRIUS 3RB3 Preferred successor type is >>3RB3026-1QE0<< |  | 0 | 0
3RB2036-1QW1 |  | 3RB2036-1QW1 | 1 | UN | 1 | 20 | D | D | N | N | 85364900 | 1 | 4011209639225 | 0.23 | KG | 132.31 | 132.31 | CP11 | CP11 | Overload relay 6...25 A For motor protection Size S2, Class 10 Stand-alone installation Main circuit: straight-through transformer Auxiliary circuit: Screw terminal Manual-Automatic-Reset !!! Phased-out product !!! Successor is SIRIUS 3RB3 Preferred successor type is >>3RB3026-1QB0<< |  | 0 | 0
3RB2036-1QX1 |  | 3RB2036-1QX1 | 1 | UN | 1 | 20 | D | D | N | N | 85364900 | 1 | 4011209639348 | 0.23 | KG | 136.35 | 136.35 | CP11 | CP11 | Overload relay 6...25 A For motor protection Size S2, Class 10 Stand-alone installation Main circuit: straight-through transformer Auxiliary circuit: Spring-type terminal Manual-Automatic-Reset !!! Phased-out product !!! Successor is SIRIUS 3RB3 Preferred successor type is >>3RB3026-1QE0<< |  | 0 | 0
3RB2036-1UB0 |  | 3RB2036-1UB0 | 1 | UN | 1 | 20 | D | D | N | N | 85364900 | 1 | 4011209639218 | 0.34 | KG | 184.83 | 184.83 | CP11 | CP11 | Overload relay 12.5...50 A For motor protection Size S2, Class 10 Contactor mounting Main circuit: Screw terminal Auxiliary circuit: Screw terminal Manual-Automatic-Reset !!! Phased-out product !!! Successor is SIRIUS 3RB3 Preferred successor type is >>3RB3036-1UB0<< |  | 0 | 0
3RB2036-1UB0-Z | X95 | 3RB2036-1UB0-ZX95 | 1 | UN | 1 | 20 | D | D | N | N | 85364900 | 40 | 4011209684591 | 0.31 | KG | 184.83 | 184.83 | CP11 | CP11 | Overload relay 12.5...50 A For motor protection Size S2, Class 10 Contactor mounting Main circuit: Screw terminal Auxiliary circuit: Screw terminal Manual-Automatic-Reset Reusable packaging Pack = 40 units !!! Phased-out product !!! Successor is SIRIUS 3RB3 | - | 0 | 0
3RB2036-1UD0 |  | 3RB2036-1UD0 | 1 | UN | 1 | 20 | D | D | N | N | 85364900 | 1 | 4011209639331 | 0.34 | KG | 187.86 | 187.86 | CP11 | CP11 | Overload relay 12.5...50 A For motor protection Size S2, Class 10 Contactor mounting Main circuit: Screw terminal Auxiliary circuit: Spring-type terminal Manual-Automatic-Reset !!! Phased-out product !!! Successor is SIRIUS 3RB3 Preferred successor type is >>3RB3036-1UD0<< |  | 0 | 0
3RB2036-1UW1 |  | 3RB2036-1UW1 | 1 | UN | 1 | 20 | D | D | N | N | 85364900 | 1 | 4011209639232 | 0.23 | KG | 184.83 | 184.83 | CP11 | CP11 | Overload relay 12.5...50 A For motor protection Size S2, Class 10 Stand-alone installation Main circuit: straight-through transformer Auxiliary circuit: Screw terminal Manual-Automatic-Reset !!! Phased-out product !!! Successor is SIRIUS 3RB3 Preferred successor type is >>3RB3036-1UW1<< |  | 0 | 0
3RB2036-1UX1 |  | 3RB2036-1UX1 | 1 | UN | 1 | 20 | D | D | N | N | 85364900 | 1 | 4011209639355 | 0.23 | KG | 187.86 | 187.86 | CP11 | CP11 | Overload relay 12.5...50 A For motor protection Size S2, Class 10 Stand-alone installation Main circuit: straight-through transformer Auxiliary circuit: Spring-type terminal Manual-Automatic-Reset !!! Phased-out product !!! Successor is SIRIUS 3RB3 Preferred successor type is >>3RB3036-1UX1<< |  | 0 | 0
3RB2036-2QB0 |  | 3RB2036-2QB0 | 1 | UN | 1 | 20 | D | D | N | N | 85364900 | 1 | 4011209639249 | 0.34 | KG | 164.63 | 164.63 | CP11 | CP11 | Overload relay 6...25 A For motor protection Size S2, Class 20 Contactor mounting Main circuit: Screw terminal Auxiliary circuit: Screw terminal Manual-Automatic-Reset !!! Phased-out product !!! Successor is SIRIUS 3RB3 Preferred successor type is >>3RB3026-2QB0<< |  | 0 | 0
3RB2036-2QD0 |  | 3RB2036-2QD0 | 1 | UN | 1 | 20 | D | D | N | N | 85364900 | 1 | 4011209639836 | 0.34 | KG | 169.68 | 169.68 | CP11 | CP11 | Overload relay 6...25 A For motor protection Size S2, Class 20 Contactor mounting Main circuit: Screw terminal Auxiliary circuit: Spring-type terminal Manual-Automatic-Reset !!! Phased-out product !!! Successor is SIRIUS 3RB3 Preferred successor type is >>3RB3026-2QE0<< |  | 0 | 0
3RB2036-2QW1 |  | 3RB2036-2QW1 | 1 | UN | 1 | 20 | D | D | N | N | 85364900 | 1 | 4011209639263 | 230 | G | 164.63 | 164.63 | CP11 | CP11 | Overload relay 6...25 A For motor protection Size S2, Class 20 Stand-alone installation Main circuit: straight-through transformer Auxiliary circuit: Screw terminal Manual-Automatic-Reset !!! Phased-out product !!! Successor is SIRIUS 3RB3 Preferred successor type is >>3RB3026-2QB0<< |  | 0 | 0
3RB2036-2QX1 |  | 3RB2036-2QX1 | 1 | UN | 1 | 20 | D | D | N | N | 85364900 | 1 | 4011209639850 | 230 | G | 169.68 | 169.68 | CP11 | CP11 | Overload relay 6...25 A For motor protection Size S2, Class 20 Stand-alone installation Main circuit: straight-through transformer Auxiliary circuit: Spring-type terminal Manual-Automatic-Reset !!! Phased-out product !!! Successor is SIRIUS 3RB3 Preferred successor type is >>3RB3026-2QE0<< |  | 0 | 0
3RB2036-2UB0 |  | 3RB2036-2UB0 | 1 | UN | 1 | 20 | D | D | N | N | 85364900 | 1 | 4011209639256 | 0.34 | KG | 220.18 | 220.18 | CP11 | CP11 | Overload relay 12.5...50 A For motor protection Size S2, Class 20 Contactor mounting Main circuit: Screw terminal Auxiliary circuit: Screw terminal Manual-Automatic-Reset !!! Phased-out product !!! Successor is SIRIUS 3RB3 Preferred successor type is >>3RB3036-2UB0<< |  | 0 | 0
3RB2036-2UB0-Z | X95 | 3RB2036-2UB0-ZX95 | 1 | UN | 1 | 20 | D | D | N | N | 85364900 | 40 | 4011209774544 | 0.36 | KG | 220.18 | 220.18 | CP11 | CP11 | Overload relay 12.5...50 A For motor protection Size S2, Class 20 Contactor mounting Main circuit: Screw terminal Auxiliary circuit: Screw terminal Manual-Automatic-Reset Pack = 40 units !!! Phased-out product !!! Successor is SIRIUS 3RB3 | - | 0 | 0
3RB2036-2UD0 |  | 3RB2036-2UD0 | 1 | UN | 1 | 20 | D | D | N | N | 85364900 | 1 | 4011209639843 | 0.34 | KG | 223.21 | 223.21 | CP11 | CP11 | Overload relay 12.5...50 A For motor protection Size S2, Class 20 Contactor mounting Main circuit: Screw terminal Auxiliary circuit: Spring-type terminal Manual-Automatic-Reset !!! Phased-out product !!! Successor is SIRIUS 3RB3 Preferred successor type is >>3RB3036-2UD0<< |  | 0 | 0
3RB2036-2UW1 |  | 3RB2036-2UW1 | 1 | UN | 1 | 20 | D | D | N | N | 85364900 | 1 | 4011209639270 | 0.23 | KG | 220.18 | 220.18 | CP11 | CP11 | Overload relay 12.5...50 A For motor protection Size S2, Class 20 Stand-alone installation Main circuit: straight-through transformer Auxiliary circuit: Screw terminal Manual-Automatic-Reset !!! Phased-out product !!! Successor is SIRIUS 3RB3 Preferred successor type is >>3RB3036-2UW1<< |  | 0 | 0
3RB2036-2UX1 |  | 3RB2036-2UX1 | 1 | UN | 1 | 20 | D | D | N | N | 85364900 | 1 | 4011209639867 | 0.23 | KG | 223.21 | 223.21 | CP11 | CP11 | Overload relay 12.5...50 A For motor protection Size S2, Class 20 Stand-alone installation Main circuit: straight-through transformer Auxiliary circuit: Spring-type terminal Manual-Automatic-Reset !!! Phased-out product !!! Successor is SIRIUS 3RB3 Preferred successor type is >>3RB3036-2UX1<< |  | 0 | 0
3RB2046-1EB0 |  | 3RB2046-1EB0 | 1 | UN | 1 | 20 | D | D | N | N | 85364900 | 1 | 4011209640030 | 0.55 | KG | 255.53 | 255.53 | CP11 | CP11 | Overload relay 25...100 A For motor protection Size S3, Class 10 Contactor mounting Main circuit: Screw terminal Auxiliary circuit: Screw terminal Manual-Automatic-Reset !!! Phased-out product !!! Successor is SIRIUS 3RB3 Preferred successor type is >>3RB3046-1XB0<< |  | 0 | 0
3RB2046-1EB0-Z | X95 | 3RB2046-1EB0-ZX95 | 1 | UN | 1 | 20 | D | D | N | N | 85364900 | 25 | 4011209684614 | 0.51 | KG | 253.51 | 253.51 | CP11 | CP11 | Overload relay 25...100 A For motor protection Size S3, Class 10 Contactor mounting Main circuit: Screw terminal Auxiliary circuit: Screw terminal Manual-Automatic-Reset Reusable packaging Pack = 25 units !!! Phased-out product !!! Successor is SIRIUS 3RB3 | - | 0 | 0
3RB2046-1ED0 |  | 3RB2046-1ED0 | 1 | UN | 1 | 20 | D | D | N | N | 85364900 | 1 | 4011209640153 | 0.55 | KG | 255.53 | 255.53 | CP11 | CP11 | Overload relay 25...100 A For motor protection Size S3, Class 10 Contactor mounting Main circuit: Screw terminal Auxiliary circuit: Spring-type terminal Manual-Automatic-Reset !!! Phased-out product !!! Successor is SIRIUS 3RB3 Preferred successor type is >>3RB3046-1XD0<< |  | 0 | 0
3RB2046-1EW1 |  | 3RB2046-1EW1 | 1 | UN | 1 | 20 | D | D | N | N | 85364900 | 1 | 4011209640054 | 0.34 | KG | 255.53 | 255.53 | CP11 | CP11 | Overload relay 25...100 A For motor protection Size S3, Class 10 Stand-alone installation Main circuit: straight-through transformer Auxiliary circuit: Screw terminal Manual-Automatic-Reset !!! Phased-out product !!! Successor is SIRIUS 3RB3 Preferred successor type is >>3RB3046-1XW1<< |  | 0 | 0
3RB2046-1EX1 |  | 3RB2046-1EX1 | 1 | UN | 1 | 20 | D | D | N | N | 85364900 | 1 | 4011209640177 | 0.34 | KG | 255.53 | 255.53 | CP11 | CP11 | Overload relay 25...100 A For motor protection Size S3, Class 10 Stand-alone installation Main circuit: straight-through transformer Auxiliary circuit: Spring-type terminal Manual-Automatic-Reset !!! Phased-out product !!! Successor is SIRIUS 3RB3 Preferred successor type is >>3RB3046-1XX1<< |  | 0 | 0
3RB2046-1UB0 |  | 3RB2046-1UB0 | 1 | UN | 1 | 20 | D | D | N | N | 85364900 | 1 | 4011209640023 | 0.55 | KG | 203.01 | 203.01 | CP11 | CP11 | Overload relay 12.5...50 A For motor protection Size S3, Class 10 Contactor mounting Main circuit: Screw terminal Auxiliary circuit: Screw terminal Manual-Automatic-Reset !!! Phased-out product !!! Successor is SIRIUS 3RB3 Preferred successor type is >>3RB3036-1UB0<< |  | 0 | 0
3RB2046-1UB0-Z | X95 | 3RB2046-1UB0-ZX95 | 1 | UN | 1 | 20 | D | D | N | N | 85364900 | 25 | 4011209684607 | 0.51 | KG | 200.99 | 200.99 | CP11 | CP11 | Overload relay 12.5...50 A For motor protection Size S3, Class 10 Contactor mounting Main circuit: Screw terminal Auxiliary circuit: Screw terminal Manual-Automatic-Reset Reusable packaging Pack = 25 units !!! Phased-out product !!! Successor is SIRIUS 3RB3 | - | 0 | 0
3RB2046-1UD0 |  | 3RB2046-1UD0 | 1 | UN | 1 | 20 | D | D | N | N | 85364900 | 1 | 4011209640146 | 0.55 | KG | 203.01 | 203.01 | CP11 | CP11 | Overload relay 12.5...50 A For motor protection Size S3, Class 10 Contactor mounting Main circuit: Screw terminal Auxiliary circuit: Spring-type terminal Manual-Automatic-Reset !!! Phased-out product !!! Successor is SIRIUS 3RB3 Preferred successor type is >>3RB3036-1UD0<< |  | 0 | 0
3RB2046-2EB0 |  | 3RB2046-2EB0 | 1 | UN | 1 | 20 | D | D | N | N | 85364900 | 1 | 4011209640078 | 0.55 | KG | 294.92 | 294.92 | CP11 | CP11 | Overload relay 25...100 A For motor protection Size S3, Class 20 Contactor mounting Main circuit: Screw terminal Auxiliary circuit: Screw terminal Manual-Automatic-Reset !!! Phased-out product !!! Successor is SIRIUS 3RB3 Preferred successor type is >>3RB3046-2XB0<< |  | 0 | 0
3RB2046-2EB0-Z | X95 | 3RB2046-2EB0-ZX95 | 1 | UN | 1 | 20 | D | D | N | N | 85364900 | 25 | 4011209774520 | 0.56 | KG | 290.88 | 290.88 | CP11 | CP11 | Overload relay 25...100 A For motor protection Size S3, Class 20 Contactor mounting Main circuit: Screw terminal Auxiliary circuit: Screw terminal Manual-Automatic-Reset Pack = 25 units !!! Phased-out product !!! Successor is SIRIUS 3RB3 | - | 0 | 0
3RB2046-2ED0 |  | 3RB2046-2ED0 | 1 | UN | 1 | 20 | D | D | N | N | 85364900 | 1 | 4011209640191 | 0.55 | KG | 294.92 | 294.92 | CP11 | CP11 | Overload relay 25...100 A For motor protection Size S3, Class 20 Contactor mounting Main circuit: Screw terminal Auxiliary circuit: Spring-type terminal Manual-Automatic-Reset !!! Phased-out product !!! Successor is SIRIUS 3RB3 Preferred successor type is >>3RB3046-2XD0<< |  | 0 | 0
3RB2046-2EW1 |  | 3RB2046-2EW1 | 1 | UN | 1 | 20 | D | D | N | N | 85364900 | 1 | 4011209640092 | 0.34 | KG | 294.92 | 294.92 | CP11 | CP11 | Overload relay 25...100 A For motor protection Size S3, Class 20 Stand-alone installation Main circuit: straight-through transformer Auxiliary circuit: Screw terminal Manual-Automatic-Reset !!! Phased-out product !!! Successor is SIRIUS 3RB3 Preferred successor type is >>3RB3046-2XW1<< |  | 0 | 0
3RB2046-2EX1 |  | 3RB2046-2EX1 | 1 | UN | 1 | 20 | D | D | N | N | 85364900 | 1 | 4011209640214 | 0.34 | KG | 294.92 | 294.92 | CP11 | CP11 | Overload relay 25...100 A For motor protection Size S3, Class 20 Stand-alone installation Main circuit: straight-through transformer Auxiliary circuit: Spring-type terminal Manual-Automatic-Reset !!! Phased-out product !!! Successor is SIRIUS 3RB3 Preferred successor type is >>3RB3046-2XX1<< |  | 0 | 0
3RB2046-2UB0 |  | 3RB2046-2UB0 | 1 | UN | 1 | 20 | D | D | N | N | 85364900 | 1 | 4011209640061 | 0.55 | KG | 245.43 | 245.43 | CP11 | CP11 | Overload relay 12.5...50 A For motor protection Size S3, Class 20 Contactor mounting Main circuit: Screw terminal Auxiliary circuit: Screw terminal Manual-Automatic-Reset !!! Phased-out product !!! Successor is SIRIUS 3RB3 Preferred successor type is >>3RB3036-2UB0<< |  | 0 | 0
3RB2046-2UB0-Z | X95 | 3RB2046-2UB0-ZX95 | 1 | UN | 1 | 20 | D | D | N | N | 85364900 | 25 | 4011209774537 | 0.56 | KG | 240.38 | 240.38 | CP11 | CP11 | Overload relay 12.5...50 A For motor protection Size S3, Class 20 Contactor mounting Main circuit: Screw terminal Auxiliary circuit: Screw terminal Manual-Automatic-Reset Pack = 25 units !!! Phased-out product !!! Successor is SIRIUS 3RB3 | - | 0 | 0
3RB2046-2UD0 |  | 3RB2046-2UD0 | 1 | UN | 1 | 20 | D | D | N | N | 85364900 | 1 | 4011209640184 | 0.55 | KG | 245.43 | 245.43 | CP11 | CP11 | Overload relay 12.5...50 A For motor protection Size S3, Class 20 Contactor mounting Main circuit: Screw terminal Auxiliary circuit: Spring-type terminal Manual-Automatic-Reset !!! Phased-out product !!! Successor is SIRIUS 3RB3 Preferred successor type is >>3RB3036-2UD0<< |  | 0 | 0
3RB2056-1FC2 |  | 3RB2056-1FC2 | 1 | UN | 1 | 1 | A | D | EAR99 | N | 85364900 | 1 | 4011209638235 | 1.055 | KG | 284.82 | 276.74 | CP11 | CP11 | Overload relay 50...200 A for motor protection Size S6, Class 10E Contactor mounting/stand-alone installation Main circuit: busbar connection Auxiliary circuit: Screw terminal Manual-Automatic-Reset | Lista Papel 2020 SI | 0 | 0
3RB2056-1FC2-Z | I45 | 3RB2056-1FC2-ZI45 | 1 | UN | 1 | 10 | C | D | EAR99 | N | 85364900 | 1 | 4047621020280 | 1.05 | KG | 354.51 | 354.51 | CP11 | CP11 | Overload relay 50...200 A for motor protection Size S6, Class 10E Contactor mounting/stand-alone installation Main circuit: busbar connection Auxiliary circuit: Screw terminal Manual-Automatic-Reset | - | 0 | 7
3RB2056-1FC2-Z | X95 | 3RB2056-1FC2-ZX95 | 1 | UN | 1 | 1 | A | D | EAR99 | N | 85364900 | 15 | 4011209696426 | 0.961 | KG | 284.82 | 284.82 | CP11 | CP11 | Overload relay 50...200 A for motor protection Size S6, Class 10E Contactor mounting/stand-alone installation Main circuit: busbar connection Auxiliary circuit: Screw terminal Manual-Automatic-Reset Reusable packaging Pack = 15 units | - | 0 | 0
3RB2056-1FF2 |  | 3RB2056-1FF2 | 1 | UN | 1 | 2 | A | D | EAR99 | N | 85364900 | 1 | 4011209638273 | 1.071 | KG | 284.82 | 276.74 | CP11 | CP11 | Overload relay 50...200 A for motor protection Size S6, Class 10E Contactor mounting/stand-alone installation Main circuit: busbar connection Auxiliary circuit: Spring-type terminal Manual-Automatic-Reset | Lista Papel 2020 SI | 0 | 0
3RB2056-1FF2-Z | I45 | 3RB2056-1FF2-ZI45 | 1 | UN | 1 | 10 | C | D | EAR99 | N | 85364900 | 1 | 4047621020297 | 1.02 | KG | 354.51 | 354.51 | CP11 | CP11 | Overload relay 50...200 A for motor protection Size S6, Class 10E Contactor mounting/stand-alone installation Main circuit: busbar connection Auxiliary circuit: Spring-type terminal Manual-Automatic-Reset | - | 0 | 7
3RB2056-1FW2 |  | 3RB2056-1FW2 | 1 | UN | 1 | 1 | A | D | N | N | 85364900 | 1 | 4011209638297 | 0.718 | KG | 274.72 | 266.64 | CP11 | CP11 | Overload relay 50...200 A for motor protection Size S6, Class 10E Contactor mounting/stand-alone installation Main circuit: straight-through transformer Auxiliary circuit: Screw terminal Manual-Automatic-Reset | Lista Papel 2020 SI | 0 | 0
3RB2056-1FW2-Z | I45 | 3RB2056-1FW2-ZI45 | 1 | UN | 1 | 10 | C | D | N | N | 85364900 | 1 | 4047621020310 | 0.705 | KG | 340.37 | 340.37 | CP11 | CP11 | Overload relay 50...200 A for motor protection Size S6, Class 10E Contactor mounting/stand-alone installation Main circuit: straight-through transformer Auxiliary circuit: Screw terminal Manual-Automatic-Reset | - | 0 | 7
3RB2056-1FX2 |  | 3RB2056-1FX2 | 1 | UN | 1 | 1 | A | D | N | N | 85364900 | 1 | 4011209638334 | 0.705 | KG | 274.72 | 266.64 | CP11 | CP11 | Overload relay 50...200 A for motor protection Size S6, Class 10E Contactor mounting/stand-alone installation Main circuit: straight-through transformer Auxiliary circuit: Spring-type terminal Manual-Automatic-Reset | Lista Papel 2020 SI | 0 | 0
3RB2056-1FX2-Z | I45 | 3RB2056-1FX2-ZI45 | 1 | UN | 1 | 10 | C | D | N | N | 85364900 | 1 | 4047621020327 | 0.675 | KG | 340.37 | 340.37 | CP11 | CP11 | Overload relay 50...200 A for motor protection Size S6, Class 10E Contactor mounting/stand-alone installation Main circuit: straight-through transformer Auxiliary circuit: Spring-type terminal Manual-Automatic-Reset | - | 0 | 7
3RB2056-2FC2 |  | 3RB2056-2FC2 | 1 | UN | 1 | 1 | A | D | EAR99 | N | 85364900 | 1 | 4011209638242 | 1.1 | KG | 311.08 | 301.99 | CP11 | CP11 | Overload relay 50...200 A for motor protection Size S6, Class 20E Contactor mounting/stand-alone installation Main circuit: busbar connection Auxiliary circuit: Screw terminal Manual-Automatic-Reset | Lista Papel 2020 SI | 0 | 0
3RB2056-2FC2-Z | I45 | 3RB2056-2FC2-ZI45 | 1 | UN | 1 | 10 | C | D | EAR99 | N | 85364900 | 1 | 4047621020334 | 1.05 | KG | 385.82 | 385.82 | CP11 | CP11 | Overload relay 50...200 A for motor protection Size S6, Class 20E Contactor mounting/stand-alone installation Main circuit: busbar connection Auxiliary circuit: Screw terminal Manual-Automatic-Reset | - | 0 | 7
3RB2056-2FC2-Z | X95 | 3RB2056-2FC2-ZX95 | 1 | UN | 1 | 15 | C | D | EAR99 | N | 85364900 | 15 | 4011209774551 | 1.03 | KG | 311.08 | 311.08 | CP11 | CP11 | Overload relay 50...200 A for motor protection Size S6, Class 20E Contactor mounting/stand-alone installation Main circuit: busbar connection Auxiliary circuit: Screw terminal Manual-Automatic-Reset Pack = 15 units | - | 0 | 0
3RB2056-2FF2 |  | 3RB2056-2FF2 | 1 | UN | 1 | 2 | A | D | EAR99 | N | 85364900 | 1 | 4011209638280 | 1.07 | KG | 311.08 | 301.99 | CP11 | CP11 | Overload relay 50...200 A for motor protection Size S6, Class 20E Contactor mounting/stand-alone installation Main circuit: busbar connection Auxiliary circuit: Spring-type terminal Manual-Automatic-Reset | Lista Papel 2020 SI | 0 | 0
3RB2056-2FF2-Z | I45 | 3RB2056-2FF2-ZI45 | 1 | UN | 1 | 10 | C | D | EAR99 | N | 85364900 | 1 | 4047621020341 | 1.035 | KG | 385.82 | 385.82 | CP11 | CP11 | Overload relay 50...200 A for motor protection Size S6, Class 20E Contactor mounting/stand-alone installation Main circuit: busbar connection Auxiliary circuit: Spring-type terminal Manual-Automatic-Reset | - | 0 | 7
3RB2056-2FW2 |  | 3RB2056-2FW2 | 1 | UN | 1 | 1 | A | D | N | N | 85364900 | 1 | 4011209638303 | 0.723 | KG | 298.96 | 290.88 | CP11 | CP11 | Overload relay 50...200 A for motor protection Size S6, Class 20E Contactor mounting/stand-alone installation Main circuit: straight-through transformer Auxiliary circuit: Screw terminal Manual-Automatic-Reset | Lista Papel 2020 SI | 0 | 0
3RB2056-2FW2-Z | I45 | 3RB2056-2FW2-ZI45 | 1 | UN | 1 | 10 | C | D | N | N | 85364900 | 1 | 4047621020358 | 0.71 | KG | 371.68 | 371.68 | CP11 | CP11 | Overload relay 50...200 A for motor protection Size S6, Class 20E Contactor mounting/stand-alone installation Main circuit: straight-through transformer Auxiliary circuit: Screw terminal Manual-Automatic-Reset | - | 0 | 7
3RB2056-2FX2 |  | 3RB2056-2FX2 | 1 | UN | 1 | 1 | A | D | N | N | 85364900 | 1 | 4011209638341 | 0.708 | KG | 298.96 | 290.88 | CP11 | CP11 | Overload relay 50...200 A for motor protection Size S6, Class 20E Contactor mounting/stand-alone installation Main circuit: straight-through transformer Auxiliary circuit: Spring-type terminal Manual-Automatic-Reset | Lista Papel 2020 SI | 0 | 0
3RB2056-2FX2-Z | I45 | 3RB2056-2FX2-ZI45 | 1 | UN | 1 | 10 | C | D | N | N | 85364900 | 1 | 4047621020365 | 0.679 | KG | 371.68 | 371.68 | CP11 | CP11 | Overload relay 50...200 A for motor protection Size S6, Class 20E Contactor mounting/stand-alone installation Main circuit: straight-through transformer Auxiliary circuit: Spring-type terminal Manual-Automatic-Reset | - | 0 | 7
3RB2066-1GC2 |  | 3RB2066-1GC2 | 1 | UN | 1 | 1 | A | D | N | N | 85364900 | 1 | 4011209638389 | 1.617 | KG | 309.06 | 299.97 | CP11 | CP11 | Overload relay 55...250 A for motor protection Size S10/S12, Class 10E Contactor mounting/stand-alone installation Main circuit: busbar connection Auxiliary circuit: Screw terminal Manual-Automatic-Reset | Lista Papel 2020 SI | 0 | 0
3RB2066-1GC2-Z | I45 | 3RB2066-1GC2-ZI45 | 1 | UN | 1 | 10 | C | D | N | N | 85364900 | 1 | 4047621020419 | 1.6 | KG | 383.8 | 383.8 | CP11 | CP11 | Overload relay 55...250 A for motor protection Size S10/S12, Class 10E Contactor mounting/stand-alone installation Main circuit: busbar connection Auxiliary circuit: Screw terminal Manual-Automatic-Reset | - | 0 | 7
3RB2066-1GF2 |  | 3RB2066-1GF2 | 1 | UN | 1 | 1 | A | D | N | N | 85364900 | 1 | 4011209638464 | 1.623 | KG | 309.06 | 299.97 | CP11 | CP11 | Overload relay 55...250 A for motor protection Size S10/S12, Class 10E Contactor mounting/stand-alone installation Main circuit: busbar connection Auxiliary circuit: Spring-type terminal Manual-Automatic-Reset | Lista Papel 2020 SI | 0 | 0
3RB2066-1GF2-Z | I45 | 3RB2066-1GF2-ZI45 | 1 | UN | 1 | 10 | C | D | N | N | 85364900 | 1 | 4047621020426 | 1.603 | KG | 383.8 | 383.8 | CP11 | CP11 | Overload relay 55...250 A for motor protection Size S10/S12, Class 10E Contactor mounting/stand-alone installation Main circuit: busbar connection Auxiliary circuit: Spring-type terminal Manual-Automatic-Reset | - | 0 | 7
3RB2066-1MC2 |  | 3RB2066-1MC2 | 1 | UN | 1 | 1 | A | D | N | N | 85364900 | 1 | 4011209638396 | 1.862 | KG | 536.31 | 521.16 | CP11 | CP11 | Overload relay 160...630 A for motor protection Size S10/S12, Class 10E Contactor mounting/stand-alone installation Main circuit: busbar connection Auxiliary circuit: Screw terminal Manual-Automatic-Reset | Lista Papel 2020 SI | 0 | 0
3RB2066-1MC2-Z | I45 | 3RB2066-1MC2-ZI45 | 1 | UN | 1 | 10 | C | D | N | N | 85364900 | 1 | 4047621020433 | 1.84 | KG | 666.6 | 666.6 | CP11 | CP11 | Overload relay 160...630 A for motor protection Size S10/S12, Class 10E Contactor mounting/stand-alone installation Main circuit: busbar connection Auxiliary circuit: Screw terminal Manual-Automatic-Reset | - | 0 | 7
3RB2066-1MF2 |  | 3RB2066-1MF2 | 1 | UN | 1 | 1 | A | D | N | N | 85364900 | 1 | 4011209638471 | 1.829 | KG | 536.31 | 521.16 | CP11 | CP11 | Overload relay 160...630 A for motor protection Size S10/S12, Class 10E Contactor mounting/stand-alone installation Main circuit: busbar connection Auxiliary circuit: Spring-type terminal Manual-Automatic-Reset | Lista Papel 2020 SI | 0 | 0
3RB2066-1MF2-Z | I45 | 3RB2066-1MF2-ZI45 | 1 | UN | 1 | 10 | C | D | N | N | 85364900 | 1 | 4047621020440 | 1.83 | KG | 666.6 | 666.6 | CP11 | CP11 | Overload relay 160...630 A for motor protection Size S10/S12, Class 10E Contactor mounting/stand-alone installation Main circuit: busbar connection Auxiliary circuit: Spring-type terminal Manual-Automatic-Reset | - | 0 | 7
3RB2066-2GC2 |  | 3RB2066-2GC2 | 1 | UN | 1 | 1 | A | D | N | N | 85364900 | 1 | 4011209638402 | 1.64 | KG | 338.35 | 329.26 | CP11 | CP11 | Overload relay 55...250 A for motor protection Size S10/S12, Class 20E Contactor mounting/stand-alone installation Main circuit: busbar connection Auxiliary circuit: Screw terminal Manual-Automatic-Reset | Lista Papel 2020 SI | 0 | 0
3RB2066-2GC2-Z | I45 | 3RB2066-2GC2-ZI45 | 1 | UN | 1 | 10 | C | D | N | N | 85364900 | 1 | 4047621020457 | 1.595 | KG | 420.16 | 420.16 | CP11 | CP11 | Overload relay 55...250 A for motor protection Size S10/S12, Class 20E Contactor mounting/stand-alone installation Main circuit: busbar connection Auxiliary circuit: Screw terminal Manual-Automatic-Reset | - | 0 | 7
3RB2066-2GF2 |  | 3RB2066-2GF2 | 1 | UN | 1 | 1 | A | D | N | N | 85364900 | 1 | 4011209638488 | 1.607 | KG | 338.35 | 329.26 | CP11 | CP11 | Overload relay 55...250 A for motor protection Size S10/S12, Class 20E Contactor mounting/stand-alone installation Main circuit: busbar connection Auxiliary circuit: Spring-type terminal Manual-Automatic-Reset | Lista Papel 2020 SI | 0 | 0
3RB2066-2GF2-Z | I45 | 3RB2066-2GF2-ZI45 | 1 | UN | 1 | 10 | C | D | N | N | 85364900 | 1 | 4047621020464 | 1.6 | KG | 420.16 | 420.16 | CP11 | CP11 | Overload relay 55...250 A for motor protection Size S10/S12, Class 20E Contactor mounting/stand-alone installation Main circuit: busbar connection Auxiliary circuit: Spring-type terminal Manual-Automatic-Reset | - | 0 | 7
3RB2066-2MC2 |  | 3RB2066-2MC2 | 1 | UN | 1 | 1 | A | D | N | N | 85364900 | 1 | 4011209638419 | 1.868 | KG | 583.78 | 567.62 | CP11 | CP11 | Overload relay 160...630 A for motor protection Size S10/S12, Class 20E Contactor mounting/stand-alone installation Main circuit: busbar connection Auxiliary circuit: Screw terminal Manual-Automatic-Reset | Lista Papel 2020 SI | 0 | 0
3RB2066-2MC2-Z | I45 | 3RB2066-2MC2-ZI45 | 1 | UN | 1 | 10 | C | D | N | N | 85364900 | 1 | 4047621020471 | 1.84 | KG | 725.18 | 725.18 | CP11 | CP11 | Overload relay 160...630 A for motor protection Size S10/S12, Class 20E Contactor mounting/stand-alone installation Main circuit: busbar connection Auxiliary circuit: Screw terminal Manual-Automatic-Reset | - | 0 | 7
3RB2066-2MF2 |  | 3RB2066-2MF2 | 1 | UN | 1 | 1 | A | D | N | N | 85364900 | 1 | 4011209638495 | 1.854 | KG | 583.78 | 567.62 | CP11 | CP11 | Overload relay 160...630 A for motor protection Size S10/S12, Class 20E Contactor mounting/stand-alone installation Main circuit: busbar connection Auxiliary circuit: Spring-type terminal Manual-Automatic-Reset | Lista Papel 2020 SI | 0 | 0
3RB2066-2MF2-Z | I45 | 3RB2066-2MF2-ZI45 | 1 | UN | 1 | 10 | C | D | N | N | 85364900 | 1 | 4047621020488 | 1.856 | KG | 725.18 | 725.18 | CP11 | CP11 | Overload relay 160...630 A for motor protection Size S10/S12, Class 20E Contactor mounting/stand-alone installation Main circuit: busbar connection Auxiliary circuit: Spring-type terminal Manual-Automatic-Reset | - | 0 | 7
3RB2113-4NB0 |  | 3RB2113-4NB0 | 1 | UN | 1 | 2 | A | D | N | N | 85364110 | 1 | 4011209638792 | 200 | G | 260.58 | 260.58 | CP11 | CP11 | Overload relay 0.32...1.25 A For motor protection Size S00, Class 5...30 Contactor mounting Main circuit: screw terminal Auxiliary circuit: screw terminal Manual-Automatic-Reset Internal ground fault detection !!! Phased-out product !!! Successor is SIRIUS 3RB3 Preferred successor type is >>3RB3113-4NB0<< | - | 0 | 7
3RB2113-4ND0 |  | 3RB2113-4ND0 | 1 | UN | 1 | 15 | C | D | N | N | 85364110 | 1 | 4011209632257 | 200 | G | 303 | 303 | CP11 | CP11 | Overload relay 0.32...1.25 A For motor protection Size S00, Class 5...30 Contactor mounting Main circuit: Screw terminal Auxiliary circuit: Spring-type terminal Manual-Automatic-Reset Internal ground fault detection !!! Phased-out product !!! Successor is SIRIUS 3RB3 Preferred successor type is >>3RB3113-4NE0<< | - | 0 | 7
3RB2113-4PB0 |  | 3RB2113-4PB0 | 1 | UN | 1 | 2 | A | D | N | N | 85364900 | 1 | 4011209632226 | 200 | G | 260.58 | 260.58 | CP11 | CP11 | Overload relay 1...4 A For motor protection Size S00, Class 5...30 Contactor mounting Main circuit: screw terminal Auxiliary circuit: screw terminal Manual-Automatic-Reset Internal ground fault detection !!! Phased-out product !!! Successor is SIRIUS 3RB3 Preferred successor type is >>3RB3113-4PB0<< | - | 0 | 7
3RB2113-4PD0 |  | 3RB2113-4PD0 | 1 | UN | 1 | 15 | C | D | N | N | 85364900 | 1 | 4011209638884 | 200 | G | 303 | 303 | CP11 | CP11 | Overload relay 1...4 A For motor protection Size S00, Class 5...30 Contactor mounting Main circuit: screw terminal Auxiliary circuit: Spring-type terminal Manual-Automatic-Reset Internal ground fault detection !!! Phased-out product !!! Successor is SIRIUS 3RB3 Preferred successor type is >>3RB3113-4PE0<< | - | 0 | 7
3RB2113-4RB0 |  | 3RB2113-4RB0 | 1 | UN | 1 | 15 | C | D | N | N | 85364110 | 1 | 4011209638785 | 200 | G | 296.94 | 296.94 | CP11 | CP11 | Overload relay 0.1...0.4 A For motor protection Size S00, Class 5...30 Contactor mounting Main circuit: screw terminal Auxiliary circuit: screw terminal Manual-Automatic-Reset Internal ground fault detection !!! Phased-out product !!! Successor is SIRIUS 3RB3 Preferred successor type is >>3RB3113-4RB0<< | - | 0 | 7
3RB2113-4RD0 |  | 3RB2113-4RD0 | 1 | UN | 1 | 5 | B | D | N | N | 85364110 | 1 | 4011209638877 | 200 | G | 303 | 303 | CP11 | CP11 | Overload relay 0.1...0.4 A For motor protection Size S00, Class 5...30 Contactor mounting Main circuit: Screw terminal Auxiliary circuit: Spring-type terminal Manual-Automatic-Reset Internal ground fault detection !!! Phased-out product !!! Successor is SIRIUS 3RB3 Preferred successor type is >>3RB3113-4RE0<< | - | 0 | 9
3RB2113-4SB0 |  | 3RB2113-4SB0 | 1 | UN | 1 | 2 | A | D | N | N | 85364900 | 1 | 4011209638808 | 0.2 | KG | 260.58 | 260.58 | CP11 | CP11 | Overload relay 3...12 A For motor protection Size S00, Class 5...30 Contactor mounting Main circuit: screw terminal Auxiliary circuit: screw terminal Manual-Automatic-Reset Internal ground fault detection !!! Phased-out product !!! Successor is SIRIUS 3RB3 Preferred successor type is >>3RB3113-4SB0<< | - | 0 | 7
3RB2113-4SD0 |  | 3RB2113-4SD0 | 1 | UN | 1 | 15 | C | D | N | N | 85364900 | 1 | 4011209638891 | 200 | G | 303 | 303 | CP11 | CP11 | Overload relay 3...12 A For motor protection Size S00, Class 5...30 Contactor mounting Main circuit: Screw terminal Auxiliary circuit: Spring-type terminal Manual-Automatic-Reset Internal ground fault detection !!! Phased-out product !!! Successor is SIRIUS 3RB3 Preferred successor type is >>3RB3113-4SE0<< | - | 0 | 7
3RB2123-4NB0 |  | 3RB2123-4NB0 | 1 | UN | 1 | 15 | C | D | N | N | 85364900 | 1 | 4011209720053 | 0.2 | KG | 322.19 | 322.19 | CP11 | CP11 | Overload relay 0.32...1.25 A For motor protection Size S0, class 5...30 Contactor mounting Main circuit: screw terminal Auxiliary circuit: screw terminal Manual-Automatic-Reset Internal ground fault detection !!! Phased-out product !!! Successor is SIRIUS 3RB3 Preferred successor type is >>3RB3123-4NB0<< | - | 0 | 7
3RB2123-4ND0 |  | 3RB2123-4ND0 | 1 | UN | 1 | 15 | C | D | N | N | 85364900 | 1 | 4011209720138 | 0.2 | KG | 326.23 | 326.23 | CP11 | CP11 | Overload relay 0.32...1.25 A For motor protection Size S0, Class 5...30 Contactor mounting Main circuit: Screw terminal Auxiliary circuit: Spring-type terminal Manual-Automatic-Reset Internal ground fault detection !!! Phased-out product !!! Successor is SIRIUS 3RB3 Preferred successor type is >>3RB3123-4NE0<< | - | 0 | 7
3RB2123-4PB0 |  | 3RB2123-4PB0 | 1 | UN | 1 | 2 | A | D | N | N | 85364900 | 1 | 4011209662704 | 0.2 | KG | 281.79 | 281.79 | CP11 | CP11 | Overload relay 1...4 A For motor protection Size S0, class 5...30 Contactor mounting Main circuit: screw terminal Auxiliary circuit: screw terminal Manual-Automatic-Reset Internal ground fault detection !!! Phased-out product !!! Successor is SIRIUS 3RB3 Preferred successor type is >>3RB3123-4PB0<< | - | 0 | 7
3RB2123-4PD0 |  | 3RB2123-4PD0 | 1 | UN | 1 | 15 | C | D | N | N | 85364900 | 1 | 4011209662711 | 0.2 | KG | 326.23 | 326.23 | CP11 | CP11 | Overload relay 1...4 A For motor protection Size S0, Class 5...30 Contactor mounting Main circuit: Screw terminal Auxiliary circuit: Spring-type terminal Manual-Automatic-Reset Internal ground fault detection !!! Phased-out product !!! Successor is SIRIUS 3RB3 Preferred successor type is >>3RB3123-4PE0<< | - | 0 | 7
3RB2123-4QB0 |  | 3RB2123-4QB0 | 1 | UN | 1 | 2 | A | D | N | N | 85364900 | 1 | 4011209632295 | 0.2 | KG | 281.79 | 281.79 | CP11 | CP11 | Overload relay 6...25 A For motor protection Size S0, class 5...30 Contactor mounting Main circuit: screw terminal Auxiliary circuit: screw terminal Manual-Automatic-Reset Internal ground fault detection !!! Phased-out product !!! Successor is SIRIUS 3RB3 Preferred successor type is >>3RB3123-4QB0<< | - | 0 | 7
3RB2123-4QD0 |  | 3RB2123-4QD0 | 1 | UN | 1 | 5 | B | D | N | N | 85364900 | 1 | 4011209632318 | 200 | G | 283.81 | 283.81 | CP11 | CP11 | Overload relay 6...25 A For motor protection Size S0, class 5...30 Contactor mounting Main circuit: screw terminal Auxiliary circuit: Spring-type terminal Manual-Automatic-Reset Internal ground fault detection !!! Phased-out product !!! Successor is SIRIUS 3RB3 Preferred successor type is >>3RB3123-4QE0<< | - | 0 | 7
3RB2123-4RB0 |  | 3RB2123-4RB0 | 1 | UN | 1 | 15 | C | D | N | N | 85364900 | 1 | 4011209720046 | 0.2 | KG | 322.19 | 322.19 | CP11 | CP11 | Overload relay 0.1...0.4 A For motor protection Size S0, class 5...30 Contactor mounting Main circuit: screw terminal Auxiliary circuit: screw terminal Manual-Automatic-Reset Internal ground fault detection !!! Phased-out product !!! Successor is SIRIUS 3RB3 Preferred successor type is >>3RB3123-4RB0<< | - | 0 | 7
3RB2123-4RD0 |  | 3RB2123-4RD0 | 1 | UN | 1 | 15 | C | D | N | N | 85364900 | 1 | 4011209720121 | 0.2 | KG | 326.23 | 326.23 | CP11 | CP11 | Overload relay 0.1...0.4 A For motor protection Size S0, Class 5...30 Contactor mounting Main circuit: Screw terminal Auxiliary circuit: Spring-type terminal Manual-Automatic-Reset Internal ground fault detection !!! Phased-out product !!! Successor is SIRIUS 3RB3 Preferred successor type is >>3RB3123-4RE0<< | - | 0 | 7
3RB2123-4SB0 |  | 3RB2123-4SB0 | 1 | UN | 1 | 2 | A | D | N | N | 85364900 | 1 | 4011209639126 | 200 | G | 281.79 | 281.79 | CP11 | CP11 | Overload relay 3...12 A For motor protection Size S0, class 5...30 Contactor mounting Main circuit: screw terminal Auxiliary circuit: screw terminal Manual-Automatic-Reset Internal ground fault detection !!! Phased-out product !!! Successor is SIRIUS 3RB3 Preferred successor type is >>3RB3123-4SB0<< | - | 0 | 7
3RB2123-4SD0 |  | 3RB2123-4SD0 | 1 | UN | 1 | 15 | C | D | N | N | 85364900 | 1 | 4011209639164 | 200 | G | 326.23 | 326.23 | CP11 | CP11 | Overload relay 3...12 A For motor protection Size S0, class 5...30 Contactor mounting Main circuit: screw terminal Auxiliary circuit: Spring-type terminal Manual-Automatic-Reset Internal ground fault detection !!! Phased-out product !!! Successor is SIRIUS 3RB3 Preferred successor type is >>3RB3123-4SE0<< | - | 0 | 7
3RB2133-4QB0 |  | 3RB2133-4QB0 | 1 | UN | 1 | 20 | D | D | N | N | 85364900 | 1 | 4011209639287 | 0.35 | KG | 264.62 | 264.62 | CP11 | CP11 | Overload relay 6...25 A For motor protection Size S2, Class 5...30 Contactor mounting Main circuit: Screw terminal Auxiliary circuit: Screw terminal Manual-Automatic-Reset Internal ground fault detection !!! Phased-out product !!! Successor is SIRIUS 3RB3 Preferred successor type is >>3RB3123-4QB0<< |  | 0 | 0
3RB2133-4QD0 |  | 3RB2133-4QD0 | 1 | UN | 1 | 20 | D | D | N | N | 85364900 | 1 | 4011209639874 | 350 | G | 268.66 | 268.66 | CP11 | CP11 | Overload relay 6...25 A For motor protection Size S2, Class 5...30 Contactor mounting Main circuit: Screw terminal Auxiliary circuit: Spring-type terminal Manual-Automatic-Reset Internal ground fault detection !!! Phased-out product !!! Successor is SIRIUS 3RB3 Preferred successor type is >>3RB3123-4QE0<< |  | 0 | 0
3RB2133-4QW1 |  | 3RB2133-4QW1 | 1 | UN | 1 | 20 | D | D | N | N | 85364900 | 1 | 4011209639300 | 0.24 | KG | 264.62 | 264.62 | CP11 | CP11 | Overload relay 6...25 A For motor protection Size S2, Class 5...30 Stand-alone installation Main circuit: straight-through transformer Auxiliary circuit: Screw terminal Manual-Automatic-Reset Internal ground fault detection !!! Phased-out product !!! Successor is SIRIUS 3RB3 Preferred successor type is >>3RB3123-4QB0<< |  | 0 | 0
3RB2133-4QX1 |  | 3RB2133-4QX1 | 1 | UN | 1 | 20 | D | D | N | N | 85364900 | 1 | 4011209639911 | 240 | G | 268.66 | 268.66 | CP11 | CP11 | Overload relay 6...25 A For motor protection Size S2, Class 5...30 Stand-alone installation Main circuit: straight-through transformer Auxiliary circuit: Spring-type terminal Manual-Automatic-Reset Internal ground fault detection !!! Phased-out product !!! Successor is SIRIUS 3RB3 Preferred successor type is >>3RB3123-4QE0<< |  | 0 | 0
3RB2133-4UB0 |  | 3RB2133-4UB0 | 1 | UN | 1 | 20 | D | D | N | N | 85364900 | 1 | 4011209639294 | 0.35 | KG | 319.16 | 319.16 | CP11 | CP11 | Overload relay 12.5...50 A For motor protection Size S2, Class 5...30 Contactor mounting Main circuit: Screw terminal Auxiliary circuit: Screw terminal Manual-Automatic-Reset Internal ground fault detection !!! Phased-out product !!! Successor is SIRIUS 3RB3 Preferred successor type is >>3RB3133-4UB0<< |  | 0 | 0
3RB2133-4UD0 |  | 3RB2133-4UD0 | 1 | UN | 1 | 20 | D | D | N | N | 85364900 | 1 | 4011209639881 | 0.35 | KG | 323.2 | 323.2 | CP11 | CP11 | Overload relay 12.5...50 A For motor protection Size S2, Class 5...30 Contactor mounting Main circuit: Screw terminal Auxiliary circuit: Spring-type terminal Manual-Automatic-Reset Internal ground fault detection !!! Phased-out product !!! Successor is SIRIUS 3RB3 Preferred successor type is >>3RB3133-4UD0<< |  | 0 | 0
3RB2133-4UW1 |  | 3RB2133-4UW1 | 1 | UN | 1 | 20 | D | D | N | N | 85364900 | 1 | 4011209639317 | 0.24 | KG | 319.16 | 319.16 | CP11 | CP11 | Overload relay 12.5...50 A For motor protection Size S2, Class 5...30 Stand-alone installation Main circuit: straight-through transformer Auxiliary circuit: Screw terminal Manual-Automatic-Reset Internal ground fault detection !!! Phased-out product !!! Successor is SIRIUS 3RB3 Preferred successor type is >>3RB3133-4UW1<< |  | 0 | 0
3RB2133-4UX1 |  | 3RB2133-4UX1 | 1 | UN | 1 | 20 | D | D | N | N | 85364900 | 1 | 4011209639928 | 240 | G | 323.2 | 323.2 | CP11 | CP11 | Overload relay 12.5...50 A For motor protection Size S2, Class 5...30 Stand-alone installation Main circuit: straight-through transformer Auxiliary circuit: Spring-type terminal Manual-Automatic-Reset Internal ground fault detection !!! Phased-out product !!! Successor is SIRIUS 3RB3 Preferred successor type is >>3RB3133-4UX1<< |  | 0 | 0
3RB2143-4EB0 |  | 3RB2143-4EB0 | 1 | UN | 1 | 20 | D | D | N | N | 85364900 | 1 | 4011209640115 | 0.56 | KG | 393.9 | 393.9 | CP11 | CP11 | Overload relay 25...100 A For motor protection Size S3, Class 5...30 Contactor mounting Main circuit: Screw terminal Auxiliary circuit: Screw terminal Manual-Automatic-Reset Internal ground fault detection !!! Phased-out product !!! Successor is SIRIUS 3RB3 Preferred successor type is >>3RB3143-4XB0<< |  | 0 | 0
3RB2143-4ED0 |  | 3RB2143-4ED0 | 1 | UN | 1 | 20 | D | D | N | N | 85364900 | 1 | 4011209640238 | 560 | G | 393.9 | 393.9 | CP11 | CP11 | Overload relay 25...100 A For motor protection Size S3, Class 5...30 Contactor mounting Main circuit: Screw terminal Auxiliary circuit: Spring-type terminal Manual-Automatic-Reset Internal ground fault detection !!! Phased-out product !!! Successor is SIRIUS 3RB3 Preferred successor type is >>3RB3143-4XD0<< |  | 0 | 0
3RB2143-4EW1 |  | 3RB2143-4EW1 | 1 | UN | 1 | 20 | D | D | N | N | 85364900 | 1 | 4011209640139 | 0.35 | KG | 393.9 | 393.9 | CP11 | CP11 | Overload relay 25...100 A For motor protection Size S3, Class 5...30 Stand-alone installation Main circuit: straight-through transformer Auxiliary circuit: Screw terminal Manual-Automatic-Reset Internal ground fault detection !!! Phased-out product !!! Successor is SIRIUS 3RB3 Preferred successor type is >>3RB3143-4XW1<< |  | 0 | 0
3RB2143-4EX1 |  | 3RB2143-4EX1 | 1 | UN | 1 | 20 | D | D | N | N | 85364900 | 1 | 4011209640252 | 0.35 | KG | 393.9 | 393.9 | CP11 | CP11 | Overload relay 25...100 A For motor protection Size S3, Class 5...30 Stand-alone installation Main circuit: straight-through transformer Auxiliary circuit: Spring-type terminal Manual-Automatic-Reset Internal ground fault detection !!! Phased-out product !!! Successor is SIRIUS 3RB3 Preferred successor type is >>3RB3143-4XX1<< |  | 0 | 0
3RB2143-4UB0 |  | 3RB2143-4UB0 | 1 | UN | 1 | 20 | D | D | N | N | 85364900 | 1 | 4011209640108 | 560 | G | 341.38 | 341.38 | CP11 | CP11 | Overload relay 12.5...50 A For motor protection Size S3, Class 5...30 Contactor mounting Main circuit: Screw terminal Auxiliary circuit: Screw terminal Manual-Automatic-Reset Internal ground fault detection !!! Phased-out product !!! Successor is SIRIUS 3RB3 Preferred successor type is >>3RB3133-4UB0<< |  | 0 | 0
3RB2143-4UD0 |  | 3RB2143-4UD0 | 1 | UN | 1 | 20 | D | D | N | N | 85364900 | 1 | 4011209640221 | 0.56 | KG | 341.38 | 341.38 | CP11 | CP11 | Overload relay 12.5...50 A For motor protection Size S3, Class 5...30 Contactor mounting Main circuit: Screw terminal Auxiliary circuit: Spring-type terminal Manual-Automatic-Reset Internal ground fault detection !!! Phased-out product !!! Successor is SIRIUS 3RB3 Preferred successor type is >>3RB3133-4UD0<< |  | 0 | 0
3RB2153-4FC2 |  | 3RB2153-4FC2 | 1 | UN | 1 | 1 | A | D | EAR99 | N | 85364900 | 1 | 4011209638549 | 1.063 | KG | 392.89 | 381.78 | CP11 | CP11 | Overload relay 50...200 A for motor protection Size S6, CLASS 5...30E Contactor mounting/stand-alone installation Main circuit: busbar connection Auxiliary circuit: Screw terminal Manual-Automatic-Reset Internal ground fault detection | Lista Papel 2020 SI | 0 | 0
3RB2153-4FC2-Z | I45 | 3RB2153-4FC2-ZI45 | 1 | UN | 1 | 10 | C | D | EAR99 | N | 85364900 | 1 | 4047621020372 | 1.08 | KG | 487.83 | 487.83 | CP11 | CP11 | Overload relay 50...200 A for motor protection Size S6, CLASS 5...30E Contactor mounting/stand-alone installation Main circuit: busbar connection Auxiliary circuit: Screw terminal Manual-Automatic-Reset Internal ground fault detection | - | 0 | 7
3RB2153-4FF2 |  | 3RB2153-4FF2 | 1 | UN | 1 | 1 | A | D | EAR99 | N | 85364900 | 1 | 4011209638358 | 1.089 | KG | 392.89 | 381.78 | CP11 | CP11 | Overload relay 50...200 A for motor protection Size S6, CLASS 5...30E Contactor mounting/stand-alone installation Main circuit: busbar connection Auxiliary circuit: Spring-type terminal Manual-Automatic-Reset Internal ground fault detection | Lista Papel 2020 SI | 0 | 0
3RB2153-4FF2-Z | I45 | 3RB2153-4FF2-ZI45 | 1 | UN | 1 | 10 | C | D | EAR99 | N | 85364900 | 1 | 4047621020389 | 1.044 | KG | 487.83 | 487.83 | CP11 | CP11 | Overload relay 50...200 A for motor protection Size S6, CLASS 5...30E Contactor mounting/stand-alone installation Main circuit: busbar connection Auxiliary circuit: Spring-type terminal Manual-Automatic-Reset Internal ground fault detection | - | 0 | 7
3RB2153-4FW2 |  | 3RB2153-4FW2 | 1 | UN | 1 | 1 | A | D | N | N | 85364900 | 1 | 4011209638365 | 0.71 | KG | 380.77 | 369.66 | CP11 | CP11 | Overload relay 50...200 A for motor protection Size S6, CLASS 5...30E Contactor mounting/stand-alone installation Main circuit: straight-through transformer Auxiliary circuit: Screw terminal Manual-Automatic-Reset Internal ground fault detection | Lista Papel 2020 SI | 0 | 0
3RB2153-4FW2-Z | I45 | 3RB2153-4FW2-ZI45 | 1 | UN | 1 | 10 | C | D | N | N | 85364900 | 1 | 4047621020396 | 0.71 | KG | 472.68 | 472.68 | CP11 | CP11 | Overload relay 50...200 A for motor protection Size S6, CLASS 5...30E Contactor mounting/stand-alone installation Main circuit: straight-through transformer Auxiliary circuit: Screw terminal Manual-Automatic-Reset Internal ground fault detection | - | 0 | 7
3RB2153-4FX2 |  | 3RB2153-4FX2 | 1 | UN | 1 | 1 | A | D | N | N | 85364900 | 1 | 4011209638372 | 0.704 | KG | 380.77 | 369.66 | CP11 | CP11 | Overload relay 50...200 A for motor protection Size S6, CLASS 5...30E Contactor mounting/stand-alone installation Main circuit: straight-through transformer Auxiliary circuit: Spring-type terminal Manual-Automatic-Reset Internal ground fault detection | Lista Papel 2020 SI | 0 | 0
3RB2153-4FX2-Z | I45 | 3RB2153-4FX2-ZI45 | 1 | UN | 1 | 10 | C | D | N | N | 85364900 | 1 | 4047621020402 | 0.671 | KG | 472.68 | 472.68 | CP11 | CP11 | Overload relay 50...200 A for motor protection Size S6, CLASS 5...30E Contactor mounting/stand-alone installation Main circuit: straight-through transformer Auxiliary circuit: Spring-type terminal Manual-Automatic-Reset Internal ground fault detection | - | 0 | 7
3RB2163-4GC2 |  | 3RB2163-4GC2 | 1 | UN | 1 | 1 | A | D | N | N | 85364900 | 1 | 4011209638501 | 1.607 | KG | 419.15 | 407.03 | CP11 | CP11 | Overload relay 55...250 A for motor protection Size S10/S12, CLASS 5...30E Contactor mounting/stand-alone installation Main circuit: busbar connection Auxiliary circuit: Screw terminal Manual-Automatic-Reset Internal ground fault detection | Lista Papel 2020 SI | 0 | 0
3RB2163-4GC2-Z | I45 | 3RB2163-4GC2-ZI45 | 1 | UN | 1 | 10 | C | D | N | N | 85364900 | 1 | 4047621020495 | 1.6 | KG | 519.14 | 519.14 | CP11 | CP11 | Overload relay 55...250 A for motor protection Size S10/S12, CLASS 5...30E Contactor mounting/stand-alone installation Main circuit: busbar connection Auxiliary circuit: Screw terminal Manual-Automatic-Reset Internal ground fault detection | - | 0 | 7
3RB2163-4GF2 |  | 3RB2163-4GF2 | 1 | UN | 1 | 1 | A | D | N | N | 85364900 | 1 | 4011209638525 | 1.613 | KG | 419.15 | 407.03 | CP11 | CP11 | Overload relay 55...250 A for motor protection Size S10/S12, CLASS 5...30E Contactor mounting/stand-alone installation Main circuit: busbar connection Auxiliary circuit: Spring-type terminal Manual-Automatic-Reset Internal ground fault detection | Lista Papel 2020 SI | 0 | 0
3RB2163-4GF2-Z | I45 | 3RB2163-4GF2-ZI45 | 1 | UN | 1 | 10 | C | D | N | N | 85364900 | 1 | 4047621020501 | 1.616 | KG | 519.14 | 519.14 | CP11 | CP11 | Overload relay 55...250 A for motor protection Size S10/S12, CLASS 5...30E Contactor mounting/stand-alone installation Main circuit: busbar connection Auxiliary circuit: Spring-type terminal Manual-Automatic-Reset Internal ground fault detection | - | 0 | 7
3RB2163-4MC2 |  | 3RB2163-4MC2 | 1 | UN | 1 | 1 | A | D | N | N | 85364900 | 1 | 4011209638518 | 1.866 | KG | 665.59 | 646.4 | CP11 | CP11 | Overload relay 160...630 A for motor protection Size S10/S12, CLASS 5...30E Contactor mounting/stand-alone installation Main circuit: busbar connection Auxiliary circuit: Screw terminal Manual-Automatic-Reset Internal ground fault detection | Lista Papel 2020 SI | 0 | 0
3RB2163-4MC2-Z | I45 | 3RB2163-4MC2-ZI45 | 1 | UN | 1 | 10 | C | D | N | N | 85364900 | 1 | 4047621020518 | 1.867 | KG | 826.18 | 826.18 | CP11 | CP11 | Overload relay 160...630 A for motor protection Size S10/S12, CLASS 5...30E Contactor mounting/stand-alone installation Main circuit: busbar connection Auxiliary circuit: Screw terminal Manual-Automatic-Reset Internal ground fault detection | - | 0 | 7
3RB2163-4MF2 |  | 3RB2163-4MF2 | 1 | UN | 1 | 1 | A | D | N | N | 85364900 | 1 | 4011209638532 | 1.876 | KG | 665.59 | 646.4 | CP11 | CP11 | Overload relay 160...630 A for motor protection Size S10/S12, CLASS 5...30E Contactor mounting/stand-alone installation Main circuit: busbar connection Auxiliary circuit: Spring-type terminal Manual-Automatic-Reset Internal ground fault detection | Lista Papel 2020 SI | 0 | 0
3RB2163-4MF2-Z | I45 | 3RB2163-4MF2-ZI45 | 1 | UN | 1 | 10 | C | D | N | N | 85364900 | 1 | 4047621020525 | 1.876 | KG | 826.18 | 826.18 | CP11 | CP11 | Overload relay 160...630 A for motor protection Size S10/S12, CLASS 5...30E Contactor mounting/stand-alone installation Main circuit: busbar connection Auxiliary circuit: Spring-type terminal Manual-Automatic-Reset Internal ground fault detection | - | 0 | 7
3RB2283-4AA1 |  | 3RB2283-4AA1 | 1 | UN | 1 | 1 | A | D | N | N | 85364900 | 1 | 4011209641983 | 0.32 | KG | 251.49 | 244.42 | CP11 | CP11 | Evaluation unit for full motor protection (monostable) Size S00...S12, class 5...30 Stand-alone installation Main circuit: -- Auxiliary circuit: Screw terminal Manual-Automatic-Reset | Lista Papel 2020 SI | 0 | 0
3RB2283-4AC1 |  | 3RB2283-4AC1 | 1 | UN | 1 | 1 | A | D | N | N | 85364900 | 1 | 4011209642003 | 0.294 | KG | 251.49 | 244.42 | CP11 | CP11 | Evaluation unit for full motor protection (monostable) Size S00...S12, class 5...30 Stand-alone installation Main circuit: -- Auxiliary circuit: Spring-type terminal Manual-Automatic-Reset | Lista Papel 2020 SI | 0 | 0
3RB2383-4AA1 |  | 3RB2383-4AA1 | 1 | UN | 1 | 1 | A | D | N | N | 85364900 | 1 | 4011209641990 | 0.305 | KG | 326.23 | 317.14 | CP11 | CP11 | Evaluation unit for full motor protection (bistable) Size S00...S12, class 5...30 Stand-alone installation Main circuit: -- Auxiliary circuit: Screw terminal Manual-Automatic-Reset | Lista Papel 2020 SI | 0 | 0
3RB2383-4AC1 |  | 3RB2383-4AC1 | 1 | UN | 1 | 1 | A | D | N | N | 85364900 | 1 | 4011209642010 | 0.293 | KG | 326.23 | 317.14 | CP11 | CP11 | Evaluation unit for full motor protection (bistable) Size S00...S12, class 5...30 Stand-alone installation Main circuit: -- Auxiliary circuit: Spring-type terminal Manual-Automatic-Reset | Lista Papel 2020 SI | 0 | 0
3RB2483-4AA1 |  | 3RB2483-4AA1 | 1 | UN | 1 | 1 | A | D | N | N | 85364900 | 1 | 4011209863040 | 0.273 | KG | 436.32 | 436.32 | CP11 | CP11 | Evaluation unit for full motor protection (monostable) for IO-Link Size S00...S12, class 5...30 Stand-alone installation Main circuit: -- Auxiliary circuit: Screw terminal Manual-Automatic-Reset | - | 0 | 0
3RB2483-4AC1 |  | 3RB2483-4AC1 | 1 | UN | 1 | 2 | A | D | N | N | 85364900 | 1 | 4011209863057 | 0.261 | KG | 436.32 | 436.32 | CP11 | CP11 | Evaluation unit for full motor protection (monostable) for IO-Link Size S00...S12, class 5...30 Stand-alone installation Main circuit: -- Auxiliary circuit: Spring-type terminal Manual-Automatic-Reset | - | 0 | 0
3RB2906-2BG1 |  | 3RB2906-2BG1 | 1 | UN | 1 | 1 | A | D | N | N | 85043180 | 1 | 4011209632677 | 0.164 | KG | 157.56 | 153.52 | CP11 | CP11 | Current transformer 0.3...3 A for 3RB22/23/24 Size S00/S0 Stand-alone installation Main circuit: straight-through transformer Auxiliary circuit: -- | Lista Papel 2020 SI | 0 | 0
3RB2906-2DG1 |  | 3RB2906-2DG1 | 1 | UN | 1 | 1 | A | D | N | N | 85043180 | 1 | 4011209632684 | 0.165 | KG | 160.59 | 156.55 | CP11 | CP11 | Current transformer 2.4...25 A for 3RB22/23/24 Size S00/S0 Stand-alone installation Main circuit: straight-through transformer Auxiliary circuit: -- | Lista Papel 2020 SI | 0 | 0
3RB2906-2JG1 |  | 3RB2906-2JG1 | 1 | UN | 1 | 1 | A | D | N | N | 85043180 | 1 | 4011209632691 | 0.324 | KG | 167.66 | 162.61 | CP11 | CP11 | Current transformer 10...100 A for 3RB22/23/24 Size S2/S3 Stand-alone installation Main circuit: straight-through transformer Auxiliary circuit: -- | Lista Papel 2020 SI | 0 | 0
3RB2913-0AA1 |  | 3RB2913-0AA1 | 1 | UN | 1 | 2 | A | D | N | N | 85369095 | 1 | 4011209650725 | 0.059 | KG | 15.75 | 15.75 | CP10 | CP10 | Stand-alone assembly support for 3RB20/21 Size S00 Stand-alone installation Main circuit: screw terminal Auxiliary circuit: -- !!! Phased-out product !!! Successor is SIRIUS 3RU2 Preferred successor type is >>3RU2916-3AA01<< | - | 0 | 7
3RB2923-0AA1 |  | 3RB2923-0AA1 | 1 | UN | 1 | 2 | A | D | N | N | 85369095 | 1 | 4011209650732 | 0.087 | KG | 18.18 | 18.18 | CP10 | CP10 | Stand-alone assembly support for 3RB20/21 Size S0 Stand-alone installation Main circuit: screw terminal Auxiliary circuit: -- !!! Phased-out product !!! Successor is SIRIUS 3RU2 Preferred successor type is >>3RU2926-3AA01<< | - | 0 | 7
3RB2946-0EG-Z | W97 | 3RB2946-0EG-ZW97 | 1 | UN | 1 | 5 | B | D | N | N | 85043180 | 18 | 4011209858886 | 0.423 | KG | 137.36 | 137.36 | CP11 | CP11 | Current transformer 25...150 A for carrier Size S3 Stand-alone installation Main circuit: straight-through transformer Auxiliary circuit: -- Multi-unit packaging Pack = 18 units | - | 0 | 9
3RB2946-0EG-Z | W98 | 3RB2946-0EG-ZW98 | 1 | UN | 1 | 5 | B | D | N | N | 85043180 | 9 | 4011209866324 | 0.423 | KG | 137.36 | 137.36 | CP11 | CP11 | Current transformer 25...150 A for carrier Size S3 Stand-alone installation Main circuit: straight-through transformer Auxiliary circuit: -- Multi-unit packaging Pack = 9 units | - | 0 | 9
3RB2946-0EG-Z | X95 | 3RB2946-0EG-ZX95 | 1 | UN | 1 | 5 | B | D | N | N | 85043180 | 70 | 4011209699649 | 0.283 | KG | 137.36 | 137.36 | CP11 | CP11 | Current transformer 25...150 A for carrier Size S3 Stand-alone installation Main circuit: straight-through transformer Auxiliary circuit: -- Reusable packaging Pack = 70 units | - | 0 | 9
3RB2956-0FH-Z | W96 | 3RB2956-0FH-ZW96 | 1 | UN | 1 | 5 | B | D | N | N | 85043180 | 6 | 4011209892880 | 0.423 | KG | 226.24 | 226.24 | CP11 | CP11 | Current transformer 150...300 A for carrier Size S6 Contactor mounting/stand-alone installation Main circuit: busbar connection Auxiliary circuit: -- Multi-unit packaging Pack = 6 units | - | 0 | 9
3RB2956-0FH-Z | X95 | 3RB2956-0FH-ZX95 | 1 | UN | 1 | 5 | B | D | N | N | 85043180 | 15 | 4011209699625 | 0.727 | KG | 226.24 | 226.24 | CP11 | CP11 | Current transformer 150...300 A for carrier Size S6 Contactor mounting/stand-alone installation Main circuit: busbar connection Auxiliary circuit: -- Reusable packaging 1 pack = 15 units | - | 0 | 9
3RB2956-1FH-Z | W96 | 3RB2956-1FH-ZW96 | 1 | UN | 1 | 5 | B | D | N | N | 85043129 | 6 | 4047621017334 | 0.423 | KG | 232.3 | 232.3 | CP11 | CP11 | Current transformer 150...300 A for carrier Size S6 Contactor mounting/stand-alone installation Main circuit: busbar connection Auxiliary circuit: -- Multi-unit packaging Pack = 6 units | - | 0 | 9
3RB2956-1FH-Z | X95 | 3RB2956-1FH-ZX95 | 1 | UN | 1 | 5 | B | D | N | N | 85043129 | 15 | 4047621017303 | 0.76 | KG | 232.3 | 232.3 | CP11 | CP11 | Current transformer 150...300 A for carrier Size S6 Contactor mounting/stand-alone installation Main circuit: busbar connection Auxiliary circuit: -- Reusable packaging 1 pack = 15 units | - | 0 | 9
3RB2956-2TG2 |  | 3RB2956-2TG2 | 1 | UN | 1 | 1 | A | D | N | N | 85043180 | 1 | 4011209632745 | 0.655 | KG | 378.75 | 367.64 | CP11 | CP11 | Current transformer 20...200 A for 3RB22/23/24 Size S6 Contactor mounting/stand-alone installation Main circuit: straight-through transformer Auxiliary circuit: -- | Lista Papel 2020 SI | 0 | 0
3RB2956-2TH2 |  | 3RB2956-2TH2 | 1 | UN | 1 | 1 | A | D | EAR99 | N | 85043180 | 1 | 4011209632738 | 0.995 | KG | 400.97 | 389.86 | CP11 | CP11 | Current transformer 20...200 A for 3RB22/23/24 Size S6 Contactor mounting/stand-alone installation Main circuit: busbar connection Auxiliary circuit: -- | Lista Papel 2020 SI | 0 | 0
3RB2966-0MH-Z | W96 | 3RB2966-0MH-ZW96 | 1 | UN | 1 | 5 | B | D | N | N | 85043180 | 4 | 4011209856165 | 0.423 | KG | 337.34 | 337.34 | CP11 | CP11 | Current transformer 160...567 A for carrier Size S10/S12 Contactor mounting/stand-alone installation Main circuit: busbar connection Auxiliary circuit: -- Multi-unit packaging Pack = 4 units | - | 0 | 9
3RB2966-0MH-Z | X95 | 3RB2966-0MH-ZX95 | 1 | UN | 1 | 5 | B | D | N | N | 85043180 | 8 | 4011209699632 | 1.473 | KG | 337.34 | 337.34 | CP11 | CP11 | Current transformer 160...567 A for carrier Size S10/S12 Contactor mounting/stand-alone installation Main circuit: busbar connection Auxiliary circuit: -- Reusable packaging Pack = 8 units | - | 0 | 9
3RB2966-1MH-Z | W96 | 3RB2966-1MH-ZW96 | 1 | UN | 1 | 5 | B | D | N | N | 85043129 | 4 | 4047621017327 | 0.423 | KG | 345.42 | 345.42 | CP11 | CP11 | Current transformer 160...567 A for carrier Size S10/S12 Contactor mounting/stand-alone installation Main circuit: busbar connection Auxiliary circuit: -- Multi-unit packaging Pack = 4 units | - | 0 | 9
3RB2966-1MH-Z | X95 | 3RB2966-1MH-ZX95 | 1 | UN | 1 | 5 | B | D | N | N | 85043129 | 8 | 4047621017310 | 1.498 | KG | 345.42 | 345.42 | CP11 | CP11 | Current transformer 160...567 A for carrier Size S10/S12 Contactor mounting/stand-alone installation Main circuit: busbar connection Auxiliary circuit: -- Reusable packaging Pack = 8 units | - | 0 | 9
3RB2966-2WH2 |  | 3RB2966-2WH2 | 1 | UN | 1 | 1 | A | D | N | N | 85043180 | 1 | 4011209632721 | 1.804 | KG | 451.47 | 438.34 | CP11 | CP11 | Current transformer 63...630 A for 3RB22/23/24 Size S10/S12 Contactor mounting/stand-alone installation Main circuit: busbar connection Auxiliary circuit: -- | Lista Papel 2020 SI | 0 | 0
3RB2984-0 |  | 3RB2984-0 | 1 | UN | 1 | 20 | D | D | N | N | 85389099 | 10 | 4011209645783 | 0.001 | KG | 9.99 | 9.99 | CP10 | CP10 | Sealable cover for 3RB20/21 Size S00...S3 !!! Phased-out product !!! Successor is SIRIUS 3RB3 Preferred successor type is >>3RB3984-0<< | - | 0 | 0
3RB2984-2 |  | 3RB2984-2 | 1 | UN | 1 | 2 | A | D | N | N | 85389099 | 10 | 4011209645844 | 0.004 | KG | 8.95 | 8.95 | CP10 | CP10 | Sealable cover for 3RB22/23/24 Size S00...S12 | - | 0 | 0
3RB2985-2AA0 |  | 3RB2985-2AA0 | 1 | UN | 1 | 1 | A | D | N | N | 85235110 | 1 | 4011209632646 | 0.003 | KG | 79.11 | 76.86 | CP10 | CP10 | Memory module analog Basic 1 for 3RB22/23 Size S00...S12 | Lista Papel 2020 SI | 0 | 0
3RB2985-2AA1 |  | 3RB2985-2AA1 | 1 | UN | 1 | 1 | A | D | N | N | 85235110 | 1 | 4011209632660 | 0.003 | KG | 106.2 | 103.5 | CP10 | CP10 | Memory module analog Basic 1 GF for 3RB22/23 Size S00...S12 | Lista Papel 2020 SI | 0 | 0
3RB2985-2AB1 |  | 3RB2985-2AB1 | 1 | UN | 1 | 1 | A | D | N | N | 85235110 | 1 | 4011209632653 | 0.003 | KG | 99 | 96.3 | CP10 | CP10 | Memory module analog Basic 2 GF for 3RB22/23 Size S00...S12 | Lista Papel 2020 SI | 0 | 0
3RB2985-2CA1 |  | 3RB2985-2CA1 | 1 | UN | 1 | 1 | A | D | N | N | 85235110 | 1 | 4011209632639 | 0.003 | KG | 26.37 | 25.65 | CP10 | CP10 | Memory module Basic 1 GF for 3RB22/23 Size S00...S12 | Lista Papel 2020 SI | 0 | 0
3RB2985-2CB1 |  | 3RB2985-2CB1 | 1 | UN | 1 | 1 | A | D | N | N | 85235110 | 1 | 4011209632622 | 0.004 | KG | 19.71 | 19.17 | CP10 | CP10 | Memory module Basic 2 GF for 3RB22/23 Size S00...S12 | Lista Papel 2020 SI | 0 | 0
3RB2987-2B |  | 3RB2987-2B | 1 | UN | 1 | 1 | A | D | N | N | 85444290 | 1 | 4011209646551 | 0.012 | KG | 12.69 | 12.33 | CP10 | CP10 | Connecting cable 0.1 m for 3RB22/23/24 Size S00...S12 | Lista Papel 2020 SI | 0 | 0
3RB2987-2D |  | 3RB2987-2D | 1 | UN | 1 | 1 | A | D | N | N | 85444290 | 1 | 4011209646568 | 0.023 | KG | 16.02 | 15.57 | CP10 | CP10 | Connecting cable 0.5 m for 3RB22/23/24 Size S00...S12 | Lista Papel 2020 SI | 0 | 0
3RB3016-1NB0 |  | 3RB3016-1NB0 | 1 | UN | 1 | 1 | A | D | N | N | 85364900 | 1 | 4011209748545 | 0.225 | KG | 79.89 | 77.67 | CP30 | CP30 | Overload relay 0.32...1.25 A Electronic For motor protection Size S00, Class 10E Contactor mounting Main circuit: Screw Auxiliary circuit: Screw Manual-Automatic-Reset | Lista Papel 2020 SI | 0 | 0
3RB3016-1NB0-Z | X95 | 3RB3016-1NB0-ZX95 | 1 | UN | 1 | 5 | B | D | EAR99 | N | 85364900 | 64 |  | 0.172 | KG | 79.89 | 79.89 | CP30 | CP30 | Overload relay 0.32...1.25 A Electronic For motor protection Size S00, Class 10E Contactor mounting Main circuit: Screw Auxiliary circuit: Screw Manual-Automatic-Reset Reusable packaging Pack = 64 units | - | 0 | 0
3RB3016-1NE0 |  | 3RB3016-1NE0 | 1 | UN | 1 | 2 | A | D | N | N | 85364900 | 1 | 4011209748828 | 0.225 | KG | 79.89 | 77.67 | CP30 | CP30 | Overload relay 0.32...1.25 A Electronic For motor protection Size S00, Class 10E Contactor mounting Main circuit: Spring-type terminal Auxiliary circuit: Spring-type terminal Manual-Automatic-Reset | Lista Papel 2020 SI | 0 | 0
3RB3016-1PB0 |  | 3RB3016-1PB0 | 1 | UN | 1 | 1 | A | D | N | N | 85364900 | 1 | 4011209748637 | 0.225 | KG | 79.89 | 77.67 | CP30 | CP30 | Overload relay 1...4 A Electronic For motor protection Size S00, Class 10E Contactor mounting Main circuit: Screw Auxiliary circuit: Screw Manual-Automatic-Reset | Lista Papel 2020 SI | 0 | 0
3RB3016-1PB0-Z | W96 | 3RB3016-1PB0-ZW96 | 1 | UN | 1 | 5 | B | D | N | N | 85364900 | 30 | 4047621028378 | 0.185 | KG | 79.89 | 79.89 | CP30 | CP30 | Overload relay 1...4 A Electronic For motor protection Size S00, Class 10E Contactor mounting Main circuit: screw terminal Auxiliary circuit: screw terminal Manual-Automatic-Reset Multi-unit packaging Pack = 30 units | - | 0 | 0
3RB3016-1PB0-Z | X95 | 3RB3016-1PB0-ZX95 | 1 | UN | 1 | 5 | B | D | N | N | 85364900 | 64 | 4047621026282 | 225 | G | 79.89 | 79.89 | CP30 | CP30 | Overload relay 1...4 A Electronic For motor protection Size S00, Class 10E Contactor mounting Main circuit: Screw Auxiliary circuit: Screw Manual-Automatic-Reset Reusable packaging Pack = 64 units | - | 0 | 0
3RB3016-1PE0 |  | 3RB3016-1PE0 | 1 | UN | 1 | 2 | A | D | N | N | 85364900 | 1 | 4011209748835 | 0.225 | KG | 79.89 | 77.67 | CP30 | CP30 | Overload relay 1...4 A Electronic For motor protection Size S00, Class 10E Contactor mounting Main circuit: Spring-type terminal Auxiliary circuit: Spring-type terminal Manual-Automatic-Reset | Lista Papel 2020 SI | 0 | 0
3RB3016-1RB0 |  | 3RB3016-1RB0 | 1 | UN | 1 | 1 | A | D | N | N | 85364900 | 1 | 4011209748538 | 0.225 | KG | 79.89 | 77.67 | CP30 | CP30 | Overload relay 0.1...0.4 A Electronic For motor protection Size S00, Class 10E Contactor mounting Main circuit: Screw Auxiliary circuit: Screw Manual-Automatic-Reset | Lista Papel 2020 SI | 0 | 0
3RB3016-1RE0 |  | 3RB3016-1RE0 | 1 | UN | 1 | 2 | A | D | N | N | 85364900 | 1 | 4011209748811 | 0.225 | KG | 79.89 | 77.67 | CP30 | CP30 | Overload relay 0.1...0.4 A Electronic For motor protection Size S00, Class 10E Contactor mounting Main circuit: Spring-type terminal Auxiliary circuit: Spring-type terminal Manual-Automatic-Reset | Lista Papel 2020 SI | 0 | 0
3RB3016-1SB0 |  | 3RB3016-1SB0 | 1 | UN | 1 | 1 | A | D | N | N | 85364900 | 1 | 4011209748644 | 0.225 | KG | 79.89 | 77.67 | CP30 | CP30 | Overload relay 3...12 A Electronic For motor protection Size S00, Class 10E Contactor mounting Main circuit: Screw Auxiliary circuit: Screw Manual-Automatic-Reset | Lista Papel 2020 SI | 0 | 0
3RB3016-1SB0-Z | X95 | 3RB3016-1SB0-ZX95 | 1 | UN | 1 | 5 | B | D | EAR99 | N | 85364900 | 64 |  | 0.172 | KG | 79.89 | 79.89 | CP30 | CP30 | Overload relay 3...12 A Electronic For motor protection Size S00, Class 10E Contactor mounting Main circuit: Screw Auxiliary circuit: Screw Manual-Automatic-Reset Reusable packaging Pack = 64 units | - | 0 | 0
3RB3016-1SE0 |  | 3RB3016-1SE0 | 1 | UN | 1 | 2 | A | D | N | N | 85364900 | 1 | 4011209748842 | 0.225 | KG | 79.89 | 77.67 | CP30 | CP30 | Overload relay 3...12 A Electronic For motor protection Size S00, Class 10E Contactor mounting Main circuit: Spring-type terminal Auxiliary circuit: Spring-type terminal Manual-Automatic-Reset | Lista Papel 2020 SI | 0 | 0
3RB3016-1TB0 |  | 3RB3016-1TB0 | 1 | UN | 1 | 1 | A | D | N | N | 85364900 | 1 | 4011209748651 | 0.225 | KG | 79.89 | 77.67 | CP30 | CP30 | Overload relay 4...16 A Electronic For motor protection Size S00, Class 10E Contactor mounting Main circuit: Screw Auxiliary circuit: Screw Manual-Automatic-Reset | Lista Papel 2020 SI | 0 | 0
3RB3016-1TE0 |  | 3RB3016-1TE0 | 1 | UN | 1 | 2 | A | D | N | N | 85364900 | 1 | 4011209748859 | 0.225 | KG | 79.89 | 77.67 | CP30 | CP30 | Overload relay 4...16 A Electronic For motor protection Size S00, Class 10E Contactor mounting Main circuit: Spring-type terminal Auxiliary circuit: Spring-type terminal Manual-Automatic-Reset | Lista Papel 2020 SI | 0 | 0
3RB3016-2NB0 |  | 3RB3016-2NB0 | 1 | UN | 1 | 1 | A | D | N | N | 85364900 | 1 | 4011209748675 | 0.225 | KG | 93.93 | 91.3 | CP30 | CP30 | Overload relay 0.32...1.25 A Electronic For motor protection Size S00, Class 20E Contactor mounting Main circuit: Screw Auxiliary circuit: Screw Manual-Automatic-Reset | Lista Papel 2020 SI | 0 | 0
3RB3016-2NE0 |  | 3RB3016-2NE0 | 1 | UN | 1 | 2 | A | D | N | N | 85364900 | 1 | 4011209748873 | 0.225 | KG | 93.93 | 91.3 | CP30 | CP30 | Overload relay 0.32...1.25 A Electronic For motor protection Size S00, Class 20E Contactor mounting Main circuit: Spring-type terminal Auxiliary circuit: Spring-type terminal Manual-Automatic-Reset | Lista Papel 2020 SI | 0 | 0
3RB3016-2PB0 |  | 3RB3016-2PB0 | 1 | UN | 1 | 1 | A | D | N | N | 85364900 | 1 | 4011209748682 | 0.225 | KG | 93.93 | 91.3 | CP30 | CP30 | Overload relay 1...4 A Electronic For motor protection Size S00, Class 20E Contactor mounting Main circuit: Screw Auxiliary circuit: Screw Manual-Automatic-Reset | Lista Papel 2020 SI | 0 | 0
3RB3016-2PE0 |  | 3RB3016-2PE0 | 1 | UN | 1 | 2 | A | D | N | N | 85364900 | 1 | 4011209748880 | 0.225 | KG | 93.93 | 91.3 | CP30 | CP30 | Overload relay 1...4 A Electronic For motor protection Size S00, Class 20E Contactor mounting Main circuit: Spring-type terminal Auxiliary circuit: Spring-type terminal Manual-Automatic-Reset | Lista Papel 2020 SI | 0 | 0
3RB3016-2RB0 |  | 3RB3016-2RB0 | 1 | UN | 1 | 1 | A | D | N | N | 85364900 | 1 | 4011209748668 | 0.225 | KG | 93.93 | 91.3 | CP30 | CP30 | Overload relay 0.1...0.4 A Electronic For motor protection Size S00, Class 20E Contactor mounting Main circuit: Screw Auxiliary circuit: Screw Manual-Automatic-Reset | Lista Papel 2020 SI | 0 | 0
3RB3016-2RE0 |  | 3RB3016-2RE0 | 1 | UN | 1 | 2 | A | D | N | N | 85364900 | 1 | 4011209748866 | 0.225 | KG | 93.93 | 91.3 | CP30 | CP30 | Overload relay 0.1...0.4 A Electronic For motor protection Size S00, Class 20E Contactor mounting Main circuit: Spring-type terminal Auxiliary circuit: Spring-type terminal Manual-Automatic-Reset | Lista Papel 2020 SI | 0 | 0
3RB3016-2SB0 |  | 3RB3016-2SB0 | 1 | UN | 1 | 1 | A | D | N | N | 85364900 | 1 | 4011209748699 | 0.225 | KG | 93.93 | 91.3 | CP30 | CP30 | Overload relay 3...12 A Electronic For motor protection Size S00, Class 20E Contactor mounting Main circuit: Screw Auxiliary circuit: Screw Manual-Automatic-Reset | Lista Papel 2020 SI | 0 | 0
3RB3016-2SB0-Z | W96 | 3RB3016-2SB0-ZW96 | 1 | UN | 1 | 5 | B | D | N | N | 85364900 | 32 | 4011209974838 | 0.225 | KG | 93.93 | 93.93 | CP30 | CP30 | Overload relay 3...12 A Electronic For motor protection Size S00, Class 20 Contactor mounting Main circuit: Screw Auxiliary circuit: Screw Manual-Automatic-Reset Multi-unit packaging Pack = 32 units | - | 0 | 0
3RB3016-2SB0-Z | X95 | 3RB3016-2SB0-ZX95 | 1 | UN | 1 | 5 | B | D | N | N | 85364900 | 64 | 4011209974821 | 0.225 | KG | 93.93 | 93.93 | CP30 | CP30 | Overload relay 3...12 A Electronic For motor protection Size S00, Class 20 Contactor mounting Main circuit: Screw Auxiliary circuit: Screw Manual-Automatic-Reset Reusable packaging Pack = 64 units | - | 0 | 0
3RB3016-2SE0 |  | 3RB3016-2SE0 | 1 | UN | 1 | 2 | A | D | N | N | 85364900 | 1 | 4011209748897 | 0.225 | KG | 93.93 | 91.3 | CP30 | CP30 | Overload relay 3...12 A Electronic For motor protection Size S00, Class 20E Contactor mounting Main circuit: Spring-type terminal Auxiliary circuit: Spring-type terminal Manual-Automatic-Reset | Lista Papel 2020 SI | 0 | 0
3RB3016-2TB0 |  | 3RB3016-2TB0 | 1 | UN | 1 | 1 | A | D | N | N | 85364900 | 1 | 4011209748705 | 0.225 | KG | 93.93 | 91.3 | CP30 | CP30 | Overload relay 4...16 A Electronic For motor protection Size S00, Class 20E Contactor mounting Main circuit: Screw Auxiliary circuit: Screw Manual-Automatic-Reset | Lista Papel 2020 SI | 0 | 0
3RB3016-2TE0 |  | 3RB3016-2TE0 | 1 | UN | 1 | 2 | A | D | N | N | 85364900 | 1 | 4011209748903 | 0.225 | KG | 93.93 | 91.3 | CP30 | CP30 | Overload relay 4...16 A Electronic For motor protection Size S00, Class 20E Contactor mounting Main circuit: Spring-type terminal Auxiliary circuit: Spring-type terminal Manual-Automatic-Reset | Lista Papel 2020 SI | 0 | 0
3RB3026-1NB0 |  | 3RB3026-1NB0 | 1 | UN | 1 | 1 | A | D | N | N | 85364900 | 1 | 4011209749115 | 0.26 | KG | 91.3 | 88.78 | CP30 | CP30 | Overload relay 0.32...1.25 A Electronic For motor protection Size S0, Class 10E Contactor mounting Main circuit: Screw Auxiliary circuit: Screw Manual-Automatic-Reset | Lista Papel 2020 SI | 0 | 0
3RB3026-1NE0 |  | 3RB3026-1NE0 | 1 | UN | 1 | 2 | A | D | N | N | 85364900 | 1 | 4011209749351 | 0.26 | KG | 91.3 | 88.78 | CP30 | CP30 | Overload relay 0.32...1.25 A Electronic For motor protection Size S0, Class 10E Contactor mounting Main circuit: Spring-type terminal Auxiliary circuit: Spring-type terminal Manual-Automatic-Reset | Lista Papel 2020 SI | 0 | 0
3RB3026-1PB0 |  | 3RB3026-1PB0 | 1 | UN | 1 | 1 | A | D | N | N | 85364900 | 1 | 4011209749122 | 0.26 | KG | 91.3 | 88.78 | CP30 | CP30 | Overload relay 1...4 A Electronic For motor protection Size S0, Class 10E Contactor mounting Main circuit: Screw Auxiliary circuit: Screw Manual-Automatic-Reset | Lista Papel 2020 SI | 0 | 0
3RB3026-1PE0 |  | 3RB3026-1PE0 | 1 | UN | 1 | 2 | A | D | N | N | 85364900 | 1 | 4011209749368 | 0.26 | KG | 91.3 | 88.78 | CP30 | CP30 | Overload relay 1...4 A Electronic For motor protection Size S0, Class 10E Contactor mounting Main circuit: Spring-type terminal Auxiliary circuit: Spring-type terminal Manual-Automatic-Reset | Lista Papel 2020 SI | 0 | 0
3RB3026-1QB0 |  | 3RB3026-1QB0 | 1 | UN | 1 | 1 | A | D | N | N | 85364900 | 1 | 4011209749146 | 0.26 | KG | 91.3 | 88.78 | CP30 | CP30 | Overload relay 6...25 A Electronic For motor protection Size S0, Class 10E Contactor mounting Main circuit: Screw Auxiliary circuit: Screw Manual-Automatic-Reset | Lista Papel 2020 SI | 0 | 0
3RB3026-1QB0-Z | W96 | 3RB3026-1QB0-ZW96 | 1 | UN | 1 | 5 | B | D | EAR99 | N | 85364900 | 29 | 4047621028392 | 0.215 | KG | 91.3 | 91.3 | CP30 | CP30 | Overload relay 6...25 A Electronic For motor protection Size S0, class 10E Contactor mounting Main circuit: screw terminal Auxiliary circuit: screw terminal Manual-Automatic-Reset Reusable packaging Pack = 29 units | - | 0 | 0
3RB3026-1QB0-Z | X95 | 3RB3026-1QB0-ZX95 | 1 | UN | 1 | 5 | B | D | N | N | 85364900 | 60 | 4047621026305 | 260 | G | 91.3 | 91.3 | CP30 | CP30 | Overload relay 6...25 A Electronic For motor protection Size S0, Class 10E Contactor mounting Main circuit: Screw Auxiliary circuit: Screw Manual-Automatic-Reset Reusable packaging Pack = 60 units | - | 0 | 0
3RB3026-1QE0 |  | 3RB3026-1QE0 | 1 | UN | 1 | 2 | A | D | N | N | 85364900 | 1 | 4011209749382 | 0.26 | KG | 91.3 | 88.78 | CP30 | CP30 | Overload relay 6...25 A Electronic For motor protection Size S0, Class 10E Contactor mounting Main circuit: Spring-type terminal Auxiliary circuit: Spring-type terminal Manual-Automatic-Reset | Lista Papel 2020 SI | 0 | 0
3RB3026-1RB0 |  | 3RB3026-1RB0 | 1 | UN | 1 | 1 | A | D | N | N | 85364900 | 1 | 4011209749108 | 0.26 | KG | 91.3 | 88.78 | CP30 | CP30 | Overload relay 0.1...0.4 A Electronic For motor protection Size S0, Class 10E Contactor mounting Main circuit: Screw Auxiliary circuit: Screw Manual-Automatic-Reset | Lista Papel 2020 SI | 0 | 0
3RB3026-1RE0 |  | 3RB3026-1RE0 | 1 | UN | 1 | 2 | A | D | N | N | 85364900 | 1 | 4011209749344 | 0.26 | KG | 91.3 | 88.78 | CP30 | CP30 | Overload relay 0.1...0.4 A Electronic For motor protection Size S0, Class 10E Contactor mounting Main circuit: Spring-type terminal Auxiliary circuit: Spring-type terminal Manual-Automatic-Reset | Lista Papel 2020 SI | 0 | 0
3RB3026-1SB0 |  | 3RB3026-1SB0 | 1 | UN | 1 | 1 | A | D | N | N | 85364900 | 1 | 4011209749139 | 0.26 | KG | 91.3 | 88.78 | CP30 | CP30 | Overload relay 3...12 A Electronic For motor protection Size S0, Class 10E Contactor mounting Main circuit: Screw Auxiliary circuit: Screw Manual-Automatic-Reset | Lista Papel 2020 SI | 0 | 0
3RB3026-1SB0-Z | W96 | 3RB3026-1SB0-ZW96 | 1 | UN | 1 | 5 | B | D | EAR99 | N | 85364900 | 29 | 4047621028385 | 0.26 | KG | 91.3 | 91.3 | CP30 | CP30 | Overload relay 3...12 A Electronic For motor protection Size S0, class 10E Contactor mounting Main circuit: screw terminal Auxiliary circuit: screw terminal Manual-Automatic-Reset Reusable packaging Pack = 29 units | - | 0 | 0
3RB3026-1SB0-Z | X95 | 3RB3026-1SB0-ZX95 | 1 | UN | 1 | 5 | B | D | N | N | 85364900 | 60 | 4047621026299 | 260 | G | 91.3 | 91.3 | CP30 | CP30 | Overload relay 3...12 A Electronic For motor protection Size S0, Class 10E Contactor mounting Main circuit: Screw Auxiliary circuit: Screw Manual-Automatic-Reset Reusable packaging Pack = 60 units | - | 0 | 0
3RB3026-1SE0 |  | 3RB3026-1SE0 | 1 | UN | 1 | 2 | A | D | N | N | 85364900 | 1 | 4011209749375 | 0.26 | KG | 91.3 | 88.78 | CP30 | CP30 | Overload relay 3...12 A Electronic For motor protection Size S0, Class 10E Contactor mounting Main circuit: Spring-type terminal Auxiliary circuit: Spring-type terminal Manual-Automatic-Reset | Lista Papel 2020 SI | 0 | 0
3RB3026-1VB0 |  | 3RB3026-1VB0 | 1 | UN | 1 | 1 | A | D | N | N | 85364900 | 1 | 4011209749153 | 0.26 | KG | 134.33 | 130.29 | CP30 | CP30 | Overload relay 10...40 A Electronic For motor protection Size S0, Class 10E Contactor mounting Main circuit: Screw Auxiliary circuit: Screw Manual-Automatic-Reset | Lista Papel 2020 SI | 0 | 0
3RB3026-1VE0 |  | 3RB3026-1VE0 | 1 | UN | 1 | 2 | A | D | N | N | 85364900 | 1 | 4011209749399 | 0.26 | KG | 134.33 | 130.29 | CP30 | CP30 | Overload relay 10...40 A Electronic For motor protection Size S0, Class 10E Contactor mounting Main circuit: Spring-type terminal Auxiliary circuit: Spring-type terminal Manual-Automatic-Reset | Lista Papel 2020 SI | 0 | 0
3RB3026-2NB0 |  | 3RB3026-2NB0 | 1 | UN | 1 | 1 | A | D | N | N | 85364900 | 1 | 4011209749177 | 0.26 | KG | 108.07 | 105.04 | CP30 | CP30 | Overload relay 0.32...1.25 A Electronic For motor protection Size S0, Class 20E Contactor mounting Main circuit: Screw Auxiliary circuit: Screw Manual-Automatic-Reset | Lista Papel 2020 SI | 0 | 0
3RB3026-2NE0 |  | 3RB3026-2NE0 | 1 | UN | 1 | 2 | A | D | N | N | 85364900 | 1 | 4011209749412 | 0.26 | KG | 108.07 | 105.04 | CP30 | CP30 | Overload relay 0.32...1.25 A Electronic For motor protection Size S0, Class 20 Contactor mounting Main circuit: Spring-type terminal Auxiliary circuit: Spring-type terminal Manual-Automatic-Reset | Lista Papel 2020 SI | 0 | 0
3RB3026-2PB0 |  | 3RB3026-2PB0 | 1 | UN | 1 | 1 | A | D | N | N | 85364900 | 1 | 4011209749184 | 0.26 | KG | 108.07 | 105.04 | CP30 | CP30 | Overload relay 1...4 A Electronic For motor protection Size S0, Class 20 Contactor mounting Main circuit: Screw Auxiliary circuit: Screw Manual-Automatic-Reset | Lista Papel 2020 SI | 0 | 0
3RB3026-2PE0 |  | 3RB3026-2PE0 | 1 | UN | 1 | 2 | A | D | N | N | 85364900 | 1 | 4011209749429 | 0.26 | KG | 108.07 | 105.04 | CP30 | CP30 | Overload relay 1...4 A Electronic For motor protection Size S0, Class 20 Contactor mounting Main circuit: Spring-type terminal Auxiliary circuit: Spring-type terminal Manual-Automatic-Reset | Lista Papel 2020 SI | 0 | 0
3RB3026-2QB0 |  | 3RB3026-2QB0 | 1 | UN | 1 | 1 | A | D | N | N | 85364900 | 1 | 4011209749207 | 0.26 | KG | 108.07 | 105.04 | CP30 | CP30 | Overload relay 6...25 A Electronic For motor protection Size S0, Class 20E Contactor mounting Main circuit: Screw Auxiliary circuit: Screw Manual-Automatic-Reset | Lista Papel 2020 SI | 0 | 0
3RB3026-2QB0-Z | X95 | 3RB3026-2QB0-ZX95 | 1 | UN | 1 | 5 | B | D | EAR99 | N | 85364900 | 60 |  | 0.2 | KG | 108.07 | 108.07 | CP30 | CP30 | Overload relay 6...25 A Electronic For motor protection Size S0, Class 20E Contactor mounting Main circuit: Screw Auxiliary circuit: Screw Manual-Automatic-Reset Reusable packaging Pack = 60 units | - | 0 | 0
3RB3026-2QE0 |  | 3RB3026-2QE0 | 1 | UN | 1 | 2 | A | D | N | N | 85364900 | 1 | 4011209749443 | 0.26 | KG | 108.07 | 105.04 | CP30 | CP30 | Overload relay 6...25 A Electronic For motor protection Size S0, Class 20 Contactor mounting Main circuit: Spring-type terminal Auxiliary circuit: Spring-type terminal Manual-Automatic-Reset | Lista Papel 2020 SI | 0 | 0
3RB3026-2RB0 |  | 3RB3026-2RB0 | 1 | UN | 1 | 1 | A | D | N | N | 85364900 | 1 | 4011209749160 | 0.26 | KG | 108.07 | 105.04 | CP30 | CP30 | Overload relay 0.1...0.4 A Electronic For motor protection Size S0, Class 20 Contactor mounting Main circuit: Screw Auxiliary circuit: Screw Manual-Automatic-Reset | Lista Papel 2020 SI | 0 | 0
3RB3026-2RE0 |  | 3RB3026-2RE0 | 1 | UN | 1 | 2 | A | D | N | N | 85364900 | 1 | 4011209749405 | 0.26 | KG | 108.07 | 105.04 | CP30 | CP30 | Overload relay 0.1...0.4 A Electronic For motor protection Size S0, Class 20 Contactor mounting Main circuit: Spring-type terminal Auxiliary circuit: Spring-type terminal Manual-Automatic-Reset | Lista Papel 2020 SI | 0 | 0
3RB3026-2SB0 |  | 3RB3026-2SB0 | 1 | UN | 1 | 1 | A | D | N | N | 85364900 | 1 | 4011209749191 | 0.26 | KG | 108.07 | 105.04 | CP30 | CP30 | Overload relay 3...12 A Electronic For motor protection Size S0, Class 20E Contactor mounting Main circuit: Screw Auxiliary circuit: Screw Manual-Automatic-Reset | Lista Papel 2020 SI | 0 | 0
3RB3026-2SB0-Z | X95 | 3RB3026-2SB0-ZX95 | 1 | UN | 1 | 5 | B | D | EAR99 | N | 85364900 | 60 |  | 0.2 | KG | 108.07 | 108.07 | CP30 | CP30 | Overload relay 3...12 A Electronic For motor protection Size S0, Class 20E Contactor mounting Main circuit: Screw Auxiliary circuit: Screw Manual-Automatic-Reset Reusable packaging Pack = 60 units | - | 0 | 0
3RB3026-2SE0 |  | 3RB3026-2SE0 | 1 | UN | 1 | 2 | A | D | N | N | 85364900 | 1 | 4011209749436 | 0.26 | KG | 108.07 | 105.04 | CP30 | CP30 | Overload relay 3...12 A Electronic For motor protection Size S0, Class 20 Contactor mounting Main circuit: Spring-type terminal Auxiliary circuit: Spring-type terminal Manual-Automatic-Reset | Lista Papel 2020 SI | 0 | 0
3RB3026-2VB0 |  | 3RB3026-2VB0 | 1 | UN | 1 | 1 | A | D | N | N | 85364900 | 1 | 4011209749214 | 0.26 | KG | 151.5 | 147.46 | CP30 | CP30 | Overload relay 10...40 A Electronic For motor protection Size S0, Class 20 Contactor mounting Main circuit: Screw Auxiliary circuit: Screw Manual-Automatic-Reset | Lista Papel 2020 SI | 0 | 0
3RB3026-2VE0 |  | 3RB3026-2VE0 | 1 | UN | 1 | 2 | A | D | N | N | 85364900 | 1 | 4011209749450 | 0.26 | KG | 151.5 | 147.46 | CP30 | CP30 | Overload relay 10...40 A Electronic For motor protection Size S0, Class 20 Contactor mounting Main circuit: Spring-type terminal Auxiliary circuit: Spring-type terminal Manual-Automatic-Reset | Lista Papel 2020 SI | 0 | 0
3RB3036-1UB0 |  | 3RB3036-1UB0 | 1 | UN | 1 | 1 | A | D | EAR99 | N | 85364900 | 1 | 4011209936287 | 0.225 | KG | 148.47 | 144.43 | CP30 | CP30 | Overload relay 12.5...50 A Electronic For motor protection Size S2, Class 10E Contactor mounting Main circuit: Screw Auxiliary circuit: Screw Manual-Automatic-Reset | Lista Papel 2020 SI | 0 | 0
3RB3036-1UB0-Z | W96 | 3RB3036-1UB0-ZW96 | 1 | UN | 1 | 10 | C | D | EAR99 | N | 85364900 | 18 | 4047621009575 | 0.185 | KG | 148.47 | 148.47 | CP30 | CP30 | Overload relay 12.5...50 A Electronic For motor protection Size S2, Class 10E Contactor mounting Main circuit: screw terminal Auxiliary circuit: screw terminal Manual-Automatic-Reset Multi-unit packaging Pack = 18 units | - | 0 | 0
3RB3036-1UB0-Z | X95 | 3RB3036-1UB0-ZX95 | 1 | UN | 1 | 1 | A | D | EAR99 | N | 85364900 | 35 | 4047621009568 | 225 | G | 148.47 | 148.47 | CP30 | CP30 | Overload relay 12.5...50 A Electronic For motor protection Size S2, Class 10E Contactor mounting Main circuit: screw terminal Auxiliary circuit: screw terminal Manual-Automatic-Reset Reusable packaging Pack = 35 units | - | 0 | 0
3RB3036-1UD0 |  | 3RB3036-1UD0 | 1 | UN | 1 | 1 | A | D | EAR99 | N | 85364900 | 1 | 4011209936317 | 0.225 | KG | 148.47 | 144.43 | CP30 | CP30 | Overload relay 12.5...50 A Electronic For motor protection Size S2, Class 10E Contactor mounting Main circuit: Screw Auxiliary circuit: Spring-type terminal Manual-Automatic-Reset | Lista Papel 2020 SI | 0 | 0
3RB3036-1UW1 |  | 3RB3036-1UW1 | 1 | UN | 1 | 1 | A | D | EAR99 | N | 85364900 | 1 | 4011209936409 | 0.225 | KG | 148.47 | 148.47 | CP30 | CP30 | Overload relay 12.5...50 A Electronic For motor protection Size S2, Class 10E Stand-alone installation Main circuit: Straight-through transformer Auxiliary circuit: Screw Manual-Automatic-Reset | - | 0 | 0
3RB3036-1UX1 |  | 3RB3036-1UX1 | 1 | UN | 1 | 1 | A | D | EAR99 | N | 85364900 | 1 | 4011209936430 | 0.225 | KG | 148.47 | 148.47 | CP30 | CP30 | Overload relay 12.5...50 A Electronic For motor protection Size S2, Class 10E Stand-alone installation Main circuit: Straight-through transformer Auxiliary circuit: Spring-type terminal Manual-Automatic-Reset | - | 0 | 0
3RB3036-1WB0 |  | 3RB3036-1WB0 | 1 | UN | 1 | 1 | A | D | EAR99 | N | 85364900 | 1 | 4011209936294 | 0.225 | KG | 192.91 | 187.86 | CP30 | CP30 | Overload relay 20...80 A Electronic For motor protection Size S2, Class 10E Contactor mounting Main circuit: Screw Auxiliary circuit: Screw Manual-Automatic-Reset | Lista Papel 2020 SI | 0 | 0
3RB3036-1WB0-Z | W96 | 3RB3036-1WB0-ZW96 | 1 | UN | 1 | 10 | C | D | EAR99 | N | 85364900 | 18 | 4047621028408 | 0.225 | KG | 192.91 | 192.91 | CP30 | CP30 | Overload relay 20...80 A Electronic For motor protection Size S2, Class 10E Contactor mounting Main circuit: screw terminal Auxiliary circuit: screw terminal Manual-Automatic-Reset Multi-unit packaging Pack = 18 units | - | 0 | 0
3RB3036-1WB0-Z | X95 | 3RB3036-1WB0-ZX95 | 1 | UN | 1 | 1 | A | D | N | N | 85364900 | 35 | 4047621026312 | 225 | G | 192.91 | 192.91 | CP30 | CP30 | Overload relay 20...80 A Electronic For motor protection Size S2, Class 10E Contactor mounting Main circuit: screw terminal Auxiliary circuit: screw terminal Manual-Automatic-Reset Reusable packaging Pack = 35 units | - | 0 | 0
3RB3036-1WD0 |  | 3RB3036-1WD0 | 1 | UN | 1 | 1 | A | D | EAR99 | N | 85364900 | 1 | 4011209936324 | 0.225 | KG | 192.91 | 187.86 | CP30 | CP30 | Overload relay 20...80 A Electronic For motor protection Size S2, Class 10E Contactor mounting Main circuit: Screw Auxiliary circuit: Spring-type terminal Manual-Automatic-Reset | Lista Papel 2020 SI | 0 | 0
3RB3036-1WW1 |  | 3RB3036-1WW1 | 1 | UN | 1 | 1 | A | D | EAR99 | N | 85364900 | 1 | 4011209936416 | 0.225 | KG | 192.91 | 192.91 | CP30 | CP30 | Overload relay 20...80 A Electronic For motor protection Size S2, Class 10E Stand-alone installation Main circuit: Straight-through transformer Auxiliary circuit: Screw Manual-Automatic-Reset | - | 0 | 0
3RB3036-1WX1 |  | 3RB3036-1WX1 | 1 | UN | 1 | 1 | A | D | EAR99 | N | 85364900 | 1 | 4011209936447 | 0.225 | KG | 192.91 | 192.91 | CP30 | CP30 | Overload relay 20...80 A Electronic For motor protection Size S2, Class 10E Stand-alone installation Main circuit: Straight-through transformer Auxiliary circuit: Spring-type terminal Manual-Automatic-Reset | - | 0 | 0
3RB3036-2UB0 |  | 3RB3036-2UB0 | 1 | UN | 1 | 1 | A | D | EAR99 | N | 85364900 | 1 | 4011209936348 | 0.225 | KG | 176.75 | 171.7 | CP30 | CP30 | Overload relay 12.5...50 A Electronic For motor protection Size S2, Class 20E Contactor mounting Main circuit: Screw Auxiliary circuit: Screw Manual-Automatic-Reset | Lista Papel 2020 SI | 0 | 0
3RB3036-2UD0 |  | 3RB3036-2UD0 | 1 | UN | 1 | 1 | A | D | EAR99 | N | 85364900 | 1 | 4011209936379 | 0.225 | KG | 176.75 | 171.7 | CP30 | CP30 | Overload relay 12.5...50 A Electronic For motor protection Size S2, Class 20E Contactor mounting Main circuit: Screw Auxiliary circuit: Spring-type terminal Manual-Automatic-Reset | Lista Papel 2020 SI | 0 | 0
3RB3036-2UW1 |  | 3RB3036-2UW1 | 1 | UN | 1 | 1 | A | D | EAR99 | N | 85364900 | 1 | 4011209936461 | 0.225 | KG | 176.75 | 176.75 | CP30 | CP30 | Overload relay 12.5...50 A Electronic For motor protection Size S2, Class 20E Stand-alone installation Main circuit: Straight-through transformer Auxiliary circuit: Screw Manual-Automatic-Reset | - | 0 | 0
3RB3036-2UX1 |  | 3RB3036-2UX1 | 1 | UN | 1 | 1 | A | D | EAR99 | N | 85364900 | 1 | 4011209936492 | 0.225 | KG | 176.75 | 176.75 | CP30 | CP30 | Overload relay 12.5...50 A Electronic For motor protection Size S2, Class 20E Stand-alone installation Main circuit: Straight-through transformer Auxiliary circuit: Spring-type terminal Manual-Automatic-Reset | - | 0 | 0
3RB3036-2WB0 |  | 3RB3036-2WB0 | 1 | UN | 1 | 1 | A | D | EAR99 | N | 85364900 | 1 | 4011209936355 | 0.225 | KG | 223.21 | 217.15 | CP30 | CP30 | Overload relay 20...80 A Electronic For motor protection Size S2, Class 20E Contactor mounting Main circuit: Screw Auxiliary circuit: Screw Manual-Automatic-Reset | Lista Papel 2020 SI | 0 | 0
3RB3036-2WD0 |  | 3RB3036-2WD0 | 1 | UN | 1 | 1 | A | D | EAR99 | N | 85364900 | 1 | 4011209936386 | 0.225 | KG | 223.21 | 217.15 | CP30 | CP30 | Overload relay 20...80 A Electronic For motor protection Size S2, Class 20E Contactor mounting Main circuit: Screw Auxiliary circuit: Spring-type terminal Manual-Automatic-Reset | Lista Papel 2020 SI | 0 | 0
3RB3036-2WW1 |  | 3RB3036-2WW1 | 1 | UN | 1 | 1 | A | D | EAR99 | N | 85364900 | 1 | 4011209936478 | 0.225 | KG | 223.21 | 223.21 | CP30 | CP30 | Overload relay 20...80 A Electronic For motor protection Size S2, Class 20E Stand-alone installation Main circuit: Straight-through transformer Auxiliary circuit: Screw Manual-Automatic-Reset | - | 0 | 0
3RB3036-2WX1 |  | 3RB3036-2WX1 | 1 | UN | 1 | 1 | A | D | EAR99 | N | 85364900 | 1 | 4011209936508 | 0.225 | KG | 223.21 | 223.21 | CP30 | CP30 | Overload relay 20...80 A Electronic For motor protection Size S2, Class 20E Stand-alone installation Main circuit: Straight-through transformer Auxiliary circuit: Spring-type terminal Manual-Automatic-Reset | - | 0 | 0
3RB3046-1UB0 |  | 3RB3046-1UB0 | 1 | UN | 1 | 1 | A | D | N | N | 85364900 | 1 | 4047621011721 | 225 | G | 165.64 | 160.59 | CP30 | CP30 | Overload relay 12.5...50 A Electronic For motor protection Size S3, Class 10E Contactor mounting Main circuit: Screw Auxiliary circuit: Screw Manual-Automatic-Reset | Lista Papel 2020 SI | 0 | 0
3RB3046-1UD0 |  | 3RB3046-1UD0 | 1 | UN | 1 | 2 | A | D | N | N | 85364900 | 1 | 4047621011738 | 225 | G | 165.64 | 160.59 | CP30 | CP30 | Overload relay 12.5...50 A Electronic For motor protection Size S3, Class 10E Contactor mounting Main circuit: Screw Auxiliary circuit: Spring-type terminal Manual-Automatic-Reset | Lista Papel 2020 SI | 0 | 0
3RB3046-1UW1 |  | 3RB3046-1UW1 | 1 | UN | 1 | 1 | A | D | N | N | 85364900 | 1 | 4047621011851 | 225 | G | 209.07 | 209.07 | CP30 | CP30 | Overload relay 12.5...50 A Electronic For motor protection Size S3, Class 10E Stand-alone installation Main circuit: Straight-through transformer Auxiliary circuit: Screw Manual-Automatic-Reset | - | 0 | 0
3RB3046-1UX1 |  | 3RB3046-1UX1 | 1 | UN | 1 | 2 | A | D | N | N | 85364900 | 1 | 4047621011868 | 225 | G | 209.07 | 209.07 | CP30 | CP30 | Overload relay 12.5...50 A Electronic For motor protection Size S3, Class 10E Stand-alone installation Main circuit: Straight-through transformer Auxiliary circuit: Spring-type terminal Manual-Automatic-Reset | - | 0 | 0
3RB3046-1XB0 |  | 3RB3046-1XB0 | 1 | UN | 1 | 1 | A | D | N | N | 85364900 | 1 | 4047621011950 | 225 | G | 229.27 | 223.21 | CP30 | CP30 | Overload relay 32...115 A Electronic For motor protection Size S3, Class 10E Contactor mounting Main circuit: Screw Auxiliary circuit: Screw Manual-Automatic-Reset | Lista Papel 2020 SI | 0 | 0
3RB3046-1XD0 |  | 3RB3046-1XD0 | 1 | UN | 1 | 2 | A | D | N | N | 85364900 | 1 | 4047621011967 | 225 | G | 229.27 | 223.21 | CP30 | CP30 | Overload relay 32...115 A Electronic For motor protection Size S3, Class 10E Contactor mounting Main circuit: Screw Auxiliary circuit: Spring-type terminal Manual-Automatic-Reset | Lista Papel 2020 SI | 0 | 0
3RB3046-1XW1 |  | 3RB3046-1XW1 | 1 | UN | 1 | 1 | A | D | N | N | 85364900 | 1 | 4047621011974 | 225 | G | 229.27 | 229.27 | CP30 | CP30 | Overload relay 32...115 A Electronic For motor protection Size S3, Class 10E Stand-alone installation Main circuit: Straight-through transformer Auxiliary circuit: Screw Manual-Automatic-Reset | - | 0 | 0
3RB3046-1XX1 |  | 3RB3046-1XX1 | 1 | UN | 1 | 2 | A | D | N | N | 85364900 | 1 | 4047621011981 | 225 | G | 229.27 | 229.27 | CP30 | CP30 | Overload relay 32...115 A Electronic For motor protection Size S3, Class 10E Stand-alone installation Main circuit: Straight-through transformer Auxiliary circuit: Spring-type terminal Manual-Automatic-Reset | - | 0 | 0
3RB3046-2UB0 |  | 3RB3046-2UB0 | 1 | UN | 1 | 1 | A | D | N | N | 85364900 | 1 | 4047621011875 | 225 | G | 198.97 | 192.91 | CP30 | CP30 | Overload relay 12.5...50 A Electronic For motor protection Size S3, Class 20E Contactor mounting Main circuit: Screw Auxiliary circuit: Screw Manual-Automatic-Reset | Lista Papel 2020 SI | 0 | 0
3RB3046-2UD0 |  | 3RB3046-2UD0 | 1 | UN | 1 | 2 | A | D | N | N | 85364900 | 1 | 4047621011882 | 225 | G | 198.97 | 192.91 | CP30 | CP30 | Overload relay 12.5...50 A Electronic For motor protection Size S3, Class 20E Contactor mounting Main circuit: Screw Auxiliary circuit: Spring-type terminal Manual-Automatic-Reset | Lista Papel 2020 SI | 0 | 0
3RB3046-2UW1 |  | 3RB3046-2UW1 | 1 | UN | 1 | 1 | A | D | N | N | 85364900 | 1 | 4047621011905 | 225 | G | 240.38 | 240.38 | CP30 | CP30 | Overload relay 12.5...50 A Electronic For motor protection Size S3, Class 20E Stand-alone installation Main circuit: Straight-through transformer Auxiliary circuit: Screw Manual-Automatic-Reset | - | 0 | 0
3RB3046-2UX1 |  | 3RB3046-2UX1 | 1 | UN | 1 | 2 | A | D | N | N | 85364900 | 1 | 4047621011899 | 225 | G | 240.38 | 240.38 | CP30 | CP30 | Overload relay 12.5...50 A Electronic For motor protection Size S3, Class 20E Stand-alone installation Main circuit: Straight-through transformer Auxiliary circuit: Spring-type terminal Manual-Automatic-Reset | - | 0 | 0
3RB3046-2XB0 |  | 3RB3046-2XB0 | 1 | UN | 1 | 1 | A | D | N | N | 85364900 | 1 | 4047621011998 | 225 | G | 258.56 | 251.49 | CP30 | CP30 | Overload relay 32...115 A Electronic For motor protection Size S3, Class 20E Contactor mounting Main circuit: Screw Auxiliary circuit: Screw Manual-Automatic-Reset | Lista Papel 2020 SI | 0 | 0
3RB3046-2XD0 |  | 3RB3046-2XD0 | 1 | UN | 1 | 2 | A | D | N | N | 85364900 | 1 | 4047621012001 | 225 | G | 258.56 | 251.49 | CP30 | CP30 | Overload relay 32...115 A Electronic For motor protection Size S3, Class 20E Contactor mounting Main circuit: Screw Auxiliary circuit: Spring-type terminal Manual-Automatic-Reset | Lista Papel 2020 SI | 0 | 0
3RB3046-2XW1 |  | 3RB3046-2XW1 | 1 | UN | 1 | 1 | A | D | N | N | 85364900 | 1 | 4047621012018 | 225 | G | 258.56 | 258.56 | CP30 | CP30 | Overload relay 32...115 A Electronic For motor protection Size S3, Class 20E Stand-alone installation Main circuit: Straight-through transformer Auxiliary circuit: Screw Manual-Automatic-Reset | - | 0 | 0
3RB3046-2XX1 |  | 3RB3046-2XX1 | 1 | UN | 1 | 2 | A | D | N | N | 85364900 | 1 | 4047621012025 | 225 | G | 258.56 | 258.56 | CP30 | CP30 | Overload relay 32...115 A Electronic For motor protection Size S3, Class 20E Stand-alone installation Main circuit: Straight-through transformer Auxiliary circuit: Spring-type terminal Manual-Automatic-Reset | - | 0 | 0
3RB3113-4NB0 |  | 3RB3113-4NB0 | 1 | UN | 1 | 1 | A | D | N | N | 85364900 | 1 | 4011209749023 | 0.225 | KG | 171.7 | 166.65 | CP30 | CP30 | Overload relay 0.32...1.25 A Electronic For motor protection Size S00, Class 5...30 Contactor mounting Main circuit: Screw Auxiliary circuit: Screw Manual-Automatic-Reset Internal ground fault detection | Lista Papel 2020 SI | 0 | 0
3RB3113-4NE0 |  | 3RB3113-4NE0 | 1 | UN | 1 | 2 | A | D | N | N | 85364900 | 1 | 4011209749078 | 0.225 | KG | 171.7 | 166.65 | CP30 | CP30 | Overload relay 0.32...1.25 A Electronic For motor protection Size S00, Class 5...30 Contactor mounting Main circuit: Spring-type terminal Auxiliary circuit: Spring-type terminal Manual-Automatic-Reset Internal ground fault detection | Lista Papel 2020 SI | 0 | 0
3RB3113-4PB0 |  | 3RB3113-4PB0 | 1 | UN | 1 | 1 | A | D | N | N | 85364900 | 1 | 4011209749030 | 0.225 | KG | 171.7 | 166.65 | CP30 | CP30 | Overload relay 1...4 A Electronic For motor protection Size S00, Class 5...30 Contactor mounting Main circuit: Screw Auxiliary circuit: Screw Manual-Automatic-Reset Internal ground fault detection | Lista Papel 2020 SI | 0 | 0
3RB3113-4PE0 |  | 3RB3113-4PE0 | 1 | UN | 1 | 2 | A | D | N | N | 85364900 | 1 | 4011209749085 | 0.225 | KG | 171.7 | 166.65 | CP30 | CP30 | Overload relay 1...4 A Electronic For motor protection Size S00, Class 5...30 Contactor mounting Main circuit: Spring-type terminal Auxiliary circuit: Spring-type terminal Manual-Automatic-Reset Internal ground fault detection | Lista Papel 2020 SI | 0 | 0
3RB3113-4RB0 |  | 3RB3113-4RB0 | 1 | UN | 1 | 1 | A | D | N | N | 85364900 | 1 | 4011209749016 | 0.225 | KG | 171.7 | 166.65 | CP30 | CP30 | Overload relay 0.1...0.4 A Electronic For motor protection Size S00, Class 5...30 Contactor mounting Main circuit: Screw Auxiliary circuit: Screw Manual-Automatic-Reset Internal ground fault detection | Lista Papel 2020 SI | 0 | 0
3RB3113-4RE0 |  | 3RB3113-4RE0 | 1 | UN | 1 | 2 | A | D | N | N | 85364900 | 1 | 4011209749061 | 0.225 | KG | 171.7 | 166.65 | CP30 | CP30 | Overload relay 0.1...0.4 A Electronic For motor protection Size S00, Class 5...30 Contactor mounting Main circuit: Spring-type terminal Auxiliary circuit: Spring-type terminal Manual-Automatic-Reset Internal ground fault detection | Lista Papel 2020 SI | 0 | 0
3RB3113-4SB0 |  | 3RB3113-4SB0 | 1 | UN | 1 | 1 | A | D | N | N | 85364900 | 1 | 4011209749047 | 0.225 | KG | 171.7 | 166.65 | CP30 | CP30 | Overload relay 3...12 A Electronic For motor protection Size S00, Class 5...30 Contactor mounting Main circuit: Screw Auxiliary circuit: Screw Manual-Automatic-Reset Internal ground fault detection | Lista Papel 2020 SI | 0 | 0
3RB3113-4SE0 |  | 3RB3113-4SE0 | 1 | UN | 1 | 2 | A | D | N | N | 85364900 | 1 | 4011209749702 | 0.225 | KG | 171.7 | 166.65 | CP30 | CP30 | Overload relay 3...12 A Electronic For motor protection Size S00, Class 5...30 Contactor mounting Main circuit: Spring-type terminal Auxiliary circuit: Spring-type terminal Manual-Automatic-Reset Internal ground fault detection | Lista Papel 2020 SI | 0 | 0
3RB3113-4TB0 |  | 3RB3113-4TB0 | 1 | UN | 1 | 1 | A | D | N | N | 85364900 | 1 | 4011209749054 | 0.225 | KG | 171.7 | 166.65 | CP30 | CP30 | Overload relay 4...16 A Electronic For motor protection Size S00, Class 5...30 Contactor mounting Main circuit: Screw Auxiliary circuit: Screw Manual-Automatic-Reset Internal ground fault detection | Lista Papel 2020 SI | 0 | 0
3RB3113-4TE0 |  | 3RB3113-4TE0 | 1 | UN | 1 | 2 | A | D | N | N | 85364900 | 1 | 4011209749092 | 0.225 | KG | 171.7 | 166.65 | CP30 | CP30 | Overload relay 4...16 A Electronic For motor protection Size S00, Class 5...30 Contactor mounting Main circuit: Spring-type terminal Auxiliary circuit: Spring-type terminal Manual-Automatic-Reset Internal ground fault detection | Lista Papel 2020 SI | 0 | 0
3RB3123-4NB0 |  | 3RB3123-4NB0 | 1 | UN | 1 | 1 | A | D | N | N | 85364900 | 1 | 4011209749597 | 0.26 | KG | 185.84 | 180.79 | CP30 | CP30 | Overload relay 0.32...1.25 A Electronic For motor protection Size S0, Class 5...30 Contactor mounting Main circuit: Screw Auxiliary circuit: Screw Manual-Automatic-Reset Internal ground fault detection | Lista Papel 2020 SI | 0 | 0
3RB3123-4NE0 |  | 3RB3123-4NE0 | 1 | UN | 1 | 2 | A | D | N | N | 85364900 | 1 | 4011209749658 | 0.26 | KG | 185.84 | 180.79 | CP30 | CP30 | Overload relay 0.32...1.25 A Electronic For motor protection Size S0, Class 5...30 Contactor mounting Main circuit: Spring-type terminal Auxiliary circuit: Spring-type terminal Manual-Automatic-Reset Internal ground fault detection | Lista Papel 2020 SI | 0 | 0
3RB3123-4PB0 |  | 3RB3123-4PB0 | 1 | UN | 1 | 1 | A | D | N | N | 85364900 | 1 | 4011209749603 | 0.26 | KG | 185.84 | 180.79 | CP30 | CP30 | Overload relay 1...4 A Electronic For motor protection Size S0, Class 5...30 Contactor mounting Main circuit: Screw Auxiliary circuit: Screw Manual-Automatic-Reset Internal ground fault detection | Lista Papel 2020 SI | 0 | 0
3RB3123-4PE0 |  | 3RB3123-4PE0 | 1 | UN | 1 | 2 | A | D | N | N | 85364900 | 1 | 4011209749665 | 0.26 | KG | 185.84 | 180.79 | CP30 | CP30 | Overload relay 1...4 A Electronic For motor protection Size S0, Class 5...30 Contactor mounting Main circuit: Spring-type terminal Auxiliary circuit: Spring-type terminal Manual-Automatic-Reset Internal ground fault detection | Lista Papel 2020 SI | 0 | 0
3RB3123-4QB0 |  | 3RB3123-4QB0 | 1 | UN | 1 | 1 | A | D | N | N | 85364900 | 1 | 4011209749627 | 0.26 | KG | 185.84 | 180.79 | CP30 | CP30 | Overload relay 6...25 A Electronic For motor protection Size S0, Class 5...30 Contactor mounting Main circuit: Screw Auxiliary circuit: Screw Manual-Automatic-Reset Internal ground fault detection | Lista Papel 2020 SI | 0 | 0
3RB3123-4QE0 |  | 3RB3123-4QE0 | 1 | UN | 1 | 2 | A | D | N | N | 85364900 | 1 | 4011209749689 | 0.26 | KG | 185.84 | 180.79 | CP30 | CP30 | Overload relay 6...25 A Electronic For motor protection Size S0, Class 5...30 Contactor mounting Main circuit: Spring-type terminal Auxiliary circuit: Spring-type terminal Manual-Automatic-Reset Internal ground fault detection | Lista Papel 2020 SI | 0 | 0
3RB3123-4RB0 |  | 3RB3123-4RB0 | 1 | UN | 1 | 1 | A | D | N | N | 85364900 | 1 | 4011209749580 | 0.26 | KG | 185.84 | 180.79 | CP30 | CP30 | Overload relay 0.1...0.4 A Electronic For motor protection Size S0, Class 5...30 Contactor mounting Main circuit: Screw Auxiliary circuit: Screw Manual-Automatic-Reset Internal ground fault detection | Lista Papel 2020 SI | 0 | 0
3RB3123-4RE0 |  | 3RB3123-4RE0 | 1 | UN | 1 | 2 | A | D | N | N | 85364900 | 1 | 4011209749641 | 0.26 | KG | 185.84 | 180.79 | CP30 | CP30 | Overload relay 0.1...0.4 A Electronic For motor protection Size S0, Class 5...30 Contactor mounting Main circuit: Spring-type terminal Auxiliary circuit: Spring-type terminal Manual-Automatic-Reset Internal ground fault detection | Lista Papel 2020 SI | 0 | 0
3RB3123-4SB0 |  | 3RB3123-4SB0 | 1 | UN | 1 | 1 | A | D | N | N | 85364900 | 1 | 4011209749610 | 0.26 | KG | 185.84 | 180.79 | CP30 | CP30 | Overload relay 3...12 A Electronic For motor protection Size S0, Class 5...30 Contactor mounting Main circuit: Screw Auxiliary circuit: Screw Manual-Automatic-Reset Internal ground fault detection | Lista Papel 2020 SI | 0 | 0
3RB3123-4SE0 |  | 3RB3123-4SE0 | 1 | UN | 1 | 2 | A | D | N | N | 85364900 | 1 | 4011209749672 | 0.26 | KG | 185.84 | 180.79 | CP30 | CP30 | Overload relay 3...12 A Electronic For motor protection Size S0, Class 5...30 Contactor mounting Main circuit: Spring-type terminal Auxiliary circuit: Spring-type terminal Manual-Automatic-Reset Internal ground fault detection | Lista Papel 2020 SI | 0 | 0
3RB3123-4VB0 |  | 3RB3123-4VB0 | 1 | UN | 1 | 1 | A | D | N | N | 85364900 | 1 | 4011209749634 | 0.26 | KG | 231.29 | 225.23 | CP30 | CP30 | Overload relay 10...40 A Electronic For motor protection Size S0, Class 5...30 Contactor mounting Main circuit: Screw Auxiliary circuit: Screw Manual-Automatic-Reset Internal ground fault detection | Lista Papel 2020 SI | 0 | 0
3RB3123-4VE0 |  | 3RB3123-4VE0 | 1 | UN | 1 | 2 | A | D | N | N | 85364900 | 1 | 4011209749696 | 0.26 | KG | 231.29 | 225.23 | CP30 | CP30 | Overload relay 10...40 A Electronic For motor protection Size S0, Class 5...30 Contactor mounting Main circuit: Spring-type terminal Auxiliary circuit: Spring-type terminal Manual-Automatic-Reset Internal ground fault detection | Lista Papel 2020 SI | 0 | 0
3RB3133-4UB0 |  | 3RB3133-4UB0 | 1 | UN | 1 | 1 | A | D | EAR99 | N | 85364900 | 1 | 4011209936522 | 0.225 | KG | 254.52 | 247.45 | CP30 | CP30 | Overload relay 12.5...50 A Electronic For motor protection Size S2, Class 5E...30E Contactor mounting Main circuit: Screw Auxiliary circuit: Screw Manual-Automatic-Reset Internal ground fault detection | Lista Papel 2020 SI | 0 | 0
3RB3133-4UD0 |  | 3RB3133-4UD0 | 1 | UN | 1 | 1 | A | D | EAR99 | N | 85364900 | 1 | 4011209936553 | 0.225 | KG | 254.52 | 254.52 | CP30 | CP30 | Overload relay 12.5...50 A Electronic For motor protection Size S2, Class 5E...30E Contactor mounting Main circuit: Screw Auxiliary circuit: Spring-type terminal Manual-Automatic-Reset Internal ground fault detection | - | 0 | 0
3RB3133-4UW1 |  | 3RB3133-4UW1 | 1 | UN | 1 | 1 | A | D | EAR99 | N | 85364900 | 1 | 4011209936584 | 0.225 | KG | 254.52 | 254.52 | CP30 | CP30 | Overload relay 12.5...50 A Electronic For motor protection Size S2, Class 5E...30E Stand-alone installation Main circuit: Straight-through transformer Auxiliary circuit: Screw Manual-Automatic-Reset Internal ground fault detection | - | 0 | 0
3RB3133-4UX1 |  | 3RB3133-4UX1 | 1 | UN | 1 | 1 | A | D | EAR99 | N | 85364900 | 1 | 4011209936614 | 0.225 | KG | 254.52 | 254.52 | CP30 | CP30 | Overload relay 12.5...50 A Electronic For motor protection Size S2, Class 5E...30E Stand-alone installation Main circuit: Straight-through transformer Auxiliary circuit: Spring-type terminal Manual-Automatic-Reset Internal ground fault detection | - | 0 | 0
3RB3133-4WB0 |  | 3RB3133-4WB0 | 1 | UN | 1 | 1 | A | D | EAR99 | N | 85364900 | 1 | 4011209936539 | 0.225 | KG | 309.06 | 299.97 | CP30 | CP30 | Overload relay 20...80 A Electronic For motor protection Size S2, Class 5E...30E Contactor mounting Main circuit: Screw Auxiliary circuit: Screw Manual-Automatic-Reset Internal ground fault detection | Lista Papel 2020 SI | 0 | 0
3RB3133-4WD0 |  | 3RB3133-4WD0 | 1 | UN | 1 | 1 | A | D | EAR99 | N | 85364900 | 1 | 4011209936560 | 0.225 | KG | 309.06 | 309.06 | CP30 | CP30 | Overload relay 20...80 A Electronic For motor protection Size S2, Class 5E...30E Contactor mounting Main circuit: Screw Auxiliary circuit: Spring-type terminal Manual-Automatic-Reset Internal ground fault detection | - | 0 | 0
3RB3133-4WW1 |  | 3RB3133-4WW1 | 1 | UN | 1 | 1 | A | D | EAR99 | N | 85364900 | 1 | 4011209936591 | 0.225 | KG | 309.06 | 309.06 | CP30 | CP30 | Overload relay 20...80 A Electronic For motor protection Size S2, Class 5E...30E Stand-alone installation Main circuit: Straight-through transformer Auxiliary circuit: Screw Manual-Automatic-Reset Internal ground fault detection | - | 0 | 0
3RB3133-4WX1 |  | 3RB3133-4WX1 | 1 | UN | 1 | 1 | A | D | EAR99 | N | 85364900 | 1 | 4011209936621 | 0.225 | KG | 309.06 | 309.06 | CP30 | CP30 | Overload relay 20...80 A Electronic For motor protection Size S2, Class 5E...30E Stand-alone installation Main circuit: Straight-through transformer Auxiliary circuit: Spring-type terminal Manual-Automatic-Reset Internal ground fault detection | - | 0 | 0
3RB3143-4UB0 |  | 3RB3143-4UB0 | 1 | UN | 1 | 1 | A | D | N | N | 85364900 | 1 | 4047621011912 | 225 | G | 278.76 | 270.68 | CP30 | CP30 | Overload relay 12.5...50 A Electronic For motor protection Size S3, Class 5E...30E Contactor mounting Main circuit: Screw Auxiliary circuit: Screw Manual-Automatic-Reset | Lista Papel 2020 SI | 0 | 0
3RB3143-4UD0 |  | 3RB3143-4UD0 | 1 | UN | 1 | 1 | A | D | N | N | 85364900 | 1 | 4047621011929 | 225 | G | 278.76 | 278.76 | CP30 | CP30 | Overload relay 12.5...50 A Electronic For motor protection Size S3, Class 5E...30E Contactor mounting Main circuit: Screw Auxiliary circuit: Spring-type terminal Manual-Automatic-Reset | novo jan 2018 | 0 | 0
3RB3143-4UW1 |  | 3RB3143-4UW1 | 1 | UN | 1 | 1 | A | D | N | N | 85364900 | 1 | 4047621011936 | 225 | G | 320.17 | 320.17 | CP30 | CP30 | Overload relay 12.5...50 A Electronic For motor protection Size S3, Class 5E...30E Stand-alone installation Main circuit: Straight-through transformer Auxiliary circuit: Screw Manual-Automatic-Reset | novo jan 2018 | 0 | 0
3RB3143-4UX1 |  | 3RB3143-4UX1 | 1 | UN | 1 | 1 | A | D | N | N | 85364900 | 1 | 4047621011943 | 225 | G | 320.17 | 320.17 | CP30 | CP30 | Overload relay 12.5...50 A Electronic For motor protection Size S3, Class 5E...30E Stand-alone installation Main circuit: Straight-through transformer Auxiliary circuit: Spring-type terminal Manual-Automatic-Reset | novo jan 2018 | 0 | 0
3RB3143-4XB0 |  | 3RB3143-4XB0 | 1 | UN | 1 | 1 | A | D | N | N | 85364900 | 1 | 4047621012032 | 225 | G | 344.41 | 334.31 | CP30 | CP30 | Overload relay 32...115 A Electronic For motor protection Size S3, Class 5E...30E Contactor mounting Main circuit: Screw Auxiliary circuit: Screw Manual-Automatic-Reset | Lista Papel 2020 SI | 0 | 0
3RB3143-4XD0 |  | 3RB3143-4XD0 | 1 | UN | 1 | 1 | A | D | N | N | 85364900 | 1 | 4047621012049 | 225 | G | 344.41 | 344.41 | CP30 | CP30 | Overload relay 32...115 A Electronic For motor protection Size S3, Class 5E...30E Contactor mounting Main circuit: Screw Auxiliary circuit: Spring-type terminal Manual-Automatic-Reset | novo jan 2018 | 0 | 0
3RB3143-4XW1 |  | 3RB3143-4XW1 | 1 | UN | 1 | 1 | A | D | N | N | 85364900 | 1 | 4047621012056 | 225 | G | 343.4 | 343.4 | CP30 | CP30 | Overload relay 32...115 A Electronic For motor protection Size S3, Class 5E...30E Stand-alone installation Main circuit: Straight-through transformer Auxiliary circuit: Screw Manual-Automatic-Reset | novo jan 2018 | 0 | 0
3RB3143-4XX1 |  | 3RB3143-4XX1 | 1 | UN | 1 | 1 | A | D | N | N | 85364900 | 1 | 4047621012063 | 225 | G | 343.4 | 343.4 | CP30 | CP30 | Overload relay 32...115 A Electronic For motor protection Size S3, Class 5E...30E Stand-alone installation Main circuit: Straight-through transformer Auxiliary circuit: Spring-type terminal Manual-Automatic-Reset | novo jan 2018 | 0 | 0
3RB3980-0A |  | 3RB3980-0A | 1 | UN | 1 | 2 | A | D | N | N | 85389099 | 1 | 4011209861145 | 0.04 | KG | 4.42 | 4.29 | CP29 | CP29 | Mechanical RESET for 3RB30/3RB31 Size S00...S3 for 3RB20/3RB21 Size S6...S12 | Lista Papel 2020 SI | 0 | 0
3RB3980-0B |  | 3RB3980-0B | 1 | UN | 1 | 2 | A | D | N | N | 85389099 | 1 | 4011209861169 | 0.1 | KG | 43.2 | 41.94 | CP29 | CP29 | Cable release for reset 0.4 m for 3RB30/3RB31 Size S00...S3 for 3RB20/3RB21 Size S6...S12 | Lista Papel 2020 SI | 0 | 0
3RB3980-0C |  | 3RB3980-0C | 1 | UN | 1 | 2 | A | D | N | N | 85389099 | 1 | 4011209861183 | 0.09 | KG | 43.2 | 41.94 | CP29 | CP29 | Cable release for reset 0.6 m for 3RB30/3RB31 Size S00...S3 for 3RB20/3RB21 Size S6...S12 | Lista Papel 2020 SI | 0 | 0
3RB3984-0 |  | 3RB3984-0 | 1 | UN | 1 | 2 | A | D | N | N | 85389099 | 1 | 4011209789395 | 0.003 | KG | 8.71 | 8.71 | CP29 | CP29 | Sealable cover for 3RB30/31 Size S00...S3 for 3RB20/21 Size S6...S12 | - | 0 | 0
3RE1010-8XC17-0AP0 |  | 3RE1010-8XC17-0AP0 | 1 | UN | 1 | 5 | B | D | N | N | 85365080 | 1 | 4011209567511 | 0.514 | KG | 143.45 | 143.45 | CP02 | CP02 | DOL starter, 5.5 kW Prepared for relay mounting Contactor 3RT10, 230 V, 50/60 Hz Size S00, PE terminal Molded-plastic enclosure IP65 Version for Europe Button I-O (O=R), black/white | - | 0 | 7
3RE1010-8XC17-0AV0 |  | 3RE1010-8XC17-0AV0 | 1 | UN | 1 | 5 | B | D | N | N | 85365080 | 1 | 4011209567528 | 0.52 | KG | 143.45 | 143.45 | CP02 | CP02 | DOL starter, 5.5 kW Prepared for relay mounting Contactor 3RT10, 400 V, 50/60 Hz Size S00, PE terminal Molded-plastic enclosure IP65 Version for Europe Button I-O (O=R), black/white | - | 0 | 7
3RE1020-8XC25-0AP0 |  | 3RE1020-8XC25-0AP0 | 1 | UN | 1 | 5 | B | D | N | N | 85365080 | 1 | 4011209567535 | 0.834 | KG | 193.8 | 193.8 | CP02 | CP02 | DOL starter, 7.5 kW Prepared for relay mounting Contactor 3RT10, 230 V, 50 Hz Size S0, PE and N terminal Molded-plastic enclosure IP65 Version for Europe Button I-O (O=R), black/white | - | 0 | 7
3RE1020-8XC25-0AV0 |  | 3RE1020-8XC25-0AV0 | 1 | UN | 1 | 5 | B | D | N | N | 85365080 | 1 | 4011209567542 | 0.814 | KG | 186.2 | 186.2 | CP02 | CP02 | DOL starter, 7.5 kW Prepared for relay mounting Contactor 3RT10, 400 V, 50 Hz Size S0, PE terminal Molded-plastic enclosure IP65 Version for Europe Button I-O (O=R), black/white | - | 0 | 7
3RE1020-8XC26-0AP0 |  | 3RE1020-8XC26-0AP0 | 1 | UN | 1 | 5 | B | D | N | N | 85365080 | 1 | 4011209567559 | 0.827 | KG | 225.15 | 225.15 | CP02 | CP02 | DOL starter, 11 kW Prepared for relay mounting Contactor 3RT10, 230 V, 50 Hz Size S0, PE and N terminal Molded-plastic enclosure IP65 Version for Europe Button I-O (O=R), black/white | - | 0 | 7
3RE1020-8XC26-0AV0 |  | 3RE1020-8XC26-0AV0 | 1 | UN | 1 | 5 | B | D | N | N | 85365080 | 1 | 4011209567566 | 0.796 | KG | 220.4 | 220.4 | CP02 | CP02 | DOL starter, 11 kW Prepared for relay mounting Contactor 3RT10, 400 V, 50 Hz Size S0, PE terminal Molded-plastic enclosure IP65 Version for Europe Button I-O (O=R), black/white | - | 0 | 7
3RE1310-8XC17-0AP0 |  | 3RE1310-8XC17-0AP0 | 1 | UN | 1 | 5 | B | D | N | N | 85365080 | 1 | 4011209567573 | 0.997 | KG | 409.45 | 409.45 | CP02 | CP02 | Reversing starter, 5.5 kW Prepared for relay mounting Contactor assembly 3RA13, 230 V Size S00, PE terminal Molded-plastic enclosure IP65 Version for Europe Button black/white | - | 0 | 7
3RE1310-8XC17-0AV0 |  | 3RE1310-8XC17-0AV0 | 1 | UN | 1 | 5 | B | D | N | N | 85365080 | 1 | 4011209567580 | 1.418 | KG | 409.45 | 409.45 | CP02 | CP02 | Reversing starter, 5.5 kW Prepared for relay mounting Contactor assembly 3RA13, 400 V Size S00, PE terminal Molded-plastic enclosure IP65 Version for Europe Button black/white | - | 0 | 7
3RE1913-1CB1 |  | 3RE1913-1CB1 | 1 | UN | 1 | 20 | D | D | N | N | 85365080 | 1 | 4011209567597 | 0.303 | KG | 77.9 | 77.9 | CP02 | CP02 | Enclosure for DOL starter, Size S00 Contactor and relay mounting prepared PE terminal Molded-plastic enclosure IP65 Version for Europe Button black/white | - | 0 | 7
3RE1913-2CB3 |  | 3RE1913-2CB3 | 1 | UN | 1 | 15 | C | D | N | N | 85365080 | 1 | 4011209567603 | 1.021 | KG | 237.5 | 237.5 | CP02 | CP02 | Enclosure for reversing starter, Size S00/S0 Contactor and relay mounting front PE and N terminal Molded-plastic enclosure IP65 Version for Europe Button black/white | - | 0 | 7
3RE1923-1CB2 |  | 3RE1923-1CB2 | 1 | UN | 1 | 15 | C | D | N | N | 85365080 | 1 | 4011209567610 | 0.44 | KG | 108.3 | 108.3 | CP02 | CP02 | Enclosure for DOL starter, Size S0 Contactor and relay mounting front PE and N terminal Molded-plastic enclosure IP65 Version for Europe Button black/white | - | 0 | 7
3RE1933-1CB3 |  | 3RE1933-1CB3 | 1 | UN | 1 | 5 | B | D | N | N | 85365080 | 1 | 4011209567627 | 0.997 | KG | 181.45 | 181.45 | CP02 | CP02 | Enclosure for DOL starter Size S2 Contactor and relay installation front PE and N terminal Molded-plastic enclosure IP65 Version for Europe Button black/white |  | 0 | 7
3RF2020-1AA02 |  | 3RF2020-1AA02 | 1 | UN | 1 | 2 | A | D | EAR99H | N | 85364900 | 1 | 4011209575752 | 0.08 | KG | 41.33 | 40.19 | CP08 | CP08 | Semiconductor relay, 1-phase 3RF2 Width 45 mm, 20 A 24-230 V / 24 V DC screw terminal | Lista Papel 2020 SI | 0 | 0
3RF2020-1AA04 |  | 3RF2020-1AA04 | 1 | UN | 1 | 2 | A | D | EAR99H | N | 85364900 | 1 | 4011209575769 | 0.085 | KG | 46.55 | 45.22 | CP08 | CP08 | Semiconductor relay, 1-phase 3RF2 Width 45 mm, 20 A 48-460 V / 24 V DC screw terminal | Lista Papel 2020 SI | 0 | 0
3RF2020-1AA22 |  | 3RF2020-1AA22 | 1 | UN | 1 | 2 | A | D | EAR99 | N | 85364900 | 1 | 4011209575776 | 0.085 | KG | 47.5 | 46.17 | CP08 | CP08 | Semiconductor relay, 1-phase 3RF2 Width 45 mm, 20 A 24-230 V / 110-230 V AC screw terminal | Lista Papel 2020 SI | 0 | 0
3RF2020-1AA24 |  | 3RF2020-1AA24 | 1 | UN | 1 | 5 | B | D | EAR99 | N | 85364900 | 1 | 4011209575783 | 0.095 | KG | 52.82 | 51.3 | CP08 | CP08 | Semiconductor relay, 1-phase 3RF2 Width 45 mm, 20 A 48-460 V / 110-230 V AC screw terminal | Lista Papel 2020 SI | 0 | 0
3RF2020-1AA42 |  | 3RF2020-1AA42 | 1 | UN | 1 | 5 | B | D | EAR99 | N | 85364900 | 1 | 4011209642065 | 0.087 | KG | 41.33 | 40.19 | CP08 | CP08 | Semiconductor relay, 1-phase 3RF2 Width 45 mm, 20 A 24-230 V / 4-30 V DC screw terminal | Lista Papel 2020 SI | 0 | 0
3RF2020-1AA45 |  | 3RF2020-1AA45 | 1 | UN | 1 | 5 | B | D | EAR99H | N | 85364900 | 1 | 4011209652552 | 0.08 | KG | 49.88 | 48.45 | CP08 | CP08 | Semiconductor relay, 1-phase 3RF2 Width 45 mm, 20 A 48-600 V / 4-30 V DC screw terminal Blocking voltage 1200 V | Lista Papel 2020 SI | 0 | 0
3RF2030-1AA02 |  | 3RF2030-1AA02 | 1 | UN | 1 | 2 | A | D | EAR99 | N | 85364900 | 1 | 4011209575790 | 0.093 | KG | 43.23 | 41.99 | CP08 | CP08 | Semiconductor relay, 1-phase 3RF2 Overall width 45 mm, 30 A 24-230 V / 24 V DC screw terminal | Lista Papel 2020 SI | 0 | 0
3RF2030-1AA04 |  | 3RF2030-1AA04 | 1 | UN | 1 | 2 | A | D | EAR99 | N | 85364900 | 1 | 4011209575806 | 0.084 | KG | 49.21 | 47.79 | CP08 | CP08 | Semiconductor relay, 1-phase 3RF2 Overall width 45 mm, 30 A 48-460 V / 24 V DC screw terminal | Lista Papel 2020 SI | 0 | 0
3RF2030-1AA06 |  | 3RF2030-1AA06 | 1 | UN | 1 | 5 | B | D | EAR99 | N | 85364900 | 1 | 4011209575813 | 0.09 | KG | 69.35 | 67.36 | CP08 | CP08 | Semiconductor relay, 1-phase 3RF2 Overall width 45 mm, 30 A 48-600 V / 24 V DC screw terminal | Lista Papel 2020 SI | 0 | 0
3RF2030-1AA22 |  | 3RF2030-1AA22 | 1 | UN | 1 | 2 | A | D | EAR99 | N | 85364900 | 1 | 4011209576155 | 0.097 | KG | 49.69 | 48.26 | CP08 | CP08 | Semiconductor relay, 1-phase 3RF2 Overall width 45 mm, 30 A 24-230 V / 110-230 V AC screw terminal | Lista Papel 2020 SI | 0 | 0
3RF2030-1AA24 |  | 3RF2030-1AA24 | 1 | UN | 1 | 5 | B | D | EAR99 | N | 85364900 | 1 | 4011209575820 | 0.09 | KG | 55.67 | 54.06 | CP08 | CP08 | Semiconductor relay, 1-phase 3RF2 Overall width 45 mm, 30 A 48-460 V / 110-230 V AC screw terminal | Lista Papel 2020 SI | 0 | 0
3RF2030-1AA26 |  | 3RF2030-1AA26 | 1 | UN | 1 | 5 | B | D | EAR99 | N | 85364900 | 1 | 4011209575837 | 0.09 | KG | 77.05 | 74.86 | CP08 | CP08 | Semiconductor relay, 1-phase 3RF2 Overall width 45 mm, 30 A 48-600 V / 110-230 V AC screw terminal | Lista Papel 2020 SI | 0 | 0
3RF2030-1AA42 |  | 3RF2030-1AA42 | 1 | UN | 1 | 5 | B | D | EAR99 | N | 85364900 | 1 | 4011209642072 | 0.089 | KG | 43.23 | 41.99 | CP08 | CP08 | Semiconductor relay, 1-phase 3RF2 Overall width 45 mm, 30 A 24-230 V / 4-30 V DC screw terminal | Lista Papel 2020 SI | 0 | 0
3RF2030-1BA04 |  | 3RF2030-1BA04 | 1 | UN | 1 | 5 | B | D | EAR99 | N | 85364900 | 1 | 4011209632868 | 0.085 | KG | 49.21 | 47.79 | CP08 | CP08 | Semiconductor relay, 1-phase 3RF2 Overall width 45 mm, 30 A 48-460 V / 24 V DC screw terminal Instantaneous switching | Lista Papel 2020 SI | 0 | 0
3RF2030-1BA04-0WF0 |  | 3RF2030-1BA04-0WF0 | 1 | UN | 1 | 5 | B | D | N | N | 85364900 | 1 |  | 0.085 | KG | 56.43 | 56.43 | CP08 | CP08 | Semiconductor relay, 1-phase 3RF2 Overall width 45 mm, 30 A 48-460 V / 24 V DC screw terminal Instantaneous switching with heat conducting foil | - | 0 | 9
3RF2050-1AA02 |  | 3RF2050-1AA02 | 1 | UN | 1 | 2 | A | D | EAR99 | N | 85364900 | 1 | 4011209575844 | 0.08 | KG | 46.93 | 45.6 | CP08 | CP08 | Semiconductor relay, 1-phase 3RF2 Overall width 45 mm, 50 A 24-230 V / 24 V DC screw terminal | Lista Papel 2020 SI | 0 | 0
3RF2050-1AA04 |  | 3RF2050-1AA04 | 1 | UN | 1 | 2 | A | D | EAR99 | N | 85364900 | 1 | 4011209575851 | 0.085 | KG | 54.34 | 52.82 | CP08 | CP08 | Semiconductor relay, 1-phase 3RF2 Overall width 45 mm, 50 A 48-460 V / 24 V DC screw terminal | Lista Papel 2020 SI | 0 | 0
3RF2050-1AA04-0WF0 |  | 3RF2050-1AA04-0WF0 | 1 | UN | 1 | 5 | B | D | EAR99 | N | 85364900 | 1 | 4011209679986 | 0.08 | KG | 57.57 | 57.57 | CP08 | CP08 | Semiconductor relay, 1-phase 3RF2 Overall width 45 mm, 50 A 48-460 V / 24 V DC screw terminal with heat conducting foil | - | 0 | 9
3RF2050-1AA06 |  | 3RF2050-1AA06 | 1 | UN | 1 | 5 | B | D | EAR99 | N | 85364900 | 1 | 4011209575868 | 0.09 | KG | 75.43 | 73.34 | CP08 | CP08 | Semiconductor relay, 1-phase 3RF2 Overall width 45 mm, 50 A 48-600 V / 24 V DC screw terminal | Lista Papel 2020 SI | 0 | 0
3RF2050-1AA22 |  | 3RF2050-1AA22 | 1 | UN | 1 | 5 | B | D | EAR99 | N | 85364900 | 1 | 4011209575875 | 0.08 | KG | 53.39 | 51.87 | CP08 | CP08 | Semiconductor relay, 1-phase 3RF2 Overall width 45 mm, 50 A 24-230 V / 110-230 V AC screw terminal | Lista Papel 2020 SI | 0 | 0
3RF2050-1AA24 |  | 3RF2050-1AA24 | 1 | UN | 1 | 5 | B | D | EAR99 | N | 85364900 | 1 | 4011209575882 | 0.087 | KG | 59.38 | 57.67 | CP08 | CP08 | Semiconductor relay, 1-phase 3RF2 Overall width 45 mm, 50 A 48-460 V / 110-230 V AC screw terminal | Lista Papel 2020 SI | 0 | 0
3RF2050-1AA26 |  | 3RF2050-1AA26 | 1 | UN | 1 | 5 | B | D | EAR99 | N | 85364900 | 1 | 4011209575899 | 0.12 | KG | 83.13 | 80.75 | CP08 | CP08 | Semiconductor relay, 1-phase 3RF2 Overall width 45 mm, 50 A 48-600 V / 110-230 V AC screw terminal | Lista Papel 2020 SI | 0 | 0
3RF2050-1AA44 |  | 3RF2050-1AA44 | 1 | UN | 1 | 2 | A | D | EAR99 | N | 85364900 | 1 | 4011209612723 | 0.08 | KG | 54.34 | 52.82 | CP08 | CP08 | Semiconductor relay, 1-phase 3RF2 Overall width 45 mm, 50 A 48-460 V / 4-30 V DC screw terminal | Lista Papel 2020 SI | 0 | 0
3RF2050-1AA45 |  | 3RF2050-1AA45 | 1 | UN | 1 | 5 | B | D | EAR99 | N | 85364900 | 1 | 4011209652569 | 0.094 | KG | 58.62 | 57 | CP08 | CP08 | Semiconductor relay, 1-phase 3RF2 Overall width 45 mm, 50 A 48-600 V / 4-30 V DC screw terminal Blocking voltage 1200 V | Lista Papel 2020 SI | 0 | 0
3RF2050-4AA02 |  | 3RF2050-4AA02 | 1 | UN | 1 | 5 | B | D | EAR99 | N | 85364900 | 1 | 4011209662438 | 0.086 | KG | 48.64 | 48.64 | CP08 | CP08 | Semiconductor relay, 1-phase 3RF2 Overall width 45 mm, 50 A 24-230 V / 24 V DC screw terminal Spring-type control connector | - | 0 | 0
3RF2070-1AA02 |  | 3RF2070-1AA02 | 1 | UN | 1 | 2 | A | D | EAR99H | N | 85364900 | 1 | 4011209575905 | 0.085 | KG | 57.19 | 55.58 | CP08 | CP08 | Semiconductor relay, 1-phase 3RF2 Overall width 45 mm, 70 A 24-230 V / 24 V DC screw terminal | Lista Papel 2020 SI | 0 | 0
3RF2070-1AA04 |  | 3RF2070-1AA04 | 1 | UN | 1 | 2 | A | D | EAR99H | N | 85364900 | 1 | 4011209575912 | 0.08 | KG | 61.94 | 60.23 | CP08 | CP08 | Semiconductor relay, 1-phase 3RF2 Overall width 45 mm, 70 A 48-460 V / 24 V DC screw terminal | Lista Papel 2020 SI | 0 | 0
3RF2070-1AA04-0WF0 |  | 3RF2070-1AA04-0WF0 | 1 | UN | 1 | 5 | B | D | EAR99 | N | 85364900 | 1 |  | 0.083 | KG | 68.69 | 68.69 | CP08 | CP08 | Semiconductor relay, 1-phase 3RF2 Overall width 45 mm, 70 A 48-460 V / 24 V DC screw terminal with heat conducting foil | - | 0 | 9
3RF2070-1AA06 |  | 3RF2070-1AA06 | 1 | UN | 1 | 5 | B | D | EAR99 | N | 85364900 | 1 | 4011209575929 | 0.085 | KG | 78.95 | 76.76 | CP08 | CP08 | Semiconductor relay, 1-phase 3RF2 Overall width 45 mm, 70 A 48-600 V / 24 V DC screw terminal | Lista Papel 2020 SI | 0 | 0
3RF2070-1AA22 |  | 3RF2070-1AA22 | 1 | UN | 1 | 5 | B | D | EAR99 | N | 85364900 | 1 | 4011209575936 | 0.088 | KG | 64.13 | 62.32 | CP08 | CP08 | Semiconductor relay, 1-phase 3RF2 Overall width 45 mm, 70 A 24-230 V / 110-230 V AC screw terminal | Lista Papel 2020 SI | 0 | 0
3RF2070-1AA24 |  | 3RF2070-1AA24 | 1 | UN | 1 | 5 | B | D | EAR99 | N | 85364900 | 1 | 4011209576162 | 0.085 | KG | 68.88 | 66.98 | CP08 | CP08 | Semiconductor relay, 1-phase 3RF2 Overall width 45 mm, 70 A 48-460 V / 110-230 V AC screw terminal | Lista Papel 2020 SI | 0 | 0
3RF2070-1AA26 |  | 3RF2070-1AA26 | 1 | UN | 1 | 5 | B | D | EAR99 | N | 85364900 | 1 | 4011209576179 | 0.087 | KG | 86.74 | 84.27 | CP08 | CP08 | Semiconductor relay, 1-phase 3RF2 Overall width 45 mm, 70 A 48-600 V / 110-230 V AC screw terminal | Lista Papel 2020 SI | 0 | 0
3RF2070-1AA45 |  | 3RF2070-1AA45 | 1 | UN | 1 | 2 | A | D | EAR99H | N | 85364900 | 1 | 4011209629639 | 0.085 | KG | 64.13 | 62.32 | CP08 | CP08 | Semiconductor relay, 1-phase 3RF2 Overall width 45 mm, 70 A 48-600 V / 4-30 V DC screw terminal Blocking voltage 1200 V | Lista Papel 2020 SI | 0 | 0
3RF2071-1AA45-1KP0 |  | 3RF2071-1AA45-1KP0 | 1 | UN | 1 | 5 | B | D | EAR99H | N | 85364900 | 1 | 4011209855748 | 0.085 | KG | 64.13 | 64.13 | CP08 | CP08 | Semiconductor relay, 1-phase 3RF2 Overall width 45 mm, 70 A 48-600 V / 4-30 V DC screw terminal Blocking voltage 1200 V Special inscription Customer-specific special version | - | 0 | 9
3RF2071-1AA45-1KP0-Z | X95 | 3RF2071-1AA45-1KP0-ZX95 | 1 | UN | 1 | 5 | B | D | EAR99H | N | 85364900 | 216 | 4011209904422 | 0.085 | KG | 64.13 | 64.13 | CP08 | CP08 | Semiconductor relay, 1-phase 3RF2 Overall width 45 mm, 70 A 48-600 V / 4-30 V DC screw terminal Blocking voltage 1200 V Special inscription Reusable packaging Customer-specific special version | - | 0 | 9
3RF2090-1AA02 |  | 3RF2090-1AA02 | 1 | UN | 1 | 2 | A | D | EAR99H | N | 85364900 | 1 | 4011209575943 | 0.102 | KG | 68.69 | 66.79 | CP08 | CP08 | Semiconductor relay, 1-phase 3RF2 Overall width 45 mm, 90 A 24-230 V / 24 V DC screw terminal | Lista Papel 2020 SI | 0 | 0
3RF2090-1AA04 |  | 3RF2090-1AA04 | 1 | UN | 1 | 2 | A | D | EAR99H | N | 85364900 | 1 | 4011209575950 | 0.101 | KG | 70.87 | 68.88 | CP08 | CP08 | Semiconductor relay, 1-phase 3RF2 Overall width 45 mm, 90 A 48-460 V / 24 V DC screw terminal | Lista Papel 2020 SI | 0 | 0
3RF2090-1AA06 |  | 3RF2090-1AA06 | 1 | UN | 1 | 5 | B | D | EAR99 | N | 85364900 | 1 | 4011209575967 | 0.09 | KG | 84.27 | 81.89 | CP08 | CP08 | Semiconductor relay, 1-phase 3RF2 Overall width 45 mm, 90 A 48-600 V / 24 V DC screw terminal | Lista Papel 2020 SI | 0 | 0
3RF2090-1AA22 |  | 3RF2090-1AA22 | 1 | UN | 1 | 5 | B | D | EAR99 | N | 85364900 | 1 | 4011209584686 | 0.114 | KG | 76.38 | 74.2 | CP08 | CP08 | Semiconductor relay, 1-phase 3RF2 Overall width 45 mm, 90 A 24-230 V / 110-230 V AC screw terminal | Lista Papel 2020 SI | 0 | 0
3RF2090-1AA24 |  | 3RF2090-1AA24 | 1 | UN | 1 | 5 | B | D | EAR99 | N | 85364900 | 1 | 4011209584693 | 0.088 | KG | 78 | 75.81 | CP08 | CP08 | Semiconductor relay, 1-phase 3RF2 Overall width 45 mm, 90 A 48-460 V / 110-230 V AC screw terminal | Lista Papel 2020 SI | 0 | 0
3RF2090-1AA26 |  | 3RF2090-1AA26 | 1 | UN | 1 | 5 | B | D | EAR99 | N | 85364900 | 1 | 4011209575974 | 0.085 | KG | 93.01 | 90.35 | CP08 | CP08 | Semiconductor relay, 1-phase 3RF2 Overall width 45 mm, 90 A 48-600 V / 110-230 V AC screw terminal | Lista Papel 2020 SI | 0 | 0
3RF2090-1AA45 |  | 3RF2090-1AA45 | 1 | UN | 1 | 5 | B | D | EAR99H | N | 85364900 | 1 | 4011209652576 | 0.085 | KG | 76 | 73.82 | CP08 | CP08 | Semiconductor relay, 1-phase 3RF2 Overall width 45 mm, 90 A 48-600 V / 4-30 V DC screw terminal Blocking voltage 1200 V | Lista Papel 2020 SI | 0 | 0
3RF2120-1AA02 |  | 3RF2120-1AA02 | 1 | UN | 1 | 2 | A | D | EAR99H | N | 85364900 | 1 | 4011209573772 | 0.072 | KG | 39.9 | 38.76 | CP08 | CP08 | Semiconductor relay, 1-phase 3RF2 Width 22.5 mm, 20 A 24-230 V / 24 V DC screw terminal | Lista Papel 2020 SI | 0 | 0
3RF2120-1AA04 |  | 3RF2120-1AA04 | 1 | UN | 1 | 2 | A | D | EAR99H | N | 85364900 | 1 | 4011209573789 | 0.07 | KG | 45.32 | 44.08 | CP08 | CP08 | Semiconductor relay, 1-phase 3RF2 Width 22.5 mm, 20 A 48-460 V / 24 V DC screw terminal | Lista Papel 2020 SI | 0 | 0
3RF2120-1AA22 |  | 3RF2120-1AA22 | 1 | UN | 1 | 2 | A | D | EAR99H | N | 85364900 | 1 | 4011209573796 | 0.092 | KG | 46.17 | 44.84 | CP08 | CP08 | Semiconductor relay, 1-phase 3RF2 Width 22.5 mm, 20 A 24-230 V / 110-230 V AC screw terminal | Lista Papel 2020 SI | 0 | 0
3RF2120-1AA24 |  | 3RF2120-1AA24 | 1 | UN | 1 | 2 | A | D | EAR99 | N | 85364900 | 1 | 4011209573802 | 0.085 | KG | 51.3 | 49.88 | CP08 | CP08 | Semiconductor relay, 1-phase 3RF2 Width 22.5 mm, 20 A 48-460 V / 110-230 V AC screw terminal | Lista Papel 2020 SI | 0 | 0
3RF2120-1AA42 |  | 3RF2120-1AA42 | 1 | UN | 1 | 2 | A | D | EAR99 | N | 85364900 | 1 | 4011209624900 | 0.071 | KG | 39.9 | 38.76 | CP08 | CP08 | Semiconductor relay, 1-phase 3RF2 Width 22.5 mm, 20 A 24-230 V / 4-30 V DC screw terminal | Lista Papel 2020 SI | 0 | 0
3RF2120-1AA45 |  | 3RF2120-1AA45 | 1 | UN | 1 | 5 | B | D | EAR99H | N | 85364900 | 1 | 4011209652583 | 0.072 | KG | 48.64 | 47.31 | CP08 | CP08 | Semiconductor relay, 1-phase 3RF2 Width 22.5 mm, 20 A 48-600 V / 4-30 V DC screw terminal Blocking voltage 1200 V | Lista Papel 2020 SI | 0 | 0
3RF2120-1BA04 |  | 3RF2120-1BA04 | 1 | UN | 1 | 5 | B | D | EAR99H | N | 85364900 | 1 | 4011209648968 | 0.068 | KG | 45.32 | 44.08 | CP08 | CP08 | Semiconductor relay, 1-phase 3RF2 Width 22.5 mm, 20 A 48-460 V / 24 V DC screw terminal Instantaneous switching | Lista Papel 2020 SI | 0 | 0
3RF2120-1BA44-1KS0 |  | 3RF2120-1BA44-1KS0 | 1 | UN | 1 | 30 | D | D | EAR99 | N | 85364900 | 1 |  | 0.075 | KG | 102.6 | 102.6 | CP08 | CP08 | Semiconductor relay, 1-phase 3RF2 Width 22.5 mm, 20 A 48-460 V / 5 V DC screw terminal Instantaneous switching | - | 0 | 9
3RF2120-1BG44-1KS0 |  | 3RF2120-1BG44-1KS0 | 1 | UN | 1 | 30 | D | D | EAR99 | N | 85364900 | 1 | 4011209918368 | 0.069 | KG | 102.6 | 102.6 | CP08 | CP08 | Semiconductor relay, 1-phase 3RF2 Width 22.5 mm, 20 A 48-460 V / 5 V DC screw terminal Instantaneous switching without control connector | - | 0 | 9
3RF2120-2AA02 |  | 3RF2120-2AA02 | 1 | UN | 1 | 2 | A | D | EAR99H | N | 85364900 | 1 | 4011209574052 | 0.065 | KG | 41.61 | 40.47 | CP08 | CP08 | Semiconductor relay, 1-phase 3RF2 Width 22.5 mm, 20 A 24-230 V / 24 V DC Spring-type terminal | Lista Papel 2020 SI | 0 | 0
3RF2120-2AA04 |  | 3RF2120-2AA04 | 1 | UN | 1 | 2 | A | D | EAR99H | N | 85364900 | 1 | 4011209574069 | 0.066 | KG | 46.84 | 45.51 | CP08 | CP08 | Semiconductor relay, 1-phase 3RF2 Width 22.5 mm, 20 A 48-460 V / 24 V DC Spring-type terminal | Lista Papel 2020 SI | 0 | 0
3RF2120-2AA22 |  | 3RF2120-2AA22 | 1 | UN | 1 | 5 | B | D | EAR99H | N | 85364900 | 1 | 4011209574076 | 0.068 | KG | 47.98 | 46.65 | CP08 | CP08 | Semiconductor relay, 1-phase 3RF2 Width 22.5 mm, 20 A 24-230 V / 110-230 V AC Spring-type terminal | Lista Papel 2020 SI | 0 | 0
3RF2120-2AA24 |  | 3RF2120-2AA24 | 1 | UN | 1 | 5 | B | D | EAR99 | N | 85364900 | 1 | 4011209574083 | 0.08 | KG | 53.49 | 51.97 | CP08 | CP08 | Semiconductor relay, 1-phase 3RF2 Width 22.5 mm, 20 A 48-460 V / 110-230 V AC Spring-type terminal | Lista Papel 2020 SI | 0 | 0
3RF2120-2AA42 |  | 3RF2120-2AA42 | 1 | UN | 1 | 5 | B | D | EAR99 | N | 85364900 | 1 | 4011209662728 | 0.068 | KG | 41.61 | 40.47 | CP08 | CP08 | Semiconductor relay, 1-phase 3RF2 Width 22.5 mm, 20 A 24-230 V / 4-30 V DC Spring-type terminal | Lista Papel 2020 SI | 0 | 0
3RF2120-2AA45 |  | 3RF2120-2AA45 | 1 | UN | 1 | 5 | B | D | EAR99H | N | 85364900 | 1 | 4011209680159 | 0.075 | KG | 50.35 | 50.35 | CP08 | CP08 | Semiconductor relay, 1-phase 3RF2 Width 22.5 mm, 20 A 48-600 V / 4-30 V DC Spring-type terminal Blocking voltage 1200 V | - | 0 | 0
3RF2120-3AA02 |  | 3RF2120-3AA02 | 1 | UN | 1 | 5 | B | D | EAR99H | N | 85364900 | 1 | 4011209574212 | 0.077 | KG | 39.9 | 38.76 | CP08 | CP08 | Semiconductor relay, 1-phase 3RF2 Width 22.5 mm, 20 A 24-230 V / 24 V DC Ring cable connection | Lista Papel 2020 SI | 0 | 0
3RF2120-3AA04 |  | 3RF2120-3AA04 | 1 | UN | 1 | 5 | B | D | EAR99H | N | 85364900 | 1 | 4011209574229 | 0.074 | KG | 45.32 | 44.08 | CP08 | CP08 | Semiconductor relay, 1-phase 3RF2 Width 22.5 mm, 20 A 48-460 V / 24 V DC Ring cable connection | Lista Papel 2020 SI | 0 | 0
3RF2120-3AA22 |  | 3RF2120-3AA22 | 1 | UN | 1 | 5 | B | D | EAR99H | N | 85364900 | 1 | 4011209574236 | 0.07 | KG | 46.17 | 44.84 | CP08 | CP08 | Semiconductor relay, 1-phase 3RF2 Width 22.5 mm, 20 A 24-230 V / 110-230 V AC Ring cable connection | Lista Papel 2020 SI | 0 | 0
3RF2120-3AA24 |  | 3RF2120-3AA24 | 1 | UN | 1 | 5 | B | D | EAR99 | N | 85364900 | 1 | 4011209574243 | 0.075 | KG | 51.3 | 49.88 | CP08 | CP08 | Semiconductor relay, 1-phase 3RF2 Width 22.5 mm, 20 A 48-460 V / 110-230 V AC Ring cable connection | Lista Papel 2020 SI | 0 | 0
3RF2130-1AA02 |  | 3RF2130-1AA02 | 1 | UN | 1 | 2 | A | D | EAR99 | N | 85364900 | 1 | 4011209573819 | 0.071 | KG | 43.32 | 42.09 | CP08 | CP08 | Semiconductor relay, 1-phase 3RF2 Overall width 22.5 mm, 30 A 24-230 V / 24 V DC screw terminal | Lista Papel 2020 SI | 0 | 0
3RF2130-1AA04 |  | 3RF2130-1AA04 | 1 | UN | 1 | 2 | A | D | EAR99 | N | 85364900 | 1 | 4011209573826 | 0.072 | KG | 49.59 | 48.17 | CP08 | CP08 | Semiconductor relay, 1-phase 3RF2 Overall width 22.5 mm, 30 A 48-460 V / 24 V DC screw terminal | Lista Papel 2020 SI | 0 | 0
3RF2130-1AA06 |  | 3RF2130-1AA06 | 1 | UN | 1 | 2 | A | D | EAR99 | N | 85364900 | 1 | 4011209573833 | 0.07 | KG | 70.59 | 68.59 | CP08 | CP08 | Semiconductor relay, 1-phase 3RF2 Overall width 22.5 mm, 30 A 48-600 V / 24 V DC screw terminal | Lista Papel 2020 SI | 0 | 0
3RF2130-1AA22 |  | 3RF2130-1AA22 | 1 | UN | 1 | 2 | A | D | EAR99 | N | 85364900 | 1 | 4011209573840 | 0.093 | KG | 48.36 | 47.03 | CP08 | CP08 | Semiconductor relay, 1-phase 3RF2 Overall width 22.5 mm, 30 A 24-230 V / 110-230 V AC screw terminal | Lista Papel 2020 SI | 0 | 0
3RF2130-1AA24 |  | 3RF2130-1AA24 | 1 | UN | 1 | 2 | A | D | EAR99 | N | 85364900 | 1 | 4011209573857 | 0.075 | KG | 54.44 | 52.92 | CP08 | CP08 | Semiconductor relay, 1-phase 3RF2 Overall width 22.5 mm, 30 A 48-460 V / 110-230 V AC screw terminal | Lista Papel 2020 SI | 0 | 0
3RF2130-1AA26 |  | 3RF2130-1AA26 | 1 | UN | 1 | 5 | B | D | EAR99 | N | 85364900 | 1 | 4011209573864 | 0.07 | KG | 78.19 | 76 | CP08 | CP08 | Semiconductor relay, 1-phase 3RF2 Overall width 22.5 mm, 30 A 48-600 V / 110-230 V AC screw terminal | Lista Papel 2020 SI | 0 | 0
3RF2130-1AA42 |  | 3RF2130-1AA42 | 1 | UN | 1 | 2 | A | D | EAR99 | N | 85364900 | 1 | 4011209642058 | 0.068 | KG | 43.32 | 42.09 | CP08 | CP08 | Semiconductor relay, 1-phase 3RF2 Overall width 22.5 mm, 30 A 24-230 V / 4-30 V DC screw terminal | Lista Papel 2020 SI | 0 | 0
3RF2130-1AA45 |  | 3RF2130-1AA45 | 1 | UN | 1 | 5 | B | D | EAR99 | N | 85364900 | 1 | 4011209652590 | 0.071 | KG | 51.78 | 50.35 | CP08 | CP08 | Semiconductor relay, 1-phase 3RF2 Overall width 22.5 mm, 30 A 48-600 V / 4-30 V DC screw terminal Blocking voltage 1200 V | Lista Papel 2020 SI | 0 | 0
3RF2130-1BA04 |  | 3RF2130-1BA04 | 1 | UN | 1 | 5 | B | D | EAR99 | N | 85364900 | 1 | 4011209626553 | 0.067 | KG | 49.59 | 48.17 | CP08 | CP08 | Semiconductor relay, 1-phase 3RF2 Overall width 22.5 mm, 30 A 48-460 V / 24 V DC screw terminal Instantaneous switching | Lista Papel 2020 SI | 0 | 0
3RF2150-1AA02 |  | 3RF2150-1AA02 | 1 | UN | 1 | 2 | A | D | EAR99 | N | 85364900 | 1 | 4011209573871 | 0.08 | KG | 46.55 | 45.22 | CP08 | CP08 | Semiconductor relay, 1-phase 3RF2 Overall width 22.5 mm, 50 A 24-230 V / 24 V DC screw terminal | Lista Papel 2020 SI | 0 | 0
3RF2150-1AA04 |  | 3RF2150-1AA04 | 1 | UN | 1 | 2 | A | D | EAR99 | N | 85364900 | 1 | 4011209573888 | 0.067 | KG | 54.44 | 52.92 | CP08 | CP08 | Semiconductor relay, 1-phase 3RF2 Overall width 22.5 mm, 50 A 48-460 V / 24 V DC screw terminal | Lista Papel 2020 SI | 0 | 0
3RF2150-1AA06 |  | 3RF2150-1AA06 | 1 | UN | 1 | 2 | A | D | EAR99 | N | 85364900 | 1 | 4011209573895 | 0.073 | KG | 73.06 | 70.97 | CP08 | CP08 | Semiconductor relay, 1-phase 3RF2 Overall width 22.5 mm, 50 A 48-600 V / 24 V DC screw terminal | Lista Papel 2020 SI | 0 | 0
3RF2150-1AA14 |  | 3RF2150-1AA14 | 1 | UN | 1 | 5 | B | D | EAR99 | N | 85364900 | 1 | 4011209899216 | 0.075 | KG | 54.44 | 54.44 | CP08 | CP08 | Semiconductor relay, 1-phase 3RF2 Overall width 22.5 mm, 50 A 48-460 V / 24 V AC/DC screw terminal | - | 0 | 0
3RF2150-1AA22 |  | 3RF2150-1AA22 | 1 | UN | 1 | 5 | B | D | EAR99 | N | 85364900 | 1 | 4011209573901 | 0.07 | KG | 51.78 | 50.35 | CP08 | CP08 | Semiconductor relay, 1-phase 3RF2 Overall width 22.5 mm, 50 A 24-230 V / 110-230 V AC screw terminal | Lista Papel 2020 SI | 0 | 0
3RF2150-1AA24 |  | 3RF2150-1AA24 | 1 | UN | 1 | 5 | B | D | EAR99 | N | 85364900 | 1 | 4011209573918 | 0.07 | KG | 59.66 | 57.95 | CP08 | CP08 | Semiconductor relay, 1-phase 3RF2 Overall width 22.5 mm, 50 A 48-460 V / 110-230 V AC screw terminal | Lista Papel 2020 SI | 0 | 0
3RF2150-1AA26 |  | 3RF2150-1AA26 | 1 | UN | 1 | 5 | B | D | EAR99 | N | 85364900 | 1 | 4011209573925 | 0.07 | KG | 80.66 | 78.38 | CP08 | CP08 | Semiconductor relay, 1-phase 3RF2 Overall width 22.5 mm, 50 A 48-600 V / 110-230 V AC screw terminal | Lista Papel 2020 SI | 0 | 0
3RF2150-1AA44-1KK0 |  | 3RF2150-1AA44-1KK0 | 1 | UN | 1 | 0 | A | D | EAR99 | N | 85364900 | 1 | 4011209632875 | 0.032 | KG | 54.44 | 54.44 | CP08 | CP08 | Semiconductor relay, 1-phase 3RF2 Overall width 22.5 mm, 50 A 48-460 V / 4-30 V DC screw terminal without control connector Customer-specific version | - | 0 | 9
3RF2150-1AA45 |  | 3RF2150-1AA45 | 1 | UN | 1 | 5 | B | D | EAR99 | N | 85364900 | 1 | 4011209651791 | 0.072 | KG | 56.81 | 55.2 | CP08 | CP08 | Semiconductor relay, 1-phase 3RF2 Overall width 22.5 mm, 50 A 48-600 V / 4-30 V DC screw terminal Blocking voltage 1200 V | Lista Papel 2020 SI | 0 | 0
3RF2150-1AG04 |  | 3RF2150-1AG04 | 1 | UN | 1 | 5 | B | D | EAR99 | N | 85364900 | 1 | 4011209626546 | 0.071 | KG | 53.39 | 53.39 | CP08 | CP08 | Semiconductor relay, 1-phase 3RF2 Overall width 22.5 mm, 50 A 48-460 V / 24 V DC screw terminal without control connector | - | 0 | 0
3RF2150-1AG06-1KK0 |  | 3RF2150-1AG06-1KK0 | 1 | UN | 1 | 0 | A | D | EAR99 | N | 85364900 | 1 | 4011209683709 | 0.068 | KG | 71.16 | 71.16 | CP08 | CP08 | Semiconductor relay, 1-phase 3RF2 Overall width 22.5 mm, 50 A 48-600 V / 24 V DC screw terminal without control connector Customer-specific version | - | 0 | 9
3RF2150-1BA04 |  | 3RF2150-1BA04 | 1 | UN | 1 | 5 | B | D | EAR99 | N | 85364900 | 1 | 4011209626560 | 0.069 | KG | 54.44 | 52.92 | CP08 | CP08 | Semiconductor relay, 1-phase 3RF2 Overall width 22.5 mm, 50 A 48-460 V / 24 V DC screw terminal Instantaneous switching | Lista Papel 2020 SI | 0 | 0
3RF2150-1BA06 |  | 3RF2150-1BA06 | 1 | UN | 1 | 5 | B | D | EAR99 | N | 85364900 | 1 | 4011209627734 | 0.07 | KG | 73.06 | 70.97 | CP08 | CP08 | Semiconductor relay, 1-phase 3RF2 Overall width 22.5 mm, 50 A 48-600 V / 24 V DC screw terminal Instantaneous switching | Lista Papel 2020 SI | 0 | 0
3RF2150-1BA22 |  | 3RF2150-1BA22 | 1 | UN | 1 | 5 | B | D | N | N | 85364900 | 1 | 4011209722538 | 0.074 | KG | 51.78 | 50.35 | CP08 | CP08 | Semiconductor relay, 1-phase 3RF2 Overall width 22.5 mm, 50 A 24-230 V / 110-230 V AC screw terminal Instantaneous switching | Lista Papel 2020 SI | 0 | 0
3RF2150-2AA02 |  | 3RF2150-2AA02 | 1 | UN | 1 | 5 | B | D | EAR99 | N | 85364900 | 1 | 4011209574090 | 0.068 | KG | 48.74 | 47.41 | CP08 | CP08 | Semiconductor relay, 1-phase 3RF2 Overall width 22.5 mm, 50 A 24-230 V / 24 V DC Spring-type terminal | Lista Papel 2020 SI | 0 | 0
3RF2150-2AA04 |  | 3RF2150-2AA04 | 1 | UN | 1 | 5 | B | D | EAR99 | N | 85364900 | 1 | 4011209574106 | 0.073 | KG | 56.72 | 55.1 | CP08 | CP08 | Semiconductor relay, 1-phase 3RF2 Overall width 22.5 mm, 50 A 48-460 V / 24 V DC Spring-type terminal | Lista Papel 2020 SI | 0 | 0
3RF2150-2AA06 |  | 3RF2150-2AA06 | 1 | UN | 1 | 5 | B | D | EAR99 | N | 85364900 | 1 | 4011209574113 | 0.07 | KG | 76.1 | 73.91 | CP08 | CP08 | Semiconductor relay, 1-phase 3RF2 Overall width 22.5 mm, 50 A 48-600 V / 24 V DC Spring-type terminal | Lista Papel 2020 SI | 0 | 0
3RF2150-2AA14 |  | 3RF2150-2AA14 | 1 | UN | 1 | 5 | B | D | EAR99 | N | 85364900 | 1 | 4011209861343 | 0.071 | KG | 61.28 | 61.28 | CP08 | CP08 | Semiconductor relay, 1-phase 3RF2 Overall width 22.5 mm, 50 A 48-460 V / 24 V AC/DC Spring-type terminal | - | 0 | 0
3RF2150-2AA22 |  | 3RF2150-2AA22 | 1 | UN | 1 | 5 | B | D | EAR99 | N | 85364900 | 1 | 4011209574120 | 0.059 | KG | 54.25 | 52.73 | CP08 | CP08 | Semiconductor relay, 1-phase 3RF2 Overall width 22.5 mm, 50 A 24-230 V / 110-230 V AC Spring-type terminal | Lista Papel 2020 SI | 0 | 0
3RF2150-2AA24 |  | 3RF2150-2AA24 | 1 | UN | 1 | 5 | B | D | EAR99 | N | 85364900 | 1 | 4011209574137 | 0.071 | KG | 61.75 | 60.04 | CP08 | CP08 | Semiconductor relay, 1-phase 3RF2 Overall width 22.5 mm, 50 A 48-460 V / 110-230 V AC Spring-type terminal | Lista Papel 2020 SI | 0 | 0
3RF2150-2AA26 |  | 3RF2150-2AA26 | 1 | UN | 1 | 5 | B | D | EAR99 | N | 85364900 | 1 | 4011209574144 | 0.06 | KG | 84.36 | 81.99 | CP08 | CP08 | Semiconductor relay, 1-phase 3RF2 Overall width 22.5 mm, 50 A 48-600 V / 110-230 V AC Spring-type terminal | Lista Papel 2020 SI | 0 | 0
3RF2150-3AA02 |  | 3RF2150-3AA02 | 1 | UN | 1 | 5 | B | D | EAR99 | N | 85364900 | 1 | 4011209574250 | 0.077 | KG | 46.55 | 45.22 | CP08 | CP08 | Semiconductor relay, 1-phase 3RF2 Overall width 22.5 mm, 50 A 24-230 V / 24 V DC Ring cable connection | Lista Papel 2020 SI | 0 | 0
3RF2150-3AA04 |  | 3RF2150-3AA04 | 1 | UN | 1 | 5 | B | D | EAR99 | N | 85364900 | 1 | 4011209574267 | 0.07 | KG | 54.44 | 52.92 | CP08 | CP08 | Semiconductor relay, 1-phase 3RF2 Overall width 22.5 mm, 50 A 48-460 V / 24 V DC Ring cable connection | Lista Papel 2020 SI | 0 | 0
3RF2150-3AA06 |  | 3RF2150-3AA06 | 1 | UN | 1 | 5 | B | D | EAR99 | N | 85364900 | 1 | 4011209574274 | 0.074 | KG | 73.06 | 70.97 | CP08 | CP08 | Semiconductor relay, 1-phase 3RF2 Overall width 22.5 mm, 50 A 48-600 V / 24 V DC Ring cable connection | Lista Papel 2020 SI | 0 | 0
3RF2150-3AA22 |  | 3RF2150-3AA22 | 1 | UN | 1 | 5 | B | D | EAR99 | N | 85364900 | 1 | 4011209574281 | 0.073 | KG | 51.78 | 50.35 | CP08 | CP08 | Semiconductor relay, 1-phase 3RF2 Overall width 22.5 mm, 50 A 24-230 V / 110-230 V AC Ring cable connection | Lista Papel 2020 SI | 0 | 0
3RF2150-3AA24 |  | 3RF2150-3AA24 | 1 | UN | 1 | 5 | B | D | EAR99 | N | 85364900 | 1 | 4011209574298 | 0.073 | KG | 59.66 | 57.95 | CP08 | CP08 | Semiconductor relay, 1-phase 3RF2 Overall width 22.5 mm, 50 A 48-460 V / 110-230 V AC Ring cable connection | Lista Papel 2020 SI | 0 | 0
3RF2150-3AA26 |  | 3RF2150-3AA26 | 1 | UN | 1 | 5 | B | D | EAR99 | N | 85364900 | 1 | 4011209574304 | 0.07 | KG | 80.66 | 78.38 | CP08 | CP08 | Semiconductor relay, 1-phase 3RF2 Overall width 22.5 mm, 50 A 48-600 V / 110-230 V AC Ring cable connection | Lista Papel 2020 SI | 0 | 0
3RF2170-1AA02 |  | 3RF2170-1AA02 | 1 | UN | 1 | 2 | A | D | EAR99H | N | 85364900 | 1 | 4011209573932 | 0.071 | KG | 55.67 | 54.06 | CP08 | CP08 | Semiconductor relay, 1-phase 3RF2 Overall width 22.5 mm, 70 A 24-230 V / 24 V DC screw terminal | Lista Papel 2020 SI | 0 | 0
3RF2170-1AA04 |  | 3RF2170-1AA04 | 1 | UN | 1 | 2 | A | D | EAR99H | N | 85364900 | 1 | 4011209573949 | 0.07 | KG | 60.14 | 58.43 | CP08 | CP08 | Semiconductor relay, 1-phase 3RF2 Overall width 22.5 mm, 70 A 48-460 V / 24 V DC screw terminal | Lista Papel 2020 SI | 0 | 0
3RF2170-1AA05-0KN0 |  | 3RF2170-1AA05-0KN0 | 1 | UN | 1 | 5 | B | D | N | N | 85364900 | 1 | 4011209774933 | 0.07 | KG | 66.31 | 66.31 | CP08 | CP08 | Semiconductor relay, 1-phase 3RF2 Overall width 22.5 mm, 70 A 48-600 V / 24 V DC screw terminal Blocking voltage 1200 V Low power consumption | - | 0 | 0
3RF2170-1AA06 |  | 3RF2170-1AA06 | 1 | UN | 1 | 5 | B | D | EAR99H | N | 85364900 | 1 | 4011209573956 | 0.074 | KG | 76.57 | 74.39 | CP08 | CP08 | Semiconductor relay, 1-phase 3RF2 Overall width 22.5 mm, 70 A 48-600 V / 24 V DC screw terminal | Lista Papel 2020 SI | 0 | 0
3RF2170-1AA22 |  | 3RF2170-1AA22 | 1 | UN | 1 | 5 | B | D | EAR99H | N | 85364900 | 1 | 4011209573963 | 0.064 | KG | 62.23 | 60.52 | CP08 | CP08 | Semiconductor relay, 1-phase 3RF2 Overall width 22.5 mm, 70 A 24-230 V / 110-230 V AC screw terminal | Lista Papel 2020 SI | 0 | 0
3RF2170-1AA24 |  | 3RF2170-1AA24 | 1 | UN | 1 | 2 | A | D | EAR99 | N | 85364900 | 1 | 4011209573970 | 0.081 | KG | 67.17 | 65.27 | CP08 | CP08 | Semiconductor relay, 1-phase 3RF2 Overall width 22.5 mm, 70 A 48-460 V / 110-230 V AC screw terminal | Lista Papel 2020 SI | 0 | 0
3RF2170-1AA26 |  | 3RF2170-1AA26 | 1 | UN | 1 | 5 | B | D | EAR99 | N | 85364900 | 1 | 4011209573987 | 0.075 | KG | 84.55 | 82.18 | CP08 | CP08 | Semiconductor relay, 1-phase 3RF2 Overall width 22.5 mm, 70 A 48-600 V / 110-230 V AC screw terminal | Lista Papel 2020 SI | 0 | 0
3RF2170-1AA45 |  | 3RF2170-1AA45 | 1 | UN | 1 | 2 | A | D | EAR99H | N | 85364900 | 1 | 4011209632394 | 0.07 | KG | 62.13 | 60.42 | CP08 | CP08 | Semiconductor relay, 1-phase 3RF2 Overall width 22.5 mm, 70 A 48-600 V / 4-30 V DC screw terminal Blocking voltage 1200 V | Lista Papel 2020 SI | 0 | 0
3RF2170-1AG45-1KS0 |  | 3RF2170-1AG45-1KS0 | 1 | UN | 1 | 15 | C | D | EAR99H | N | 85364900 | 260 | 4011209858381 | 0.048 | KG | 60.14 | 60.14 | CP08 | CP08 | Semiconductor relay, 1-phase 3RF2 Overall width 22.5 mm, 70 A 48-600 V / 4-30 V DC screw terminal without control connector Multi-unit packaging Blocking voltage 1200 V | - | 0 | 9
3RF2170-1BA04 |  | 3RF2170-1BA04 | 1 | UN | 1 | 5 | B | D | EAR99H | N | 85364900 | 1 | 4011209624726 | 0.072 | KG | 60.14 | 58.43 | CP08 | CP08 | Semiconductor relay, 1-phase 3RF2 Overall width 22.5 mm, 70 A 48-460 V / 24 V DC screw terminal Instantaneous switching | Lista Papel 2020 SI | 0 | 0
3RF2170-1CA04 |  | 3RF2170-1CA04 | 1 | UN | 1 | 5 | B | D | EAR99 | N | 85364900 | 1 | 4011209717442 | 0.074 | KG | 73.44 | 73.44 | CP08 | CP08 | Semiconductor relay, 1-phase 3RF2 Overall width 22.5 mm, 70 A 48-460 V / 24 V DC screw terminal low noise | - | 0 | 0
3RF2171-1AA45-1KP0 |  | 3RF2171-1AA45-1KP0 | 1 | UN | 1 | 5 | B | D | EAR99H | N | 85364900 | 1 | 4011209779662 | 0.072 | KG | 62.13 | 62.13 | CP08 | CP08 | Semiconductor relay, 1-phase 3RF2 Overall width 22.5 mm, 70 A 48-600 V / 4-30 V DC screw terminal Blocking voltage 1200 V Special inscription Customer-specific special version | - | 0 | 9
3RF2171-1AA45-1KP0-Z | X95 | 3RF2171-1AA45-1KP0-ZX95 | 1 | UN | 1 | 5 | B | D | EAR99H | N | 85364900 | 212 | 4011209904439 | 0.043 | KG | 62.13 | 62.13 | CP08 | CP08 | Semiconductor relay, 1-phase 3RF2 Overall width 22.5 mm, 70 A 48-600 V / 4-30 V DC screw terminal Blocking voltage 1200 V Special inscription Reusable packaging Customer-specific special version | - | 0 | 9
3RF2190-1AA02 |  | 3RF2190-1AA02 | 1 | UN | 1 | 5 | B | D | EAR99H | N | 85364900 | 1 | 4011209573994 | 0.07 | KG | 66.79 | 64.89 | CP08 | CP08 | Semiconductor relay, 1-phase 3RF2 Overall width 22.5 mm, 90 A 24-230 V / 24 V DC screw terminal | Lista Papel 2020 SI | 0 | 0
3RF2190-1AA04 |  | 3RF2190-1AA04 | 1 | UN | 1 | 2 | A | D | EAR99H | N | 85364900 | 1 | 4011209574007 | 0.07 | KG | 68.59 | 66.69 | CP08 | CP08 | Semiconductor relay, 1-phase 3RF2 Overall width 22.5 mm, 90 A 48-460 V / 24 V DC screw terminal | Lista Papel 2020 SI | 0 | 0
3RF2190-1AA06 |  | 3RF2190-1AA06 | 1 | UN | 1 | 5 | B | D | EAR99H | N | 85364900 | 1 | 4011209574014 | 0.063 | KG | 82.08 | 79.8 | CP08 | CP08 | Semiconductor relay, 1-phase 3RF2 Overall width 22.5 mm, 90 A 48-600 V / 24 V DC screw terminal | Lista Papel 2020 SI | 0 | 0
3RF2190-1AA22 |  | 3RF2190-1AA22 | 1 | UN | 1 | 5 | B | D | EAR99H | N | 85364900 | 1 | 4011209574021 | 0.075 | KG | 74.1 | 72.01 | CP08 | CP08 | Semiconductor relay, 1-phase 3RF2 Overall width 22.5 mm, 90 A 24-230 V / 110-230 V AC screw terminal | Lista Papel 2020 SI | 0 | 0
3RF2190-1AA24 |  | 3RF2190-1AA24 | 1 | UN | 1 | 5 | B | D | EAR99 | N | 85364900 | 1 | 4011209574038 | 0.077 | KG | 75.72 | 73.63 | CP08 | CP08 | Semiconductor relay, 1-phase 3RF2 Overall width 22.5 mm, 90 A 48-460 V / 110-230 V AC screw terminal | Lista Papel 2020 SI | 0 | 0
3RF2190-1AA26 |  | 3RF2190-1AA26 | 1 | UN | 1 | 5 | B | D | EAR99 | N | 85364900 | 1 | 4011209574045 | 0.07 | KG | 90.25 | 87.69 | CP08 | CP08 | Semiconductor relay, 1-phase 3RF2 Overall width 22.5 mm, 90 A 48-600 V / 110-230 V AC screw terminal | Lista Papel 2020 SI | 0 | 0
3RF2190-1AA45 |  | 3RF2190-1AA45 | 1 | UN | 1 | 5 | B | D | EAR99H | N | 85364900 | 1 | 4011209652606 | 0.072 | KG | 74.39 | 72.3 | CP08 | CP08 | Semiconductor relay, 1-phase 3RF2 Overall width 22.5 mm, 90 A 48-600 V / 4-30 V DC screw terminal Blocking voltage 1200 V | Lista Papel 2020 SI | 0 | 0
3RF2190-1BA04 |  | 3RF2190-1BA04 | 1 | UN | 1 | 5 | B | D | EAR99H | N | 85364900 | 1 | 4011209626577 | 0.073 | KG | 68.59 | 66.69 | CP08 | CP08 | Semiconductor relay, 1-phase 3RF2 Overall width 22.5 mm, 90 A 48-460 V / 24 V DC screw terminal Instantaneous switching | Lista Papel 2020 SI | 0 | 0
3RF2190-2AA02 |  | 3RF2190-2AA02 | 1 | UN | 1 | 5 | B | D | EAR99H | N | 85364900 | 1 | 4011209574151 | 0.068 | KG | 69.83 | 67.83 | CP08 | CP08 | Semiconductor relay, 1-phase 3RF2 Overall width 22.5 mm, 90 A 24-230 V / 24 V DC Spring-type terminal | Lista Papel 2020 SI | 0 | 0
3RF2190-2AA04 |  | 3RF2190-2AA04 | 1 | UN | 1 | 5 | B | D | EAR99H | N | 85364900 | 1 | 4011209574168 | 0.075 | KG | 71.35 | 69.35 | CP08 | CP08 | Semiconductor relay, 1-phase 3RF2 Overall width 22.5 mm, 90 A 48-460 V / 24 V DC Spring-type terminal | Lista Papel 2020 SI | 0 | 0
3RF2190-2AA06 |  | 3RF2190-2AA06 | 1 | UN | 1 | 5 | B | D | EAR99H | N | 85364900 | 1 | 4011209574175 | 0.067 | KG | 85.41 | 83.03 | CP08 | CP08 | Semiconductor relay, 1-phase 3RF2 Overall width 22.5 mm, 90 A 48-600 V / 24 V DC Spring-type terminal | Lista Papel 2020 SI | 0 | 0
3RF2190-2AA22 |  | 3RF2190-2AA22 | 1 | UN | 1 | 5 | B | D | EAR99H | N | 85364900 | 1 | 4011209574182 | 0.069 | KG | 77.43 | 75.24 | CP08 | CP08 | Semiconductor relay, 1-phase 3RF2 Overall width 22.5 mm, 90 A 24-230 V / 110-230 V AC Spring-type terminal | Lista Papel 2020 SI | 0 | 0
3RF2190-2AA24 |  | 3RF2190-2AA24 | 1 | UN | 1 | 5 | B | D | EAR99 | N | 85364900 | 1 | 4011209574199 | 0.06 | KG | 79.04 | 76.86 | CP08 | CP08 | Semiconductor relay, 1-phase 3RF2 Overall width 22.5 mm, 90 A 48-460 V / 110-230 V AC Spring-type terminal | Lista Papel 2020 SI | 0 | 0
3RF2190-2AA26 |  | 3RF2190-2AA26 | 1 | UN | 1 | 5 | B | D | EAR99 | N | 85364900 | 1 | 4011209574205 | 0.073 | KG | 93.77 | 91.11 | CP08 | CP08 | Semiconductor relay, 1-phase 3RF2 Overall width 22.5 mm, 90 A 48-600 V / 110-230 V AC Spring-type terminal | Lista Papel 2020 SI | 0 | 0
3RF2190-3AA02 |  | 3RF2190-3AA02 | 1 | UN | 1 | 5 | B | D | EAR99H | N | 85364900 | 1 | 4011209574311 | 0.07 | KG | 66.79 | 64.89 | CP08 | CP08 | Semiconductor relay, 1-phase 3RF2 Overall width 22.5 mm, 90 A 24-230 V / 24 V DC Ring cable connection | Lista Papel 2020 SI | 0 | 0
3RF2190-3AA04 |  | 3RF2190-3AA04 | 1 | UN | 1 | 5 | B | D | EAR99H | N | 85364900 | 1 | 4011209574328 | 0.072 | KG | 68.59 | 66.69 | CP08 | CP08 | Semiconductor relay, 1-phase 3RF2 Overall width 22.5 mm, 90 A 48-460 V / 24 V DC Ring cable connection | Lista Papel 2020 SI | 0 | 0
3RF2190-3AA06 |  | 3RF2190-3AA06 | 1 | UN | 1 | 5 | B | D | EAR99H | N | 85364900 | 1 | 4011209574335 | 0.07 | KG | 82.08 | 79.8 | CP08 | CP08 | Semiconductor relay, 1-phase 3RF2 Overall width 22.5 mm, 90 A 48-600 V / 24 V DC Ring cable connection | Lista Papel 2020 SI | 0 | 0
3RF2190-3AA22 |  | 3RF2190-3AA22 | 1 | UN | 1 | 5 | B | D | EAR99H | N | 85364900 | 1 | 4011209574342 | 0.073 | KG | 74.1 | 72.01 | CP08 | CP08 | Semiconductor relay, 1-phase 3RF2 Overall width 22.5 mm, 90 A 24-230 V / 110-230 V AC Ring cable connection | Lista Papel 2020 SI | 0 | 0
3RF2190-3AA24 |  | 3RF2190-3AA24 | 1 | UN | 1 | 5 | B | D | EAR99 | N | 85364900 | 1 | 4011209574359 | 0.22 | KG | 75.72 | 73.63 | CP08 | CP08 | Semiconductor relay, 1-phase 3RF2 Overall width 22.5 mm, 90 A 48-460 V / 110-230 V AC Ring cable connection | Lista Papel 2020 SI | 0 | 0
3RF2190-3AA26 |  | 3RF2190-3AA26 | 1 | UN | 1 | 5 | B | D | EAR99 | N | 85364900 | 1 | 4011209574366 | 0.072 | KG | 90.25 | 87.69 | CP08 | CP08 | Semiconductor relay, 1-phase 3RF2 Overall width 22.5 mm, 90 A 48-600 V / 110-230 V AC Ring cable connection | Lista Papel 2020 SI | 0 | 0
3RF2190-3AA44 |  | 3RF2190-3AA44 | 1 | UN | 1 | 5 | B | D | EAR99H | N | 85364900 | 1 | 4011209632752 | 0.075 | KG | 68.59 | 66.69 | CP08 | CP08 | Semiconductor relay, 1-phase 3RF2 Overall width 22.5 mm, 90 A 48-460 V / 4-30 V DC Ring cable connection | Lista Papel 2020 SI | 0 | 0
3RF2210-1BD04 |  | 3RF2210-1BD04 | 1 | UN | 1 | 15 | C | D | EAR99 | N | 85364900 | 1 | 4011209893412 | 0.17 | KG | 385.7 | 385.7 | CP08 | CP08 | SEMIC. CONTACTOR 3-PH. 3RF2 AC53 7.4A 40 DEGREES C 48-480V / 24V DC REVERSING CIRCUIT INST. CIRCUIT SCREW TERMINAL | - | 0 | 7
3RF2230-1AB35 |  | 3RF2230-1AB35 | 1 | UN | 1 | 5 | B | D | EAR99 | N | 85364900 | 1 | 4011209777392 | 0.145 | KG | 127.3 | 127.3 | CP08 | CP08 | Semiconductor relay, 3-phase 3RF2 30 A / 40 Â°C 48-600 V / 110 V AC 2-phase controlled screw terminal Blocking voltage 1200 V | - | 0 | 0
3RF2230-1AB45 |  | 3RF2230-1AB45 | 1 | UN | 1 | 5 | B | D | EAR99 | N | 85364900 | 1 | 4011209646674 | 0.148 | KG | 122.55 | 118.75 | CP08 | CP08 | Semiconductor relay, 3-phase 3RF2 30 A / 40 Â°C 48-600 V / 4-30 V DC 2-phase controlled screw terminal Blocking voltage 1200 V | Lista Papel 2020 SI | 0 | 0
3RF2230-1AC35 |  | 3RF2230-1AC35 | 1 | UN | 1 | 5 | B | D | N | N | 85364900 | 1 | 4011209777408 | 0.149 | KG | 160.55 | 160.55 | CP08 | CP08 | Semiconductor relay, 3-phase 3RF2 30 A / 40 Â°C 48-600 V / 110 V AC 3-phase controlled screw terminal Blocking voltage 1200 V | - | 0 | 0
3RF2230-1AC45 |  | 3RF2230-1AC45 | 1 | UN | 1 | 2 | A | D | N | N | 85364900 | 1 | 4011209646698 | 0.145 | KG | 154.85 | 150.1 | CP08 | CP08 | Semiconductor relay, 3-phase 3RF2 30 A / 40 Â°C 48-600 V / 4-30 V DC 3-phase controlled screw terminal Blocking voltage 1200 V | Lista Papel 2020 SI | 0 | 0
3RF2230-2AB45 |  | 3RF2230-2AB45 | 1 | UN | 1 | 5 | B | D | EAR99 | N | 85364900 | 1 | 4011209646704 | 0.14 | KG | 126.35 | 122.55 | CP08 | CP08 | Semiconductor relay, 3-phase 3RF2 30 A / 40 Â°C 48-600 V / 4-30 V DC 2-phase controlled Spring-type terminal Blocking voltage 1200 V | Lista Papel 2020 SI | 0 | 0
3RF2230-2AC45 |  | 3RF2230-2AC45 | 1 | UN | 1 | 5 | B | D | N | N | 85364900 | 1 | 4011209646711 | 0.141 | KG | 161.5 | 156.75 | CP08 | CP08 | Semiconductor relay, 3-phase 3RF2 30 A / 40 Â°C 48-600 V / 4-30 V DC 3-phase controlled Spring-type terminal Blocking voltage 1200 V | Lista Papel 2020 SI | 0 | 0
3RF2230-3AB45 |  | 3RF2230-3AB45 | 1 | UN | 1 | 5 | B | D | EAR99 | N | 85364900 | 1 | 4011209646728 | 0.148 | KG | 122.55 | 118.75 | CP08 | CP08 | Semiconductor relay, 3-phase 3RF2 30 A / 40 Â°C 48-600 V / 4-30 V DC 2-phase controlled Ring cable connection Blocking voltage 1200 V | Lista Papel 2020 SI | 0 | 0
3RF2230-3AC45 |  | 3RF2230-3AC45 | 1 | UN | 1 | 5 | B | D | N | N | 85364900 | 1 | 4011209646759 | 0.143 | KG | 154.85 | 150.1 | CP08 | CP08 | Semiconductor relay, 3-phase 3RF2 30 A / 40 Â°C 48-600 V / 4-30 V DC 3-phase controlled Ring cable connection Blocking voltage 1200 V | Lista Papel 2020 SI | 0 | 0
3RF2255-1AB35 |  | 3RF2255-1AB35 | 1 | UN | 1 | 5 | B | D | EAR99 | N | 85364900 | 1 | 4011209777415 | 0.141 | KG | 149.15 | 149.15 | CP08 | CP08 | Semiconductor relay, 3-phase 3RF2 55 A / 40 Â°C 48-600 V / 110 V AC 2-phase controlled screw terminal Blocking voltage 1200 V | - | 0 | 0
3RF2255-1AB45 |  | 3RF2255-1AB45 | 1 | UN | 1 | 5 | B | D | EAR99 | N | 85364900 | 1 | 4011209646766 | 0.147 | KG | 142.5 | 138.7 | CP08 | CP08 | Semiconductor relay, 3-phase 3RF2 55 A / 40 Â°C 48-600 V / 4-30 V DC 2-phase controlled screw terminal Blocking voltage 1200 V | Lista Papel 2020 SI | 0 | 0
3RF2255-1AC35 |  | 3RF2255-1AC35 | 1 | UN | 1 | 5 | B | D | EAR99 | N | 85364900 | 1 | 4011209777422 | 0.15 | KG | 200.45 | 200.45 | CP08 | CP08 | Semiconductor relay, 3-phase 3RF2 55 A / 40 Â°C 48-600 V / 110 V AC 3-phase controlled screw terminal Blocking voltage 1200 V | - | 0 | 0
3RF2255-1AC45 |  | 3RF2255-1AC45 | 1 | UN | 1 | 5 | B | D | EAR99 | N | 85364900 | 1 | 4011209646773 | 0.145 | KG | 196.65 | 190.95 | CP08 | CP08 | Semiconductor relay, 3-phase 3RF2 55 A / 40 Â°C 48-600 V / 4-30 V DC 3-phase controlled screw terminal Blocking voltage 1200 V | Lista Papel 2020 SI | 0 | 0
3RF2255-2AB45 |  | 3RF2255-2AB45 | 1 | UN | 1 | 5 | B | D | EAR99 | N | 85364900 | 1 | 4011209646780 | 0.143 | KG | 149.15 | 145.35 | CP08 | CP08 | Semiconductor relay, 3-phase 3RF2 55 A / 40 Â°C 48-600 V / 4-30 V DC 2-phase controlled Spring-type terminal Blocking voltage 1200 V | Lista Papel 2020 SI | 0 | 0
3RF2255-2AC45 |  | 3RF2255-2AC45 | 1 | UN | 1 | 5 | B | D | EAR99 | N | 85364900 | 1 | 4011209646797 | 0.16 | KG | 202.35 | 196.65 | CP08 | CP08 | Semiconductor relay, 3-phase 3RF2 55 A / 40 Â°C 48-600 V / 4-30 V DC 3-phase controlled Spring-type terminal Blocking voltage 1200 V | Lista Papel 2020 SI | 0 | 0
3RF2255-3AB45 |  | 3RF2255-3AB45 | 1 | UN | 1 | 5 | B | D | EAR99 | N | 85364900 | 1 | 4011209646803 | 0.151 | KG | 142.5 | 138.7 | CP08 | CP08 | Semiconductor relay, 3-phase 3RF2 55 A / 40 Â°C 48-600 V / 4-30 V DC 2-phase controlled Ring cable connection Blocking voltage 1200 V | Lista Papel 2020 SI | 0 | 0
3RF2255-3AC45 |  | 3RF2255-3AC45 | 1 | UN | 1 | 5 | B | D | EAR99 | N | 85364900 | 1 | 4011209646810 | 0.148 | KG | 196.65 | 190.95 | CP08 | CP08 | Semiconductor relay, 3-phase 3RF2 55 A / 40 Â°C 48-600 V / 4-30 V DC 3-phase controlled Ring cable connection Blocking voltage 1200 V | Lista Papel 2020 SI | 0 | 0
3RF2310-1AA02 |  | 3RF2310-1AA02 | 1 | UN | 1 | 2 | A | D | EAR99 | N | 85364900 | 1 | 4011209572164 | 0.14 | KG | 63.27 | 61.47 | CP08 | CP08 | Solid-state contactor 1-phase 3RF2 AC 51 / 10.5 A / 40 Â°C 24-230 V / 24 V DC screw terminal | Lista Papel 2020 SI | 0 | 0
3RF2310-1AA04 |  | 3RF2310-1AA04 | 1 | UN | 1 | 2 | A | D | EAR99 | N | 85364900 | 1 | 4011209572171 | 0.14 | KG | 68.21 | 66.31 | CP08 | CP08 | Solid-state contactor 1-phase 3RF2 AC 51 / 10 A / 40 Â°C 48-460 V / 24 V DC screw terminal | Lista Papel 2020 SI | 0 | 0
3RF2310-1AA04-0KN0 |  | 3RF2310-1AA04-0KN0 | 1 | UN | 1 | 2 | A | D | EAR99 | N | 85364900 | 1 | 4011209744653 | 0.14 | KG | 69.35 | 69.35 | CP08 | CP08 | Sold-state contactor AC 51 / 10 A / 40 Â°C 48-460 V / 24 V DC screw terminal Low power consumption | - | 0 | 0
3RF2310-1AA06 |  | 3RF2310-1AA06 | 1 | UN | 1 | 5 | B | D | EAR99 | N | 85364900 | 1 | 4011209572188 | 0.14 | KG | 83.13 | 80.75 | CP08 | CP08 | Solid-state contactor 1-phase 3RF2 AC 51 / 10 A / 40 Â°C 48-600 V / 24 V DC screw terminal | Lista Papel 2020 SI | 0 | 0
3RF2310-1AA12 |  | 3RF2310-1AA12 | 1 | UN | 1 | 2 | A | D | EAR99 | N | 85364900 | 1 | 4011209628427 | 0.14 | KG | 65.36 | 63.56 | CP08 | CP08 | Solid-state contactor 1-phase 3RF2 AC 51 / 10.5 A / 40 Â°C 24-230 V / 24 V AC/DC screw terminal | Lista Papel 2020 SI | 0 | 0
3RF2310-1AA14 |  | 3RF2310-1AA14 | 1 | UN | 1 | 2 | A | D | EAR99 | N | 85364900 | 1 | 4011209677456 | 0.184 | KG | 70.49 | 68.5 | CP08 | CP08 | Solid-state contactor 1-phase 3RF2 AC 51 / 10 A / 40 Â°C 48-460 V / 24 V AC/DC screw terminal | Lista Papel 2020 SI | 0 | 0
3RF2310-1AA22 |  | 3RF2310-1AA22 | 1 | UN | 1 | 2 | A | D | EAR99 | N | 85364900 | 1 | 4011209572195 | 0.15 | KG | 70.4 | 68.4 | CP08 | CP08 | Solid-state contactor 1-phase 3RF2 AC 51 / 10.5 A / 40 Â°C 24-230 V / 110-230 V AC screw terminal | Lista Papel 2020 SI | 0 | 0
3RF2310-1AA24 |  | 3RF2310-1AA24 | 1 | UN | 1 | 2 | A | D | EAR99 | N | 85364900 | 1 | 4011209572201 | 0.182 | KG | 75.53 | 73.44 | CP08 | CP08 | Solid-state contactor 1-phase 3RF2 AC 51 / 10 A / 40 Â°C 48-460 V / 110-230 V AC screw terminal | Lista Papel 2020 SI | 0 | 0
3RF2310-1AA26 |  | 3RF2310-1AA26 | 1 | UN | 1 | 5 | B | D | EAR99 | N | 85364900 | 1 | 4011209572218 | 0.175 | KG | 93.86 | 91.2 | CP08 | CP08 | Solid-state contactor 1-phase 3RF2 AC 51 / 10 A / 40 Â°C 48-600 V / 110-230 V AC screw terminal | Lista Papel 2020 SI | 0 | 0
3RF2310-1AA44 |  | 3RF2310-1AA44 | 1 | UN | 1 | 2 | A | D | EAR99 | N | 85364900 | 1 | 4011209612709 | 0.14 | KG | 68.21 | 66.31 | CP08 | CP08 | Solid-state contactor 1-phase 3RF2 AC 51 / 10 A / 40 Â°C 48-460 V / 4-30 V DC screw terminal | Lista Papel 2020 SI | 0 | 0
3RF2310-1AA45 |  | 3RF2310-1AA45 | 1 | UN | 1 | 5 | B | D | EAR99 | N | 85364900 | 1 | 4011209652613 | 0.14 | KG | 71.63 | 69.64 | CP08 | CP08 | Solid-state contactor 1-phase 3RF2 AC 51 / 10.5 A / 40 Â°C 48-600 V / 4-30 V DC screw terminal Blocking voltage 1200 V | Lista Papel 2020 SI | 0 | 0
3RF2310-1BA02 |  | 3RF2310-1BA02 | 1 | UN | 1 | 2 | A | D | EAR99 | N | 85364900 | 1 | 4011209572232 | 0.14 | KG | 63.27 | 61.47 | CP08 | CP08 | Solid-state contactor 1-phase 3RF2 AC 15 / 6 A / 40 Â°C 24-230 V / 24 V DC Instantaneous switching | Lista Papel 2020 SI | 0 | 0
3RF2310-1BA04 |  | 3RF2310-1BA04 | 1 | UN | 1 | 2 | A | D | EAR99 | N | 85364900 | 1 | 4011209572249 | 0.14 | KG | 68.21 | 66.31 | CP08 | CP08 | Solid-state contactor 1-phase 3RF2 AC 15 / 6 A / 40 Â°C 48-460 V / 24 V DC Instantaneous switching | Lista Papel 2020 SI | 0 | 0
3RF2310-1BA06 |  | 3RF2310-1BA06 | 1 | UN | 1 | 5 | B | D | N | N | 85364900 | 1 | 4011209572256 | 0.167 | KG | 83.13 | 80.75 | CP08 | CP08 | Solid-state contactor 1-phase 3RF2 AC 15 / 6 A / 40 Â°C 48-600 V / 24 V DC Instantaneous switching | Lista Papel 2020 SI | 0 | 0
3RF2310-1BA22 |  | 3RF2310-1BA22 | 1 | UN | 1 | 5 | B | D | N | N | 85364900 | 1 | 4011209572263 | 0.14 | KG | 70.4 | 68.4 | CP08 | CP08 | Solid-state contactor 1-phase 3RF2 AC 15 / 6 A / 40 Â°C 24-230 V / 110-230 V AC Instantaneous switching | Lista Papel 2020 SI | 0 | 0
3RF2310-1BA24 |  | 3RF2310-1BA24 | 1 | UN | 1 | 5 | B | D | N | N | 85364900 | 1 | 4011209572270 | 0.17 | KG | 75.53 | 73.44 | CP08 | CP08 | Solid-state contactor 1-phase 3RF2 AC 15 / 6 A / 40 Â°C 48-460 V / 110-230 V AC Instantaneous switching | Lista Papel 2020 SI | 0 | 0
3RF2310-1BA26 |  | 3RF2310-1BA26 | 1 | UN | 1 | 5 | B | D | N | N | 85364900 | 1 | 4011209572287 | 0.167 | KG | 93.86 | 91.2 | CP08 | CP08 | Solid-state contactor 1-phase 3RF2 AC 15 / 6 A / 40 Â°C 48-600 V / 110-230 V AC Instantaneous switching | Lista Papel 2020 SI | 0 | 0
3RF2310-2AA02 |  | 3RF2310-2AA02 | 1 | UN | 1 | 5 | B | D | EAR99 | N | 85364900 | 1 | 4011209572294 | 0.14 | KG | 66.12 | 64.22 | CP08 | CP08 | Solid-state contactor 1-phase 3RF2 AC 51 / 10 A / 40 Â°C 24-230 V / 24 V DC Spring-type terminal | Lista Papel 2020 SI | 0 | 0
3RF2310-2AA04 |  | 3RF2310-2AA04 | 1 | UN | 1 | 2 | A | D | EAR99 | N | 85364900 | 1 | 4011209572300 | 0.139 | KG | 71.16 | 69.16 | CP08 | CP08 | Solid-state contactor 1-phase 3RF2 AC 51 / 10 A / 40 Â°C 48-460 V / 24 V DC Spring-type terminal | Lista Papel 2020 SI | 0 | 0
3RF2310-2AA06 |  | 3RF2310-2AA06 | 1 | UN | 1 | 5 | B | D | EAR99 | N | 85364900 | 1 | 4011209572317 | 0.14 | KG | 87.02 | 84.55 | CP08 | CP08 | Solid-state contactor 1-phase 3RF2 AC 51 / 10 A / 40 Â°C 48-600 V / 24 V DC Spring-type terminal | Lista Papel 2020 SI | 0 | 0
3RF2310-2AA22 |  | 3RF2310-2AA22 | 1 | UN | 1 | 5 | B | D | EAR99 | N | 85364900 | 1 | 4011209572324 | 0.07 | KG | 73.44 | 71.35 | CP08 | CP08 | Solid-state contactor 1-phase 3RF2 AC 51 / 10 A / 40 Â°C 24-230 V / 110-230 V AC Spring-type terminal | Lista Papel 2020 SI | 0 | 0
3RF2310-2AA24 |  | 3RF2310-2AA24 | 1 | UN | 1 | 5 | B | D | EAR99 | N | 85364900 | 1 | 4011209572331 | 0.172 | KG | 78.76 | 76.57 | CP08 | CP08 | Solid-state contactor 1-phase 3RF2 AC 51 / 10 A / 40 Â°C 48-460 V / 110-230 V AC Spring-type terminal | Lista Papel 2020 SI | 0 | 0
3RF2310-2AA26 |  | 3RF2310-2AA26 | 1 | UN | 1 | 5 | B | D | EAR99 | N | 85364900 | 1 | 4011209572348 | 0.162 | KG | 97.85 | 95 | CP08 | CP08 | Solid-state contactor 1-phase 3RF2 AC 51 / 10 A / 40 Â°C 48-600 V / 110-230 V AC Spring-type terminal | Lista Papel 2020 SI | 0 | 0
3RF2310-3AA02 |  | 3RF2310-3AA02 | 1 | UN | 1 | 5 | B | D | EAR99 | N | 85364900 | 1 | 4011209572355 | 0.141 | KG | 63.27 | 61.47 | CP08 | CP08 | Solid-state contactor 1-phase 3RF2 AC 51 / 10 A / 40 Â°C 24-230 V / 24 V DC Ring cable connection | Lista Papel 2020 SI | 0 | 0
3RF2310-3AA04 |  | 3RF2310-3AA04 | 1 | UN | 1 | 5 | B | D | EAR99 | N | 85364900 | 1 | 4011209572362 | 0.14 | KG | 68.21 | 66.31 | CP08 | CP08 | Solid-state contactor 1-phase 3RF2 AC 51 / 10 A / 40 Â°C 48-460 V / 24 V DC Ring cable connection | Lista Papel 2020 SI | 0 | 0
3RF2310-3AA06 |  | 3RF2310-3AA06 | 1 | UN | 1 | 5 | B | D | EAR99 | N | 85364900 | 1 | 4011209572379 | 0.141 | KG | 83.13 | 80.75 | CP08 | CP08 | Solid-state contactor 1-phase 3RF2 AC 51 / 10 A / 40 Â°C 48-600 V / 24 V DC Ring cable connection | Lista Papel 2020 SI | 0 | 0
3RF2310-3AA22 |  | 3RF2310-3AA22 | 1 | UN | 1 | 5 | B | D | EAR99 | N | 85364900 | 1 | 4011209572386 | 0.12 | KG | 70.4 | 68.4 | CP08 | CP08 | Solid-state contactor 1-phase 3RF2 AC 51 / 10 A / 40 Â°C 24-230 V / 110-230 V AC Ring cable connection | Lista Papel 2020 SI | 0 | 0
3RF2310-3AA24 |  | 3RF2310-3AA24 | 1 | UN | 1 | 5 | B | D | EAR99 | N | 85364900 | 1 | 4011209572393 | 0.167 | KG | 75.53 | 73.44 | CP08 | CP08 | Solid-state contactor 1-phase 3RF2 AC 51 / 10 A / 40 Â°C 48-460 V / 110-230 V AC Ring cable connection | Lista Papel 2020 SI | 0 | 0
3RF2310-3AA26 |  | 3RF2310-3AA26 | 1 | UN | 1 | 5 | B | D | EAR99 | N | 85364900 | 1 | 4011209572409 | 0.166 | KG | 93.86 | 91.2 | CP08 | CP08 | Solid-state contactor 1-phase 3RF2 AC 51 / 10 A / 40 Â°C 48-600 V / 110-230 V AC Ring cable connection | Lista Papel 2020 SI | 0 | 0
3RF2320-1AA02 |  | 3RF2320-1AA02 | 1 | UN | 1 | 2 | A | D | EAR99 | N | 85364900 | 1 | 4011209572416 | 0.21 | KG | 66.5 | 64.6 | CP08 | CP08 | Solid-state contactor 1-phase 3RF2 AC 51 / 20 A / 40 Â°C 24-230 V / 24 V DC screw terminal | Lista Papel 2020 SI | 0 | 0
3RF2320-1AA02-0KN0 |  | 3RF2320-1AA02-0KN0 | 1 | UN | 1 | 2 | A | D | EAR99 | N | 85364900 | 1 | 4011209725225 | 0.19 | KG | 70.87 | 70.87 | CP08 | CP08 | Solid-state contactor 1-phase 3RF2 AC 51 / 20 A / 40 Â°C 24-230 V / 24 V DC LP screw terminal Low power consumption | - | 0 | 0
3RF2320-1AA04 |  | 3RF2320-1AA04 | 1 | UN | 1 | 2 | A | D | EAR99 | N | 85364900 | 1 | 4011209572423 | 0.18 | KG | 71.82 | 69.83 | CP08 | CP08 | Solid-state contactor 1-phase 3RF2 AC 51 / 20 A / 40 Â°C 48-460 V / 24 V DC screw terminal | Lista Papel 2020 SI | 0 | 0
3RF2320-1AA06 |  | 3RF2320-1AA06 | 1 | UN | 1 | 2 | A | D | EAR99 | N | 85364900 | 1 | 4011209572430 | 0.185 | KG | 87.97 | 85.5 | CP08 | CP08 | Solid-state contactor 1-phase 3RF2 AC 51 / 20 A / 40 Â°C 48-600 V / 24 V DC screw terminal | Lista Papel 2020 SI | 0 | 0
3RF2320-1AA14 |  | 3RF2320-1AA14 | 1 | UN | 1 | 5 | B | D | EAR99 | N | 85364900 | 1 | 4011209624740 | 0.19 | KG | 74.1 | 72.01 | CP08 | CP08 | Solid-state contactor 1-phase 3RF2 AC 51 / 20 A / 40 Â°C 48-460 V / 24 V AC/DC screw terminal | Lista Papel 2020 SI | 0 | 0
3RF2320-1AA22 |  | 3RF2320-1AA22 | 1 | UN | 1 | 2 | A | D | EAR99 | N | 85364900 | 1 | 4011209572447 | 0.18 | KG | 73.53 | 71.44 | CP08 | CP08 | Solid-state contactor 1-phase 3RF2 AC 51 / 20 A / 40 Â°C 24-230 V / 110-230 V AC screw terminal | Lista Papel 2020 SI | 0 | 0
3RF2320-1AA24 |  | 3RF2320-1AA24 | 1 | UN | 1 | 2 | A | D | EAR99 | N | 85364900 | 1 | 4011209572454 | 0.19 | KG | 79.42 | 77.14 | CP08 | CP08 | Solid-state contactor 1-phase 3RF2 AC 51 / 20 A / 40 Â°C 48-460 V / 110-230 V AC screw terminal | Lista Papel 2020 SI | 0 | 0
3RF2320-1AA26 |  | 3RF2320-1AA26 | 1 | UN | 1 | 5 | B | D | EAR99 | N | 85364900 | 1 | 4011209572461 | 0.19 | KG | 99.75 | 96.9 | CP08 | CP08 | Solid-state contactor 1-phase 3RF2 AC 51 / 20 A / 40 Â°C 48-600 V / 110-230 V AC screw terminal | Lista Papel 2020 SI | 0 | 0
3RF2320-1AA44 |  | 3RF2320-1AA44 | 1 | UN | 1 | 2 | A | D | EAR99 | N | 85364900 | 1 | 4011209612716 | 0.19 | KG | 71.82 | 69.83 | CP08 | CP08 | Solid-state contactor 1-phase 3RF2 AC 51 / 20 A / 40 Â°C 48-460 V / 4-30 V DC screw terminal | Lista Papel 2020 SI | 0 | 0
3RF2320-1AA45 |  | 3RF2320-1AA45 | 1 | UN | 1 | 2 | A | D | EAR99 | N | 85364900 | 1 | 4011209591653 | 0.18 | KG | 74.29 | 72.2 | CP08 | CP08 | Solid-state contactor 1-phase 3RF2 AC 51 / 20 A / 40 Â°C 48-600 V / 4-30 V DC screw terminal Blocking voltage 1200 V | Lista Papel 2020 SI | 0 | 0
3RF2320-1AA65 |  | 3RF2320-1AA65 | 1 | UN | 1 | 0 | A | D | EAR99 | N | 85364900 | 1 | 4011209915374 | 0.192 | KG | 84.55 | 84.55 | CP08 | CP08 | Solid-state contactor 1-phase 3RF2 AC 51 / 20 A / 40 Â°C 48-600 V / 110 V DC screw terminal Blocking voltage 1200 V | - | 0 | 0
3RF2320-1BA02 |  | 3RF2320-1BA02 | 1 | UN | 1 | 2 | A | D | EAR99 | N | 85364900 | 1 | 4011209572478 | 0.18 | KG | 66.5 | 64.6 | CP08 | CP08 | Solid-state contactor 1-phase 3RF2 AC 15 / 12 A / 40 Â°C 24-230 V / 24 V DC Instantaneous switching | Lista Papel 2020 SI | 0 | 0
3RF2320-1BA04 |  | 3RF2320-1BA04 | 1 | UN | 1 | 2 | A | D | EAR99 | N | 85364900 | 1 | 4011209572485 | 0.18 | KG | 71.82 | 69.83 | CP08 | CP08 | Solid-state contactor 1-phase 3RF2 AC 15 / 12 A / 40 Â°C 48-460 V / 24 V DC Instantaneous switching | Lista Papel 2020 SI | 0 | 0
3RF2320-1BA06 |  | 3RF2320-1BA06 | 1 | UN | 1 | 2 | A | D | N | N | 85364900 | 1 | 4011209572836 | 0.2 | KG | 87.97 | 85.5 | CP08 | CP08 | Solid-state contactor 1-phase 3RF2 AC 15 / 12 A / 40 Â°C 48-600 V / 24 V DC Instantaneous switching | Lista Papel 2020 SI | 0 | 0
3RF2320-1BA22 |  | 3RF2320-1BA22 | 1 | UN | 1 | 5 | B | D | N | N | 85364900 | 1 | 4011209572492 | 0.19 | KG | 73.53 | 71.44 | CP08 | CP08 | Solid-state contactor 1-phase 3RF2 AC 15 / 12 A / 40 Â°C 24-230 V / 110-230 V AC Instantaneous switching | Lista Papel 2020 SI | 0 | 0
3RF2320-1BA24 |  | 3RF2320-1BA24 | 1 | UN | 1 | 5 | B | D | N | N | 85364900 | 1 | 4011209572508 | 0.186 | KG | 79.42 | 77.14 | CP08 | CP08 | Solid-state contactor 1-phase 3RF2 AC 15 / 12 A / 40 Â°C 48-460 V / 110-230 V AC Instantaneous switching | Lista Papel 2020 SI | 0 | 0
3RF2320-1BA26 |  | 3RF2320-1BA26 | 1 | UN | 1 | 5 | B | D | N | N | 85364900 | 1 | 4011209572515 | 0.253 | KG | 99.75 | 96.9 | CP08 | CP08 | Solid-state contactor 1-phase 3RF2 AC 15 / 12 A / 40 Â°C 48-600 V / 110-230 V AC Instantaneous switching | Lista Papel 2020 SI | 0 | 0
3RF2320-1BA44 |  | 3RF2320-1BA44 | 1 | UN | 1 | 5 | B | D | EAR99 | N | 85364900 | 1 | 4011209774926 | 0.225 | KG | 71.82 | 69.83 | CP08 | CP08 | Solid-state contactor 1-phase 3RF2 AC 15 / 12 A / 40 Â°C 48-460 V / 4-30 V DC Instantaneous switching | Lista Papel 2020 SI | 0 | 0
3RF2320-1CA02 |  | 3RF2320-1CA02 | 1 | UN | 1 | 5 | B | D | EAR99 | N | 85364900 | 1 | 4011209572560 | 0.186 | KG | 80.94 | 78.66 | CP08 | CP08 | Solid-state contactor 1-phase 3RF2 AC 51 / 20 A / 40 Â°C 24-230 V / 24 V DC low noise | Lista Papel 2020 SI | 0 | 0
3RF2320-1CA04 |  | 3RF2320-1CA04 | 1 | UN | 1 | 5 | B | D | EAR99 | N | 85364900 | 1 | 4011209572577 | 0.19 | KG | 86.74 | 84.27 | CP08 | CP08 | Solid-state contactor 1-phase 3RF2 AC 51 / 20 A / 40 Â°C 48-460 V / 24 V DC low noise | Lista Papel 2020 SI | 0 | 0
3RF2320-1CA22 |  | 3RF2320-1CA22 | 1 | UN | 1 | 5 | B | D | EAR99 | N | 85364900 | 1 | 4011209572584 | 0.25 | KG | 88.35 | 85.88 | CP08 | CP08 | Solid-state contactor 1-phase 3RF2 AC 51 / 20 A / 40 Â°C 24-230 V / 110-230 V AC low noise | Lista Papel 2020 SI | 0 | 0
3RF2320-1CA24 |  | 3RF2320-1CA24 | 1 | UN | 1 | 5 | B | D | EAR99 | N | 85364900 | 1 | 4011209572591 | 0.244 | KG | 94.53 | 91.87 | CP08 | CP08 | Solid-state contactor 1-phase 3RF2 AC 51 / 20 A / 40 Â°C 48-460 V / 110-230 V AC low noise | Lista Papel 2020 SI | 0 | 0
3RF2320-1CA44 |  | 3RF2320-1CA44 | 1 | UN | 1 | 2 | A | D | EAR99 | N | 85364900 | 1 | 4011209591646 | 0.19 | KG | 86.74 | 84.27 | CP08 | CP08 | Solid-state contactor 1-phase 3RF2 AC 51 / 20 A / 40 Â°C 48-460 V / 4-30 V DC low noise | Lista Papel 2020 SI | 0 | 0
3RF2320-1DA02 |  | 3RF2320-1DA02 | 1 | UN | 1 | 2 | A | D | N | N | 85364900 | 1 | 4011209572522 | 0.18 | KG | 82.75 | 82.75 | CP08 | CP08 | Solid-state contactor 1-phase 3RF2 AC 51 / 20 A / 40 Â°C 24-230 V / 24 V DC short circuit-proof with B miniature circuit breaker | - | 0 | 0
3RF2320-1DA02-Z | X95 | 3RF2320-1DA02-ZX95 | 1 | UN | 1 | 0 | A | D | N | N | 85364900 | 80 |  | 0.217 | KG | 82.75 | 82.75 | CP08 | CP08 | Solid-state contactor 1-phase 3RF2 AC 51 / 20 A / 40 Â°C 24-230 V / 24 V DC short circuit-proof with B miniature circuit breaker Reusable packaging 80 units | - | 0 | 0
3RF2320-1DA04 |  | 3RF2320-1DA04 | 1 | UN | 1 | 2 | A | D | EAR99 | N | 85364900 | 1 | 4011209572539 | 0.19 | KG | 89.87 | 89.87 | CP08 | CP08 | Solid-state contactor 1-phase 3RF2 AC 51 / 20 A / 40 Â°C 48-460 V / 24 V DC short circuit-proof with B miniature circuit breaker | - | 0 | 0
3RF2320-1DA22 |  | 3RF2320-1DA22 | 1 | UN | 1 | 5 | B | D | EAR99 | N | 85364900 | 1 | 4011209572546 | 0.2 | KG | 90.16 | 90.16 | CP08 | CP08 | Solid-state contactor 1-phase 3RF2 AC 51 / 20 A / 40 Â°C 24-230 V / 110-230 V AC short circuit-proof with B miniature circuit breaker | - | 0 | 0
3RF2320-1DA24 |  | 3RF2320-1DA24 | 1 | UN | 1 | 5 | B | D | EAR99 | N | 85364900 | 1 | 4011209572553 | 0.2 | KG | 97.85 | 97.85 | CP08 | CP08 | Solid-state contactor 1-phase 3RF2 AC 51 / 20 A / 40 Â°C 48-460 V / 110-230 V AC short circuit-proof with B miniature circuit breaker | - | 0 | 0
3RF2320-1DA44 |  | 3RF2320-1DA44 | 1 | UN | 1 | 2 | A | D | EAR99 | N | 85364900 | 1 | 4011209624733 | 0.19 | KG | 89.87 | 89.87 | CP08 | CP08 | Solid-state contactor 1-phase 3RF2 AC 51 / 20 A / 40 Â°C 48-460 V / 4-30 V DC short circuit-proof with B miniature circuit breaker | - | 0 | 0
3RF2320-2AA02 |  | 3RF2320-2AA02 | 1 | UN | 1 | 2 | A | D | EAR99 | N | 85364900 | 1 | 4011209572607 | 0.2 | KG | 68.69 | 66.79 | CP08 | CP08 | Solid-state contactor 1-phase 3RF2 AC 51 / 20 A / 40 Â°C 24-230 V / 24 V DC Spring-type terminal | Lista Papel 2020 SI | 0 | 0
3RF2320-2AA04 |  | 3RF2320-2AA04 | 1 | UN | 1 | 2 | A | D | EAR99 | N | 85364900 | 1 | 4011209572614 | 0.19 | KG | 74.96 | 72.87 | CP08 | CP08 | Solid-state contactor 1-phase 3RF2 AC 51 / 20 A / 40 Â°C 48-460 V / 24 V DC Spring-type terminal | Lista Papel 2020 SI | 0 | 0
3RF2320-2AA06 |  | 3RF2320-2AA06 | 1 | UN | 1 | 2 | A | D | EAR99 | N | 85364900 | 1 | 4011209572621 | 0.19 | KG | 91.87 | 89.3 | CP08 | CP08 | Solid-state contactor 1-phase 3RF2 AC 51 / 20 A / 40 Â°C 48-600 V / 24 V DC Spring-type terminal | Lista Papel 2020 SI | 0 | 0
3RF2320-2AA22 |  | 3RF2320-2AA22 | 1 | UN | 1 | 5 | B | D | EAR99 | N | 85364900 | 1 | 4011209572638 | 0.184 | KG | 76.57 | 74.39 | CP08 | CP08 | Solid-state contactor 1-phase 3RF2 AC 51 / 20 A / 40 Â°C 24-230 V / 110-230 V AC Spring-type terminal | Lista Papel 2020 SI | 0 | 0
3RF2320-2AA24 |  | 3RF2320-2AA24 | 1 | UN | 1 | 5 | B | D | EAR99 | N | 85364900 | 1 | 4011209572645 | 0.233 | KG | 82.75 | 80.37 | CP08 | CP08 | Solid-state contactor 1-phase 3RF2 AC 51 / 20 A / 40 Â°C 48-460 V / 110-230 V AC Spring-type terminal | Lista Papel 2020 SI | 0 | 0
3RF2320-2AA26 |  | 3RF2320-2AA26 | 1 | UN | 1 | 5 | B | D | EAR99 | N | 85364900 | 1 | 4011209572652 | 0.241 | KG | 103.55 | 100.7 | CP08 | CP08 | Solid-state contactor 1-phase 3RF2 AC 51 / 20 A / 40 Â°C 48-600 V / 110-230 V AC Spring-type terminal | Lista Papel 2020 SI | 0 | 0
3RF2320-2CA02 |  | 3RF2320-2CA02 | 1 | UN | 1 | 5 | B | D | EAR99 | N | 85364900 | 1 | 4011209572683 | 0.184 | KG | 84.17 | 81.8 | CP08 | CP08 | Solid-state contactor 1-phase 3RF2 AC 51 / 20 A / 40 Â°C 24-230 V / 24 V DC low noise | Lista Papel 2020 SI | 0 | 0
3RF2320-2CA04 |  | 3RF2320-2CA04 | 1 | UN | 1 | 5 | B | D | EAR99 | N | 85364900 | 1 | 4011209572690 | 0.19 | KG | 89.87 | 87.31 | CP08 | CP08 | Solid-state contactor 1-phase 3RF2 AC 51 / 20 A / 40 Â°C 48-460 V / 24 V DC low noise | Lista Papel 2020 SI | 0 | 0
3RF2320-2CA22 |  | 3RF2320-2CA22 | 1 | UN | 1 | 5 | B | D | EAR99 | N | 85364900 | 1 | 4011209572706 | 0.238 | KG | 91.96 | 89.4 | CP08 | CP08 | Solid-state contactor 1-phase 3RF2 AC 51 / 20 A / 40 Â°C 24-230 V / 110-230 V AC low noise | Lista Papel 2020 SI | 0 | 0
3RF2320-2CA24 |  | 3RF2320-2CA24 | 1 | UN | 1 | 5 | B | D | EAR99 | N | 85364900 | 1 | 4011209572713 | 0.239 | KG | 97.85 | 95 | CP08 | CP08 | Solid-state contactor 1-phase 3RF2 AC 51 / 20 A / 40 Â°C 48-460 V / 110-230 V AC low noise | Lista Papel 2020 SI | 0 | 0
3RF2320-2DA04 |  | 3RF2320-2DA04 | 1 | UN | 1 | 5 | B | D | EAR99 | N | 85364900 | 1 | 4011209858374 | 0.19 | KG | 90.16 | 90.16 | CP08 | CP08 | Solid-state contactor 1-phase 3RF2 AC 51 / 20 A / 40 Â°C 48-460 V / 24 V DC short circuit-proof with B miniature circuit breaker Spring-type terminal | - | 0 | 0
3RF2320-2DA22 |  | 3RF2320-2DA22 | 1 | UN | 1 | 5 | B | D | EAR99 | N | 85364900 | 1 | 4011209572669 | 0.237 | KG | 94.62 | 94.62 | CP08 | CP08 | Solid-state contactor 1-phase 3RF2 AC 51 / 20 A / 40 Â°C 24-230 V / 110-230 V AC short circuit-proof with B miniature circuit breaker | - | 0 | 0
3RF2320-2DA24 |  | 3RF2320-2DA24 | 1 | UN | 1 | 5 | B | D | EAR99 | N | 85364900 | 1 | 4011209572676 | 0.226 | KG | 102.6 | 102.6 | CP08 | CP08 | Solid-state contactor 1-phase 3RF2 AC 51 / 20 A / 40 Â°C 48-460 V / 110-230 V AC short circuit-proof with B miniature circuit breaker | - | 0 | 0
3RF2320-3AA02 |  | 3RF2320-3AA02 | 1 | UN | 1 | 5 | B | D | EAR99 | N | 85364900 | 1 | 4011209572737 | 0.19 | KG | 66.5 | 64.6 | CP08 | CP08 | Solid-state contactor 1-phase 3RF2 AC 51 / 20 A / 40 Â°C 24-230 V / 24 V DC Ring cable connection | Lista Papel 2020 SI | 0 | 0
3RF2320-3AA04 |  | 3RF2320-3AA04 | 1 | UN | 1 | 5 | B | D | EAR99 | N | 85364900 | 1 | 4011209572744 | 0.19 | KG | 71.82 | 69.83 | CP08 | CP08 | Solid-state contactor 1-phase 3RF2 AC 51 / 20 A / 40 Â°C 48-460 V / 24 V DC Ring cable connection | Lista Papel 2020 SI | 0 | 0
3RF2320-3AA06 |  | 3RF2320-3AA06 | 1 | UN | 1 | 5 | B | D | EAR99 | N | 85364900 | 1 | 4011209572751 | 0.195 | KG | 87.97 | 85.5 | CP08 | CP08 | Solid-state contactor 1-phase 3RF2 AC 51 / 20 A / 40 Â°C 48-600 V / 24 V DC Ring cable connection | Lista Papel 2020 SI | 0 | 0
3RF2320-3AA22 |  | 3RF2320-3AA22 | 1 | UN | 1 | 5 | B | D | EAR99 | N | 85364900 | 1 | 4011209572768 | 0.238 | KG | 73.53 | 71.44 | CP08 | CP08 | Solid-state contactor 1-phase 3RF2 AC 51 / 20 A / 40 Â°C 24-230 V / 110-230 V AC Ring cable connection | Lista Papel 2020 SI | 0 | 0
3RF2320-3AA24 |  | 3RF2320-3AA24 | 1 | UN | 1 | 5 | B | D | EAR99 | N | 85364900 | 1 | 4011209572775 | 0.24 | KG | 79.42 | 77.14 | CP08 | CP08 | Solid-state contactor 1-phase 3RF2 AC 51 / 20 A / 40 Â°C 48-460 V / 110-230 V AC Ring cable connection | Lista Papel 2020 SI | 0 | 0
3RF2320-3AA26 |  | 3RF2320-3AA26 | 1 | UN | 1 | 5 | B | D | EAR99 | N | 85364900 | 1 | 4011209572782 | 0.237 | KG | 99.75 | 96.9 | CP08 | CP08 | Solid-state contactor 1-phase 3RF2 AC 51 / 20 A / 40 Â°C 48-600 V / 110-230 V AC Ring cable connection | Lista Papel 2020 SI | 0 | 0
3RF2320-3AA44 |  | 3RF2320-3AA44 | 1 | UN | 1 | 5 | B | D | EAR99 | N | 85364900 | 1 | 4011209647763 | 0.187 | KG | 71.82 | 69.83 | CP08 | CP08 | Solid-state contactor 1-phase 3RF2 AC 51 / 20 A / 40 Â°C 48-460 V / 4-30 V DC Ring cable connection | Lista Papel 2020 SI | 0 | 0
3RF2320-3DA02 |  | 3RF2320-3DA02 | 1 | UN | 1 | 5 | B | D | N | N | 85364900 | 1 | 4011209572799 | 0.239 | KG | 82.75 | 82.75 | CP08 | CP08 | Solid-state contactor 1-phase 3RF2 AC 51 / 20 A / 40 Â°C 24-230 V / 24 V DC short circuit-proof with B miniature circuit breaker | - | 0 | 0
3RF2320-3DA04 |  | 3RF2320-3DA04 | 1 | UN | 1 | 5 | B | D | EAR99 | N | 85364900 | 1 | 4011209572805 | 0.243 | KG | 89.87 | 89.87 | CP08 | CP08 | Solid-state contactor 1-phase 3RF2 AC 51 / 20 A / 40 Â°C 48-460 V / 24 V DC short circuit-proof with B miniature circuit breaker | - | 0 | 0
3RF2320-3DA22 |  | 3RF2320-3DA22 | 1 | UN | 1 | 5 | B | D | EAR99 | N | 85364900 | 1 | 4011209572812 | 0.22 | KG | 90.16 | 90.16 | CP08 | CP08 | Solid-state contactor 1-phase 3RF2 AC 51 / 20 A / 40 Â°C 24-230 V / 110-230 V AC short circuit-proof with B miniature circuit breaker | - | 0 | 0
3RF2320-3DA24 |  | 3RF2320-3DA24 | 1 | UN | 1 | 5 | B | D | EAR99 | N | 85364900 | 1 | 4011209572829 | 0.23 | KG | 97.85 | 97.85 | CP08 | CP08 | Solid-state contactor 1-phase 3RF2 AC 51 / 20 A / 40 Â°C 48-460 V / 110-230 V AC short circuit-proof with B miniature circuit breaker | - | 0 | 0
3RF2330-1AA02 |  | 3RF2330-1AA02 | 1 | UN | 1 | 2 | A | D | EAR99 | N | 85364900 | 1 | 4011209572843 | 0.3 | KG | 71.35 | 69.35 | CP08 | CP08 | Solid-state contactor 1-phase 3RF2 AC 51 / 30 A / 40 Â°C 24-230 V / 24 V DC screw terminal | Lista Papel 2020 SI | 0 | 0
3RF2330-1AA04 |  | 3RF2330-1AA04 | 1 | UN | 1 | 2 | A | D | EAR99 | N | 85364900 | 1 | 4011209572850 | 0.3 | KG | 77.43 | 75.24 | CP08 | CP08 | Solid-state contactor 1-phase 3RF2 AC 51 / 30 A / 40 Â°C 48-460 V / 24 V DC screw terminal | Lista Papel 2020 SI | 0 | 0
3RF2330-1AA06 |  | 3RF2330-1AA06 | 1 | UN | 1 | 2 | A | D | EAR99 | N | 85364900 | 1 | 4011209572867 | 0.3 | KG | 95.95 | 93.1 | CP08 | CP08 | Solid-state contactor 1-phase 3RF2 AC 51 / 30 A / 40 Â°C 48-600 V / 24 V DC screw terminal | Lista Papel 2020 SI | 0 | 0
3RF2330-1AA14 |  | 3RF2330-1AA14 | 1 | UN | 1 | 2 | A | D | EAR99 | N | 85364900 | 1 | 4011209624757 | 0.3 | KG | 79.8 | 77.52 | CP08 | CP08 | Solid-state contactor 1-phase 3RF2 AC 51 / 30 A / 40 Â°C 48-460 V / 24 V AC/DC screw terminal | Lista Papel 2020 SI | 0 | 0
3RF2330-1AA22 |  | 3RF2330-1AA22 | 1 | UN | 1 | 2 | A | D | EAR99 | N | 85364900 | 1 | 4011209572874 | 0.3 | KG | 79.04 | 76.86 | CP08 | CP08 | Solid-state contactor 1-phase 3RF2 AC 51 / 30 A / 40 Â°C 24-230 V / 110-230 V AC screw terminal | Lista Papel 2020 SI | 0 | 0
3RF2330-1AA24 |  | 3RF2330-1AA24 | 1 | UN | 1 | 2 | A | D | EAR99 | N | 85364900 | 1 | 4011209572881 | 0.3 | KG | 85.12 | 82.75 | CP08 | CP08 | Solid-state contactor 1-phase 3RF2 AC 51/ 30 A / 40 Â°C 48-460 V / 110-230 V AC screw terminal | Lista Papel 2020 SI | 0 | 0
3RF2330-1AA25 |  | 3RF2330-1AA25 | 1 | UN | 1 | 5 | B | D | EAR99 | N | 85364900 | 1 | 4011209899223 | 0.31 | KG | 95.95 | 95.95 | CP08 | CP08 | Solid-state contactor 1-phase 3RF2 AC 51 / 30 A / 40 Â°C 48-600 V / 110-230 V AC screw terminal Blocking voltage 1200 V | - | 0 | 0
3RF2330-1AA26 |  | 3RF2330-1AA26 | 1 | UN | 1 | 5 | B | D | EAR99 | N | 85364900 | 1 | 4011209572898 | 0.3 | KG | 108.3 | 105.45 | CP08 | CP08 | Solid-state contactor 1-phase 3RF2 AC 51 / 30 A / 40 Â°C 48-600 V / 110-230 V AC screw terminal | Lista Papel 2020 SI | 0 | 0
3RF2330-1AA44 |  | 3RF2330-1AA44 | 1 | UN | 1 | 2 | A | D | EAR99 | N | 85364900 | 1 | 4011209624764 | 0.32 | KG | 77.24 | 75.05 | CP08 | CP08 | Solid-state contactor 1-phase 3RF2 AC 51 / 30 A / 40 Â°C 48-460 V / 4-30 V DC screw terminal | Lista Papel 2020 SI | 0 | 0
3RF2330-1AA45 |  | 3RF2330-1AA45 | 1 | UN | 1 | 2 | A | D | EAR99 | N | 85364900 | 1 | 4011209664838 | 0.3 | KG | 84.08 | 84.08 | CP08 | CP08 | Solid-state contactor 1-phase 3RF2 AC 51 / 30 A / 40 Â°C 48-600 V / 4-30 V DC screw terminal Blocking voltage 1200 V | - | 0 | 0
3RF2330-1BA02 |  | 3RF2330-1BA02 | 1 | UN | 1 | 5 | B | D | EAR99 | N | 85364900 | 1 | 4011209572904 | 0.3 | KG | 71.35 | 69.35 | CP08 | CP08 | Solid-state contactor 1-phase 3RF2 AC 15 / 15 A / 40 Â°C 24-230 V / 24 V DC Instantaneous switching | Lista Papel 2020 SI | 0 | 0
3RF2330-1BA04 |  | 3RF2330-1BA04 | 1 | UN | 1 | 2 | A | D | EAR99 | N | 85364900 | 1 | 4011209572911 | 0.3 | KG | 77.43 | 75.24 | CP08 | CP08 | Solid-state contactor 1-phase 3RF2 AC 15 / 15 A / 40 Â°C 48-460 V / 24 V DC screw terminal Instantaneous switching | Lista Papel 2020 SI | 0 | 0
3RF2330-1BA06 |  | 3RF2330-1BA06 | 1 | UN | 1 | 5 | B | D | N | N | 85364900 | 1 | 4011209572928 | 0.445 | KG | 95.95 | 93.1 | CP08 | CP08 | Solid-state contactor 1-phase 3RF2 AC 15 / 15 A / 40 Â°C 48-600 V / 24 V DC Instantaneous switching | Lista Papel 2020 SI | 0 | 0
3RF2330-1BA22 |  | 3RF2330-1BA22 | 1 | UN | 1 | 5 | B | D | N | N | 85364900 | 1 | 4011209572935 | 0.3 | KG | 79.04 | 76.86 | CP08 | CP08 | Solid-state contactor 1-phase 3RF2 AC 15 / 15 A / 40 Â°C 24-230 V / 110-230 V AC Instantaneous switching | Lista Papel 2020 SI | 0 | 0
3RF2330-1BA24 |  | 3RF2330-1BA24 | 1 | UN | 1 | 5 | B | D | N | N | 85364900 | 1 | 4011209572942 | 0.4 | KG | 85.12 | 82.75 | CP08 | CP08 | Solid-state contactor 1-phase 3RF2 AC 15 / 15 A / 40 Â°C 48-460 V / 110-230 V AC Instantaneous switching | Lista Papel 2020 SI | 0 | 0
3RF2330-1BA26 |  | 3RF2330-1BA26 | 1 | UN | 1 | 5 | B | D | N | N | 85364900 | 1 | 4011209572959 | 0.3 | KG | 108.3 | 105.45 | CP08 | CP08 | Solid-state contactor 1-phase 3RF2 AC 15 / 15 A / 40 Â°C 48-600 V / 110-230 V AC Instantaneous switching | Lista Papel 2020 SI | 0 | 0
3RF2330-1BA44 |  | 3RF2330-1BA44 | 1 | UN | 1 | 5 | B | D | EAR99 | N | 85364900 | 1 | 4011209656857 | 0.3 | KG | 77.43 | 75.24 | CP08 | CP08 | Solid-state contactor 1-phase 3RF2 AC 15 / 15 A / 40 Â°C 48-460 V / 4-30 V DC screw terminal Instantaneous switching | Lista Papel 2020 SI | 0 | 0
3RF2330-1CA02 |  | 3RF2330-1CA02 | 1 | UN | 1 | 5 | B | D | EAR99 | N | 85364900 | 1 | 4011209675292 | 0.407 | KG | 85.69 | 83.32 | CP08 | CP08 | Solid-state contactor 1-phase 3RF2 AC 51 / 30 A / 40 Â°C 24-230 V / 24 V DC low noise | Lista Papel 2020 SI | 0 | 0
3RF2330-1DA04-0KN0 |  | 3RF2330-1DA04-0KN0 | 1 | UN | 1 | 5 | B | D | EAR99 | N | 85364900 | 1 | 4011209778306 | 0.236 | KG | 110.2 | 110.2 | CP08 | CP08 | Solid-state contactor 1-phase 3RF2 AC 51 / 30 A / 40 Â°C 48-460 V / 24 V DC low power short circuit-proof up to 25 A with B miniature circuit breaker | - | 0 | 0
3RF2330-1DA06 |  | 3RF2330-1DA06 | 1 | UN | 1 | 5 | B | D | EAR99 | N | 85364900 | 1 | 4047621064888 | 0.193 | KG | 111.15 | 111.15 | CP08 | CP08 | Solid-state contactor 1-phase 3RF2 AC 51 / 30 A / 40 Â°C 48-600 V / 24 V DC short circuit-proof up to 25 A with B miniature circuit breaker |  | 0 | 0
3RF2330-1DA44 |  | 3RF2330-1DA44 | 1 | UN | 1 | 2 | A | D | EAR99 | N | 85364900 | 1 | 4011209641518 | 0.19 | KG | 106.4 | 106.4 | CP08 | CP08 | Solid-state contactor 1-phase 3RF2 AC 51 / 30 A / 40 Â°C 48-460 V / 4-30 V DC short circuit-proof up to 25 A with B miniature circuit breaker | - | 0 | 0
3RF2330-1DA44-1KM0 |  | 3RF2330-1DA44-1KM0 | 1 | UN | 1 | 2 | A | D | EAR99 | N | 85364900 | 80 | 4011209793460 | 0.161 | KG | 106.4 | 106.4 | CP08 | CP08 | Solid-state contactor 1-phase 3RF2 AC 51 / 30 A / 40 Â°C 48-460 V / 4-30 V DC short circuit-proof up to 25 A with B miniature circuit breaker Reusable packaging | - | 0 | 3
3RF2330-2DA64 |  | 3RF2330-2DA64 | 1 | UN | 1 | 0 | A | D | EAR99 | N | 85364900 | 1 | 4011209915381 | 0.2 | KG | 114 | 114 | CP08 | CP08 | Solid-state contactor 1-phase 3RF2 AC 51 / 30 A / 40 Â°C 48-460 V / 110 V DC short circuit-proof up to 25 A with B miniature circuit breaker spring-type connection system | - | 0 | 0
3RF2330-3AA02 |  | 3RF2330-3AA02 | 1 | UN | 1 | 5 | B | D | EAR99 | N | 85364900 | 1 | 4011209572966 | 0.3 | KG | 71.35 | 69.35 | CP08 | CP08 | Solid-state contactor 1-phase 3RF2 AC 51 / 30 A / 40 Â°C 24-230 V / 24 V DC Ring cable connection | Lista Papel 2020 SI | 0 | 0
3RF2330-3AA04 |  | 3RF2330-3AA04 | 1 | UN | 1 | 2 | A | D | EAR99 | N | 85364900 | 1 | 4011209572973 | 0.3 | KG | 77.43 | 75.24 | CP08 | CP08 | Solid-state contactor 1-phase 3RF2 AC 51 / 30 A / 40 Â°C 48-460 V / 24 V DC Ring cable connection | Lista Papel 2020 SI | 0 | 0
3RF2330-3AA06 |  | 3RF2330-3AA06 | 1 | UN | 1 | 5 | B | D | EAR99 | N | 85364900 | 1 | 4011209572980 | 0.311 | KG | 95.95 | 93.1 | CP08 | CP08 | Solid-state contactor 1-phase 3RF2 AC 51 / 30 A / 40 Â°C 48-600 V / 24 V DC Ring cable connection | Lista Papel 2020 SI | 0 | 0
3RF2330-3AA22 |  | 3RF2330-3AA22 | 1 | UN | 1 | 5 | B | D | EAR99 | N | 85364900 | 1 | 4011209572997 | 0.403 | KG | 79.04 | 76.86 | CP08 | CP08 | Solid-state contactor 1-phase 3RF2 AC 51 / 30 A / 40 Â°C 24-230 V / 110-230 V AC Ring cable connection | Lista Papel 2020 SI | 0 | 0
3RF2330-3AA24 |  | 3RF2330-3AA24 | 1 | UN | 1 | 5 | B | D | EAR99 | N | 85364900 | 1 | 4011209573000 | 0.409 | KG | 85.12 | 82.75 | CP08 | CP08 | Solid-state contactor 1-phase 3RF2 AC 51 / 30 A / 40 Â°C 48-460 V / 110-230 V AC Ring cable connection | Lista Papel 2020 SI | 0 | 0
3RF2330-3AA26 |  | 3RF2330-3AA26 | 1 | UN | 1 | 5 | B | D | EAR99 | N | 85364900 | 1 | 4011209573017 | 0.405 | KG | 108.3 | 105.45 | CP08 | CP08 | Solid-state contactor 1-phase 3RF2 AC 51 / 30 A / 40 Â°C 48-600 V / 110-230 V AC Ring cable connection | Lista Papel 2020 SI | 0 | 0
3RF2330-3AA44 |  | 3RF2330-3AA44 | 1 | UN | 1 | 5 | B | D | EAR99 | N | 85364900 | 1 | 4011209647770 | 0.3 | KG | 77.43 | 75.24 | CP08 | CP08 | Solid-state contactor 1-phase 3RF2 AC 51 / 30 A / 40 Â°C 48-460 V / 4-30 V DC Ring cable connection | Lista Papel 2020 SI | 0 | 0
3RF2340-1AA02 |  | 3RF2340-1AA02 | 1 | UN | 1 | 2 | A | D | N | N | 85364900 | 1 | 4011209573031 | 0.44 | KG | 82.84 | 80.47 | CP08 | CP08 | Solid-state contactor 1-phase 3RF2 AC 51 / 40 A / 40 Â°C 24-230 V / 24 V DC screw terminal | Lista Papel 2020 SI | 0 | 0
3RF2340-1AA04 |  | 3RF2340-1AA04 | 1 | UN | 1 | 2 | A | D | EAR99 | N | 85364900 | 1 | 4011209573048 | 0.47 | KG | 89.78 | 87.21 | CP08 | CP08 | Solid-state contactor 1-phase 3RF2 AC 51 / 40 A / 40 Â°C 48-460 V / 24 V DC screw terminal | Lista Papel 2020 SI | 0 | 0
3RF2340-1AA06 |  | 3RF2340-1AA06 | 1 | UN | 1 | 5 | B | D | EAR99 | N | 85364900 | 1 | 4011209573055 | 0.48 | KG | 111.15 | 108.3 | CP08 | CP08 | Solid-state contactor 1-phase 3RF2 AC 51 / 40 A / 40 Â°C 48-600 V / 24 V DC screw terminal | Lista Papel 2020 SI | 0 | 0
3RF2340-1AA14 |  | 3RF2340-1AA14 | 1 | UN | 1 | 5 | B | D | EAR99 | N | 85364900 | 1 | 4011209677463 | 0.48 | KG | 92.82 | 90.16 | CP08 | CP08 | Solid-state contactor 1-phase 3RF2 AC 51 / 40 A / 40 Â°C 48-460 V / 24 V AC/DC screw terminal | Lista Papel 2020 SI | 0 | 0
3RF2340-1AA22 |  | 3RF2340-1AA22 | 1 | UN | 1 | 5 | B | D | EAR99 | N | 85364900 | 1 | 4011209573062 | 0.45 | KG | 90.92 | 88.35 | CP08 | CP08 | Solid-state contactor 1-phase 3RF2 AC 51 / 40 A / 40 Â°C 24-230 V / 110-230 V AC screw terminal | Lista Papel 2020 SI | 0 | 0
3RF2340-1AA24 |  | 3RF2340-1AA24 | 1 | UN | 1 | 2 | A | D | EAR99 | N | 85364900 | 1 | 4011209573079 | 0.48 | KG | 98.8 | 95.95 | CP08 | CP08 | Solid-state contactor 1-phase 3RF2 AC 51 / 40 A / 40 Â°C 48-460 V / 110-230 V AC screw terminal | Lista Papel 2020 SI | 0 | 0
3RF2340-1AA26 |  | 3RF2340-1AA26 | 1 | UN | 1 | 5 | B | D | EAR99 | N | 85364900 | 1 | 4011209573086 | 0.48 | KG | 125.4 | 121.6 | CP08 | CP08 | Solid-state contactor 1-phase 3RF2 AC 51 / 40 A / 40 Â°C 48-600 V / 110-230 V AC screw terminal | Lista Papel 2020 SI | 0 | 0
3RF2340-1AA45 |  | 3RF2340-1AA45 | 1 | UN | 1 | 2 | A | D | EAR99 | N | 85364900 | 1 | 4011209652620 | 0.44 | KG | 100.7 | 97.85 | CP08 | CP08 | Solid-state contactor 1-phase 3RF2 AC 51 / 40 A / 40 Â°C 48-600 V / 4-30 V DC screw terminal Blocking voltage 1200 V | Lista Papel 2020 SI | 0 | 0
3RF2340-1BA02 |  | 3RF2340-1BA02 | 1 | UN | 1 | 5 | B | D | EAR99 | N | 85364900 | 1 | 4011209573109 | 0.48 | KG | 82.84 | 80.47 | CP08 | CP08 | Solid-state contactor 1-phase 3RF2 AC 15 / 20 A / 40 Â°C 24-230 V / 24 V DC Instantaneous switching | Lista Papel 2020 SI | 0 | 0
3RF2340-1BA04 |  | 3RF2340-1BA04 | 1 | UN | 1 | 5 | B | D | EAR99 | N | 85364900 | 1 | 4011209573116 | 0.446 | KG | 89.78 | 87.21 | CP08 | CP08 | Solid-state contactor 1-phase 3RF2 AC 15 / 20 A / 40 Â°C 48-460 V / 24 V DC Instantaneous switching | Lista Papel 2020 SI | 0 | 0
3RF2340-1BA06 |  | 3RF2340-1BA06 | 1 | UN | 1 | 5 | B | D | N | N | 85364900 | 1 | 4011209573123 | 0.48 | KG | 111.15 | 108.3 | CP08 | CP08 | Solid-state contactor 1-phase 3RF2 AC 15 / 20 A / 40 Â°C 48-600 V / 24 V DC Instantaneous switching | Lista Papel 2020 SI | 0 | 0
3RF2340-1BA22 |  | 3RF2340-1BA22 | 1 | UN | 1 | 5 | B | D | N | N | 85364900 | 1 | 4011209573130 | 0.47 | KG | 90.92 | 88.35 | CP08 | CP08 | Solid-state contactor 1-phase 3RF2 AC 15 / 20 A / 40 Â°C 24-230 V / 110-230 V AC Instantaneous switching | Lista Papel 2020 SI | 0 | 0
3RF2340-1BA24 |  | 3RF2340-1BA24 | 1 | UN | 1 | 5 | B | D | N | N | 85364900 | 1 | 4011209573147 | 0.561 | KG | 98.8 | 95.95 | CP08 | CP08 | Solid-state contactor 1-phase 3RF2 AC 15 / 20 A / 40 Â°C 48-460 V / 110-230 V AC Instantaneous switching | Lista Papel 2020 SI | 0 | 0
3RF2340-1BA26 |  | 3RF2340-1BA26 | 1 | UN | 1 | 5 | B | D | N | N | 85364900 | 1 | 4011209573161 | 0.555 | KG | 125.4 | 121.6 | CP08 | CP08 | Solid-state contactor 1-phase 3RF2 AC 15 / 20 A / 40 Â°C 48-600 V / 110-230 V AC Instantaneous switching | Lista Papel 2020 SI | 0 | 0
3RF2340-1DA04-0KN0 |  | 3RF2340-1DA04-0KN0 | 1 | UN | 1 | 5 | B | D | EAR99 | N | 85364900 | 1 | 4011209778955 | 0.3 | KG | 126.35 | 126.35 | CP08 | CP08 | Solid-state contactor 1-phase 3RF2 AC 51 / 40 A / 40 Â°C 48-460 V / 24 V DC low power short circuit-proof up to 25 A with B miniature circuit breaker | - | 0 | 0
3RF2340-3AA02 |  | 3RF2340-3AA02 | 1 | UN | 1 | 5 | B | D | N | N | 85364900 | 1 | 4011209573178 | 0.47 | KG | 82.84 | 80.47 | CP08 | CP08 | Solid-state contactor 1-phase 3RF2 AC 51 / 40 A / 40 Â°C 24-230 V / 24 V DC Ring cable connection | Lista Papel 2020 SI | 0 | 0
3RF2340-3AA04 |  | 3RF2340-3AA04 | 1 | UN | 1 | 5 | B | D | EAR99 | N | 85364900 | 1 | 4011209573185 | 0.47 | KG | 89.78 | 87.21 | CP08 | CP08 | Solid-state contactor 1-phase 3RF2 AC 51 / 40 A / 40 Â°C 48-460 V / 24 V DC Ring cable connection | Lista Papel 2020 SI | 0 | 0
3RF2340-3AA06 |  | 3RF2340-3AA06 | 1 | UN | 1 | 5 | B | D | EAR99 | N | 85364900 | 1 | 4011209573192 | 0.47 | KG | 111.15 | 108.3 | CP08 | CP08 | Solid-state contactor 1-phase 3RF2 AC 51 / 40 A / 40 Â°C 48-600 V / 24 V DC Ring cable connection | Lista Papel 2020 SI | 0 | 0
3RF2340-3AA22 |  | 3RF2340-3AA22 | 1 | UN | 1 | 5 | B | D | EAR99 | N | 85364900 | 1 | 4011209573208 | 0.545 | KG | 90.92 | 88.35 | CP08 | CP08 | Solid-state contactor 1-phase 3RF2 AC 51 / 40 A / 40 Â°C 24-230 V / 110-230 V AC Ring cable connection | Lista Papel 2020 SI | 0 | 0
3RF2340-3AA24 |  | 3RF2340-3AA24 | 1 | UN | 1 | 5 | B | D | EAR99 | N | 85364900 | 1 | 4011209573215 | 0.553 | KG | 98.8 | 95.95 | CP08 | CP08 | Solid-state contactor 1-phase 3RF2 AC 51 / 40 A / 40 Â°C 48-460 V / 110-230 V AC Ring cable connection | Lista Papel 2020 SI | 0 | 0
3RF2340-3AA26 |  | 3RF2340-3AA26 | 1 | UN | 1 | 5 | B | D | EAR99 | N | 85364900 | 1 | 4011209573222 | 0.59 | KG | 125.4 | 121.6 | CP08 | CP08 | Solid-state contactor 1-phase 3RF2 AC 51 / 40 A / 40 Â°C 48-600 V / 110-230 V AC Ring cable connection | Lista Papel 2020 SI | 0 | 0
3RF2340-3AA45 |  | 3RF2340-3AA45 | 1 | UN | 1 | 5 | B | D | EAR99 | N | 85364900 | 1 | 4011209642089 | 0.48 | KG | 100.7 | 97.85 | CP08 | CP08 | Solid-state contactor 1-phase 3RF2 AC 51 / 40 A / 40 Â°C 48-600 V / 4-30 V DC Ring cable connection Blocking voltage 1200 V | Lista Papel 2020 SI | 0 | 0
3RF2350-1AA02 |  | 3RF2350-1AA02 | 1 | UN | 1 | 2 | A | D | N | N | 85364900 | 1 | 4011209573239 | 0.47 | KG | 96.9 | 94.34 | CP08 | CP08 | Solid-state contactor 1-phase 3RF2 AC 51 / 50 A / 40 Â°C 24-230 V / 24 V DC screw terminal | Lista Papel 2020 SI | 0 | 0
3RF2350-1AA04 |  | 3RF2350-1AA04 | 1 | UN | 1 | 2 | A | D | N | N | 85364900 | 1 | 4011209573246 | 0.47 | KG | 105.45 | 102.6 | CP08 | CP08 | Solid-state contactor 1-phase 3RF2 AC 51 / 50 A / 40 Â°C 48-460 V / 24 V DC screw terminal | Lista Papel 2020 SI | 0 | 0
3RF2350-1AA06 |  | 3RF2350-1AA06 | 1 | UN | 1 | 5 | B | D | EAR99 | N | 85364900 | 1 | 4011209573253 | 0.47 | KG | 128.25 | 124.45 | CP08 | CP08 | Solid-state contactor 1-phase 3RF2 AC 51 / 50 A / 40 Â°C 48-600 V / 24 V DC screw terminal | Lista Papel 2020 SI | 0 | 0
3RF2350-1AA14 |  | 3RF2350-1AA14 | 1 | UN | 1 | 5 | B | D | EAR99 | N | 85364900 | 1 | 4011209677470 | 0.47 | KG | 109.25 | 106.4 | CP08 | CP08 | Solid-state contactor 1-phase 3RF2 AC 51 / 50 A / 40 Â°C 48-460 V / 24 V AC/DC screw terminal | Lista Papel 2020 SI | 0 | 0
3RF2350-1AA22 |  | 3RF2350-1AA22 | 1 | UN | 1 | 2 | A | D | EAR99 | N | 85364900 | 1 | 4011209573260 | 0.598 | KG | 105.45 | 102.6 | CP08 | CP08 | Solid-state contactor 1-phase 3RF2 AC 51 / 50 A / 40 Â°C 24-230 V / 110-230 V AC screw terminal | Lista Papel 2020 SI | 0 | 0
3RF2350-1AA24 |  | 3RF2350-1AA24 | 1 | UN | 1 | 2 | A | D | EAR99 | N | 85364900 | 1 | 4011209573277 | 0.48 | KG | 114 | 111.15 | CP08 | CP08 | Solid-state contactor 1-phase 3RF2 AC 51 / 50 A / 40 Â°C 48-460 V / 110-230 V AC screw terminal | Lista Papel 2020 SI | 0 | 0
3RF2350-1AA26 |  | 3RF2350-1AA26 | 1 | UN | 1 | 5 | B | D | EAR99 | N | 85364900 | 1 | 4011209573284 | 0.549 | KG | 141.55 | 137.75 | CP08 | CP08 | Solid-state contactor 1-phase 3RF2 AC 51 / 50 A / 40 Â°C 48-600 V / 110-230 V AC screw terminal | Lista Papel 2020 SI | 0 | 0
3RF2350-1AA45 |  | 3RF2350-1AA45 | 1 | UN | 1 | 2 | A | D | EAR99 | N | 85364900 | 1 | 4011209591660 | 0.455 | KG | 125.4 | 121.6 | CP08 | CP08 | Solid-state contactor 1-phase 3RF2 AC 51 / 50 A / 40 Â°C 48-600 V / 4-30 V DC screw terminal Blocking voltage 1200 V | Lista Papel 2020 SI | 0 | 0
3RF2350-1BA02 |  | 3RF2350-1BA02 | 1 | UN | 1 | 5 | B | D | EAR99 | N | 85364900 | 1 | 4011209573291 | 0.47 | KG | 96.9 | 94.34 | CP08 | CP08 | Solid-state contactor 1-phase 3RF2 AC 15 / 25 A / 40 Â°C 24-230 V / 24 V DC Instantaneous switching | Lista Papel 2020 SI | 0 | 0
3RF2350-1BA04 |  | 3RF2350-1BA04 | 1 | UN | 1 | 5 | B | D | EAR99 | N | 85364900 | 1 | 4011209573307 | 0.47 | KG | 105.45 | 102.6 | CP08 | CP08 | Solid-state contactor 1-phase 3RF2 AC 15 / 25 A / 40 Â°C 48-460 V / 24 V DC Instantaneous switching | Lista Papel 2020 SI | 0 | 0
3RF2350-1BA06 |  | 3RF2350-1BA06 | 1 | UN | 1 | 5 | B | D | N | N | 85364900 | 1 | 4011209573314 | 0.47 | KG | 128.25 | 124.45 | CP08 | CP08 | Solid-state contactor 1-phase 3RF2 AC 15 / 25 A / 40 Â°C 48-600 V / 24 V DC Instantaneous switching | Lista Papel 2020 SI | 0 | 0
3RF2350-1BA22 |  | 3RF2350-1BA22 | 1 | UN | 1 | 5 | B | D | N | N | 85364900 | 1 | 4011209573321 | 0.571 | KG | 105.45 | 102.6 | CP08 | CP08 | Solid-state contactor 1-phase 3RF2 AC 15 / 25 A / 40 Â°C 24-230 V / 110-230 V AC Instantaneous switching | Lista Papel 2020 SI | 0 | 0
3RF2350-1BA24 |  | 3RF2350-1BA24 | 1 | UN | 1 | 5 | B | D | N | N | 85364900 | 1 | 4011209573338 | 0.443 | KG | 114 | 111.15 | CP08 | CP08 | Solid-state contactor 1-phase 3RF2 AC 15 / 25 A / 40 Â°C 48-460 V / 110-230 V AC Instantaneous switching | Lista Papel 2020 SI | 0 | 0
3RF2350-1BA26 |  | 3RF2350-1BA26 | 1 | UN | 1 | 5 | B | D | N | N | 85364900 | 1 | 4011209573345 | 0.558 | KG | 141.55 | 137.75 | CP08 | CP08 | Solid-state contactor 1-phase 3RF2 AC 15 / 25 A / 40 Â°C 48-600 V / 110-230 V AC Instantaneous switching | Lista Papel 2020 SI | 0 | 0
3RF2350-1BA44 |  | 3RF2350-1BA44 | 1 | UN | 1 | 5 | B | D | EAR99 | N | 85364900 | 1 | 4011209624771 | 0.47 | KG | 105.45 | 102.6 | CP08 | CP08 | Solid-state contactor 1-phase 3RF2 AC 15 / 25 A / 40 Â°C 48-460 V / 4-30 V DC Instantaneous switching | Lista Papel 2020 SI | 0 | 0
3RF2350-3AA02 |  | 3RF2350-3AA02 | 1 | UN | 1 | 5 | B | D | N | N | 85364900 | 1 | 4011209573352 | 0.46 | KG | 96.9 | 94.34 | CP08 | CP08 | Solid-state contactor 1-phase 3RF2 AC 51 / 50 A / 40 Â°C 24-230 V / 24 V DC Ring cable connection | Lista Papel 2020 SI | 0 | 0
3RF2350-3AA04 |  | 3RF2350-3AA04 | 1 | UN | 1 | 2 | A | D | N | N | 85364900 | 1 | 4011209573369 | 0.48 | KG | 105.45 | 102.6 | CP08 | CP08 | Solid-state contactor 1-phase 3RF2 AC 51 / 50 A / 40 Â°C 48-460 V / 24 V DC Ring cable connection | Lista Papel 2020 SI | 0 | 0
3RF2350-3AA06 |  | 3RF2350-3AA06 | 1 | UN | 1 | 5 | B | D | EAR99 | N | 85364900 | 1 | 4011209573376 | 0.46 | KG | 128.25 | 124.45 | CP08 | CP08 | Solid-state contactor 1-phase 3RF2 AC 51 / 50 A / 40 Â°C 48-600 V / 24 V DC Ring cable connection | Lista Papel 2020 SI | 0 | 0
3RF2350-3AA22 |  | 3RF2350-3AA22 | 1 | UN | 1 | 5 | B | D | EAR99 | N | 85364900 | 1 | 4011209573383 | 0.47 | KG | 105.45 | 102.6 | CP08 | CP08 | Solid-state contactor 1-phase 3RF2 AC 51 / 50 A / 40 Â°C 24-230 V / 110-230 V AC Ring cable connection | Lista Papel 2020 SI | 0 | 0
3RF2350-3AA24 |  | 3RF2350-3AA24 | 1 | UN | 1 | 5 | B | D | EAR99 | N | 85364900 | 1 | 4011209573390 | 0.48 | KG | 114 | 111.15 | CP08 | CP08 | Solid-state contactor 1-phase 3RF2 AC 51 / 50 A / 40 Â°C 48-460 V / 110-230 V AC Ring cable connection | Lista Papel 2020 SI | 0 | 0
3RF2350-3AA26 |  | 3RF2350-3AA26 | 1 | UN | 1 | 5 | B | D | EAR99 | N | 85364900 | 1 | 4011209573406 | 0.584 | KG | 141.55 | 137.75 | CP08 | CP08 | Solid-state contactor 1-phase 3RF2 AC 51 / 50 A / 40 Â°C 48-600 V / 110-230 V AC Ring cable connection | Lista Papel 2020 SI | 0 | 0
3RF2350-3AA44 |  | 3RF2350-3AA44 | 1 | UN | 1 | 5 | B | D | N | N | 85364900 | 1 | 4011209647787 | 0.48 | KG | 105.45 | 102.6 | CP08 | CP08 | Solid-state contactor 1-phase 3RF2 AC 51 / 50 A / 40 Â°C 48-460 V / 4-30 V DC Ring cable connection | Lista Papel 2020 SI | 0 | 0
3RF2370-1BA02 |  | 3RF2370-1BA02 | 1 | UN | 1 | 5 | B | D | N | N | 85364900 | 1 | 4011209573413 | 0.68 | KG | 154.85 | 150.1 | CP08 | CP08 | Solid-state contactor 1-phase 3RF2 AC 15 / 27.5 A / 40 Â°C 24-230 V / 24 V DC Instantaneous switching Since 21 May 2018, the dimensions and the drill pattern have changed, additional information in the Industry Online Support | Lista Papel 2020 SI | 0 | 0
3RF2370-1BA04 |  | 3RF2370-1BA04 | 1 | UN | 1 | 5 | B | D | N | N | 85364900 | 1 | 4011209573420 | 0.69 | KG | 161.5 | 156.75 | CP08 | CP08 | Solid-state contactor 1-phase 3RF2 AC 15 / 27.5 A / 40 Â°C 48-460 V / 24 V DC Instantaneous switching Since 21 May 2018, the dimensions and the drill pattern have changed, additional information in the Industry Online Support | Lista Papel 2020 SI | 0 | 0
3RF2370-1BA06 |  | 3RF2370-1BA06 | 1 | UN | 1 | 5 | B | D | N | N | 85364900 | 1 | 4011209573437 | 0.68 | KG | 190.95 | 185.25 | CP08 | CP08 | Solid-state contactor 1-phase 3RF2 AC 15 / 27.5 A / 40 Â°C 48-600 V / 24 V DC Instantaneous switching Since 21 May 2018, the dimensions and the drill pattern have changed, additional information in the Industry Online Support | Lista Papel 2020 SI | 0 | 0
3RF2370-1BA22 |  | 3RF2370-1BA22 | 1 | UN | 1 | 5 | B | D | N | N | 85364900 | 1 | 4011209573444 | 1.23 | KG | 166.25 | 161.5 | CP08 | CP08 | Solid-state contactor 1-phase 3RF2 AC 15 / 27.5 A / 40 Â°C 24-230 V / 110-230 V AC Instantaneous switching Since 21 May 2018, the dimensions and the drill pattern have changed, additional information in the Industry Online Support | Lista Papel 2020 SI | 0 | 0
3RF2370-1BA24 |  | 3RF2370-1BA24 | 1 | UN | 1 | 5 | B | D | N | N | 85364900 | 1 | 4011209573451 | 1.208 | KG | 170.05 | 165.3 | CP08 | CP08 | Solid-state contactor 1-phase 3RF2 AC 15 / 27.5 A / 40 Â°C 48-460 V / 110-230 V AC Instantaneous switching Since 21 May 2018, the dimensions and the drill pattern have changed, additional information in the Industry Online Support | Lista Papel 2020 SI | 0 | 0
3RF2370-1BA26 |  | 3RF2370-1BA26 | 1 | UN | 1 | 5 | B | D | N | N | 85364900 | 1 | 4011209573468 | 1.233 | KG | 207.1 | 201.4 | CP08 | CP08 | Solid-state contactor 1-phase 3RF2 AC 15 / 27.5 A / 40 Â°C 48-600 V / 110-230 V AC Instantaneous switching Since 21 May 2018, the dimensions and the drill pattern have changed, additional information in the Industry Online Support | Lista Papel 2020 SI | 0 | 0
3RF2370-3AA02 |  | 3RF2370-3AA02 | 1 | UN | 1 | 2 | A | D | N | N | 85364900 | 1 | 4011209573475 | 0.68 | KG | 154.85 | 150.1 | CP08 | CP08 | Solid-state contactor 1-phase 3RF2 AC 51 / 70 A / 40 Â°C 24-230 V / 24 V DC Ring cable connection Since 21 May 2018, the dimensions and the drill pattern have changed, additional information in the Industry Online Support | Lista Papel 2020 SI | 0 | 0
3RF2370-3AA04 |  | 3RF2370-3AA04 | 1 | UN | 1 | 2 | A | D | N | N | 85364900 | 1 | 4011209573482 | 0.68 | KG | 161.5 | 156.75 | CP08 | CP08 | Solid-state contactor 1-phase 3RF2 AC 51 / 70 A / 40 Â°C 48-460 V / 24 V DC Ring cable connection Since 21 May 2018, the dimensions and the drill pattern have changed, additional information in the Industry Online Support | Lista Papel 2020 SI | 0 | 0
3RF2370-3AA06 |  | 3RF2370-3AA06 | 1 | UN | 1 | 5 | B | D | N | N | 85364900 | 1 | 4011209573499 | 0.68 | KG | 190.95 | 185.25 | CP08 | CP08 | Solid-state contactor 1-phase 3RF2 AC 51 / 70 A / 40 Â°C 48-600 V / 24 V DC Ring cable connection Since 21 May 2018, the dimensions and the drill pattern have changed, additional information in the Industry Online Support | Lista Papel 2020 SI | 0 | 0
3RF2370-3AA22 |  | 3RF2370-3AA22 | 1 | UN | 1 | 5 | B | D | EAR99 | N | 85364900 | 1 | 4011209573505 | 0.68 | KG | 166.25 | 161.5 | CP08 | CP08 | Solid-state contactor 1-phase 3RF2 AC 51 / 70 A / 40 Â°C 24-230 V / 110-230 V AC Ring cable connection Since 21 May 2018, the dimensions and the drill pattern have changed, additional information in the Industry Online Support | Lista Papel 2020 SI | 0 | 0
3RF2370-3AA24 |  | 3RF2370-3AA24 | 1 | UN | 1 | 5 | B | D | EAR99 | N | 85364900 | 1 | 4011209573512 | 0.68 | KG | 170.05 | 165.3 | CP08 | CP08 | Solid-state contactor 1-phase 3RF2 AC 51 / 70 A / 40 Â°C 48-460 V / 110-230 V AC Ring cable connection Since 21 May 2018, the dimensions and the drill pattern have changed, additional information in the Industry Online Support | Lista Papel 2020 SI | 0 | 0
3RF2370-3AA26 |  | 3RF2370-3AA26 | 1 | UN | 1 | 5 | B | D | EAR99 | N | 85364900 | 1 | 4011209573529 | 0.072 | KG | 207.1 | 201.4 | CP08 | CP08 | Solid-state contactor 1-phase 3RF2 AC 51 / 70 A / 40 Â°C 48-600 V / 110-230 V AC Ring cable connection Since 21 May 2018, the dimensions and the drill pattern have changed, additional information in the Industry Online Support | Lista Papel 2020 SI | 0 | 0
3RF2370-3AA45 |  | 3RF2370-3AA45 | 1 | UN | 1 | 2 | A | D | N | N | 85364900 | 1 | 4011209591677 | 0.655 | KG | 172.9 | 168.15 | CP08 | CP08 | Solid-state contactor 1-phase 3RF2 AC 51 / 70 A / 40 Â°C 48-600 V / 4-30 V DC Ring cable connection Blocking voltage 1200 V Since 21 May 2018, the dimensions and the drill pattern have changed, additional information in the Industry Online Support | Lista Papel 2020 SI | 0 | 0
3RF2370-3BA02 |  | 3RF2370-3BA02 | 1 | UN | 1 | 5 | B | D | N | N | 85364900 | 1 | 4011209573536 | 1.23 | KG | 154.85 | 150.1 | CP08 | CP08 | Solid-state contactor 1-phase 3RF2 AC 15 / 27.5 A / 40 Â°C 24-230 V / 24 V DC Instantaneous switching Since 21 May 2018, the dimensions and the drill pattern have changed, additional information in the Industry Online Support | Lista Papel 2020 SI | 0 | 0
3RF2370-3BA04 |  | 3RF2370-3BA04 | 1 | UN | 1 | 5 | B | D | N | N | 85364900 | 1 | 4011209573543 | 0.68 | KG | 161.5 | 156.75 | CP08 | CP08 | Solid-state contactor 1-phase 3RF2 AC 15 / 27.5 A / 40 Â°C 48-460 V / 24 V DC Instantaneous switching Since 21 May 2018, the dimensions and the drill pattern have changed, additional information in the Industry Online Support | Lista Papel 2020 SI | 0 | 0
3RF2370-3BA06 |  | 3RF2370-3BA06 | 1 | UN | 1 | 5 | B | D | N | N | 85364900 | 1 | 4011209573550 | 0.69 | KG | 190.95 | 185.25 | CP08 | CP08 | Solid-state contactor 1-phase 3RF2 AC 15 / 27.5 A / 40 Â°C 48-600 V / 24 V DC Instantaneous switching Since 21 May 2018, the dimensions and the drill pattern have changed, additional information in the Industry Online Support | Lista Papel 2020 SI | 0 | 0
3RF2370-3BA22 |  | 3RF2370-3BA22 | 1 | UN | 1 | 5 | B | D | N | N | 85364900 | 1 | 4011209573567 | 1.242 | KG | 166.25 | 161.5 | CP08 | CP08 | Solid-state contactor 1-phase 3RF2 AC 15 / 27.5 A / 40 Â°C 24-230 V / 110-230 V AC Instantaneous switching Since 21 May 2018, the dimensions and the drill pattern have changed, additional information in the Industry Online Support | Lista Papel 2020 SI | 0 | 0
3RF2370-3BA24 |  | 3RF2370-3BA24 | 1 | UN | 1 | 5 | B | D | N | N | 85364900 | 1 | 4011209573574 | 1.245 | KG | 170.05 | 165.3 | CP08 | CP08 | Solid-state contactor 1-phase 3RF2 AC 15 / 27.5 A / 40 Â°C 48-460 V / 110-230 V AC Instantaneous switching Since 21 May 2018, the dimensions and the drill pattern have changed, additional information in the Industry Online Support | Lista Papel 2020 SI | 0 | 0
3RF2370-3BA26 |  | 3RF2370-3BA26 | 1 | UN | 1 | 5 | B | D | N | N | 85364900 | 1 | 4011209573581 | 1.228 | KG | 207.1 | 201.4 | CP08 | CP08 | Solid-state contactor 1-phase 3RF2 AC 15 / 27.5 A / 40 Â°C 48-600 V / 110-230 V AC Instantaneous switching Since 21 May 2018, the dimensions and the drill pattern have changed, additional information in the Industry Online Support | Lista Papel 2020 SI | 0 | 0
3RF2390-1BA02 |  | 3RF2390-1BA02 | 1 | UN | 1 | 5 | B | D | N | N | 85364900 | 1 | 4011209573598 | 3.151 | KG | 295.45 | 295.45 | CP08 | CP08 | Solid-state contactor 1-phase 3RF2 AC 15 / 30 A / 40 Â°C 24-230 V / 24 V DC Instantaneous switching Phased-out product, no successor available! | - | 0 | 7
3RF2390-1BA04 |  | 3RF2390-1BA04 | 1 | UN | 1 | 5 | B | D | N | N | 85364900 | 1 | 4011209573604 | 3.171 | KG | 296.4 | 296.4 | CP08 | CP08 | Solid-state contactor 1-phase 3RF2 AC 15 / 30 A / 40 Â°C 48-460 V / 24 V DC Instantaneous switching Phased-out product, no successor available! | - | 0 | 7
3RF2390-1BA06 |  | 3RF2390-1BA06 | 1 | UN | 1 | 5 | B | D | N | N | 85364900 | 1 | 4011209573611 | 3.135 | KG | 334.4 | 334.4 | CP08 | CP08 | Solid-state contactor 1-phase 3RF2 AC 15 / 30 A / 40 Â°C 48-600 V / 24 V DC Instantaneous switching Phased-out product, no successor available! | - | 0 | 7
3RF2390-1BA22 |  | 3RF2390-1BA22 | 1 | UN | 1 | 5 | B | D | N | N | 85364900 | 1 | 4011209573628 | 3.157 | KG | 308.75 | 308.75 | CP08 | CP08 | Solid-state contactor 1-phase 3RF2 AC 15 / 30 A / 40 Â°C 24-230 V / 110-230 V AC Instantaneous switching Phased-out product, no successor available! | - | 0 | 7
3RF2390-1BA24 |  | 3RF2390-1BA24 | 1 | UN | 1 | 5 | B | D | N | N | 85364900 | 1 | 4011209573635 | 3.174 | KG | 312.55 | 312.55 | CP08 | CP08 | Solid-state contactor 1-phase 3RF2 AC 15 / 30 A / 40 Â°C 48-460 V / 110-230 V AC Instantaneous switching Phased-out product, no successor available! | - | 0 | 7
3RF2390-1BA26 |  | 3RF2390-1BA26 | 1 | UN | 1 | 5 | B | D | N | N | 85364900 | 1 | 4011209573642 | 3.165 | KG | 356.25 | 356.25 | CP08 | CP08 | Solid-state contactor 1-phase 3RF2 AC 15 / 30 A / 40 Â°C 48-600 V / 110-230 V AC Instantaneous switching Phased-out product, no successor available! | - | 0 | 7
3RF2390-3AA02 |  | 3RF2390-3AA02 | 1 | UN | 1 | 5 | B | D | N | N | 85364900 | 1 | 4011209573659 | 3.185 | KG | 295.45 | 295.45 | CP08 | CP08 | Solid-state contactor 1-phase 3RF2 AC 51 / 88 A / 40 Â°C 24-230 V / 24 V DC Ring cable connection Phased-out product, no successor available! | - | 0 | 7
3RF2390-3AA04 |  | 3RF2390-3AA04 | 1 | UN | 1 | 2 | A | D | N | N | 85364900 | 1 | 4011209573666 | 3.153 | KG | 296.4 | 296.4 | CP08 | CP08 | Solid-state contactor 1-phase 3RF2 AC 51 / 88 A / 40 Â°C 48-460 V / 24 V DC Ring cable connection Phased-out product, no successor available! | - | 0 | 7
3RF2390-3AA06 |  | 3RF2390-3AA06 | 1 | UN | 1 | 5 | B | D | N | N | 85364900 | 1 | 4011209573673 | 3.086 | KG | 334.4 | 334.4 | CP08 | CP08 | Solid-state contactor 1-phase 3RF2 AC 51 / 88 A / 40 Â°C 48-600 V / 24 V DC Ring cable connection Phased-out product, no successor available! | - | 0 | 7
3RF2390-3AA22 |  | 3RF2390-3AA22 | 1 | UN | 1 | 5 | B | D | N | N | 85364900 | 1 | 4011209573680 | 3.155 | KG | 308.75 | 308.75 | CP08 | CP08 | Solid-state contactor 1-phase 3RF2 AC 51 / 88 A / 40 Â°C 24-230 V / 110-230 V AC Ring cable connection Phased-out product, no successor available! | - | 0 | 7
3RF2390-3AA24 |  | 3RF2390-3AA24 | 1 | UN | 1 | 5 | B | D | EAR99 | N | 85364900 | 1 | 4011209573697 | 3.145 | KG | 311.6 | 311.6 | CP08 | CP08 | Solid-state contactor 1-phase 3RF2 AC 51 / 88 A / 40 Â°C 48-460 V / 110-230 V AC Ring cable connection Phased-out product, no successor available! | - | 0 | 7
3RF2390-3AA26 |  | 3RF2390-3AA26 | 1 | UN | 1 | 5 | B | D | EAR99 | N | 85364900 | 1 | 4011209573703 | 3.161 | KG | 356.25 | 356.25 | CP08 | CP08 | Solid-state contactor 1-phase 3RF2 AC 51 / 88 A / 40 Â°C 48-600 V / 110-230 V AC Ring cable connection Phased-out product, no successor available! | - | 0 | 7
3RF2390-3AA45 |  | 3RF2390-3AA45 | 1 | UN | 1 | 5 | B | D | N | N | 85364900 | 1 | 4011209591684 | 3.165 | KG | 311.6 | 311.6 | CP08 | CP08 | Solid-state contactor 1-phase 3RF2 AC 51 / 88 A / 40 Â°C 48-600 V / 4-30 V DC Ring cable connection Blocking voltage 1200 V Phased-out product, no successor available! | - | 0 | 7
3RF2390-3BA02 |  | 3RF2390-3BA02 | 1 | UN | 1 | 5 | B | D | N | N | 85364900 | 1 | 4011209573710 | 3.143 | KG | 295.45 | 295.45 | CP08 | CP08 | Solid-state contactor 1-phase 3RF2 AC 15 / 30 A / 40 Â°C 24-230 V / 24 V DC Instantaneous switching Phased-out product, no successor available! | - | 0 | 7
3RF2390-3BA04 |  | 3RF2390-3BA04 | 1 | UN | 1 | 5 | B | D | N | N | 85364900 | 1 | 4011209573727 | 3.166 | KG | 296.4 | 296.4 | CP08 | CP08 | Solid-state contactor 1-phase 3RF2 AC 15 / 30 A / 40 Â°C 48-460 V / 24 V DC Instantaneous switching Phased-out product, no successor available! | - | 0 | 7
3RF2390-3BA06 |  | 3RF2390-3BA06 | 1 | UN | 1 | 5 | B | D | N | N | 85364900 | 1 | 4011209573734 | 3.185 | KG | 334.4 | 334.4 | CP08 | CP08 | Solid-state contactor 1-phase 3RF2 AC 15 / 30 A / 40 Â°C 48-600 V / 24 V DC Instantaneous switching Phased-out product, no successor available! | - | 0 | 7
3RF2390-3BA22 |  | 3RF2390-3BA22 | 1 | UN | 1 | 5 | B | D | N | N | 85364900 | 1 | 4011209573741 | 3.175 | KG | 308.75 | 308.75 | CP08 | CP08 | Solid-state contactor 1-phase 3RF2 AC 15 / 30 A / 40 Â°C 24-230 V / 110-230 V AC Instantaneous switching Phased-out product, no successor available! | - | 0 | 7
3RF2390-3BA24 |  | 3RF2390-3BA24 | 1 | UN | 1 | 5 | B | D | N | N | 85364900 | 1 | 4011209573758 | 3.171 | KG | 311.6 | 311.6 | CP08 | CP08 | Solid-state contactor 1-phase 3RF2 AC 15 / 30 A / 40 Â°C 48-460 V / 110-230 V AC Instantaneous switching Phased-out product, no successor available! | - | 0 | 7
3RF2390-3BA26 |  | 3RF2390-3BA26 | 1 | UN | 1 | 5 | B | D | N | N | 85364900 | 1 | 4011209573765 | 3.16 | KG | 356.25 | 356.25 | CP08 | CP08 | Solid-state contactor 1-phase 3RF2 AC 15 / 30 A / 40 Â°C 48-600 V / 110-230 V AC Instantaneous switching Phased-out product, no successor available! | - | 0 | 7
3RF2403-1BD04 |  | 3RF2403-1BD04 | 1 | UN | 1 | 5 | B | D | EAR99 | N | 85364900 | 1 | 4011209647305 | 0.28 | KG | 301.15 | 301.15 | CP08 | CP08 | Solid-state contactor 3-phase 3RF2 AC 53 / 3.8 A / 40 Â°C 48-480 V / 24 V DC Reversing circuit Instantaneous switching screw terminal | - | 0 | 7
3RF2403-1BD24 |  | 3RF2403-1BD24 | 1 | UN | 1 | 5 | B | D | EAR99 | N | 85364900 | 1 | 4011209743281 | 0.28 | KG | 308.75 | 308.75 | CP08 | CP08 | Solid-state contactor 3-phase 3RF2 AC 53 / 3.8 A / 40 Â°C 48-480 V / 110-230 V AC Reversing circuit Instantaneous switching screw terminal | - | 0 | 7
3RF2405-1BB04 |  | 3RF2405-1BB04 | 1 | UN | 1 | 5 | B | D | EAR99 | N | 85364900 | 1 | 4011209647329 | 0.25 | KG | 217.55 | 217.55 | CP08 | CP08 | Solid-state contactor 3-phase 3RF2 AC 53 / 5.2 A / 40 Â°C 48-480 V / 24 V DC 2-phase controlled Instantaneous switching screw terminal | - | 0 | 7
3RF2405-1BB06 |  | 3RF2405-1BB06 | 1 | UN | 1 | 5 | B | D | EAR99 | N | 85364900 | 1 | 4011209647336 | 0.25 | KG | 252.7 | 252.7 | CP08 | CP08 | Solid-state contactor 3-phase 3RF2 AC 53 / 5.2 A / 40 Â°C 48-600 V / 24 V DC 2-phase controlled Instantaneous switching screw terminal | - | 0 | 7
3RF2405-1BB24 |  | 3RF2405-1BB24 | 1 | UN | 1 | 5 | B | D | EAR99 | N | 85364900 | 1 | 4011209743113 | 0.25 | KG | 223.25 | 223.25 | CP08 | CP08 | Solid-state contactor 3-phase 3RF2 AC 53 / 5.2 A / 40 Â°C 48-480 V / 110-230 V AC 2-phase controlled Instantaneous switching screw terminal | - | 0 | 7
3RF2405-1BB26 |  | 3RF2405-1BB26 | 1 | UN | 1 | 5 | B | D | EAR99 | N | 85364900 | 1 | 4011209743120 | 0.25 | KG | 259.35 | 259.35 | CP08 | CP08 | Solid-state contactor 3-phase 3RF2 AC 53 / 5.2 A / 40 Â°C 48-600 V / 110-230 V AC 2-phase controlled Instantaneous switching screw terminal | - | 0 | 7
3RF2405-1BD04 |  | 3RF2405-1BD04 | 1 | UN | 1 | 5 | B | D | EAR99 | N | 85364900 | 1 | 4011209647367 | 0.28 | KG | 404.7 | 404.7 | CP08 | CP08 | Solid-state contactor 3-phase 3RF2 AC 53 / 5.4 A / 40 Â°C 48-480 V / 24 V DC Reversing circuit Instantaneous switching screw terminal | - | 0 | 7
3RF2405-1BD24 |  | 3RF2405-1BD24 | 1 | UN | 1 | 5 | B | D | EAR99 | N | 85364900 | 1 | 4011209743298 | 0.28 | KG | 407.55 | 407.55 | CP08 | CP08 | Solid-state contactor 3-phase 3RF2 AC 53 / 5.4 A / 40 Â°C 48-480 V / 110-230 V AC Reversing circuit Instantaneous switching screw terminal | - | 0 | 7
3RF2405-2BB04 |  | 3RF2405-2BB04 | 1 | UN | 1 | 5 | B | D | EAR99 | N | 85364900 | 1 | 4011209647398 | 0.25 | KG | 226.1 | 226.1 | CP08 | CP08 | Solid-state contactor 3-phase 3RF2 AC 53 / 5.2 A / 40 Â°C 48-480 V / 24 V DC 2-phase controlled Instantaneous switching Spring-type terminal | - | 0 | 7
3RF2405-2BB06 |  | 3RF2405-2BB06 | 1 | UN | 1 | 5 | B | D | EAR99 | N | 85364900 | 1 | 4011209647404 | 0.25 | KG | 264.1 | 264.1 | CP08 | CP08 | Solid-state contactor 3-phase 3RF2 AC 53 / 5.2 A / 40 Â°C 48-600 V / 24 V DC 2-phase controlled Instantaneous switching Spring-type terminal | - | 0 | 7
3RF2405-2BB24 |  | 3RF2405-2BB24 | 1 | UN | 1 | 5 | B | D | EAR99 | N | 85364900 | 1 | 4011209743137 | 0.25 | KG | 235.6 | 235.6 | CP08 | CP08 | Solid-state contactor 3-phase 3RF2 AC 53 / 5.2 A / 40 Â°C 48-480 V / 110-230 V AC 2-phase controlled Instantaneous switching Spring-type terminal | - | 0 | 7
3RF2405-2BB26 |  | 3RF2405-2BB26 | 1 | UN | 1 | 5 | B | D | EAR99 | N | 85364900 | 1 | 4011209743144 | 0.25 | KG | 271.7 | 271.7 | CP08 | CP08 | Solid-state contactor 3-phase 3RF2 AC 53 / 5.2 A / 40 Â°C 48-600 V / 110-230 V AC 2-phase controlled Instantaneous switching Spring-type terminal | - | 0 | 7
3RF2410-1AB35 |  | 3RF2410-1AB35 | 1 | UN | 1 | 5 | B | D | EAR99 | N | 85364900 | 1 | 4011209777439 | 0.354 | KG | 161.5 | 161.5 | CP08 | CP08 | Solid-state contactor 3-phase 3RF2 AC 51 / 10 A / 40 Â°C 48-600 V / 110 V AC 2-phase controlled screw terminal Blocking voltage 1200 V | - | 0 | 0
3RF2410-1AB45 |  | 3RF2410-1AB45 | 1 | UN | 1 | 2 | A | D | EAR99 | N | 85364900 | 1 | 4011209646834 | 0.357 | KG | 151.05 | 147.25 | CP08 | CP08 | Solid-state contactor 3-phase 3RF2 AC 51 / 10 A / 40 Â°C 48-600 V / 4-30 V DC 2-phase controlled screw terminal Blocking voltage 1200 V | Lista Papel 2020 SI | 0 | 0
3RF2410-1AB55 |  | 3RF2410-1AB55 | 1 | UN | 1 | 5 | B | D | EAR99 | N | 85364900 | 1 | 4011209646841 | 0.355 | KG | 161.5 | 156.75 | CP08 | CP08 | Solid-state contactor 3-phase 3RF2 AC 51 / 10 A / 40 Â°C 48-600 V / 230 V AC 2-phase controlled screw terminal Blocking voltage 1200 V | Lista Papel 2020 SI | 0 | 0
3RF2410-1AC35 |  | 3RF2410-1AC35 | 1 | UN | 1 | 5 | B | D | N | N | 85364900 | 1 | 4011209777446 | 0.363 | KG | 194.75 | 194.75 | CP08 | CP08 | Solid-state contactor 3-phase 3RF2 AC 51 / 10 A / 40 Â°C 48-600 V / 110 V AC 3-phase controlled screw terminal Blocking voltage 1200 V | - | 0 | 0
3RF2410-1AC45 |  | 3RF2410-1AC45 | 1 | UN | 1 | 2 | A | D | N | N | 85364900 | 1 | 4011209646858 | 0.375 | KG | 183.35 | 178.6 | CP08 | CP08 | Solid-state contactor 3-phase 3RF2 AC 51 / 10 A / 40 Â°C 48-600 V / 4-30 V DC 3-phase controlled screw terminal Blocking voltage 1200 V | Lista Papel 2020 SI | 0 | 0
3RF2410-1AC55 |  | 3RF2410-1AC55 | 1 | UN | 1 | 5 | B | D | N | N | 85364900 | 1 | 4011209646865 | 0.291 | KG | 194.75 | 189.05 | CP08 | CP08 | Solid-state contactor 3-phase 3RF2 AC 51 / 10 A / 40 Â°C 48-600 V / 230 V AC 3-phase controlled screw terminal Blocking voltage 1200 V | Lista Papel 2020 SI | 0 | 0
3RF2410-1BB04 |  | 3RF2410-1BB04 | 1 | UN | 1 | 5 | B | D | EAR99 | N | 85364900 | 1 | 4011209647794 | 0.38 | KG | 242.25 | 242.25 | CP08 | CP08 | Solid-state contactor 3-phase 3RF2 AC 53 / 9.2 A / 40 Â°C 48-480 V / 24 V DC 2-phase controlled Instantaneous switching screw terminal | - | 0 | 7
3RF2410-1BB06 |  | 3RF2410-1BB06 | 1 | UN | 1 | 5 | B | D | EAR99 | N | 85364900 | 1 | 4011209647800 | 0.38 | KG | 282.15 | 282.15 | CP08 | CP08 | Solid-state contactor 3-phase 3RF2 AC 53 / 9.2 A / 40 Â°C 48-600 V / 24 V DC 2-phase controlled Instantaneous switching screw terminal | - | 0 | 7
3RF2410-1BB24 |  | 3RF2410-1BB24 | 1 | UN | 1 | 5 | B | D | EAR99 | N | 85364900 | 1 | 4011209743151 | 0.38 | KG | 247 | 247 | CP08 | CP08 | Solid-state contactor 3-phase 3RF2 AC 53 / 9.2 A / 40 Â°C 48-480 V / 110-230 V AC 2-phase controlled Instantaneous switching screw terminal | - | 0 | 7
3RF2410-1BB26 |  | 3RF2410-1BB26 | 1 | UN | 1 | 5 | B | D | EAR99 | N | 85364900 | 1 | 4011209743168 | 0.38 | KG | 286.9 | 286.9 | CP08 | CP08 | Solid-state contactor 3-phase 3RF2 AC 53 / 9.2 A / 40 Â°C 48-600 V / 110-230 V AC 2-phase controlled Instantaneous switching screw terminal | - | 0 | 7
3RF2410-1BD04 |  | 3RF2410-1BD04 | 1 | UN | 1 | 5 | B | D | EAR99 | N | 85364900 | 1 | 4011209647831 | 0.41 | KG | 464.55 | 464.55 | CP08 | CP08 | Solid-state contactor 3-phase 3RF2 AC 53 / 7.4 A / 40 Â°C 48-480 V / 24 V DC Reversing circuit Instantaneous switching screw terminal | - | 0 | 7
3RF2410-1BD24 |  | 3RF2410-1BD24 | 1 | UN | 1 | 5 | B | D | EAR99 | N | 85364900 | 1 | 4011209743335 | 0.41 | KG | 468.35 | 468.35 | CP08 | CP08 | Solid-state contactor 3-phase 3RF2 AC 53 / 7.4 A / 40 Â°C 48-480 V / 110-230 V AC Reversing circuit Instantaneous switching screw terminal | - | 0 | 7
3RF2410-2AB45 |  | 3RF2410-2AB45 | 1 | UN | 1 | 5 | B | D | EAR99 | N | 85364900 | 1 | 4011209646872 | 0.387 | KG | 156.75 | 152 | CP08 | CP08 | Solid-state contactor 3-phase 3RF2 AC 51 / 10 A / 40 Â°C 48-600 V / 4-30 V DC 2-phase controlled Spring-type terminal Blocking voltage 1200 V | Lista Papel 2020 SI | 0 | 0
3RF2410-2AB55 |  | 3RF2410-2AB55 | 1 | UN | 1 | 5 | B | D | EAR99 | N | 85364900 | 1 | 4011209646889 | 0.37 | KG | 168.15 | 163.4 | CP08 | CP08 | Solid-state contactor 3-phase 3RF2 AC 51 / 10 A / 40 Â°C 48-600 V / 230 V AC 2-phase controlled Spring-type terminal Blocking voltage 1200 V | Lista Papel 2020 SI | 0 | 0
3RF2410-2AC45 |  | 3RF2410-2AC45 | 1 | UN | 1 | 5 | B | D | N | N | 85364900 | 1 | 4011209646896 | 0.276 | KG | 192.85 | 187.15 | CP08 | CP08 | Solid-state contactor 3-phase 3RF2 AC 51 / 10 A / 40 Â°C 48-600 V / 4-30 V DC 3-phase controlled Spring-type terminal Blocking voltage 1200 V | Lista Papel 2020 SI | 0 | 0
3RF2410-2AC55 |  | 3RF2410-2AC55 | 1 | UN | 1 | 5 | B | D | N | N | 85364900 | 1 | 4011209646902 | 0.354 | KG | 205.2 | 199.5 | CP08 | CP08 | Solid-state contactor 3-phase 3RF2 AC 51 / 10 A / 40 Â°C 48-600 V / 230 V AC 3-phase controlled Spring-type terminal Blocking voltage 1200 V | Lista Papel 2020 SI | 0 | 0
3RF2410-2BB04 |  | 3RF2410-2BB04 | 1 | UN | 1 | 5 | B | D | EAR99 | N | 85364900 | 1 | 4011209647879 | 0.38 | KG | 251.75 | 251.75 | CP08 | CP08 | Solid-state contactor 3-phase 3RF2 AC 53 / 9.2 A / 40 Â°C 48-480 V / 24 V DC 2-phase controlled Instantaneous switching Spring-type terminal | - | 0 | 7
3RF2410-2BB06 |  | 3RF2410-2BB06 | 1 | UN | 1 | 5 | B | D | EAR99 | N | 85364900 | 1 | 4011209647886 | 0.38 | KG | 291.65 | 291.65 | CP08 | CP08 | Solid-state contactor 3-phase 3RF2 AC 53 / 9.2 A / 40 Â°C 48-600 V / 24 V DC 2-phase controlled Instantaneous switching Spring-type terminal | - | 0 | 7
3RF2410-2BB24 |  | 3RF2410-2BB24 | 1 | UN | 1 | 5 | B | D | EAR99 | N | 85364900 | 1 | 4011209743175 | 0.38 | KG | 256.5 | 256.5 | CP08 | CP08 | Solid-state contactor 3-phase 3RF2 AC 53 / 9.2 A / 40 Â°C 48-480 V / 110-230 V AC 2-phase controlled Instantaneous switching Spring-type terminal | - | 0 | 7
3RF2410-2BB26 |  | 3RF2410-2BB26 | 1 | UN | 1 | 5 | B | D | EAR99 | N | 85364900 | 1 | 4011209743182 | 0.38 | KG | 299.25 | 299.25 | CP08 | CP08 | Solid-state contactor 3-phase 3RF2 AC 53 / 9.2 A / 40 Â°C 48-600 V / 110-230 V AC 2-phase controlled Instantaneous switching Spring-type terminal | - | 0 | 7
3RF2412-1BB04 |  | 3RF2412-1BB04 | 1 | UN | 1 | 5 | B | D | EAR99 | N | 85364900 | 1 | 4011209647473 | 0.38 | KG | 265.05 | 265.05 | CP08 | CP08 | Solid-state contactor 3-phase 3RF2 AC 53 / 12.5 A / 40 Â°C 48-480 V / 24 V DC 2-phase controlled Instantaneous switching screw terminal | - | 0 | 7
3RF2412-1BB06 |  | 3RF2412-1BB06 | 1 | UN | 1 | 5 | B | D | EAR99 | N | 85364900 | 1 | 4011209647480 | 0.38 | KG | 312.55 | 312.55 | CP08 | CP08 | Solid-state contactor 3-phase 3RF2 AC 53 / 12.5 A / 40 Â°C 48-600 V / 24 V DC 2-phase controlled Instantaneous switching screw terminal | - | 0 | 7
3RF2412-1BB24 |  | 3RF2412-1BB24 | 1 | UN | 1 | 5 | B | D | EAR99 | N | 85364900 | 1 | 4011209743199 | 0.38 | KG | 274.55 | 274.55 | CP08 | CP08 | Solid-state contactor 3-phase 3RF2 AC 53 / 12.5 A / 40 Â°C 48-480 V / 110-230 V AC 2-phase controlled Instantaneous switching screw terminal | - | 0 | 7
3RF2412-1BB26 |  | 3RF2412-1BB26 | 1 | UN | 1 | 5 | B | D | EAR99 | N | 85364900 | 1 | 4011209743205 | 0.38 | KG | 319.2 | 319.2 | CP08 | CP08 | Solid-state contactor 3-phase 3RF2 AC 53 / 12.5 A / 40 Â°C 48-600 V / 110-230 V AC 2-phase controlled Instantaneous switching screw terminal | - | 0 | 7
3RF2412-2BB04 |  | 3RF2412-2BB04 | 1 | UN | 1 | 5 | B | D | EAR99 | N | 85364900 | 1 | 4011209647558 | 0.38 | KG | 278.35 | 278.35 | CP08 | CP08 | Solid-state contactor 3-phase 3RF2 AC 53 / 12.5 A / 40 Â°C 48-480 V / 24 V DC 2-phase controlled Instantaneous switching Spring-type terminal | - | 0 | 7
3RF2412-2BB06 |  | 3RF2412-2BB06 | 1 | UN | 1 | 5 | B | D | EAR99 | N | 85364900 | 1 | 4011209647565 | 0.38 | KG | 323 | 323 | CP08 | CP08 | Solid-state contactor 3-phase 3RF2 AC 53 / 12.5 A / 40 Â°C 48-600 V / 24 V DC 2-phase controlled Instantaneous switching Spring-type terminal | - | 0 | 7
3RF2412-2BB24 |  | 3RF2412-2BB24 | 1 | UN | 1 | 5 | B | D | EAR99 | N | 85364900 | 1 | 4011209743212 | 0.38 | KG | 285 | 285 | CP08 | CP08 | Solid-state contactor 3-phase 3RF2 AC 53 / 12.5 A / 40 Â°C 48-480 V / 110-230 V AC 2-phase controlled Instantaneous switching Spring-type terminal | - | 0 | 7
3RF2412-2BB26 |  | 3RF2412-2BB26 | 1 | UN | 1 | 5 | B | D | EAR99 | N | 85364900 | 1 | 4011209743229 | 0.38 | KG | 335.35 | 335.35 | CP08 | CP08 | Solid-state contactor 3-phase 3RF2 AC 53 / 12.5 A / 40 Â°C 48-600 V / 110-230 V AC 2-phase controlled Instantaneous switching Spring-type terminal | - | 0 | 7
3RF2416-1BB04 |  | 3RF2416-1BB04 | 1 | UN | 1 | 5 | B | D | EAR99 | N | 85364900 | 1 | 4011209647633 | 0.38 | KG | 289.75 | 289.75 | CP08 | CP08 | Solid-state contactor 3-phase 3RF2 AC 53 / 16 A / 40 Â°C 48-480 V / 24 V DC 2-phase controlled Instantaneous switching screw terminal | - | 0 | 7
3RF2416-1BB06 |  | 3RF2416-1BB06 | 1 | UN | 1 | 5 | B | D | EAR99 | N | 85364900 | 1 | 4011209647640 | 0.38 | KG | 343.9 | 343.9 | CP08 | CP08 | Solid-state contactor 3-phase 3RF2 AC 53 / 16 A / 40 Â°C 48-600 V / 24 V DC 2-phase controlled Instantaneous switching screw terminal | - | 0 | 7
3RF2416-1BB24 |  | 3RF2416-1BB24 | 1 | UN | 1 | 5 | B | D | EAR99 | N | 85364900 | 1 | 4011209743236 | 0.38 | KG | 295.45 | 295.45 | CP08 | CP08 | Solid-state contactor 3-phase 3RF2 AC 53 / 16 A / 40 Â°C 48-480 V / 110-230 V AC 2-phase controlled Instantaneous switching screw terminal | - | 0 | 7
3RF2416-1BB26 |  | 3RF2416-1BB26 | 1 | UN | 1 | 5 | B | D | EAR99 | N | 85364900 | 1 | 4011209743250 | 0.38 | KG | 348.65 | 348.65 | CP08 | CP08 | Solid-state contactor 3-phase 3RF2 AC 53 / 16 A / 40 Â°C 48-600 V / 110-230 V AC 2-phase controlled Instantaneous switching screw terminal | - | 0 | 7
3RF2416-2BB04 |  | 3RF2416-2BB04 | 1 | UN | 1 | 5 | B | D | EAR99 | N | 85364900 | 1 | 4011209647671 | 0.38 | KG | 306.85 | 306.85 | CP08 | CP08 | Solid-state contactor 3-phase 3RF2 AC 53 / 16 A / 40 Â°C 48-480 V / 24 V DC 2-phase controlled Instantaneous switching Spring-type terminal | - | 0 | 7
3RF2416-2BB06 |  | 3RF2416-2BB06 | 1 | UN | 1 | 5 | B | D | EAR99 | N | 85364900 | 1 | 4011209647688 | 0.38 | KG | 355.3 | 355.3 | CP08 | CP08 | Solid-state contactor 3-phase 3RF2 AC 53 / 16 A / 40 Â°C 48-600 V / 24 V DC 2-phase controlled Instantaneous switching Spring-type terminal | - | 0 | 7
3RF2416-2BB24 |  | 3RF2416-2BB24 | 1 | UN | 1 | 5 | B | D | EAR99 | N | 85364900 | 1 | 4011209743267 | 0.38 | KG | 310.65 | 310.65 | CP08 | CP08 | Solid-state contactor 3-phase 3RF2 AC 53 / 16 A / 40 Â°C 48-480 V / 110-230 V AC 2-phase controlled Instantaneous switching Spring-type terminal | - | 0 | 7
3RF2416-2BB26 |  | 3RF2416-2BB26 | 1 | UN | 1 | 5 | B | D | EAR99 | N | 85364900 | 1 | 4011209743274 | 0.38 | KG | 359.1 | 359.1 | CP08 | CP08 | Solid-state contactor 3-phase 3RF2 AC 53 / 16 A / 40 Â°C 48-600 V / 110-230 V AC 2-phase controlled Instantaneous switching Spring-type terminal | - | 0 | 7
3RF2420-1AB35 |  | 3RF2420-1AB35 | 1 | UN | 1 | 5 | B | D | EAR99 | N | 85364900 | 1 | 4011209777460 | 0.336 | KG | 177.65 | 177.65 | CP08 | CP08 | Solid-state contactor 3-phase 3RF2 AC 51 / 20 A / 40 Â°C 48-600 V / 110 V AC 2-phase controlled screw terminal Blocking voltage 1200 V | - | 0 | 0
3RF2420-1AB45 |  | 3RF2420-1AB45 | 1 | UN | 1 | 2 | A | D | EAR99 | N | 85364900 | 1 | 4011209646919 | 0.338 | KG | 169.1 | 164.35 | CP08 | CP08 | Solid-state contactor 3-phase 3RF2 AC 51 / 20 A / 40 Â°C 48-600 V / 4-30 V DC 2-phase controlled screw terminal Blocking voltage 1200 V | Lista Papel 2020 SI | 0 | 0
3RF2420-1AB55 |  | 3RF2420-1AB55 | 1 | UN | 1 | 5 | B | D | EAR99 | N | 85364900 | 1 | 4011209646926 | 0.338 | KG | 177.65 | 172.9 | CP08 | CP08 | Solid-state contactor 3-phase 3RF2 AC 51 / 20 A / 40 Â°C 48-600 V / 230 V AC 2-phase controlled screw terminal Blocking voltage 1200 V | Lista Papel 2020 SI | 0 | 0
3RF2420-1AC35 |  | 3RF2420-1AC35 | 1 | UN | 1 | 5 | B | D | N | N | 85364900 | 1 | 4011209777477 | 0.683 | KG | 213.75 | 213.75 | CP08 | CP08 | Solid-state contactor 3-phase 3RF2 AC 51 / 20 A / 40 Â°C 48-600 V / 110 V AC 3-phase controlled screw terminal Blocking voltage 1200 V | - | 0 | 0
3RF2420-1AC45 |  | 3RF2420-1AC45 | 1 | UN | 1 | 2 | A | D | N | N | 85364900 | 1 | 4011209646933 | 0.5 | KG | 204.25 | 198.55 | CP08 | CP08 | Solid-state contactor 3-phase 3RF2 AC 51 / 20 A / 40 Â°C 48-600 V / 4-30 V DC 3-phase controlled screw terminal Blocking voltage 1200 V | Lista Papel 2020 SI | 0 | 0
3RF2420-1AC55 |  | 3RF2420-1AC55 | 1 | UN | 1 | 5 | B | D | N | N | 85364900 | 1 | 4011209646940 | 0.459 | KG | 213.75 | 208.05 | CP08 | CP08 | Solid-state contactor 3-phase 3RF2 AC 51 / 20 A / 40 Â°C 48-600 V / 230 V AC 3-phase controlled screw terminal Blocking voltage 1200 V | Lista Papel 2020 SI | 0 | 0
3RF2420-2AB45 |  | 3RF2420-2AB45 | 1 | UN | 1 | 5 | B | D | EAR99 | N | 85364900 | 1 | 4011209647091 | 0.33 | KG | 173.85 | 169.1 | CP08 | CP08 | Solid-state contactor 3-phase 3RF2 AC 51 / 20 A / 40 Â°C 48-600 V / 4-30 V DC 2-phase controlled Spring-type terminal Blocking voltage 1200 V | Lista Papel 2020 SI | 0 | 0
3RF2420-2AB55 |  | 3RF2420-2AB55 | 1 | UN | 1 | 5 | B | D | EAR99 | N | 85364900 | 1 | 4011209647107 | 0.428 | KG | 183.35 | 178.6 | CP08 | CP08 | Solid-state contactor 3-phase 3RF2 AC 51 / 20 A / 40 Â°C 48-600 V / 230 V AC 2-phase controlled Spring-type terminal Blocking voltage 1200 V | Lista Papel 2020 SI | 0 | 0
3RF2420-2AC45 |  | 3RF2420-2AC45 | 1 | UN | 1 | 5 | B | D | N | N | 85364900 | 1 | 4011209647114 | 0.46 | KG | 214.7 | 209 | CP08 | CP08 | Solid-state contactor 3-phase 3RF2 AC 51 / 20 A / 40 Â°C 48-600 V / 4-30 V DC 3-phase controlled Spring-type terminal Blocking voltage 1200 V | Lista Papel 2020 SI | 0 | 0
3RF2420-2AC55 |  | 3RF2420-2AC55 | 1 | UN | 1 | 5 | B | D | N | N | 85364900 | 1 | 4011209647121 | 0.676 | KG | 226.1 | 219.45 | CP08 | CP08 | Solid-state contactor 3-phase 3RF2 AC 51 / 20 A / 40 Â°C 48-600 V / 230 V AC 3-phase controlled Spring-type terminal Blocking voltage 1200 V | Lista Papel 2020 SI | 0 | 0
3RF2430-1AB35 |  | 3RF2430-1AB35 | 1 | UN | 1 | 5 | B | D | EAR99 | N | 85364900 | 1 | 4011209777484 | 0.671 | KG | 192.85 | 192.85 | CP08 | CP08 | Solid-state contactor 3-phase 3RF2 AC 51 / 30 A / 40 Â°C 48-600 V / 110 V AC 2-phase controlled screw terminal Blocking voltage 1200 V | - | 0 | 0
3RF2430-1AB45 |  | 3RF2430-1AB45 | 1 | UN | 1 | 2 | A | D | N | N | 85364900 | 1 | 4011209647138 | 0.47 | KG | 181.45 | 176.7 | CP08 | CP08 | Solid-state contactor 3-phase 3RF2 AC 51 / 30 A / 40 Â°C 48-600 V / 4-30 V DC 2-phase controlled screw terminal Blocking voltage 1200 V | Lista Papel 2020 SI | 0 | 0
3RF2430-1AB55 |  | 3RF2430-1AB55 | 1 | UN | 1 | 2 | A | D | EAR99 | N | 85364900 | 1 | 4011209647145 | 0.702 | KG | 192.85 | 187.15 | CP08 | CP08 | Solid-state contactor 3-phase 3RF2 AC 51 / 30 A / 40 Â°C 48-600 V / 230 V AC 2-phase controlled screw terminal Blocking voltage 1200 V | Lista Papel 2020 SI | 0 | 0
3RF2430-1AC35 |  | 3RF2430-1AC35 | 1 | UN | 1 | 5 | B | D | N | N | 85364900 | 1 | 4011209777491 | 0.559 | KG | 243.2 | 243.2 | CP08 | CP08 | Solid-state contactor 3-phase 3RF2 AC 51 / 30 A / 40 Â°C 48-600 V / 110 V AC 3-phase controlled screw terminal Blocking voltage 1200 V | - | 0 | 0
3RF2430-1AC45 |  | 3RF2430-1AC45 | 1 | UN | 1 | 2 | A | D | N | N | 85364900 | 1 | 4011209647169 | 0.56 | KG | 228.95 | 222.3 | CP08 | CP08 | Solid-state contactor 3-phase 3RF2 AC 51 / 30 A / 40 Â°C 48-600 V / 4-30 V DC 3-phase controlled screw terminal Blocking voltage 1200 V | Lista Papel 2020 SI | 0 | 0
3RF2430-1AC55 |  | 3RF2430-1AC55 | 1 | UN | 1 | 5 | B | D | N | N | 85364900 | 1 | 4011209647176 | 0.557 | KG | 243.2 | 236.55 | CP08 | CP08 | Solid-state contactor 3-phase 3RF2 AC 51 / 30 A / 40 Â°C 48-600 V / 230 V AC 3-phase controlled screw terminal Blocking voltage 1200 V | Lista Papel 2020 SI | 0 | 0
3RF2440-1AB35 |  | 3RF2440-1AB35 | 1 | UN | 1 | 5 | B | D | EAR99 | N | 85364900 | 1 | 4011209777507 | 0.56 | KG | 220.4 | 220.4 | CP08 | CP08 | Solid-state contactor 3-phase 3RF2 AC 51 / 40 A / 40 Â°C 48-600 V / 110 V AC 2-phase controlled screw terminal Blocking voltage 1200 V | - | 0 | 0
3RF2440-1AB45 |  | 3RF2440-1AB45 | 1 | UN | 1 | 5 | B | D | N | N | 85364900 | 1 | 4011209647183 | 0.56 | KG | 209.95 | 204.25 | CP08 | CP08 | Solid-state contactor 3-phase 3RF2 AC 51 / 40 A / 40 Â°C 48-600 V / 4-30 V DC 2-phase controlled screw terminal Blocking voltage 1200 V | Lista Papel 2020 SI | 0 | 0
3RF2440-1AB55 |  | 3RF2440-1AB55 | 1 | UN | 1 | 5 | B | D | EAR99 | N | 85364900 | 1 | 4011209647190 | 0.566 | KG | 220.4 | 213.75 | CP08 | CP08 | Solid-state contactor 3-phase 3RF2 AC 51 / 40 A / 40 Â°C 48-600 V / 230 V AC 2-phase controlled screw terminal Blocking voltage 1200 V | Lista Papel 2020 SI | 0 | 0
3RF2440-1AC35 |  | 3RF2440-1AC35 | 1 | UN | 1 | 5 | B | D | N | N | 85364900 | 1 | 4011209777514 | 0.72 | KG | 276.45 | 276.45 | CP08 | CP08 | Solid-state contactor 3-phase 3RF2 AC 51 / 40 A / 40 Â°C 48-600 V / 110 V AC 3-phase controlled screw terminal Blocking voltage 1200 V | - | 0 | 0
3RF2440-1AC45 |  | 3RF2440-1AC45 | 1 | UN | 1 | 2 | A | D | N | N | 85364900 | 1 | 4011209647206 | 0.72 | KG | 262.2 | 254.6 | CP08 | CP08 | Solid-state contactor 3-phase 3RF2 AC 51 / 40 A / 40 Â°C 48-600 V / 4-30 V DC 3-phase controlled screw terminal Blocking voltage 1200 V | Lista Papel 2020 SI | 0 | 0
3RF2440-1AC55 |  | 3RF2440-1AC55 | 1 | UN | 1 | 5 | B | D | N | N | 85364900 | 1 | 4011209647213 | 0.72 | KG | 276.45 | 268.85 | CP08 | CP08 | Solid-state contactor 3-phase 3RF2 AC 51 / 40 A / 40 Â°C 48-600 V / 230 V AC 3-phase controlled screw terminal Blocking voltage 1200 V | Lista Papel 2020 SI | 0 | 0
3RF2450-1AB35 |  | 3RF2450-1AB35 | 1 | UN | 1 | 5 | B | D | EAR99 | N | 85364900 | 1 | 4011209777521 | 0.717 | KG | 250.8 | 250.8 | CP08 | CP08 | Solid-state contactor 3-phase 3RF2 AC 51 / 50 A / 40 Â°C 48-600 V / 110 V AC 2-phase controlled screw terminal Blocking voltage 1200 V | - | 0 | 0
3RF2450-1AB45 |  | 3RF2450-1AB45 | 1 | UN | 1 | 2 | A | D | N | N | 85364900 | 1 | 4011209647220 | 0.717 | KG | 236.55 | 229.9 | CP08 | CP08 | Solid-state contactor 3-phase 3RF2 AC 51 / 50 A / 40 Â°C 48-600 V / 4-30 V DC 2-phase controlled screw terminal Blocking voltage 1200 V | Lista Papel 2020 SI | 0 | 0
3RF2450-1AB55 |  | 3RF2450-1AB55 | 1 | UN | 1 | 5 | B | D | EAR99 | N | 85364900 | 1 | 4011209647237 | 0.72 | KG | 250.8 | 244.15 | CP08 | CP08 | Solid-state contactor 3-phase 3RF2 AC 51 / 50 A / 40 Â°C 48-600 V / 230 V AC 2-phase controlled screw terminal Blocking voltage 1200 V | Lista Papel 2020 SI | 0 | 0
3RF2450-1AC35 |  | 3RF2450-1AC35 | 1 | UN | 1 | 5 | B | D | N | N | 85364900 | 1 | 4011209777538 | 2.054 | KG | 309.7 | 309.7 | CP08 | CP08 | Solid-state contactor 3-phase 3RF2 AC 51 / 50 A / 40 Â°C 48-600 V / 110 V AC 3-phase controlled screw terminal Blocking voltage 1200 V | - | 0 | 0
3RF2450-1AC45 |  | 3RF2450-1AC45 | 1 | UN | 1 | 2 | A | D | N | N | 85364900 | 1 | 4011209647244 | 1.2 | KG | 297.35 | 288.8 | CP08 | CP08 | Solid-state contactor 3-phase 3RF2 AC 51 / 50 A / 40 Â°C 48-600 V / 4-30 V DC 3-phase controlled screw terminal Blocking voltage 1200 V | Lista Papel 2020 SI | 0 | 0
3RF2450-1AC55 |  | 3RF2450-1AC55 | 1 | UN | 1 | 5 | B | D | N | N | 85364900 | 1 | 4011209647251 | 1.213 | KG | 309.7 | 301.15 | CP08 | CP08 | Solid-state contactor 3-phase 3RF2 AC 51 / 50 A / 40 Â°C 48-600 V / 230 V AC 3-phase controlled screw terminal Blocking voltage 1200 V | Lista Papel 2020 SI | 0 | 0
3RF2450-3AB45 |  | 3RF2450-3AB45 | 1 | UN | 1 | 5 | B | D | N | N | 85364900 | 1 | 4011209647268 | 0.718 | KG | 236.55 | 229.9 | CP08 | CP08 | Solid-state contactor 3-phase 3RF2 AC 51 / 50 A / 40 Â°C 48-600 V / 4-30 V DC 2-phase controlled Ring cable connection Blocking voltage 1200 V | Lista Papel 2020 SI | 0 | 0
3RF2450-3AB55 |  | 3RF2450-3AB55 | 1 | UN | 1 | 5 | B | D | EAR99 | N | 85364900 | 1 | 4011209647275 | 1.216 | KG | 250.8 | 244.15 | CP08 | CP08 | Solid-state contactor 3-phase 3RF2 AC 51 / 50 A / 40 Â°C 48-600 V / 230 V AC 2-phase controlled Ring cable connection Blocking voltage 1200 V | Lista Papel 2020 SI | 0 | 0
3RF2450-3AC45 |  | 3RF2450-3AC45 | 1 | UN | 1 | 5 | B | D | N | N | 85364900 | 1 | 4011209647282 | 1.217 | KG | 297.35 | 288.8 | CP08 | CP08 | Solid-state contactor 3-phase 3RF2 AC 51 / 50 A / 40 Â°C 48-600 V / 4-30 V DC 3-phase controlled Ring cable connection Blocking voltage 1200 V | Lista Papel 2020 SI | 0 | 0
3RF2450-3AC55 |  | 3RF2450-3AC55 | 1 | UN | 1 | 5 | B | D | N | N | 85364900 | 1 | 4011209647299 | 1.213 | KG | 309.7 | 301.15 | CP08 | CP08 | Solid-state contactor 3-phase 3RF2 AC 51 / 50 A / 40 Â°C 48-600 V / 230 V AC 3-phase controlled Ring cable connection Blocking voltage 1200 V | Lista Papel 2020 SI | 0 | 0
3RF2900-0BA88 |  | 3RF2900-0BA88 | 1 | UN | 1 | 5 | B | D | N | N | 85389099 | 5 | 4011209953901 | 0.015 | KG | 3.85 | 3.85 | CP08 | CP08 | Spare part DIN rail adapter for 3RF23 45 mm wide | - | 0 | 0
3RF2900-0EA18 |  | 3RF2900-0EA18 | 1 | UN | 1 | 2 | A | D | N | N | 85389099 | 1 | 4011209581050 | 0.042 | KG | 53.2 | 51.68 | CP08 | CP08 | Converter Control supply voltage 24 V AC/DC for semiconductor relay / contactor | Lista Papel 2020 SI | 0 | 0
3RF2900-0RA88 |  | 3RF2900-0RA88 | 1 | UN | 1 | 5 | B | D | N | N | 85389099 | 10 | 4011209680562 | 0.001 | KG | 2.98 | 2.98 | CP08 | CP08 | Sealable cover cap for 3RF29 function modules except converter | - | 0 | 0
3RF2900-0SA88 |  | 3RF2900-0SA88 | 1 | UN | 1 | 5 | B | D | N | N | 85389099 | 10 | 4011209953895 | 0.105 | KG | 2.82 | 2.82 | CP08 | CP08 | Spare part DIN rail adapter for 3RF23 22.5 mm wide | - | 0 | 0
3RF2900-1TA88 |  | 3RF2900-1TA88 | 1 | UN | 1 | 5 | B | D | N | N | 85366990 | 50 | 4011209954298 | 0.004 | KG | 2.54 | 2.54 | CP08 | CP08 | Replacement control connector for 3RF20/21/22/3RF23/24 Screw connection system Color gray identifying marking A1 A2 | - | 0 | 0
3RF2900-2TA88 |  | 3RF2900-2TA88 | 1 | UN | 1 | 5 | B | D | N | N | 85366990 | 50 | 4011209695344 | 0.004 | KG | 3.3 | 3.3 | CP08 | CP08 | Replacement control connector for 3RF20/21/22/3RF23/24 spring-type connection system Color gray identifying marking A1 A2 | - | 0 | 0
3RF2900-2TB88 |  | 3RF2900-2TB88 | 1 | UN | 1 | 5 | B | D | N | N | 85369010 | 10 | 4011209899308 | 0.004 | KG | 10.26 | 10.26 | CP08 | CP08 | Control connector for 3RF20/21/22/3RF23/24 spring-type connection system Two clamping points per contact Color black | - | 0 | 0
3RF2900-3PA88 |  | 3RF2900-3PA88 | 1 | UN | 1 | 2 | A | D | N | N | 85389099 | 10 | 4011209589728 | 0.004 | KG | 2.74 | 2.74 | CP08 | CP08 | Terminal cover for 3RF21/3RF23 Ring cable connection and screw terminal | - | 0 | 0
3RF2904-0KA13-0KC0 |  | 3RF2904-0KA13-0KC0 | 1 | UN | 1 | 2 | A | D | N | N | 85364900 | 1 | 4011209666610 | 0.157 | KG | 237.5 | 237.5 | CP08 | CP08 | Power controller Current range 4 A / 40 Â°C 110-230 V / 24 V AC/DC for semiconductor relay / contactor | - | 0 | 0
3RF2904-0KA13-0KT0 |  | 3RF2904-0KA13-0KT0 | 1 | UN | 1 | 2 | A | D | N | N | 85364900 | 1 | 4011209660403 | 0.157 | KG | 237.5 | 237.5 | CP08 | CP08 | Power controller Current range 4 A / 40 Â°C 110-230 V / 24 V AC/DC for semiconductor relay / contactor | - | 0 | 0
3RF2906-0FA08 |  | 3RF2906-0FA08 | 1 | UN | 1 | 2 | A | D | N | N | 85364900 | 1 | 4011209689909 | 0.068 | KG | 89.68 | 89.68 | CP08 | CP08 | Load monitoring basis Current range 6 A / 40 Â°C Control voltage 24 V DC for semiconductor relay / contactor | - | 0 | 0
3RF2906-0FA08-0KH0 |  | 3RF2906-0FA08-0KH0 | 1 | UN | 1 | 2 | A | D | N | N | 85364900 | 1 | 4011209772458 | 0.07 | KG | 92.53 | 92.53 | CP08 | CP08 | Load monitoring basis Current range 6 A / 40 Â°C Control voltage 24 V DC with mounted cover cap for semiconductor relay / contactor | - | 0 | 0
3RF2916-0JA13 |  | 3RF2916-0JA13 | 1 | UN | 1 | 2 | A | D | N | N | 85364900 | 1 | 4011209637511 | 0.171 | KG | 142.5 | 142.5 | CP08 | CP08 | Heat current monitoring Current range 16 A / 40 Â°C 110-230 V / 24 V AC/DC for semiconductor relay / contactor Remote teach/without control connector | - | 0 | 0
3RF2916-0JA13-1KK0 |  | 3RF2916-0JA13-1KK0 | 1 | UN | 1 | 5 | B | D | N | N | 85364900 | 1 | 4011209646049 | 0.171 | KG | 142.5 | 142.5 | CP08 | CP08 | Heat current monitoring Current range 16 A / 40 Â°C 110-230 V / 24 V AC/DC for semiconductor relay / contactor Remote teach/without control connector Customer-specific version | - | 0 | 0
3RF2916-0JA16-1KK0 |  | 3RF2916-0JA16-1KK0 | 1 | UN | 1 | 2 | A | D | N | N | 85364900 | 1 | 4011209646056 | 0.171 | KG | 150.1 | 150.1 | CP08 | CP08 | Heat current monitoring Current range 16 A / 40 Â°C 400-600 V / 24 V AC/DC for semiconductor relay / contactor Remote teach/without control connector Customer-specific version | - | 0 | 0
3RF2920-0FA08 |  | 3RF2920-0FA08 | 1 | UN | 1 | 2 | A | D | N | N | 85364900 | 1 | 4011209581067 | 0.068 | KG | 92.25 | 89.68 | CP08 | CP08 | Load monitoring basis Current range 20 A / 40 Â°C Control voltage 24 V DC for semiconductor relay / contactor Output NO | Lista Papel 2020 SI | 0 | 0
3RF2920-0FA08-0KH0 |  | 3RF2920-0FA08-0KH0 | 1 | UN | 1 | 2 | A | D | N | N | 85364900 | 1 | 4011209772465 | 0.07 | KG | 95 | 95 | CP08 | CP08 | Load monitoring basis Current range 20 A / 40 Â°C Control voltage 24 V DC with mounted cover cap for semiconductor relay / contactor | - | 0 | 0
3RF2920-0GA13 |  | 3RF2920-0GA13 | 1 | UN | 1 | 2 | A | D | N | N | 85364900 | 1 | 4011209581074 | 0.169 | KG | 119.7 | 119.7 | CP08 | CP08 | Load monitoring Current range 20 A / 40 Â°C 110-230 V / 24 V AC/DC for semiconductor relay / contactor | - | 0 | 0
3RF2920-0GA16 |  | 3RF2920-0GA16 | 1 | UN | 1 | 2 | A | D | N | N | 85364900 | 1 | 4011209581135 | 0.169 | KG | 133 | 133 | CP08 | CP08 | Load monitoring Current range 20 A / 40 Â°C 400-600 V / 24 V AC/DC for semiconductor relay / contactor | - | 0 | 0
3RF2920-0GA33 |  | 3RF2920-0GA33 | 1 | UN | 1 | 2 | A | D | N | N | 85364900 | 1 | 4011209581104 | 0.171 | KG | 132.05 | 132.05 | CP08 | CP08 | Load monitoring Current range 20 A / 40 Â°C 110-230 V / 110 V AC for semiconductor relay / contactor | - | 0 | 0
3RF2920-0GA36 |  | 3RF2920-0GA36 | 1 | UN | 1 | 2 | A | D | N | N | 85364900 | 1 | 4011209581333 | 0.171 | KG | 145.35 | 145.35 | CP08 | CP08 | Load monitoring Current range 20 A / 40 Â°C 400-600 V / 110 V AC for semiconductor relay / contactor | - | 0 | 0
3RF2920-0HA13 |  | 3RF2920-0HA13 | 1 | UN | 1 | 2 | A | D | N | N | 85364900 | 1 | 4011209581180 | 0.171 | KG | 261.25 | 261.25 | CP08 | CP08 | Power regulator Current range 20 A / 40 Â°C 110-230 V / 24 V AC/DC for semiconductor relay / contactor | - | 0 | 0
3RF2920-0HA16 |  | 3RF2920-0HA16 | 1 | UN | 1 | 2 | A | D | N | N | 85364900 | 1 | 4011209581241 | 0.171 | KG | 277.4 | 277.4 | CP08 | CP08 | Power regulator Current range 20 A / 40 Â°C 400-600 V / 24 V AC/DC for semiconductor relay / contactor | - | 0 | 0
3RF2920-0HA33 |  | 3RF2920-0HA33 | 1 | UN | 1 | 2 | A | D | N | N | 85364900 | 1 | 4011209581210 | 0.173 | KG | 301.15 | 301.15 | CP08 | CP08 | Power regulator Current range 20 A / 40 Â°C 110-230 V / 110 V AC for semiconductor relay / contactor | - | 0 | 0
3RF2920-0HA36 |  | 3RF2920-0HA36 | 1 | UN | 1 | 2 | A | D | N | N | 85364900 | 1 | 4011209581272 | 0.173 | KG | 314.45 | 314.45 | CP08 | CP08 | Power regulator Current range 20 A / 40 Â°C 400-600 V / 110 V AC for semiconductor relay / contactor | - | 0 | 0
3RF2920-0KA13 |  | 3RF2920-0KA13 | 1 | UN | 1 | 2 | A | D | N | N | 85364900 | 1 | 4011209674233 | 0.171 | KG | 265.05 | 265.05 | CP08 | CP08 | Power controller Current range 20 A / 40 Â°C 110-230 V / 24 V AC/DC for semiconductor relay / contactor with partial load monitoring | - | 0 | 0
3RF2920-0KA16 |  | 3RF2920-0KA16 | 1 | UN | 1 | 2 | A | D | N | N | 85364900 | 1 | 4011209679351 | 0.171 | KG | 279.3 | 279.3 | CP08 | CP08 | Power controller Current range 20 A / 40 Â°C 400-600 V / 24 V AC/DC for semiconductor relay / contactor with partial load monitoring | - | 0 | 0
3RF2932-0JA13-1KK0 |  | 3RF2932-0JA13-1KK0 | 1 | UN | 1 | 2 | A | D | N | N | 85364900 | 1 | 4011209646070 | 0.171 | KG | 153.9 | 153.9 | CP08 | CP08 | Heat current monitoring Current range 32 A / 40 Â°C 110-230 V / 24 V AC/DC for semiconductor relay / contactor Remote teach/without control connector Customer-specific version | - | 0 | 0
3RF2932-0JA16 |  | 3RF2932-0JA16 | 1 | UN | 1 | 2 | A | D | N | N | 85364900 | 1 | 4011209610453 | 0.171 | KG | 160.55 | 160.55 | CP08 | CP08 | Heat current monitoring Current range 32 A / 40 Â°C 400-600 V / 24 V AC/DC for semiconductor relay / contactor Remote teach/without control connector | - | 0 | 0
3RF2932-0JA16-1KK0 |  | 3RF2932-0JA16-1KK0 | 1 | UN | 1 | 2 | A | D | N | N | 85364900 | 1 | 4011209646063 | 0.171 | KG | 160.55 | 160.55 | CP08 | CP08 | Heat current monitoring Current range 32 A / 40 Â°C 400-600 V / 24 V AC/DC for semiconductor relay / contactor Remote teach/without control connector Customer-specific version | - | 0 | 0
3RF2950-0GA13 |  | 3RF2950-0GA13 | 1 | UN | 1 | 2 | A | D | N | N | 85364900 | 1 | 4011209581081 | 0.169 | KG | 135.85 | 135.85 | CP08 | CP08 | Load monitoring Current range 50 A / 40 Â°C 110-230 V / 24 V AC/DC for semiconductor relay / contactor | - | 0 | 0
3RF2950-0GA16 |  | 3RF2950-0GA16 | 1 | UN | 1 | 2 | A | D | N | N | 85364900 | 1 | 4011209581142 | 0.169 | KG | 151.05 | 151.05 | CP08 | CP08 | Load monitoring Current range 50 A / 40 Â°C 400-600 V / 24 V AC/DC for semiconductor relay / contactor | - | 0 | 0
3RF2950-0GA33 |  | 3RF2950-0GA33 | 1 | UN | 1 | 2 | A | D | N | N | 85364900 | 1 | 4011209581111 | 0.171 | KG | 149.15 | 149.15 | CP08 | CP08 | Load monitoring Current range 50 A / 40 Â°C 110-230 V / 110 V AC for semiconductor relay / contactor | - | 0 | 0
3RF2950-0GA36 |  | 3RF2950-0GA36 | 1 | UN | 1 | 2 | A | D | N | N | 85364900 | 1 | 4011209581166 | 0.171 | KG | 168.15 | 168.15 | CP08 | CP08 | Load monitoring Current range 50 A / 40 Â°C 400-600 V / 110 V AC for semiconductor relay / contactor | - | 0 | 0
3RF2950-0HA13 |  | 3RF2950-0HA13 | 1 | UN | 1 | 2 | A | D | N | N | 85364900 | 1 | 4011209581197 | 0.171 | KG | 316.35 | 316.35 | CP08 | CP08 | Power regulator Current range 50 A / 40 Â°C 110-230 V / 24 V AC/DC for semiconductor relay / contactor | - | 0 | 0
3RF2950-0HA16 |  | 3RF2950-0HA16 | 1 | UN | 1 | 2 | A | D | N | N | 85364900 | 1 | 4011209581258 | 0.171 | KG | 331.55 | 331.55 | CP08 | CP08 | Power regulator Current range 50 A / 40 Â°C 400-600 V / 24 V AC/DC for semiconductor relay / contactor | - | 0 | 0
3RF2950-0HA33 |  | 3RF2950-0HA33 | 1 | UN | 1 | 2 | A | D | N | N | 85364900 | 1 | 4011209581227 | 0.173 | KG | 343.9 | 343.9 | CP08 | CP08 | Power regulator Current range 50 A / 40 Â°C 110-230 V / 110 V AC for semiconductor relay / contactor | - | 0 | 0
3RF2950-0HA36 |  | 3RF2950-0HA36 | 1 | UN | 1 | 2 | A | D | N | N | 85364900 | 1 | 4011209581289 | 0.173 | KG | 361 | 361 | CP08 | CP08 | Power regulator Current range 50 A / 40 Â°C 400-600 V / 110 V AC for semiconductor relay / contactor | - | 0 | 0
3RF2950-0KA13 |  | 3RF2950-0KA13 | 1 | UN | 1 | 2 | A | D | N | N | 85364900 | 1 | 4011209679368 | 0.171 | KG | 322.05 | 322.05 | CP08 | CP08 | Power controller Current range 50 A / 40 Â°C 110-230 V / 24 V AC/DC for semiconductor relay / contactor with partial load monitoring | - | 0 | 0
3RF2950-0KA16 |  | 3RF2950-0KA16 | 1 | UN | 1 | 2 | A | D | N | N | 85364900 | 1 | 4011209679375 | 0.171 | KG | 338.2 | 338.2 | CP08 | CP08 | Power controller Current range 50 A / 40 Â°C 400-600 V / 24 V AC/DC for semiconductor relay / contactor with partial load monitoring | - | 0 | 0
3RF2950-0KA16-0KH0 |  | 3RF2950-0KA16-0KH0 | 1 | UN | 1 | 2 | A | D | N | N | 85364900 | 1 | 4011209897304 | 0.171 | KG | 345.8 | 345.8 | CP08 | CP08 | Power controller autoFREQ Current range 50 A / 40 Â°C 400-600 V / 24 V AC/DC for semiconductor relay / contactor | - | 0 | 0
3RF2950-0KA16-0KT0 |  | 3RF2950-0KA16-0KT0 | 1 | UN | 1 | 2 | A | D | N | N | 85364900 | 1 | 4011209689916 | 0.171 | KG | 338.2 | 338.2 | CP08 | CP08 | Power controller Current range 50 A / 40 Â°C 400-600 V / 24 V AC/DC for semiconductor relay / contactor | - | 0 | 0
3RF2990-0GA13 |  | 3RF2990-0GA13 | 1 | UN | 1 | 2 | A | D | N | N | 85364900 | 1 | 4011209581098 | 0.169 | KG | 153.9 | 153.9 | CP08 | CP08 | Load monitoring Current range 90 A / 40 Â°C 110-230 V / 24 V AC/DC for semiconductor relay / contactor | - | 0 | 0
3RF2990-0GA16 |  | 3RF2990-0GA16 | 1 | UN | 1 | 2 | A | D | N | N | 85364900 | 1 | 4011209581159 | 0.169 | KG | 171 | 171 | CP08 | CP08 | Load monitoring Current range 90 A / 40 Â°C 400-600 V / 24 V AC/DC for semiconductor relay / contactor | - | 0 | 0
3RF2990-0GA33 |  | 3RF2990-0GA33 | 1 | UN | 1 | 2 | A | D | N | N | 85364900 | 1 | 4011209581128 | 0.171 | KG | 170.05 | 170.05 | CP08 | CP08 | Load monitoring Current range 90 A / 40 Â°C 110-230 V / 110 V AC for semiconductor relay / contactor | - | 0 | 0
3RF2990-0GA36 |  | 3RF2990-0GA36 | 1 | UN | 1 | 2 | A | D | N | N | 85364900 | 1 | 4011209581173 | 0.171 | KG | 190.95 | 190.95 | CP08 | CP08 | Load monitoring Current range 90 A / 40 Â°C 400-600 V / 110 V AC for semiconductor relay / contactor | - | 0 | 0
3RF2990-0HA13 |  | 3RF2990-0HA13 | 1 | UN | 1 | 2 | A | D | N | N | 85364900 | 1 | 4011209581203 | 0.171 | KG | 358.15 | 358.15 | CP08 | CP08 | Power regulator Current range 90 A / 40 Â°C 110-230 V / 24 V AC/DC for semiconductor relay / contactor | - | 0 | 0
3RF2990-0HA16 |  | 3RF2990-0HA16 | 1 | UN | 1 | 2 | A | D | N | N | 85364900 | 1 | 4011209581265 | 0.171 | KG | 373.35 | 373.35 | CP08 | CP08 | Power regulator Current range 90 A / 40 Â°C 400-600 V / 24 V AC/DC for semiconductor relay / contactor | - | 0 | 0
3RF2990-0HA33 |  | 3RF2990-0HA33 | 1 | UN | 1 | 2 | A | D | N | N | 85364900 | 1 | 4011209581234 | 0.173 | KG | 388.55 | 388.55 | CP08 | CP08 | Power regulator Current range 90 A / 40 Â°C 110-230 V / 110 V AC for semiconductor relay / contactor | - | 0 | 0
3RF2990-0HA36 |  | 3RF2990-0HA36 | 1 | UN | 1 | 2 | A | D | N | N | 85364900 | 1 | 4011209581296 | 0.173 | KG | 409.45 | 409.45 | CP08 | CP08 | Power regulator Current range 90 A / 40 Â°C 400-600 V / 110 V AC for semiconductor relay / contactor | - | 0 | 0
3RF2990-0KA13 |  | 3RF2990-0KA13 | 1 | UN | 1 | 2 | A | D | N | N | 85364900 | 1 | 4011209679382 | 0.171 | KG | 365.75 | 365.75 | CP08 | CP08 | Power controller Current range 90 A / 40 Â°C 110-230 V / 24 V AC/DC for semiconductor relay / contactor with partial load monitoring | - | 0 | 0
3RF2990-0KA16 |  | 3RF2990-0KA16 | 1 | UN | 1 | 2 | A | D | N | N | 85364900 | 1 | 4011209679399 | 0.171 | KG | 382.85 | 382.85 | CP08 | CP08 | Power controller Current range 90 A / 40 Â°C 400-600 V / 24 V AC/DC for semiconductor relay / contactor with partial load monitoring | - | 0 | 0
3RF3210-1BD04 |  | 3RF3210-1BD04 | 1 | UN | 1 | 15 | C | D | EAR99 | N | 85364900 | 1 | 4011209894037 | 0.206 | KG | 273.6 | 273.6 | CP08 | CP08 | Semiconductor relay, 3-pole 3RF32 AC 53 / 7.4 A / 40 Â°C 48-480 V / 24 V DC Reversing circuit Instantaneous switching screw terminal | - | 0 | 9
3RF3216-1BB06 |  | 3RF3216-1BB06 | 1 | UN | 1 | 15 | C | D | N | N | 85364900 | 1 | 4011209895898 | 0.187 | KG | 190 | 190 | CP08 | CP08 | Semiconductor relay, 3-pole 3RF32 AC 53 / 12 A / 40 Â°C 48-600 V / 24 V DC Instantaneous switching screw terminal | - | 0 | 9
3RF3403-1BD04 |  | 3RF3403-1BD04 | 1 | UN | 1 | 2 | A | D | N | N | 85364900 | 1 | 4011209863262 | 0.359 | KG | 215.65 | 209.95 | CP08 | CP08 | Solid-state contactor 3-phase 3RF3 AC 53 / 3.8 A / 40 Â°C 48-480 V / 24 V DC Reversing circuit Instantaneous switching screw terminal | Lista Papel 2020 SI | 0 | 0
3RF3403-1BD24 |  | 3RF3403-1BD24 | 1 | UN | 1 | 5 | B | D | N | N | 85364900 | 1 | 4011209863279 | 0.334 | KG | 220.4 | 213.75 | CP08 | CP08 | Solid-state contactor 3-phase 3RF3 AC 53 / 3.8 A / 40 Â°C 48-480 V / 110-230 V AC Reversing circuit Instantaneous switching screw terminal | Lista Papel 2020 SI | 0 | 0
3RF3405-1BB04 |  | 3RF3405-1BB04 | 1 | UN | 1 | 2 | A | D | N | N | 85364900 | 1 | 4011209863286 | 0.305 | KG | 154.85 | 150.1 | CP08 | CP08 | Solid-state contactor 3-phase 3RF3 AC 53 / 5.2 A / 40 Â°C 48-480 V / 24 V DC 2-phase controlled Instantaneous switching screw terminal | Lista Papel 2020 SI | 0 | 0
3RF3405-1BB06 |  | 3RF3405-1BB06 | 1 | UN | 1 | 5 | B | D | N | N | 85364900 | 1 | 4011209863293 | 0.307 | KG | 179.55 | 174.8 | CP08 | CP08 | Solid-state contactor 3-phase 3RF3 AC 53 / 5.2 A / 40 Â°C 48-600 V / 24 V DC 2-phase controlled Instantaneous switching screw terminal | Lista Papel 2020 SI | 0 | 0
3RF3405-1BB24 |  | 3RF3405-1BB24 | 1 | UN | 1 | 5 | B | D | N | N | 85364900 | 1 | 4011209863309 | 0.31 | KG | 160.55 | 155.8 | CP08 | CP08 | Solid-state contactor 3-phase 3RF3 AC 53 / 5.2 A / 40 Â°C 48-480 V / 110-230 V AC 2-phase controlled Instantaneous switching screw terminal | Lista Papel 2020 SI | 0 | 0
3RF3405-1BB26 |  | 3RF3405-1BB26 | 1 | UN | 1 | 5 | B | D | N | N | 85364900 | 1 | 4011209863316 | 0.292 | KG | 184.3 | 179.55 | CP08 | CP08 | Solid-state contactor 3-phase 3RF3 AC 53 / 5.2 A / 40 Â°C 48-600 V / 110-230 V AC 2-phase controlled Instantaneous switching screw terminal | Lista Papel 2020 SI | 0 | 0
3RF3405-1BD04 |  | 3RF3405-1BD04 | 1 | UN | 1 | 5 | B | D | N | N | 85364900 | 1 | 4011209863323 | 0.36 | KG | 288.8 | 280.25 | CP08 | CP08 | Solid-state contactor 3-phase 3RF3 AC 53 / 5.4 A / 40 Â°C 48-480 V / 24 V DC Reversing circuit Instantaneous switching screw terminal | Lista Papel 2020 SI | 0 | 0
3RF3405-1BD24 |  | 3RF3405-1BD24 | 1 | UN | 1 | 5 | B | D | N | N | 85364900 | 1 | 4011209863330 | 0.316 | KG | 291.65 | 283.1 | CP08 | CP08 | Solid-state contactor 3-phase 3RF3 AC 53 / 5.4 A / 40 Â°C 48-480 V / 110-230 V AC Reversing circuit Instantaneous switching screw terminal | Lista Papel 2020 SI | 0 | 0
3RF3405-2BB04 |  | 3RF3405-2BB04 | 1 | UN | 1 | 5 | B | D | N | N | 85364900 | 1 | 4011209863347 | 0.3 | KG | 154.85 | 150.1 | CP08 | CP08 | Solid-state contactor 3-phase 3RF3 AC 53 / 5.2 A / 40 Â°C 48-480 V / 24 V DC 2-phase controlled Instantaneous switching Spring-type terminal | Lista Papel 2020 SI | 0 | 0
3RF3405-2BB06 |  | 3RF3405-2BB06 | 1 | UN | 1 | 5 | B | D | N | N | 85364900 | 1 | 4011209863354 | 0.298 | KG | 179.55 | 174.8 | CP08 | CP08 | Solid-state contactor 3-phase 3RF3 AC 53 / 5.2 A / 40 Â°C 48-600 V / 24 V DC 2-phase controlled Instantaneous switching Spring-type terminal | Lista Papel 2020 SI | 0 | 0
3RF3405-2BB24 |  | 3RF3405-2BB24 | 1 | UN | 1 | 5 | B | D | N | N | 85364900 | 1 | 4011209863361 | 0.309 | KG | 160.55 | 155.8 | CP08 | CP08 | Solid-state contactor 3-phase 3RF3 AC 53 / 5.2 A / 40 Â°C 48-480 V / 110-230 V AC 2-phase controlled Instantaneous switching Spring-type terminal | Lista Papel 2020 SI | 0 | 0
3RF3405-2BB26 |  | 3RF3405-2BB26 | 1 | UN | 1 | 5 | B | D | N | N | 85364900 | 1 | 4011209863378 | 0.292 | KG | 184.3 | 179.55 | CP08 | CP08 | Solid-state contactor 3-phase 3RF3 AC 53 / 5.2 A / 40 Â°C 48-600 V / 110-230 V AC 2-phase controlled Instantaneous switching Spring-type terminal | Lista Papel 2020 SI | 0 | 0
3RF3410-1BB04 |  | 3RF3410-1BB04 | 1 | UN | 1 | 5 | B | D | N | N | 85364900 | 1 | 4011209863385 | 0.493 | KG | 171.95 | 167.2 | CP08 | CP08 | Solid-state contactor 3-phase 3RF3 AC 53 / 9.2 A / 40 Â°C 48-480 V / 24 V DC 2-phase controlled Instantaneous switching screw terminal | Lista Papel 2020 SI | 0 | 0
3RF3410-1BB06 |  | 3RF3410-1BB06 | 1 | UN | 1 | 5 | B | D | N | N | 85364900 | 1 | 4011209863392 | 0.485 | KG | 201.4 | 195.7 | CP08 | CP08 | Solid-state contactor 3-phase 3RF3 AC 53 / 9.2 A / 40 Â°C 48-600 V / 24 V DC 2-phase controlled Instantaneous switching screw terminal | Lista Papel 2020 SI | 0 | 0
3RF3410-1BB24 |  | 3RF3410-1BB24 | 1 | UN | 1 | 5 | B | D | N | N | 85364900 | 1 | 4011209863408 | 0.488 | KG | 174.8 | 170.05 | CP08 | CP08 | Solid-state contactor 3-phase 3RF3 AC 53 / 9.2 A / 40 Â°C 48-480 V / 110-230 V AC 2-phase controlled Instantaneous switching screw terminal | Lista Papel 2020 SI | 0 | 0
3RF3410-1BB26 |  | 3RF3410-1BB26 | 1 | UN | 1 | 5 | B | D | N | N | 85364900 | 1 | 4011209863415 | 0.497 | KG | 204.25 | 198.55 | CP08 | CP08 | Solid-state contactor 3-phase 3RF3 AC 53 / 9.2 A / 40 Â°C 48-600 V / 110-230 V AC 2-phase controlled Instantaneous switching screw terminal | Lista Papel 2020 SI | 0 | 0
3RF3410-1BD04 |  | 3RF3410-1BD04 | 1 | UN | 1 | 5 | B | D | N | N | 85364900 | 1 | 4011209863422 | 0.593 | KG | 330.6 | 321.1 | CP08 | CP08 | Solid-state contactor 3-phase 3RF3 AC 53 / 7.4 A / 40 Â°C 48-480 V / 24 V DC Reversing circuit Instantaneous switching screw terminal | Lista Papel 2020 SI | 0 | 0
3RF3410-1BD24 |  | 3RF3410-1BD24 | 1 | UN | 1 | 5 | B | D | N | N | 85364900 | 1 | 4011209863439 | 0.56 | KG | 335.35 | 325.85 | CP08 | CP08 | Solid-state contactor 3-phase 3RF3 AC 53 / 7.4 A / 40 Â°C 48-480 V / 110-230 V AC Reversing circuit Instantaneous switching screw terminal | Lista Papel 2020 SI | 0 | 0
3RF3410-2BB04 |  | 3RF3410-2BB04 | 1 | UN | 1 | 5 | B | D | N | N | 85364900 | 1 | 4011209863446 | 0.491 | KG | 171.95 | 167.2 | CP08 | CP08 | Solid-state contactor 3-phase 3RF3 AC 53 / 9.2 A / 40 Â°C 48-480 V / 24 V DC 2-phase controlled Instantaneous switching Spring-type terminal | Lista Papel 2020 SI | 0 | 0
3RF3410-2BB06 |  | 3RF3410-2BB06 | 1 | UN | 1 | 5 | B | D | N | N | 85364900 | 1 | 4011209863453 | 0.483 | KG | 201.4 | 195.7 | CP08 | CP08 | Solid-state contactor 3-phase 3RF3 AC 53 / 9.2 A / 40 Â°C 48-600 V / 24 V DC 2-phase controlled Instantaneous switching Spring-type terminal | Lista Papel 2020 SI | 0 | 0
3RF3410-2BB24 |  | 3RF3410-2BB24 | 1 | UN | 1 | 5 | B | D | N | N | 85364900 | 1 | 4011209863460 | 0.49 | KG | 174.8 | 170.05 | CP08 | CP08 | Solid-state contactor 3-phase 3RF3 AC 53 / 9.2 A / 40 Â°C 48-480 V / 110-230 V AC 2-phase controlled Instantaneous switching Spring-type terminal | Lista Papel 2020 SI | 0 | 0
3RF3410-2BB26 |  | 3RF3410-2BB26 | 1 | UN | 1 | 5 | B | D | N | N | 85364900 | 1 | 4011209863477 | 0.38 | KG | 204.25 | 198.55 | CP08 | CP08 | Solid-state contactor 3-phase 3RF3 AC 53 / 9.2 A / 40 Â°C 48-600 V / 110-230 V AC 2-phase controlled Instantaneous switching Spring-type terminal | Lista Papel 2020 SI | 0 | 0
3RF3412-1BB04 |  | 3RF3412-1BB04 | 1 | UN | 1 | 5 | B | D | N | N | 85364900 | 1 | 4011209863484 | 0.493 | KG | 190 | 184.3 | CP08 | CP08 | Solid-state contactor 3-phase 3RF3 AC 53 / 12.5 A / 40 Â°C 48-480 V / 24 V DC 2-phase controlled Instantaneous switching screw terminal | Lista Papel 2020 SI | 0 | 0
3RF3412-1BB06 |  | 3RF3412-1BB06 | 1 | UN | 1 | 5 | B | D | N | N | 85364900 | 1 | 4011209863491 | 0.49 | KG | 222.3 | 215.65 | CP08 | CP08 | Solid-state contactor 3-phase 3RF3 AC 53 / 12.5 A / 40 Â°C 48-600 V / 24 V DC 2-phase controlled Instantaneous switching screw terminal | Lista Papel 2020 SI | 0 | 0
3RF3412-1BB24 |  | 3RF3412-1BB24 | 1 | UN | 1 | 5 | B | D | N | N | 85364900 | 1 | 4011209863507 | 0.491 | KG | 196.65 | 190.95 | CP08 | CP08 | Solid-state contactor 3-phase 3RF3 AC 53 / 12.5 A / 40 Â°C 48-480 V / 110-230 V AC 2-phase controlled Instantaneous switching screw terminal | Lista Papel 2020 SI | 0 | 0
3RF3412-1BB26 |  | 3RF3412-1BB26 | 1 | UN | 1 | 5 | B | D | N | N | 85364900 | 1 | 4011209863514 | 0.486 | KG | 228 | 221.35 | CP08 | CP08 | Solid-state contactor 3-phase 3RF3 AC 53 / 12.5 A / 40 Â°C 48-600 V / 110-230 V AC 2-phase controlled Instantaneous switching screw terminal | Lista Papel 2020 SI | 0 | 0
3RF3412-2BB04 |  | 3RF3412-2BB04 | 1 | UN | 1 | 5 | B | D | N | N | 85364900 | 1 | 4011209863521 | 0.491 | KG | 190 | 184.3 | CP08 | CP08 | Solid-state contactor 3-phase 3RF3 AC 53 / 12.5 A / 40 Â°C 48-480 V / 24 V DC 2-phase controlled Instantaneous switching Spring-type terminal | Lista Papel 2020 SI | 0 | 0
3RF3412-2BB06 |  | 3RF3412-2BB06 | 1 | UN | 1 | 5 | B | D | N | N | 85364900 | 1 | 4011209863538 | 0.48 | KG | 222.3 | 215.65 | CP08 | CP08 | Solid-state contactor 3-phase 3RF3 AC 53 / 12.5 A / 40 Â°C 48-600 V / 24 V DC 2-phase controlled Instantaneous switching Spring-type terminal | Lista Papel 2020 SI | 0 | 0
3RF3412-2BB24 |  | 3RF3412-2BB24 | 1 | UN | 1 | 5 | B | D | N | N | 85364900 | 1 | 4011209863545 | 0.484 | KG | 196.65 | 190.95 | CP08 | CP08 | Solid-state contactor 3-phase 3RF3 AC 53 / 12.5 A / 40 Â°C 48-480 V / 110-230 V AC 2-phase controlled Instantaneous switching Spring-type terminal | Lista Papel 2020 SI | 0 | 0
3RF3412-2BB26 |  | 3RF3412-2BB26 | 1 | UN | 1 | 5 | B | D | N | N | 85364900 | 1 | 4011209863552 | 0.5 | KG | 228 | 221.35 | CP08 | CP08 | Solid-state contactor 3-phase 3RF3 AC 53 / 12.5 A / 40 Â°C 48-600 V / 110-230 V AC 2-phase controlled Instantaneous switching Spring-type terminal | Lista Papel 2020 SI | 0 | 0
3RF3416-1BB04 |  | 3RF3416-1BB04 | 1 | UN | 1 | 5 | B | D | N | N | 85364900 | 1 | 4011209863569 | 0.495 | KG | 207.1 | 201.4 | CP08 | CP08 | Solid-state contactor 3-phase 3RF3 AC 53 / 16 A / 40 Â°C 48-480 V / 24 V DC 2-phase controlled Instantaneous switching screw terminal | Lista Papel 2020 SI | 0 | 0
3RF3416-1BB06 |  | 3RF3416-1BB06 | 1 | UN | 1 | 5 | B | D | N | N | 85364900 | 1 | 4011209863576 | 0.498 | KG | 243.2 | 236.55 | CP08 | CP08 | Solid-state contactor 3-phase 3RF3 AC 53 / 16 A / 40 Â°C 48-600 V / 24 V DC 2-phase controlled Instantaneous switching screw terminal | Lista Papel 2020 SI | 0 | 0
3RF3416-1BB24 |  | 3RF3416-1BB24 | 1 | UN | 1 | 5 | B | D | N | N | 85364900 | 1 | 4011209863583 | 0.488 | KG | 210.9 | 205.2 | CP08 | CP08 | Solid-state contactor 3-phase 3RF3 AC 53 / 16 A / 40 Â°C 48-480 V / 110-230 V AC 2-phase controlled Instantaneous switching screw terminal | Lista Papel 2020 SI | 0 | 0
3RF3416-1BB26 |  | 3RF3416-1BB26 | 1 | UN | 1 | 5 | B | D | N | N | 85364900 | 1 | 4011209863590 | 0.498 | KG | 247 | 240.35 | CP08 | CP08 | Solid-state contactor 3-phase 3RF3 AC 53 / 16 A / 40 Â°C 48-600 V / 110-230 V AC 2-phase controlled Instantaneous switching screw terminal | Lista Papel 2020 SI | 0 | 0
3RF3416-2BB04 |  | 3RF3416-2BB04 | 1 | UN | 1 | 5 | B | D | N | N | 85364900 | 1 | 4011209863606 | 0.48 | KG | 207.1 | 201.4 | CP08 | CP08 | Solid-state contactor 3-phase 3RF3 AC 53 / 16 A / 40 Â°C 48-480 V / 24 V DC 2-phase controlled Instantaneous switching Spring-type terminal | Lista Papel 2020 SI | 0 | 0
3RF3416-2BB06 |  | 3RF3416-2BB06 | 1 | UN | 1 | 5 | B | D | N | N | 85364900 | 1 | 4011209863613 | 0.484 | KG | 243.2 | 236.55 | CP08 | CP08 | Solid-state contactor 3-phase 3RF3 AC 53 / 16 A / 40 Â°C 48-600 V / 24 V DC 2-phase controlled Instantaneous switching Spring-type terminal | Lista Papel 2020 SI | 0 | 0
3RF3416-2BB24 |  | 3RF3416-2BB24 | 1 | UN | 1 | 5 | B | D | N | N | 85364900 | 1 | 4011209863620 | 0.485 | KG | 210.9 | 205.2 | CP08 | CP08 | Solid-state contactor 3-phase 3RF3 AC 53 / 16 A / 40 Â°C 48-480 V / 110-230 V AC 2-phase controlled Instantaneous switching Spring-type terminal | Lista Papel 2020 SI | 0 | 0
3RF3416-2BB26 |  | 3RF3416-2BB26 | 1 | UN | 1 | 5 | B | D | N | N | 85364900 | 1 | 4011209863637 | 0.486 | KG | 247 | 240.35 | CP08 | CP08 | Solid-state contactor 3-phase 3RF3 AC 53 / 16 A / 40 Â°C 48-600 V / 110-230 V AC 2-phase controlled Instantaneous switching Spring-type terminal | Lista Papel 2020 SI | 0 | 0
3RF3900-0QA88 |  | 3RF3900-0QA88 | 1 | UN | 1 | 5 | B | D | N | N | 85389099 | 1 | 4011209864788 | 0.004 | KG | 2.33 | 2.33 | CP08 | CP08 | Connection adapter for 3RF34 for mounting 3RB3 and 3RR2 | - | 0 | 0
3RG9001-0AA00 |  | 3RG9001-0AA00 | 1 | UN | 1 | 20 | D | D | N | N | 85371098 | 1 | 4011209016262 | 0.1 | KG | 596.4 | 596.4 | CP01 | CP01 | AS Interface user module IP67 Phased-out product !!! For further information, please contact our sales department digital, 4 DI 4 x 1 input, max. 100 mA, PNP 4 x M12 socket | - | 0 | 7
3RG9001-0AB00 |  | 3RG9001-0AB00 | 1 | UN | 1 | 20 | D | D | N | N | 85371098 | 1 | 4011209016279 | 0.1 | KG | 615.6 | 615.6 | CP01 | CP01 | AS Interface user module IP67 Phased-out product !!! For further information, please contact our sales department digital, 4RQ 4 x 1 output, Relay, 1A 4 x M12 socket | - | 0 | 7
3RG9001-0AC00 |  | 3RG9001-0AC00 | 1 | UN | 1 | 20 | D | D | N | N | 85371098 | 1 | 4011209016286 | 0.1 | KG | 596.4 | 596.4 | CP01 | CP01 | AS Interface user module IP67 Phased-out product !!! For further information, please contact our sales department digital, 2DI/2RQ, 2x 1 input, max. 100 mA, PNP 2 x output, 1 A 24 V DC 4 x M12 socket | - | 0 | 7
3RG9001-0AD00 |  | 3RG9001-0AD00 | 1 | UN | 1 | 20 | D | D | N | N | 85369095 | 1 | 4011209016293 | 0.095 | KG | 255.6 | 255.6 | CP01 | CP01 | AS-Interface 4-fold M12 feeder 4 x M12 socket | - | 0 | 7
3RG9001-0AG00 |  | 3RG9001-0AG00 | 1 | UN | 1 | 20 | D | D | N | N | 85371098 | 1 | 4011209217645 | 0.1 | KG | 654 | 654 | CP01 | CP01 | AS Interface user module IP67 Phased-out product !!! For further information, please contact our sales department digital, 4 DI 4x 1 input, max. 200 mA PNP 4 x M12 socket | - | 0 | 7
3RG9001-0AH00 |  | 3RG9001-0AH00 | 1 | UN | 1 | 20 | D | D | EAR99 | N | 85371098 | 1 | 4011209217652 | 0.1 | KG | 615.6 | 615.6 | CP01 | CP01 | AS Interface user module IP67 Phased-out product !!! For further information, please contact our sales department digital, 2 x 2DI 2x 2 inputs, max. 200 mA PNP 2 x M12 socket | - | 0 | 7
3RG9001-0AJ00 |  | 3RG9001-0AJ00 | 1 | UN | 1 | 20 | D | D | N | N | 85371098 | 1 | 4011209232778 | 0.1 | KG | 644.4 | 644.4 | CP01 | CP01 | AS Interface user module IP67 Phased-out product !!! For further information, please contact our sales department digital, 2x 1DI/1DQ 2x 1 input/output Total current for all inputs and Outputs 200 mA 2 x M12 socket Supply to all I/O via U_ASI | - | 0 | 7
3RG9001-0AL00 |  | 3RG9001-0AL00 | 1 | UN | 1 | 20 | D | D | N | N | 85371098 | 1 | 4011209232013 | 0.1 | KG | 727.2 | 727.2 | CP01 | CP01 | AS Interface user module IP67 Phased-out product !!! For further information, please contact our sales department digital, 4DQ 4 x output, 1 A 24 V DC maximal 2 A for all outputs 4 x M12 socket | - | 0 | 7
3RG9001-0AM00 |  | 3RG9001-0AM00 | 1 | UN | 1 | 20 | D | D | N | N | 85371098 | 1 | 4011209232020 | 0.1 | KG | 726 | 726 | CP01 | CP01 | AS Interface user module IP67 Phased-out product !!! For further information, please contact our sales department digital, 2DI/2DQ 2 x 1 input, max. 100 mA, PNP 2 x output, 1 A 24 V DC 4 x M12 socket | - | 0 | 7
3RG9001-0CB00 |  | 3RG9001-0CB00 | 1 | UN | 1 | 20 | D | D | N | N | 85371098 | 1 | 4011209217669 | 0.1 | KG | 726 | 726 | CP01 | CP01 | AS Interface user module IP67 Phased-out product !!! For further information, please contact our sales department digital, 4DQ 4 x output, 1 A, 24 V DC maximal 2 A for all outputs 4 x M12 socket | - | 0 | 7
3RG9001-0CC00 |  | 3RG9001-0CC00 | 1 | UN | 1 | 20 | D | D | N | N | 85371098 | 1 | 4011209217676 | 0.1 | KG | 708 | 708 | CP01 | CP01 | AS Interface user module IP67 Phased-out product !!! For further information, please contact our sales department digital, 2DI/2DQ 2 x 1 input, max. 100 mA, PNP 2 x output, 1 A 24 V DC 4 x M12 socket | - | 0 | 7
3RG9002-0DA00 |  | 3RG9002-0DA00 | 1 | UN | 1 | 5 | B | D | N | N | 85371098 | 1 | 4011209217256 | 0.11 | KG | 190.8 | 190.8 | CP01 | CP01 | AS-Interface module F90, digital 4 DI/4 DQ, IP20 4 x inputs for 3-wire sensor 4 x output, 2 A, 24 V DC maximal 6 A for all outputs Connection via screw terminals Width 90 mm | - | 0 | 0
3RG9002-0DB00 |  | 3RG9002-0DB00 | 1 | UN | 1 | 5 | B | D | N | N | 85371098 | 1 | 4011209217263 | 0.11 | KG | 157.2 | 157.2 | CP01 | CP01 | AS-Interface module F90, digital 4 DI/4 DQ, IP20 4 x inputs for 3-wire sensor 4 x output, 1 A, 24 V DC maximal 6 A for all outputs Connection via screw terminals Width 90 mm | - | 0 | 0
3RG9002-0DC00 |  | 3RG9002-0DC00 | 1 | UN | 1 | 5 | B | D | N | N | 85371098 | 1 | 4011209283534 | 0.11 | KG | 190.8 | 190.8 | CP01 | CP01 | AS-Interface module F90, digital 4 DI/4 DQ, IP20 4 x inputs for 3-wire sensor External sensor supply 4 x output, 2 A, 24 V DC maximal 6 A for all outputs Connection via screw terminals Width 90 mm | - | 0 | 0
3RG9002-0DE00 |  | 3RG9002-0DE00 | 1 | UN | 1 | 5 | B | D | N | N | 85371098 | 1 | 4011209289031 | 0.11 | KG | 200.4 | 200.4 | CP01 | CP01 | AS-Interface module F90, digital 16 DI (multiplexing) 16 x inputs for 2-wire sensor Connection via screw terminals Width 90 mm | - | 0 | 0
3RG9004-0DA00 |  | 3RG9004-0DA00 | 1 | UN | 1 | 5 | B | D | EAR99 | N | 85371098 | 1 | 4011209217270 | 0.09 | KG | 196.8 | 196.8 | CP01 | CP01 | AS-Interface module F90, digital 4 DI/4 DQ, IP20 4 x inputs for 3-wire sensor 4 x output, 2 A, 24 V DC maximal 6 A for all outputs Connection via Combicon Width 90 mm Combicon connector set 3RX9810-0AA00 must be ordered . | - | 0 | 0
3RG9004-0DB00 |  | 3RG9004-0DB00 | 1 | UN | 1 | 5 | B | D | EAR99 | N | 85371098 | 1 | 4011209217287 | 0.09 | KG | 163.2 | 163.2 | CP01 | CP01 | AS-Interface module F90, digital 4 DI/4 DQ, IP20 4 x inputs for 3-wire sensor 4 x output, 1 A, 24 V DC maximal 6 A for all outputs Connection via Combicon Width 90 mm Combicon connector set 3RX9810-0AA00 must be ordered . | - | 0 | 0
3RG9004-0DC00 |  | 3RG9004-0DC00 | 1 | UN | 1 | 5 | B | D | N | N | 85371098 | 1 | 4011209266513 | 0.09 | KG | 196.8 | 196.8 | CP01 | CP01 | AS-Interface module F90, digital 4 DI/4 DQ, IP20 4 x inputs for 3-wire sensor External sensor supply 4 x output, 2 A, 24 V DC maximal 6 A for all outputs Connection via Combicon Width 90 mm Combicon connector set 3RX9810-0AA00 must be ordered . | - | 0 | 0
3RG9004-0DE00 |  | 3RG9004-0DE00 | 1 | UN | 1 | 5 | B | D | N | N | 85371098 | 1 | 4011209289048 | 0.09 | KG | 208.8 | 208.8 | CP01 | CP01 | AS-Interface module F90, digital 16 DI (multiplexing) 16 x inputs for 2-wire sensor Connection via Combicon Width 90 mm Combicon connector set 3RX9810-0AA00 must be ordered separately | - | 0 | 0
3RG9005-0AA00 |  | 3RG9005-0AA00 | 1 | UN | 1 | 20 | D | D | N | N | 85371098 | 1 | 4011209218352 | 0.021 | KG | 148.8 | 148.8 | CP01 | CP01 | AS-Interface PCB module digital, IP00, 4 DI Printed circuit board with soldering pins | - | 0 | 7
3RG9005-0DB00 |  | 3RG9005-0DB00 | 1 | UN | 1 | 20 | D | D | EAR99 | N | 85371098 | 1 | 4011209218376 | 0.048 | KG | 177.6 | 177.6 | CP01 | CP01 | AS-Interface PCB module digital, IP00, 4 DI/4 DQ 4 x inputs for 3-wire sensor 4 x outputs 1 A, 24 V DC Printed circuit board with soldering pins | - | 0 | 7
3RG9005-0SA00 |  | 3RG9005-0SA00 | 1 | UN | 1 | 20 | D | D | EAR99 | N | 85371098 | 1 | 4011209279193 | 0.025 | KG | 153.6 | 153.6 | CP01 | CP01 | AS-Interface PCB module digital, IP00, 4 DI/4 DQ 4 x inputs for 3-wire sensor 4 x outputs 45 mA, 24 V DC Supply inputs and outputs via UAUX Printed circuit board with soldering pins for horizontal assembly | - | 0 | 7
3RG9008-0BL20 |  | 3RG9008-0BL20 | 1 | UN | 1 | 20 | D | D | N | N | 85389099 | 1 | 4011209394001 | 0.1 | KG | 15.24 | 15.24 | CP01 | CP01 | KIT UPPER PART WITH PETROL LABELS | - | 0 | 7
3RG9010-0AA00 |  | 3RG9010-0AA00 | 1 | UN | 1 | 5 | B | D | N | N | 85369095 | 1 | 4011209117242 | 0.073 | KG | 57 | 57 | CP01 | CP01 | AS Interface coupling module FK for 2" x 4" AS-i cable | - | 0 | 7
3RG9030-0AA00 |  | 3RG9030-0AA00 | 1 | UN | 1 | 5 | B | D | N | N | 85369095 | 1 | 4011209226647 | 0.073 | KG | 82.08 | 82.08 | CP01 | CP01 | AS Interface coupling module FK-E for AS-i cable (yellow) and AS-i-power line (black) | - | 0 | 7
3RG9101-0BH16 |  | 3RG9101-0BH16 | 1 | UN | 1 | 0 | A | D | N | N | 85389099 | 200 | 4011209213357 | 0.024 | KG | 4.91 | 4.91 | CP01 | CP01 | AS-Interface user module Kit upper part for EAO-ESA-LUMITAS | - | 0 | 7
3RG9110-0AA03 |  | 3RG9110-0AA03 | 1 | UN | 1 | 20 | D | D | N | N | 85369095 | 40 | 4011209359918 | 0.078 | KG | 13.32 | 13.32 | CP01 | CP01 | AS-Interface coupling module FK coupling module 40-fold SKS | - | 0 | 7
3RG9130-0AA03 |  | 3RG9130-0AA03 | 1 | UN | 1 | 20 | D | D | N | N | 85369095 | 40 | 4011209356627 | 0.078 | KG | 18.6 | 18.6 | CP01 | CP01 | AS-Interface coupling module FK-E coupling module 40-fold SKS | - | 0 | 7
3RG9220-0AA00 |  | 3RG9220-0AA00 | 1 | UN | 1 | 2 | A | D | N | N | 85371098 | 1 | 4011209174092 | 0.105 | KG | 27.24 | 27.24 | CP01 | CP01 | AS-Interface coupling module PG with 4 entries PG11 for standard round cable | - | 0 | 0
3RG9240-0AA00 |  | 3RG9240-0AA00 | 1 | UN | 1 | 2 | A | D | EAR99 | N | 85371098 | 1 | 4011209242685 | 0.111 | KG | 41.88 | 41.88 | CP01 | CP01 | AS-Interface coupling module PG-E for standard round cables | - | 0 | 0
3RH1122-1AB00 |  | 3RH1122-1AB00 | 1 | UN | 1 | 2 | A | D | N | N | 85364900 | 1 | 4011209272422 | 0.205 | KG | 56.26 | 56.26 | CP05 | CP05 | Contactor relay, 2 NO + 2 NC 24 V AC 50/60 Hz Screw terminal size S00 !!! Phased-out product !!! Successor is SIRIUS 3RH2 Preferred successor type is >>3RH2122-1AB00<< | - | 0 | 7
3RH1122-1AB00-0TK0 |  | 3RH1122-1AB00-0TK0 | 1 | UN | 1 | 20 | D | D | N | N | 85364900 | 1 | 4011209555099 | 0.19 | KG | 58.78 | 58.78 | CP05 | CP05 | Contactor relay, 2 NO + 2 NC 24 V AC 50/60 Hz Screw terminal size S00 Part of the safety combination 3TK28 For internal use only !!! Phased-out product !!! Successor is SIRIUS 3RH2 | - | 0 | 9
3RH1122-1AB00-0TK0-Z | X95 | 3RH1122-1AB00-0TK0-ZX95 | 1 | UN | 1 | 20 | D | D | N | N | 85364900 | 144 | 4011209555105 | 0.193 | KG | 58.78 | 58.78 | CP05 | CP05 | Contactor relay, 2 NO + 2 NC 24 V AC 50/60 Hz Screw terminal size S00 Reusable packaging Pack = 144 units !!! Phased-out product !!! Successor is SIRIUS 3RH2 | - | 0 | 9
3RH1122-1AB00-0TK1 |  | 3RH1122-1AB00-0TK1 | 1 | UN | 1 | 20 | D | D | N | N | 85364900 | 1 | 4011209555112 | 0.19 | KG | 58.78 | 58.78 | CP05 | CP05 | Contactor relay, 2 NO + 2 NC 24 V AC 50/60 Hz Screw terminal size S00 !!! Phased-out product !!! Successor is SIRIUS 3RH2 | - | 0 | 9
3RH1122-1AB00-0TK1-Z | X95 | 3RH1122-1AB00-0TK1-ZX95 | 1 | UN | 1 | 20 | D | D | N | N | 85364900 | 144 | 4011209555129 | 0.193 | KG | 58.78 | 58.78 | CP05 | CP05 | Contactor relay, 2 NO + 2 NC 24 V AC 50/60 Hz Screw terminal size S00 Reusable packaging Pack = 144 units !!! Phased-out product !!! Successor is SIRIUS 3RH2 | - | 0 | 9
3RH1122-1AB00-1AA0 |  | 3RH1122-1AB00-1AA0 | 1 | UN | 1 | 15 | C | D | N | N | 85364900 | 1 | 4011209406742 | 0.207 | KG | 81.41 | 81.41 | CP05 | CP05 | Contactor relay, 2 NO + 2 NC 24 V AC 50/60 Hz Screw terminal size S00 Upright mounting position !!! Phased-out product !!! Successor is SIRIUS 3RH2 | - | 0 | 7
3RH1122-1AB00-Z | W95 | 3RH1122-1AB00-ZW95 | 1 | UN | 1 | 15 | C | D | EAR99 | N | 85364900 | 144 | 4011209342156 | 0.19 | KG | 64.44 | 64.44 | CP05 | CP05 | Contactor relay, 2 NO + 2 NC 24 V AC 50/60 Hz Screw terminal size S00 Multi-unit packaging Pack = 144 units !!! Phased-out product !!! Successor is SIRIUS 3RH2 | - | 0 | 7
3RH1122-1AB00-Z | W96 | 3RH1122-1AB00-ZW96 | 1 | UN | 1 | 15 | C | D | EAR99 | N | 85364900 | 90 | 4011209342163 | 0.19 | KG | 64.44 | 64.44 | CP05 | CP05 | Contactor relay, 2 NO + 2 NC 24 V AC 50/60 Hz Screw terminal size S00 Multi-unit packaging Pack = 90 units !!! Phased-out product !!! Successor is SIRIUS 3RH2 | - | 0 | 7
3RH1122-1AB00-Z | W97 | 3RH1122-1AB00-ZW97 | 1 | UN | 1 | 15 | C | D | EAR99 | N | 85364900 | 42 | 4011209342170 | 0.19 | KG | 64.44 | 64.44 | CP05 | CP05 | Contactor relay, 2 NO + 2 NC 24 V AC 50/60 Hz Screw terminal size S00 Multi-unit packaging Pack = 42 units !!! Phased-out product !!! Successor is SIRIUS 3RH2 | - | 0 | 7
3RH1122-1AB00-Z | W98 | 3RH1122-1AB00-ZW98 | 1 | UN | 1 | 15 | C | D | EAR99 | N | 85364900 | 20 | 4011209342187 | 0.19 | KG | 64.44 | 64.44 | CP05 | CP05 | Contactor relay, 2 NO + 2 NC 24 V AC 50/60 Hz Screw terminal size S00 Multi-unit packaging Pack = 20 units !!! Phased-out product !!! Successor is SIRIUS 3RH2 | - | 0 | 7
3RH1122-1AB00-Z | X95 | 3RH1122-1AB00-ZX95 | 1 | UN | 1 | 15 | C | D | N | N | 85364900 | 144 | 4011209342149 | 0.19 | KG | 64.44 | 64.44 | CP05 | CP05 | Contactor relay, 2 NO + 2 NC 24 V AC 50/60 Hz Screw terminal size S00 Reusable packaging Pack = 144 units !!! Phased-out product !!! Successor is SIRIUS 3RH2 | - | 0 | 7
3RH1122-1AC10 |  | 3RH1122-1AC10 | 1 | UN | 1 | 15 | C | D | N | N | 85364900 | 1 | 4011209443525 | 0.203 | KG | 64.14 | 64.14 | CP05 | CP05 | Contactor relay, 2 NO + 2 NC 24 V AC 60 Hz Screw terminal size S00 !!! Phased-out product !!! Successor is SIRIUS 3RH2 Preferred successor type is >>3RH2122-1AB00<< | - | 0 | 7
3RH1122-1AC60 |  | 3RH1122-1AC60 | 1 | UN | 1 | 15 | C | D | N | N | 85364900 | 1 | 4011209585836 | 0.201 | KG | 70.3 | 70.3 | CP05 | CP05 | Contactor relay, 2 NO + 2 NC 32 V AC 50 Hz / 38 V 60 Hz Screw terminal size S00 !!! Phased-out product !!! Successor is SIRIUS 3RH2 Preferred successor type is >>3RH2122-1AC60<< | - | 0 | 7
3RH1122-1AD00 |  | 3RH1122-1AD00 | 1 | UN | 1 | 5 | B | D | N | N | 85364900 | 1 | 4011209338371 | 0.202 | KG | 61.31 | 61.31 | CP05 | CP05 | Contactor relay, 2 NO + 2 NC 42 V AC 50/60 Hz Screw terminal size S00 !!! Phased-out product !!! Successor is SIRIUS 3RH2 Preferred successor type is >>3RH2122-1AD00<< | - | 0 | 7
3RH1122-1AD00-1AA0 |  | 3RH1122-1AD00-1AA0 | 1 | UN | 1 | 15 | C | D | N | N | 85364900 | 1 | 4011209406735 | 0.201 | KG | 87.26 | 87.26 | CP05 | CP05 | Contactor relay, 2 NO + 2 NC 42 V AC 50/60 Hz Screw terminal size S00 Upright mounting position !!! Phased-out product !!! Successor is SIRIUS 3RH2 | - | 0 | 7
3RH1122-1AF00 |  | 3RH1122-1AF00 | 1 | UN | 1 | 2 | A | D | N | N | 85364900 | 1 | 4011209272439 | 0.205 | KG | 56.26 | 56.26 | CP05 | CP05 | Contactor relay, 2 NO + 2 NC 110 V AC 50 / 60 Hz Screw terminal size S00 !!! Phased-out product !!! Successor is SIRIUS 3RH2 Preferred successor type is >>3RH2122-1AF00<< | - | 0 | 7
3RH1122-1AF00-0TK0 |  | 3RH1122-1AF00-0TK0 | 1 | UN | 1 | 20 | D | D | N | N | 85364900 | 1 | 4011209555136 | 0.203 | KG | 58.78 | 58.78 | CP05 | CP05 | Contactor relay, 2 NO + 2 NC 110 V AC 50 / 60 Hz Screw terminal size S00 !!! Phased-out product !!! Successor is SIRIUS 3RH2 | - | 0 | 9
3RH1122-1AF00-0TK0-Z | X95 | 3RH1122-1AF00-0TK0-ZX95 | 1 | UN | 1 | 20 | D | D | N | N | 85364900 | 144 | 4011209555143 | 0.186 | KG | 58.78 | 58.78 | CP05 | CP05 | Contactor relay, 2 NO + 2 NC 110 V AC 50 / 60 Hz Screw terminal size S00 Reusable packaging Pack = 144 units !!! Phased-out product !!! Successor is SIRIUS 3RH2 | - | 0 | 9
3RH1122-1AF00-0TK1 |  | 3RH1122-1AF00-0TK1 | 1 | UN | 1 | 20 | D | D | N | N | 85364900 | 1 | 4011209555150 | 0.206 | KG | 58.78 | 58.78 | CP05 | CP05 | Contactor relay, 2 NO + 2 NC 110 V AC 50 / 60 Hz Screw terminal size S00 Customer-specific version !!! Phased-out product !!! Successor is SIRIUS 3RH2 | - | 0 | 9
3RH1122-1AF00-0TK1-Z | X95 | 3RH1122-1AF00-0TK1-ZX95 | 1 | UN | 1 | 20 | D | D | N | N | 85364900 | 144 | 4011209555167 | 0.186 | KG | 58.78 | 58.78 | CP05 | CP05 | Contactor relay, 2 NO + 2 NC 110 V AC 50 / 60 Hz Screw terminal size S00 Reusable packaging Pack = 144 units !!! Phased-out product !!! Successor is SIRIUS 3RH2 | - | 0 | 9
3RH1122-1AF00-1AA0 |  | 3RH1122-1AF00-1AA0 | 1 | UN | 1 | 15 | C | D | N | N | 85364900 | 1 | 4011209638044 | 0.205 | KG | 81.41 | 81.41 | CP05 | CP05 | Contactor relay, 2 NO + 2 NC, 110 V AC, 50 / 60 Hz, screw terminal, Size S00, Upright mounting position !!! Phased-out product !!! Successor is SIRIUS 3RH2 Preferred successor type is >>3RH2122-1AF00-1AA0<< | - | 0 | 7
3RH1122-1AF00-Z | W96 | 3RH1122-1AF00-ZW96 | 1 | UN | 1 | 15 | C | D | N | N | 85364900 | 90 | 4011209673663 | 0.193 | KG | 64.44 | 64.44 | CP05 | CP05 | Contactor relay, 2 NO + 2 NC 110 V AC 50 / 60 Hz Screw terminal size S00 Multi-unit packaging Pack = 90 units !!! Phased-out product !!! Successor is SIRIUS 3RH2 | - | 0 | 7
3RH1122-1AF00-Z | W97 | 3RH1122-1AF00-ZW97 | 1 | UN | 1 | 15 | C | D | N | N | 85364900 | 42 | 4011209673670 | 0.193 | KG | 64.44 | 64.44 | CP05 | CP05 | Contactor relay, 2 NO + 2 NC 110 V AC 50 / 60 Hz Screw terminal size S00 Multi-unit packaging Pack = 42 units !!! Phased-out product !!! Successor is SIRIUS 3RH2 | - | 0 | 7
3RH1122-1AF00-Z | W98 | 3RH1122-1AF00-ZW98 | 1 | UN | 1 | 15 | C | D | EAR99 | N | 85364900 | 20 | 4011209476257 | 0.19 | KG | 64.44 | 64.44 | CP05 | CP05 | Contactor relay, 2 NO + 2 NC 110 V AC 50 / 60 Hz Screw terminal size S00 Multi-unit packaging Pack = 20 units !!! Phased-out product !!! Successor is SIRIUS 3RH2 | - | 0 | 7
3RH1122-1AF00-Z | X95 | 3RH1122-1AF00-ZX95 | 1 | UN | 1 | 5 | B | D | N | N | 85364900 | 144 | 4011209378971 | 0.193 | KG | 64.44 | 64.44 | CP05 | CP05 | Contactor relay, 2 NO + 2 NC 110 V AC 50 / 60 Hz Screw terminal size S00 Reusable packaging Pack = 144 units !!! Phased-out product !!! Successor is SIRIUS 3RH2 | - | 0 | 7
3RH1122-1AG10 |  | 3RH1122-1AG10 | 1 | UN | 1 | 15 | C | D | N | N | 85364900 | 1 | 4011209380257 | 0.201 | KG | 61.31 | 61.31 | CP05 | CP05 | Contactor relay, 2 NO + 2 NC 110 V AC 60 Hz Screw terminal size S00 !!! Phased-out product !!! Successor is SIRIUS 3RH2 | - | 0 | 7
3RH1122-1AG60 |  | 3RH1122-1AG60 | 1 | UN | 1 | 15 | C | D | N | N | 85364900 | 1 | 4011209493322 | 0.205 | KG | 61.31 | 61.31 | CP05 | CP05 | Contactor relay, 2 NO + 2 NC 100 V AC 50 Hz / 100...110 V AC 60 Hz Screw terminal size S00 !!! Phased-out product !!! Successor is SIRIUS 3RH2 Preferred successor type is >>3RH2122-1AG60<< | - | 0 | 7
3RH1122-1AH00 |  | 3RH1122-1AH00 | 1 | UN | 1 | 5 | B | D | N | N | 85364900 | 1 | 4011209338388 | 0.204 | KG | 56.26 | 56.26 | CP05 | CP05 | Contactor relay, 2 NO + 2 NC 48 V AC 50/60 Hz Screw terminal size S00 !!! Phased-out product !!! Successor is SIRIUS 3RH2 Preferred successor type is >>3RH2122-1AH00<< | - | 0 | 7
3RH1122-1AH10 |  | 3RH1122-1AH10 | 1 | UN | 1 | 15 | C | D | N | N | 85364900 | 1 | 4011209467538 | 0.203 | KG | 70.3 | 70.3 | CP05 | CP05 | Contactor relay, 2 NO + 2 NC, 127 V AC, 60 Hz screw terminal, Size S00, !!! Phased-out product !!! Successor is SIRIUS 3RH2 | - | 0 | 7
3RH1122-1AK20 |  | 3RH1122-1AK20 | 1 | UN | 1 | 15 | C | D | N | N | 85364900 | 1 | 4011209554030 | 0.203 | KG | 61.31 | 61.31 | CP05 | CP05 | Contactor relay, 2 NO + 2 NC 120 V AC 50 / 60 Hz Screw terminal size S00 !!! Phased-out product !!! Successor is SIRIUS 3RH2 Preferred successor type is >>3RH2122-1AK20<< | - | 0 | 7
3RH1122-1AK20-1AA0 |  | 3RH1122-1AK20-1AA0 | 1 | UN | 1 | 15 | C | D | N | N | 85364900 | 1 | 4011209928961 | 0.207 | KG | 76.36 | 76.36 | CP05 | CP05 | Contactor relay, 2 NO + 2 NC 120 V AC 50 / 60 Hz Screw terminal size S00 Upright mounting position !!! Phased-out product !!! Successor is SIRIUS 3RH2 | - | 0 | 7
3RH1122-1AK60 |  | 3RH1122-1AK60 | 1 | UN | 1 | 2 | A | D | N | N | 85364900 | 1 | 4011209348059 | 0.204 | KG | 56.26 | 56.26 | CP05 | CP05 | Contactor relay, 2 NO + 2 NC 110 V AC 50 Hz / 120 V 60 Hz Screw terminal size S00 !!! Phased-out product !!! Successor is SIRIUS 3RH2 Preferred successor type is >>3RH2122-1AK60<< | - | 0 | 7
3RH1122-1AK60-1AA0 |  | 3RH1122-1AK60-1AA0 | 1 | UN | 1 | 15 | C | D | N | N | 85364900 | 1 | 4011209682573 | 0.204 | KG | 71.1 | 71.1 | CP05 | CP05 | Contactor relay, 2 NO + 2 NC 110 V AC 50 Hz / 120 V 60 Hz Screw terminal size S00 Upright mounting position !!! Phased-out product !!! Successor is SIRIUS 3RH2 | - | 0 | 7
3RH1122-1AK60-Z | W97 | 3RH1122-1AK60-ZW97 | 1 | UN | 1 | 15 | C | D | N | N | 85364900 | 42 | 4011209448308 | 0.19 | KG | 64.44 | 64.44 | CP05 | CP05 | Contactor relay, 2 NO + 2 NC 110 V AC 50 Hz / 120 V 60 Hz Screw terminal size S00 Multi-unit packaging Pack = 42 units !!! Phased-out product !!! Successor is SIRIUS 3RH2 | - | 0 | 7
3RH1122-1AK60-Z | W98 | 3RH1122-1AK60-ZW98 | 1 | UN | 1 | 15 | C | D | N | N | 85364900 | 20 | 4011209892200 | 0.19 | KG | 56.26 | 56.26 | CP05 | CP05 | Contactor relay, 2 NO + 2 NC 110 V AC 50 Hz / 120 V 60 Hz Screw terminal size S00 Multi-unit packaging Pack = 20 units !!! Phased-out product !!! Successor is SIRIUS 3RH2 | - | 0 | 7
3RH1122-1AK60-Z | X95 | 3RH1122-1AK60-ZX95 | 1 | UN | 1 | 5 | B | D | N | N | 85364900 | 144 | 4011209400818 | 0.194 | KG | 56.26 | 56.26 | CP05 | CP05 | Contactor relay, 2 NO + 2 NC 110 V AC 50 Hz / 120 V 60 Hz Screw terminal size S00 Reusable packaging Pack = 144 units !!! Phased-out product !!! Successor is SIRIUS 3RH2 | - | 0 | 7
3RH1122-1AL00 |  | 3RH1122-1AL00 | 1 | UN | 1 | 15 | C | D | N | N | 85364900 | 1 | 4011209589841 | 0.205 | KG | 70.3 | 70.3 | CP05 | CP05 | Contactor relay, 2 NO + 2 NC 125 V AC 50/60 Hz Screw terminal size S00 !!! Phased-out product !!! Successor is SIRIUS 3RH2 Preferred successor type is >>3RH2122-1AL00<< | - | 0 | 7
3RH1122-1AL00-0AA6 |  | 3RH1122-1AL00-0AA6 | 1 | UN | 1 | 5 | B | D | N | N | 85364900 | 1 | 4011209653597 | 0.205 | KG | 174.73 | 174.73 | CP05 | CP05 | Contactor relay, 2 NO + 2 NC, 125 V AC, 50 / 60 Hz, screw terminal, Size S00, Reinforced standard mounting rail installation !!! Phased-out product !!! Successor is SIRIUS 3RH2 | - | 0 | 9
3RH1122-1AM20 |  | 3RH1122-1AM20 | 1 | UN | 1 | 15 | C | D | N | N | 85364900 | 1 | 4011209383968 | 0.208 | KG | 61.31 | 61.31 | CP05 | CP05 | Contactor relay, 2 NO + 2 NC 208 V AC 50/60 Hz Screw terminal size S00 !!! Phased-out product !!! Successor is SIRIUS 3RH2 Preferred successor type is >>3RH2122-1AM20<< | - | 0 | 7
3RH1122-1AN00 |  | 3RH1122-1AN00 | 1 | UN | 1 | 15 | C | D | N | N | 85364900 | 1 | 4011209612648 | 0.204 | KG | 83.73 | 83.73 | CP05 | CP05 | Contactor relay, 2 NO + 2 NC 220 V AC 50 Hz 0. 75...1.1 X Us Screw terminal size S00 Ambient temperature, max. = 35 Â°C !!! Phased-out product !!! Successor is SIRIUS 3RH2 | - | 0 | 7
3RH1122-1AN10 |  | 3RH1122-1AN10 | 1 | UN | 1 | 15 | C | D | N | N | 85364900 | 1 | 4011209443532 | 0.203 | KG | 61.31 | 61.31 | CP05 | CP05 | Contactor relay, 2 NO + 2 NC 220 V AC 60 Hz Screw terminal size S00 !!! Phased-out product !!! Successor is SIRIUS 3RH2 | - | 0 | 7
3RH1122-1AN20 |  | 3RH1122-1AN20 | 1 | UN | 1 | 5 | B | D | N | N | 85364900 | 1 | 4011209365629 | 0.199 | KG | 56.26 | 56.26 | CP05 | CP05 | Contactor relay, 2 NO + 2 NC 220 V AC 50/60 Hz Screw terminal size S00 !!! Phased-out product !!! Successor is SIRIUS 3RH2 Preferred successor type is >>3RH2122-1AN20<< | - | 0 | 7
3RH1122-1AN20-1AA0 |  | 3RH1122-1AN20-1AA0 | 1 | UN | 1 | 15 | C | D | N | N | 85364900 | 1 | 4011209800250 | 0.199 | KG | 71.1 | 71.1 | CP05 | CP05 | Contactor relay, 2 NO + 2 NC 220 V AC 50 Hz Screw terminal size S00 Upright mounting position !!! Phased-out product !!! Successor is SIRIUS 3RH2 | - | 0 | 7
3RH1122-1AN60 |  | 3RH1122-1AN60 | 1 | UN | 1 | 15 | C | D | N | N | 85364900 | 1 | 4011209493339 | 0.199 | KG | 70.3 | 70.3 | CP05 | CP05 | Contactor relay, 2 NO + 2 NC 200 V AC 50 Hz / 200...220 V 60 Hz Screw terminal size S00 !!! Phased-out product !!! Successor is SIRIUS 3RH2 Preferred successor type is >>3RH2122-1AN60<< | - | 0 | 7
3RH1122-1AP00 |  | 3RH1122-1AP00 | 1 | UN | 1 | 2 | A | D | N | N | 85364900 | 1 | 4011209272446 | 0.22 | KG | 56.26 | 56.26 | CP05 | CP05 | Contactor relay, 2 NO + 2 NC 230 V AC 50 / 60 Hz Screw terminal size S00 !!! Phased-out product !!! Successor is SIRIUS 3RH2 Preferred successor type is >>3RH2122-1AP00<< | - | 0 | 7
3RH1122-1AP00-0AA6 |  | 3RH1122-1AP00-0AA6 | 1 | UN | 1 | 15 | C | D | N | N | 85364900 | 1 | 4011209574663 | 0.204 | KG | 157.56 | 157.56 | CP05 | CP05 | Contactor relay, 2 NO + 2 NC 230 V AC 50 / 60 Hz Screw terminal size S00 reinforced installation on standard mounting rail !!! Phased-out product !!! Successor is SIRIUS 3RH2 | - | 0 | 7
3RH1122-1AP00-0RC0 |  | 3RH1122-1AP00-0RC0 | 1 | UN | 1 | 15 | C | D | N | N | 85364900 | 1 | 4011209545588 | 0.202 | KG | 64.44 | 64.44 | CP05 | CP05 | Contactor relay, 230 V AC, 50 / 60 Hz, screw terminal, Size S00, with special inscription EnBW 2001 2 NO + 2 NC, contact arrangement Customized !!! Phased-out product !!! Successor is SIRIUS 3RH2 | - | 0 | 7
3RH1122-1AP00-0TK0 |  | 3RH1122-1AP00-0TK0 | 1 | UN | 1 | 20 | D | D | N | N | 85364900 | 1 | 4011209555181 | 0.203 | KG | 58.78 | 58.78 | CP05 | CP05 | Contactor relay, 2 NO + 2 NC 230 V AC 50 / 60 Hz Screw terminal size S00 !!! Phased-out product !!! Successor is SIRIUS 3RH2 | - | 0 | 9
3RH1122-1AP00-0TK0-Z | X95 | 3RH1122-1AP00-0TK0-ZX95 | 1 | UN | 1 | 20 | D | D | N | N | 85364900 | 144 | 4011209555174 | 0.18 | KG | 58.78 | 58.78 | CP05 | CP05 | Contactor relay, 2 NO + 2 NC 230 V AC 50 / 60 Hz Screw terminal size S00 Reusable packaging Pack = 144 units !!! Phased-out product !!! Successor is SIRIUS 3RH2 | - | 0 | 9
3RH1122-1AP00-0TK1 |  | 3RH1122-1AP00-0TK1 | 1 | UN | 1 | 20 | D | D | N | N | 85364900 | 1 | 4011209555198 | 0.201 | KG | 58.78 | 58.78 | CP05 | CP05 | Contactor relay, 2 NO + 2 NC 230 V AC 50 / 60 Hz Screw terminal size S00 !!! Phased-out product !!! Successor is SIRIUS 3RH2 | - | 0 | 9
3RH1122-1AP00-0TK1-Z | X95 | 3RH1122-1AP00-0TK1-ZX95 | 1 | UN | 1 | 20 | D | D | N | N | 85364900 | 144 | 4011209555204 | 0.189 | KG | 58.78 | 58.78 | CP05 | CP05 | Contactor relay, 2 NO + 2 NC 230 V AC 50 / 60 Hz Screw terminal size S00 Reusable packaging Pack = 144 units !!! Phased-out product !!! Successor is SIRIUS 3RH2 | - | 0 | 9
3RH1122-1AP00-1AA0 |  | 3RH1122-1AP00-1AA0 | 1 | UN | 1 | 15 | C | D | N | N | 85364900 | 1 | 4011209406568 | 0.203 | KG | 71.1 | 71.1 | CP05 | CP05 | Contactor relay, 2 NO + 2 NC 230 V AC 50 / 60 Hz Screw terminal size S00 Upright mounting position !!! Phased-out product !!! Successor is SIRIUS 3RH2 | - | 0 | 7
3RH1122-1AP00-Z | W95 | 3RH1122-1AP00-ZW95 | 1 | UN | 1 | 15 | C | D | N | N | 85364900 | 144 | 4011209581838 | 0.192 | KG | 64.44 | 64.44 | CP05 | CP05 | Contactor relay, 2 NO + 2 NC 230 V AC 50 / 60 Hz Screw terminal size S00 Multi-unit packaging Pack = 144 units !!! Phased-out product !!! Successor is SIRIUS 3RH2 | - | 0 | 7
3RH1122-1AP00-Z | W96 | 3RH1122-1AP00-ZW96 | 1 | UN | 1 | 15 | C | D | N | N | 85364900 | 90 | 4011209589759 | 0.192 | KG | 64.44 | 64.44 | CP05 | CP05 | Contactor relay, 2 NO + 2 NC 230 V AC 50 / 60 Hz Screw terminal size S00 Multi-unit packaging Pack = 90 units !!! Phased-out product !!! Successor is SIRIUS 3RH2 Preferred successor type is >>3RH2122-1AP00-ZW96<< | - | 0 | 7
3RH1122-1AP00-Z | W97 | 3RH1122-1AP00-ZW97 | 1 | UN | 1 | 15 | C | D | EAR99 | N | 85364900 | 42 | 4011209436473 | 0.19 | KG | 64.44 | 64.44 | CP05 | CP05 | Contactor relay, 2 NO + 2 NC 230 V AC 50 / 60 Hz Screw terminal size S00 Multi-unit packaging Pack = 42 units !!! Phased-out product !!! Successor is SIRIUS 3RH2 Preferred successor type is >>3RH2122-1AP00-ZW97<< | - | 0 | 7
3RH1122-1AP00-Z | W98 | 3RH1122-1AP00-ZW98 | 1 | UN | 1 | 15 | C | D | EAR99 | N | 85364900 | 20 | 4011209381438 | 0.19 | KG | 56.26 | 56.26 | CP05 | CP05 | Contactor relay, 2 NO + 2 NC 230 V AC 50 / 60 Hz Screw terminal size S00 Multi-unit packaging Pack = 20 units !!! Phased-out product !!! Successor is SIRIUS 3RH2 | - | 0 | 7
3RH1122-1AP00-Z | X95 | 3RH1122-1AP00-ZX95 | 1 | UN | 1 | 5 | B | D | N | N | 85364900 | 144 | 4011209359581 | 0.188 | KG | 56.26 | 56.26 | CP05 | CP05 | Contactor relay, 2 NO + 2 NC 230 V AC 50 / 60 Hz Screw terminal size S00 Reusable packaging Pack = 144 units !!! Phased-out product !!! Successor is SIRIUS 3RH2 | - | 0 | 7
3RH1122-1AP60 |  | 3RH1122-1AP60 | 1 | UN | 1 | 15 | C | D | N | N | 85364900 | 1 | 4011209348066 | 0.201 | KG | 56.26 | 56.26 | CP05 | CP05 | Contactor relay, 2 NO + 2 NC 220 V AC 50 Hz / 240 V 60 Hz Screw terminal size S00 !!! Phased-out product !!! Successor is SIRIUS 3RH2 Preferred successor type is >>3RH2122-1AP60<< | - | 0 | 7
3RH1122-1AQ60 |  | 3RH1122-1AQ60 | 1 | UN | 1 | 15 | C | D | EAR99 | N | 85364900 | 1 | 4011209497948 | 0.202 | KG | 64.14 | 64.14 | CP05 | CP05 | Contactor relay, 2 NO + 2 NC 220 V AC 50 Hz / 264 V 60 Hz Screw terminal size S00 !!! Phased-out product !!! Successor is SIRIUS 3RH2 | - | 0 | 7
3RH1122-1AR00 |  | 3RH1122-1AR00 | 1 | UN | 1 | 15 | C | D | N | N | 85364900 | 1 | 4011209405271 | 0.2 | KG | 70.3 | 70.3 | CP05 | CP05 | Contactor relay, 2 NO + 2 NC 415 V AC 50/60 Hz Screw terminal size S00 !!! Phased-out product !!! Successor is SIRIUS 3RH2 | - | 0 | 7
3RH1122-1AR10 |  | 3RH1122-1AR10 | 1 | UN | 1 | 15 | C | D | N | N | 85364900 | 1 | 4011209425897 | 0.203 | KG | 70.3 | 70.3 | CP05 | CP05 | Contactor relay, 2 NO + 2 NC 440 V AC 50/60 Hz Screw terminal size S00 !!! Phased-out product !!! Successor is SIRIUS 3RH2 | - | 0 | 7
3RH1122-1AR60 |  | 3RH1122-1AR60 | 1 | UN | 1 | 15 | C | D | N | N | 85364900 | 1 | 4011209493377 | 0.203 | KG | 61.31 | 61.31 | CP05 | CP05 | Contactor relay, 2 NO + 2 NC 400 V AC 50 Hz 400...440 V 60 Hz Screw terminal size S00 !!! Phased-out product !!! Successor is SIRIUS 3RH2 Preferred successor type is >>3RH2122-1AR60<< | - | 0 | 7
3RH1122-1AS00 |  | 3RH1122-1AS00 | 1 | UN | 1 | 15 | C | D | N | N | 85364900 | 1 | 4011209478114 | 0.203 | KG | 61.31 | 61.31 | CP05 | CP05 | Contactor relay, 2 NO + 2 NC 500 V AC 50/60 Hz Screw terminal size S00 !!! Phased-out product !!! Successor is SIRIUS 3RH2 | - | 0 | 7
3RH1122-1AT60 |  | 3RH1122-1AT60 | 1 | UN | 1 | 15 | C | D | N | N | 85364900 | 1 | 4011209383975 | 0.201 | KG | 61.31 | 61.31 | CP05 | CP05 | Contactor relay, 2 NO + 2 NC 600 V AC 60 Hz Screw terminal size S00 !!! Phased-out product !!! Successor is SIRIUS 3RH2 Preferred successor type is >>3RH2122-1AT60<< | - | 0 | 7
3RH1122-1AU00 |  | 3RH1122-1AU00 | 1 | UN | 1 | 15 | C | D | N | N | 85364900 | 1 | 4011209362536 | 0.207 | KG | 56.26 | 56.26 | CP05 | CP05 | Contactor relay, 2 NO + 2 NC 240 V AC 50 / 60 Hz Screw terminal size S00 !!! Phased-out product !!! Successor is SIRIUS 3RH2 Preferred successor type is >>3RH2122-1AU00<< | - | 0 | 7
3RH1122-1AU10 |  | 3RH1122-1AU10 | 1 | UN | 1 | 5 | B | D | N | N | 85364900 | 1 | 4011209467521 | 0.205 | KG | 70.3 | 70.3 | CP05 | CP05 | Contactor relay, 2 NO + 2 NC, 380 V AC, 60 Hz screw terminal, Size S00, !!! Phased-out product !!! Successor is SIRIUS 3RH2 | - | 0 | 9
3RH1122-1AU60 |  | 3RH1122-1AU60 | 1 | UN | 1 | 15 | C | D | N | N | 85364900 | 1 | 4011209383944 | 0.202 | KG | 70.3 | 70.3 | CP05 | CP05 | Contactor relay, 2 NO + 2 NC 277 V AC 60 Hz Screw terminal size S00 !!! Phased-out product !!! Successor is SIRIUS 3RH2 Preferred successor type is >>3RH2122-1AU60<< | - | 0 | 7
3RH1122-1AU60-1AA0 |  | 3RH1122-1AU60-1AA0 | 1 | UN | 1 | 15 | C | D | N | N | 85364900 | 1 | 4011209678408 | 0.204 | KG | 87.26 | 87.26 | CP05 | CP05 | Contactor relay, 2 NO + 2 NC 277 V AC 60 Hz Screw terminal size S00 Upright mounting position !!! Phased-out product !!! Successor is SIRIUS 3RH2 Preferred successor type is >>3RH2122-1AU60-1AA0<< | - | 0 | 7
3RH1122-1AV00 |  | 3RH1122-1AV00 | 1 | UN | 1 | 5 | B | D | N | N | 85364900 | 1 | 4011209346277 | 0.202 | KG | 61.31 | 61.31 | CP05 | CP05 | Contactor relay, 2 NO + 2 NC 400 V AC 50/60 Hz Screw terminal size S00 !!! Phased-out product !!! Successor is SIRIUS 3RH2 Preferred successor type is >>3RH2122-1AV00<< | - | 0 | 7
3RH1122-1AV60 |  | 3RH1122-1AV60 | 1 | UN | 1 | 15 | C | D | N | N | 85364900 | 1 | 4011209383937 | 0.205 | KG | 61.31 | 61.31 | CP05 | CP05 | Contactor relay, 2 NO + 2 NC 480 V AC 60 Hz Screw terminal size S00 !!! Phased-out product !!! Successor is SIRIUS 3RH2 Preferred successor type is >>3RH2122-1AV60<< | - | 0 | 7
3RH1122-1BA40 |  | 3RH1122-1BA40 | 1 | UN | 1 | 5 | B | D | N | N | 85364900 | 1 | 4011209282766 | 0.264 | KG | 71.1 | 71.1 | CP05 | CP05 | Contactor relay, 2 NO + 2 NC 12 V DC Screw terminal size S00 !!! Phased-out product !!! Successor is SIRIUS 3RH2 Preferred successor type is >>3RH2122-1BA40<< | - | 0 | 7
3RH1122-1BA40-0AA6 |  | 3RH1122-1BA40-0AA6 | 1 | UN | 1 | 5 | B | D | N | N | 85364900 | 1 | 4011209779099 | 0.263 | KG | 82.72 | 82.72 | CP05 | CP05 | Contactor relay, 2 NO + 2 NC, 12 V DC, screw terminal, Size S00, reinforced installation on standard mounting rail !!! Phased-out product !!! Successor is SIRIUS 3RH2 Preferred successor type is >>3RH2122-1BA40-0AA6<< | - | 0 | 9
3RH1122-1BB40 |  | 3RH1122-1BB40 | 1 | UN | 1 | 2 | A | D | N | N | 85364900 | 1 | 4011209274303 | 0.263 | KG | 64.74 | 64.74 | CP05 | CP05 | Contactor relay, 2 NO + 2 NC 24 V DC Screw terminal size S00 !!! Phased-out product !!! Successor is SIRIUS 3RH2 Preferred successor type is >>3RH2122-1BB40<< | - | 0 | 7
3RH1122-1BB40-0AA6 |  | 3RH1122-1BB40-0AA6 | 1 | UN | 1 | 15 | C | D | N | N | 85364900 | 1 | 4011209564503 | 0.26 | KG | 72.11 | 72.11 | CP05 | CP05 | Contactor relay, 2 NO + 2 NC 24 V DC Screw terminal size S00 reinforced installation on standard mounting rail !!! Phased-out product !!! Successor is SIRIUS 3RH2 | - | 0 | 9
3RH1122-1BB40-0TK0 |  | 3RH1122-1BB40-0TK0 | 1 | UN | 1 | 15 | C | D | N | N | 85364900 | 1 | 4011209553354 | 0.264 | KG | 67.57 | 67.57 | CP05 | CP05 | Contactor relay, 2 NO + 2 NC 24 V DC Screw terminal size S00 !!! Phased-out product !!! Successor is SIRIUS 3RH2 | - | 0 | 9
3RH1122-1BB40-0TK0-Z | X95 | 3RH1122-1BB40-0TK0-ZX95 | 1 | UN | 1 | 20 | D | D | N | N | 85364900 | 144 | 4011209553347 | 0.25 | KG | 67.57 | 67.57 | CP05 | CP05 | Contactor relay, 2 NO + 2 NC 24 V DC Screw terminal size S00 Reusable packaging Pack = 144 units !!! Phased-out product !!! Successor is SIRIUS 3RH2 | - | 0 | 9
3RH1122-1BB40-0TK1 |  | 3RH1122-1BB40-0TK1 | 1 | UN | 1 | 15 | C | D | N | N | 85364900 | 1 | 4011209553330 | 0.261 | KG | 67.57 | 67.57 | CP05 | CP05 | Contactor relay, 2 NO + 2 NC 24 V DC Screw terminal size S00 !!! Phased-out product !!! Successor is SIRIUS 3RH2 | - | 0 | 9
3RH1122-1BB40-0TK1-Z | X95 | 3RH1122-1BB40-0TK1-ZX95 | 1 | UN | 1 | 20 | D | D | N | N | 85364900 | 144 | 4011209553323 | 0.248 | KG | 67.57 | 67.57 | CP05 | CP05 | Contactor relay, 2 NO + 2 NC 24 V DC Screw terminal size S00 Reusable packaging Pack = 144 units !!! Phased-out product !!! Successor is SIRIUS 3RH2 | - | 0 | 9
3RH1122-1BB40-Z | W95 | 3RH1122-1BB40-ZW95 | 1 | UN | 1 | 15 | C | D | N | N | 85364900 | 144 | 4011209322967 | 0.25 | KG | 74.03 | 74.03 | CP05 | CP05 | Contactor relay, 2 NO + 2 NC 24 V DC Screw terminal size S00 Multi-unit packaging Pack = 144 units !!! Phased-out product !!! Successor is SIRIUS 3RH2 | - | 0 | 7
3RH1122-1BB40-Z | W96 | 3RH1122-1BB40-ZW96 | 1 | UN | 1 | 15 | C | D | N | N | 85364900 | 90 | 4011209323667 | 0.25 | KG | 74.03 | 74.03 | CP05 | CP05 | Contactor relay, 2 NO + 2 NC 24 V DC Screw terminal size S00 Multi-unit packaging Pack = 90 units !!! Phased-out product !!! Successor is SIRIUS 3RH2 | - | 0 | 7
3RH1122-1BB40-Z | W97 | 3RH1122-1BB40-ZW97 | 1 | UN | 1 | 15 | C | D | N | N | 85364900 | 42 | 4011209324367 | 0.25 | KG | 64.74 | 64.74 | CP05 | CP05 | Contactor relay, 2 NO + 2 NC 24 V DC Screw terminal size S00 Multi-unit packaging Pack = 42 units !!! Phased-out product !!! Successor is SIRIUS 3RH2 | - | 0 | 7
3RH1122-1BB40-Z | W98 | 3RH1122-1BB40-ZW98 | 1 | UN | 1 | 15 | C | D | N | N | 85364900 | 20 | 4011209325067 | 0.25 | KG | 64.74 | 64.74 | CP05 | CP05 | Contactor relay, 2 NO + 2 NC 24 V DC Screw terminal size S00 Multi-unit packaging Pack = 20 units !!! Phased-out product !!! Successor is SIRIUS 3RH2 | - | 0 | 7
3RH1122-1BB40-Z | X95 | 3RH1122-1BB40-ZX95 | 1 | UN | 1 | 5 | B | D | N | N | 85364900 | 144 | 4011209322318 | 0.25 | KG | 64.74 | 64.74 | CP05 | CP05 | Contactor relay, 2 NO + 2 NC 24 V DC Screw terminal size S00 Reusable packaging Pack = 144 units !!! Phased-out product !!! Successor is SIRIUS 3RH2 | - | 0 | 7
3RH1122-1BC40 |  | 3RH1122-1BC40 | 1 | UN | 1 | 15 | C | D | N | N | 85364900 | 1 | 4011209282780 | 0.259 | KG | 71.1 | 71.1 | CP05 | CP05 | Contactor relay, 2 NO + 2 NC 30 V DC Screw terminal size S00 !!! Phased-out product !!! Successor is SIRIUS 3RH2 | - | 0 | 7
3RH1122-1BD40 |  | 3RH1122-1BD40 | 1 | UN | 1 | 15 | C | D | N | N | 85364900 | 1 | 4011209282803 | 0.264 | KG | 71.1 | 71.1 | CP05 | CP05 | Contactor relay, 2 NO + 2 NC 42 V DC Screw terminal size S00 !!! Phased-out product !!! Successor is SIRIUS 3RH2 Preferred successor type is >>3RH2122-1BD40<< | - | 0 | 7
3RH1122-1BE40 |  | 3RH1122-1BE40 | 1 | UN | 1 | 2 | A | D | N | N | 85364900 | 1 | 4011209282827 | 0.263 | KG | 71.1 | 71.1 | CP05 | CP05 | Contactor relay, 2 NO + 2 NC 60 V DC Screw terminal size S00 !!! Phased-out product !!! Successor is SIRIUS 3RH2 Preferred successor type is >>3RH2122-1BE40<< | - | 0 | 7
3RH1122-1BE40-0AA6 |  | 3RH1122-1BE40-0AA6 | 1 | UN | 1 | 15 | C | D | N | N | 85364900 | 1 | 4011209564480 | 0.264 | KG | 82.72 | 82.72 | CP05 | CP05 | Contactor relay, 2 NO + 2 NC 60 V DC Screw terminal size S00 reinforced installation on standard mounting rail !!! Phased-out product !!! Successor is SIRIUS 3RH2 Preferred successor type is >>3RH2122-1BE40-0AA6<< | - | 0 | 7
3RH1122-1BE80 |  | 3RH1122-1BE80 | 1 | UN | 1 | 15 | C | D | N | N | 85364900 | 1 | 4011209536555 | 0.265 | KG | 71.1 | 71.1 | CP05 | CP05 | Contactor relay, 2 NO + 2 NC 80 V DC Screw terminal size S00 !!! Phased-out product !!! Successor is SIRIUS 3RH2 Preferred successor type is >>3RH2122-1BE80<< | - | 0 | 7
3RH1122-1BF40 |  | 3RH1122-1BF40 | 1 | UN | 1 | 2 | A | D | N | N | 85364900 | 1 | 4011209282834 | 0.263 | KG | 64.74 | 64.74 | CP05 | CP05 | Contactor relay, 2 NO + 2 NC 110 V DC Screw terminal size S00 !!! Phased-out product !!! Successor is SIRIUS 3RH2 Preferred successor type is >>3RH2122-1BF40<< | - | 0 | 7
3RH1122-1BF40-0AA6 |  | 3RH1122-1BF40-0AA6 | 1 | UN | 1 | 15 | C | D | N | N | 85364900 | 1 | 4011209564374 | 0.262 | KG | 72.11 | 72.11 | CP05 | CP05 | Contactor relay, 2 NO + 2 NC 110 V DC Screw terminal size S00 reinforced installation on standard mounting rail !!! Phased-out product !!! Successor is SIRIUS 3RH2 | - | 0 | 7
3RH1122-1BF40-Z | X95 | 3RH1122-1BF40-ZX95 | 1 | UN | 1 | 15 | C | D | N | N | 85364900 | 144 | 4011209445963 | 0.248 | KG | 74.03 | 74.03 | CP05 | CP05 | Contactor relay, 2 NO + 2 NC 110 V DC Screw terminal size S00 Reusable packaging Pack = 144 units !!! Phased-out product !!! Successor is SIRIUS 3RH2 | - | 0 | 7
3RH1122-1BG40 |  | 3RH1122-1BG40 | 1 | UN | 1 | 5 | B | D | N | N | 85364900 | 1 | 4011209282841 | 0.26 | KG | 71.1 | 71.1 | CP05 | CP05 | Contactor relay, 2 NO + 2 NC 125 V DC Screw terminal size S00 !!! Phased-out product !!! Successor is SIRIUS 3RH2 Preferred successor type is >>3RH2122-1BG40<< | - | 0 | 7
3RH1122-1BG40-0AA6 |  | 3RH1122-1BG40-0AA6 | 1 | UN | 1 | 15 | C | D | N | N | 85364900 | 1 | 4011209564411 | 0.258 | KG | 72.11 | 72.11 | CP05 | CP05 | Contactor relay, 2 NO + 2 NC 125 V DC Screw terminal size S00 reinforced installation on standard mounting rail !!! Phased-out product !!! Successor is SIRIUS 3RH2 | - | 0 | 9
3RH1122-1BJ80 |  | 3RH1122-1BJ80 | 1 | UN | 1 | 15 | C | D | N | N | 85364900 | 1 | 4011209862043 | 0.261 | KG | 81.41 | 81.41 | CP05 | CP05 | Contactor relay, 2 NO + 2 NC 72 V DC Screw terminal size S00 !!! Phased-out product !!! Successor is SIRIUS 3RH2 Preferred successor type is >>3RH2122-1BJ80<< | - | 0 | 7
3RH1122-1BK80 |  | 3RH1122-1BK80 | 1 | UN | 1 | 20 | D | D | N | N | 85364900 | 1 | 4011209914940 | 0.264 | KG | 74.44 | 74.44 | CP05 | CP05 | Contactor relay, 2 NO + 2 NC 52 V DC Screw terminal size S00 !!! Phased-out product !!! Successor is SIRIUS 3RH2 | - | 0 | 7
3RH1122-1BM40 |  | 3RH1122-1BM40 | 1 | UN | 1 | 2 | A | D | N | N | 85364900 | 1 | 4011209274310 | 0.259 | KG | 64.74 | 64.74 | CP05 | CP05 | Contactor relay, 2 NO + 2 NC 220 V DC Screw terminal size S00 !!! Phased-out product !!! Successor is SIRIUS 3RH2 Preferred successor type is >>3RH2122-1BM40<< | - | 0 | 7
3RH1122-1BM40-0AA6 |  | 3RH1122-1BM40-0AA6 | 1 | UN | 1 | 15 | C | D | N | N | 85364900 | 1 | 4011209564435 | 0.26 | KG | 72.11 | 72.11 | CP05 | CP05 | Contactor relay, 2 NO + 2 NC 220 V DC Screw terminal size S00 reinforced installation on standard mounting rail !!! Phased-out product !!! Successor is SIRIUS 3RH2 | - | 0 | 7
3RH1122-1BN40 |  | 3RH1122-1BN40 | 1 | UN | 1 | 15 | C | D | N | N | 85364900 | 1 | 4011209297357 | 0.26 | KG | 71.1 | 71.1 | CP05 | CP05 | Contactor relay, 2 NO + 2 NC 250 V DC Screw terminal size S00 !!! Phased-out product !!! Successor is SIRIUS 3RH2 Preferred successor type is >>3RH2122-1BN40<< | - | 0 | 7
3RH1122-1BN40-0AA6 |  | 3RH1122-1BN40-0AA6 | 1 | UN | 1 | 15 | C | D | N | N | 85364900 | 1 | 4011209564459 | 0.257 | KG | 82.72 | 82.72 | CP05 | CP05 | Contactor relay, 2 NO + 2 NC, 250 V DC, screw terminal, Size S00, reinforced installation on standard mounting rail !!! Phased-out product !!! Successor is SIRIUS 3RH2 Preferred successor type is >>3RH2122-1BN40-0AA6<< | - | 0 | 7
3RH1122-1BP40 |  | 3RH1122-1BP40 | 1 | UN | 1 | 15 | C | D | N | N | 85364900 | 1 | 4011209282865 | 0.259 | KG | 71.1 | 71.1 | CP05 | CP05 | Contactor relay, 2 NO + 2 NC 230 V DC Screw terminal size S00 !!! Phased-out product !!! Successor is SIRIUS 3RH2 Preferred successor type is >>3RH2122-1BP40<< | - | 0 | 7
3RH1122-1BW40 |  | 3RH1122-1BW40 | 1 | UN | 1 | 5 | B | D | N | N | 85364900 | 1 | 4011209282810 | 0.262 | KG | 64.74 | 64.74 | CP05 | CP05 | Contactor relay, 2 NO + 2 NC 48 V DC Screw terminal size S00 !!! Phased-out product !!! Successor is SIRIUS 3RH2 Preferred successor type is >>3RH2122-1BW40<< | - | 0 | 7
3RH1122-1BW40-0AA6 |  | 3RH1122-1BW40-0AA6 | 1 | UN | 1 | 15 | C | D | N | N | 85364900 | 1 | 4011209564473 | 0.261 | KG | 82.72 | 82.72 | CP05 | CP05 | Contactor relay, 2 NO + 2 NC 48 V DC Screw terminal size S00 reinforced installation on standard mounting rail !!! Phased-out product !!! Successor is SIRIUS 3RH2 Preferred successor type is >>3RH2122-1BW40-0AA6<< | - | 0 | 9
3RH1122-1HB40 |  | 3RH1122-1HB40 | 1 | UN | 1 | 2 | A | D | N | N | 85364900 | 1 | 4011209282957 | 0.26 | KG | 64.44 | 64.44 | CP05 | CP05 | Contactor relay, 2 NO + 2 NC 24 V DC without attenuation Screw terminal size S00 !!! Phased-out product !!! Successor is SIRIUS 3RH2 Preferred successor type is >>3RH2122-1HB40<< | - | 0 | 7
3RH1122-1HE40 |  | 3RH1122-1HE40 | 1 | UN | 1 | 5 | B | D | N | N | 85364900 | 1 | 4011209380370 | 0.257 | KG | 81.2 | 81.2 | CP05 | CP05 | Contactor relay, 2 NO + 2 NC, 60 V DC, without operation screw terminal, Size S00 !!! Phased-out product !!! Successor is SIRIUS 3RH2 | - | 0 | 9
3RH1122-1JB40 |  | 3RH1122-1JB40 | 1 | UN | 1 | 2 | A | D | N | N | 85364900 | 1 | 4011209284708 | 0.259 | KG | 74.64 | 74.64 | CP05 | CP05 | Contactor relay, 2 NO + 2 NC 24 V DC 0.7...1.25* Us with diode Screw terminal size S00 !!! Phased-out product !!! Successor is SIRIUS 3RH2 Preferred successor type is >>3RH2122-1JB40<< | - | 0 | 7
3RH1122-1KB40 |  | 3RH1122-1KB40 | 1 | UN | 1 | 2 | A | D | N | N | 85364900 | 1 | 4011209284715 | 0.259 | KG | 73.23 | 73.23 | CP05 | CP05 | Contactor relay, 2 NO + 2 NC 24 V DC 0.7...1.25* Us With varistor Screw terminal size S00 !!! Phased-out product !!! Successor is SIRIUS 3RH2 Preferred successor type is >>3RH2122-1KB40<< | - | 0 | 7
3RH1122-1KE40 |  | 3RH1122-1KE40 | 1 | UN | 1 | 15 | C | D | N | N | 85364900 | 1 | 4011209605954 | 0.257 | KG | 79.59 | 79.59 | CP05 | CP05 | Contactor relay, 2 NO + 2 NC 60 V DC 0.7 ... 1.25* Us With varistor Screw terminal size S00 !!! Phased-out product !!! Successor is SIRIUS 3RH2 Preferred successor type is >>3RH2122-1KE40<< | - | 0 | 7
3RH1122-1KF40 |  | 3RH1122-1KF40 | 1 | UN | 1 | 15 | C | D | N | N | 85364900 | 1 | 4011209593305 | 0.26 | KG | 73.23 | 73.23 | CP05 | CP05 | Contactor relay, 2 NO + 2 NC 110 V DC 0.7 ... 1.25* Us With varistor Screw terminal size S00 !!! Phased-out product !!! Successor is SIRIUS 3RH2 Preferred successor type is >>3RH2122-1KF40<< | - | 0 | 7
3RH1122-1KF40-0LA4 |  | 3RH1122-1KF40-0LA4 | 1 | UN | 1 | 15 | C | D | N | N | 85364900 | 1 | 4011209569720 | 0.287 | KG | 122.21 | 122.21 | CP05 | CP05 | Contactor relay, 2 NO + 1 NC 110 V DC 0.7...1.25* Us with 20 G varistor Screw terminal size S00 !!! Phased-out product !!! Successor is SIRIUS 3RH2 Preferred successor type is >>3RH2122-1KF40-0LA4<< | - | 0 | 9
3RH1122-1KF40-2AA0 |  | 3RH1122-1KF40-2AA0 | 1 | UN | 1 | 15 | C | D | N | N | 85364900 | 1 | 4011209589360 | 0.259 | KG | 85.75 | 85.75 | CP05 | CP05 | Contactor relay, 2 NO + 2 NC 110 V DC 0.7...1.25* Us With varistor Screw terminal size S00 Suspended mounting position !!! Phased-out product !!! Successor is SIRIUS 3RH2 | - | 0 | 9
3RH1122-1KG40-0LA0 |  | 3RH1122-1KG40-0LA0 | 1 | UN | 1 | 15 | C | D | N | N | 85364900 | 1 | 4011209549197 | 0.285 | KG | 126.25 | 126.25 | CP05 | CP05 | Contactor relay, 2 NO + 1 NC 125 V DC 0.7...1.25* Us With varistor Screw terminal size S00 Railway version !!! Phased-out product !!! Successor is SIRIUS 3RH2 | - | 0 | 7
3RH1122-1KG40-0LA2 |  | 3RH1122-1KG40-0LA2 | 1 | UN | 1 | 5 | B | D | N | N | 85364900 | 1 | 4011209551183 | 0.291 | KG | 141.4 | 141.4 | CP05 | CP05 | Contactor relay, 2 NO + 1 NC, 125 V DC, 0.7 ... 1.25* Us, With varistor, 3-pole, screw terminal, Size S00 !!! Phased-out product !!! Successor is SIRIUS 3RH2 | - | 0 | 9
3RH1122-1KG40-0LA3 |  | 3RH1122-1KG40-0LA3 | 1 | UN | 1 | 5 | B | D | N | N | 85364900 | 1 | 4011209562240 | 0.291 | KG | 145.44 | 145.44 | CP05 | CP05 | Contactor relay, 2 NO + 1 NC, 125 V DC, 0.7 ... 1.25* Us, With varistor, screw terminal, Size S00 Railway version with changed current path assignment and coil designation and extra plate for surge suppressor locking mechanism !!! Phased-out product !!! Successor is SIRIUS 3RH2 | - | 0 | 9
3RH1122-1KG40-0LA4 |  | 3RH1122-1KG40-0LA4 | 1 | UN | 1 | 15 | C | D | N | N | 85364900 | 1 | 4011209564398 | 0.29 | KG | 129.28 | 129.28 | CP05 | CP05 | Contactor relay, 2 NO + 1 NC 125 V DC 0.7...1.25* Us With varistor Railway version Optimum installation on standard mounting rail 20 G !!! Phased-out product !!! Successor is SIRIUS 3RH2 Preferred successor type is >>3RH2122-1KG40-0LA4<< | - | 0 | 9
3RH1122-1KK80 |  | 3RH1122-1KK80 | 1 | UN | 1 | 15 | C | D | N | N | 85364900 | 1 | 4011209914292 | 0.258 | KG | 91.1 | 91.1 | CP05 | CP05 | Contactor relay, 2 NO + 2 NC, 52 V DC, 0.7 ... 1.25* Us, With varistor, screw terminal, Size S00 !!! Phased-out product !!! Successor is SIRIUS 3RH2 | - | 0 | 7
3RH1122-1KM40-0LA4 |  | 3RH1122-1KM40-0LA4 | 1 | UN | 1 | 15 | C | D | N | N | 85364900 | 1 | 4011209569737 | 0.286 | KG | 122.21 | 122.21 | CP05 | CP05 | Contactor relay, 2 NO + 1 NC 220 V DC 0.7...1.25* Us with 20 G varistor Screw terminal size S00 !!! Phased-out product !!! Successor is SIRIUS 3RH2 Preferred successor type is >>3RH2122-1KM40-0LA4<< | - | 0 | 9
3RH1122-1KN40-0LA4 |  | 3RH1122-1KN40-0LA4 | 1 | UN | 1 | 5 | B | D | N | N | 85364900 | 1 |  | 0.288 | KG | 146.45 | 146.45 | CP05 | CP05 | Contactor relay, 2 NO + 2 NC, 250 V DC, 0.7 ... 1.25* Us, with 20G, varistor, screw terminal, Size S00 !!! Phased-out product !!! Successor is SIRIUS 3RH2 | - | 0 | 9
3RH1122-1KV80-0LA0 |  | 3RH1122-1KV80-0LA0 | 1 | UN | 1 | 15 | C | D | N | N | 85364900 | 1 | 4011209649064 | 0.285 | KG | 132.31 | 132.31 | CP05 | CP05 | Contactor relay, 2 NO + 1 NC, 24 ... 43 V DC, 0.7...1.25 Us, With varistor, railway screw terminal, Size S00 !!! Phased-out product !!! Successor is SIRIUS 3RH2 | - | 0 | 7
3RH1122-1MB40 |  | 3RH1122-1MB40 | 1 | UN | 1 | 15 | C | D | N | N | 85364900 | 1 | 4011209365544 | 0.255 | KG | 73.33 | 73.33 | CP05 | CP05 | Contactor relay, 2 NO + 2 NC 24 V DC extended operating range Screw terminal size S00 !!! Phased-out product !!! Successor is SIRIUS 3RH2 | - | 0 | 7
3RH1122-1MB40-0KT0 |  | 3RH1122-1MB40-0KT0 | 1 | UN | 1 | 5 | B | D | N | N | 85364900 | 1 | 4011209515437 | 0.26 | KG | 64.44 | 64.44 | CP05 | CP05 | Contactor relay for auxiliary circuit 2 NO + 2 NC 24 V DC size S00 0, 85...1.85 x Us 1.4 W Screw terminal Without overvoltage damping !!! Phased-out product !!! Successor is SIRIUS 3RH2 Preferred successor type is >>3RH2122-1MB40-0KT0<< | - | 0 | 0
3RH1122-1TB00-0KV0 |  | 3RH1122-1TB00-0KV0 | 1 | UN | 1 | 15 | C | D | N | N | 85364900 | 1 | 4011209440869 | 0.207 | KG | 95.04 | 95.04 | CP05 | CP05 | Contactor relay, 24 V AC, 50 Hz, Size S00, 2 NO + 2 NC, Integrated varistor !!! Phased-out product !!! Successor is SIRIUS 3RH2 | - | 0 | 7
3RH1122-1TP00-0KV0 |  | 3RH1122-1TP00-0KV0 | 1 | UN | 1 | 15 | C | D | N | N | 85364900 | 1 | 4011209440845 | 0.22 | KG | 82.82 | 82.82 | CP05 | CP05 | Contactor relay, 230 V AC 50 Hz size S00 2 NO + 2 NC varistor integrated !!! Phased-out product !!! Successor is SIRIUS 3RH2 | - | 0 | 7
3RH1122-1UB40-0KV0 |  | 3RH1122-1UB40-0KV0 | 1 | UN | 1 | 2 | A | D | N | N | 85364900 | 1 | 4011209440791 | 0.231 | KG | 91.91 | 91.91 | CP05 | CP05 | Contactor relay, 24 V DC size S00 2 NO + 2 NC Integrated varistor !!! Phased-out product !!! Successor is SIRIUS 3RH2 Preferred successor type is >>3RH2122-1UB40-0KV0<< | - | 0 | 7
3RH1122-1VB40 |  | 3RH1122-1VB40 | 1 | UN | 1 | 15 | C | D | N | N | 85364900 | 1 | 4011209515444 | 0.259 | KG | 74.64 | 74.64 | CP05 | CP05 | Contactor relay for auxiliary circuit 2 NO + 2 NC 24 V DC size S00 0, 85...1.85 x Us 1.4 W Screw terminal Integrated diode !!! Phased-out product !!! Successor is SIRIUS 3RH2 Preferred successor type is >>3RH2122-1VB40<< | - | 0 | 7
3RH1122-1WB40 |  | 3RH1122-1WB40 | 1 | UN | 1 | 5 | B | D | N | N | 85364900 | 1 | 4011209515451 | 0.261 | KG | 73.23 | 73.23 | CP05 | CP05 | Contactor relay for auxiliary circuit 2 NO + 2 NC 24 V DC size S00 0, 85...1.85 x Us 1.4 W Screw terminal Integrated varistor !!! Phased-out product !!! Successor is SIRIUS 3RH2 Preferred successor type is >>3RH2122-1SB40<< | - | 0 | 7
3RH1122-2AB00 |  | 3RH1122-2AB00 | 1 | UN | 1 | 2 | A | D | N | N | 85364900 | 1 | 4011209295988 | 0.202 | KG | 57.37 | 57.37 | CP05 | CP05 | Contactor relay, 2 NO + 2 NC 24 V AC 50/60 Hz Spring-type terminal Size S00 !!! Phased-out product !!! Successor is SIRIUS 3RH2 Preferred successor type is >>3RH2122-2AB00<< | - | 0 | 7
3RH1122-2AB00-0TK0 |  | 3RH1122-2AB00-0TK0 | 1 | UN | 1 | 15 | C | D | N | N | 85364900 | 1 | 4011209555259 | 0.19 | KG | 60.1 | 60.1 | CP05 | CP05 | Contactor relay, 2 NO + 2 NC 24 V AC 50/60 Hz Spring-type terminal Size S00 !!! Phased-out product !!! Successor is SIRIUS 3RH2 | - | 0 | 9
3RH1122-2AB00-0TK0-Z | X95 | 3RH1122-2AB00-0TK0-ZX95 | 1 | UN | 1 | 20 | D | D | N | N | 85364900 | 144 | 4011209555266 | 0.186 | KG | 60.1 | 60.1 | CP05 | CP05 | Contactor relay, 2 NO + 2 NC 24 V AC 50/60 Hz Spring-type terminal Size S00 Reusable packaging Pack = 144 units !!! Phased-out product !!! Successor is SIRIUS 3RH2 | - | 0 | 9
3RH1122-2AB00-0TK1 |  | 3RH1122-2AB00-0TK1 | 1 | UN | 1 | 15 | C | D | N | N | 85364900 | 1 | 4011209555358 | 0.19 | KG | 60.1 | 60.1 | CP05 | CP05 | Contactor relay, 2 NO + 2 NC 24 V AC 50/60 Hz Spring-type terminal Size S00 !!! Phased-out product !!! Successor is SIRIUS 3RH2 | - | 0 | 9
3RH1122-2AB00-0TK1-Z | X95 | 3RH1122-2AB00-0TK1-ZX95 | 1 | UN | 1 | 20 | D | D | N | N | 85364900 | 144 | 4011209555365 | 0.186 | KG | 60.1 | 60.1 | CP05 | CP05 | Contactor relay, 2 NO + 2 NC 24 V AC 50/60 Hz Spring-type terminal Size S00 Reusable packaging Pack = 144 units !!! Phased-out product !!! Successor is SIRIUS 3RH2 | - | 0 | 9
3RH1122-2AB00-Z | W98 | 3RH1122-2AB00-ZW98 | 1 | UN | 1 | 15 | C | D | N | N | 85364900 | 20 | 4011209501621 | 0.19 | KG | 65.75 | 65.75 | CP05 | CP05 | Contactor relay, 2 NO + 2 NC 24 V AC 50/60 Hz Spring-type terminal Size S00 Multi-unit packaging Pack = 20 units !!! Phased-out product !!! Successor is SIRIUS 3RH2 | - | 0 | 7
3RH1122-2AB00-Z | X95 | 3RH1122-2AB00-ZX95 | 1 | UN | 1 | 15 | C | D | N | N | 85364900 | 144 | 4011209501638 | 0.188 | KG | 65.75 | 65.75 | CP05 | CP05 | Contactor relay, 2 NO + 2 NC 24 V AC 50/60 Hz Spring-type terminal Size S00 Reusable packaging Pack = 144 units !!! Phased-out product !!! Successor is SIRIUS 3RH2 Preferred successor type is >>3RH2122-2AB00-ZX95<< | - | 0 | 7
3RH1122-2AD00 |  | 3RH1122-2AD00 | 1 | UN | 1 | 15 | C | D | N | N | 85364900 | 1 | 4011209350441 | 0.199 | KG | 71.51 | 71.51 | CP05 | CP05 | Contactor relay, 2 NO + 2 NC 42 V AC 50/60 Hz Spring-type terminal Size S00 !!! Phased-out product !!! Successor is SIRIUS 3RH2 Preferred successor type is >>3RH2122-2AD00<< | - | 0 | 7
3RH1122-2AF00 |  | 3RH1122-2AF00 | 1 | UN | 1 | 2 | A | D | N | N | 85364900 | 1 | 4011209295995 | 0.201 | KG | 57.37 | 57.37 | CP05 | CP05 | Contactor relay, 2 NO + 2 NC 110 V AC 50 / 60 Hz Spring-type terminal Size S00 !!! Phased-out product !!! Successor is SIRIUS 3RH2 Preferred successor type is >>3RH2122-2AF00<< | - | 0 | 7
3RH1122-2AF00-0TK0 |  | 3RH1122-2AF00-0TK0 | 1 | UN | 1 | 15 | C | D | N | N | 85364900 | 1 | 4011209555273 | 0.201 | KG | 60.1 | 60.1 | CP05 | CP05 | Contactor relay, 2 NO + 2 NC 110 V AC 50 / 60 Hz Spring-type terminal Size S00 !!! Phased-out product !!! Successor is SIRIUS 3RH2 | - | 0 | 9
3RH1122-2AF00-0TK0-Z | X95 | 3RH1122-2AF00-0TK0-ZX95 | 1 | UN | 1 | 20 | D | D | N | N | 85364900 | 144 | 4011209555280 | 0.186 | KG | 60.1 | 60.1 | CP05 | CP05 | Contactor relay, 2 NO + 2 NC 110 V AC 50 / 60 Hz Spring-type terminal Size S00 Reusable packaging Pack = 144 units !!! Phased-out product !!! Successor is SIRIUS 3RH2 | - | 0 | 9
3RH1122-2AF00-0TK1 |  | 3RH1122-2AF00-0TK1 | 1 | UN | 1 | 15 | C | D | N | N | 85364900 | 1 | 4011209555297 | 0.19 | KG | 60.1 | 60.1 | CP05 | CP05 | Contactor relay, 2 NO + 2 NC 110 V AC 50 / 60 Hz Spring-type terminal Size S00 !!! Phased-out product !!! Successor is SIRIUS 3RH2 | - | 0 | 9
3RH1122-2AF00-0TK1-Z | X95 | 3RH1122-2AF00-0TK1-ZX95 | 1 | UN | 1 | 20 | D | D | N | N | 85364900 | 144 | 4011209555303 | 0.185 | KG | 60.1 | 60.1 | CP05 | CP05 | Contactor relay, 2 NO + 2 NC 110 V AC 50 / 60 Hz Spring-type terminal Size S00 Reusable packaging Pack = 144 units !!! Phased-out product !!! Successor is SIRIUS 3RH2 | - | 0 | 9
3RH1122-2AF00-Z | W95 | 3RH1122-2AF00-ZW95 | 1 | UN | 1 | 15 | C | D | N | N | 85364900 | 144 | 4011209578920 | 0.189 | KG | 65.75 | 65.75 | CP05 | CP05 | Contactor relay 2 NO + 2 NC AC CC Multi-unit packaging 144 units !!! Phased-out product !!! Successor is SIRIUS 3RH2 | - | 0 | 7
3RH1122-2AF00-Z | W96 | 3RH1122-2AF00-ZW96 | 1 | UN | 1 | 15 | C | D | N | N | 85364900 | 90 |  | 0.19 | KG | 65.75 | 65.75 | CP05 | CP05 | Contactor relay, 2 NO + 2 NC 110 V AC 50 / 60 Hz Spring-type terminal Size S00 Multi-unit packaging Pack = 90 units !!! Phased-out product !!! Successor is SIRIUS 3RH2 | - | 0 | 7
3RH1122-2AF00-Z | X95 | 3RH1122-2AF00-ZX95 | 1 | UN | 1 | 15 | C | D | N | N | 85364900 | 144 | 4011209497634 | 0.19 | KG | 57.37 | 57.37 | CP05 | CP05 | Contactor relay, 2 NO + 2 NC 110 V AC 50 / 60 Hz Spring-type terminal Size S00 Reusable packaging Pack = 144 units !!! Phased-out product !!! Successor is SIRIUS 3RH2 | - | 0 | 7
3RH1122-2AG10 |  | 3RH1122-2AG10 | 1 | UN | 1 | 15 | C | D | N | N | 85364900 | 1 | 4011209545106 | 0.2 | KG | 62.52 | 62.52 | CP05 | CP05 | Contactor relay, 2 NO + 2 NC 110 V 60 Hz Spring-type terminal Size S00 !!! Phased-out product !!! Successor is SIRIUS 3RH2 | - | 0 | 7
3RH1122-2AG60 |  | 3RH1122-2AG60 | 1 | UN | 1 | 15 | C | D | N | N | 85364900 | 1 | 4011209493391 | 0.202 | KG | 71.51 | 71.51 | CP05 | CP05 | Contactor relay, 2 NO + 2 NC, 100 V AC, 50 / 100 ... 110 V, 60 Hz, Spring-type terminal, Size S00 !!! Phased-out product !!! Successor is SIRIUS 3RH2 | - | 0 | 7
3RH1122-2AH00 |  | 3RH1122-2AH00 | 1 | UN | 1 | 15 | C | D | N | N | 85364900 | 1 | 4011209350502 | 0.198 | KG | 57.37 | 57.37 | CP05 | CP05 | Contactor relay, 2 NO + 2 NC 48 V AC 50/60 Hz Spring-type terminal Size S00 !!! Phased-out product !!! Successor is SIRIUS 3RH2 Preferred successor type is >>3RH2122-2AH00<< | - | 0 | 7
3RH1122-2AK20 |  | 3RH1122-2AK20 | 1 | UN | 1 | 15 | C | D | N | N | 85364900 | 1 | 4011209662490 | 0.2 | KG | 62.52 | 62.52 | CP05 | CP05 | Contactor relay, 2 NO + 2 NC 120 V AC 50 / 60 Hz Spring-type terminal Size S00 !!! Phased-out product !!! Successor is SIRIUS 3RH2 | - | 0 | 7
3RH1122-2AK60 |  | 3RH1122-2AK60 | 1 | UN | 1 | 15 | C | D | N | N | 85364900 | 1 | 4011209350519 | 0.201 | KG | 65.75 | 65.75 | CP05 | CP05 | Contactor relay, 2 NO + 2 NC 110 V AC 50 Hz / 120 V 60 Hz Spring-type terminal Size S00 !!! Phased-out product !!! Successor is SIRIUS 3RH2 Preferred successor type is >>3RH2122-2AK60<< | - | 0 | 7
3RH1122-2AK60-1AA0 |  | 3RH1122-2AK60-1AA0 | 1 | UN | 1 | 15 | C | D | N | N | 85364900 | 1 | 4011209550933 | 0.199 | KG | 82.82 | 82.82 | CP05 | CP05 | Contactor relay, 2 NO + 2 NC, 110 V AC, 50 Hz / 120 V, 60 Hz, Spring-type terminal, Size S00 !!! Phased-out product !!! Successor is SIRIUS 3RH2 | - | 0 | 7
3RH1122-2AK60-Z | W97 | 3RH1122-2AK60-ZW97 | 1 | UN | 1 | 15 | C | D | N | N | 85364900 | 42 | 4011209577213 | 0.201 | KG | 65.75 | 65.75 | CP05 | CP05 | Contactor relay, 2 NO + 2 NC 110 V AC 50 Hz / 120 V 60 Hz Spring-type terminal Size S00 Z = W97 Pack = 42 units !!! Phased-out product !!! Successor is SIRIUS 3RH2 | - | 0 | 7
3RH1122-2AK60-Z | X95 | 3RH1122-2AK60-ZX95 | 1 | UN | 1 | 15 | C | D | N | N | 85364900 | 144 | 4011209575295 | 0.201 | KG | 65.75 | 65.75 | CP05 | CP05 | Contactor relay, 2 NO + 2 NC 110 V AC 50 Hz / 120 V 60 Hz Spring-type terminal Size S00 Reusable packaging Pack = 144 units !!! Phased-out product !!! Successor is SIRIUS 3RH2 | - | 0 | 7
3RH1122-2AL00 |  | 3RH1122-2AL00 | 1 | UN | 1 | 15 | C | D | N | N | 85364900 | 1 | 4011209741645 | 0.202 | KG | 71.51 | 71.51 | CP05 | CP05 | Contactor relay, 2 NO + 2 NC, 125 V AC, 50 / 60 Hz, Spring-type terminal, Size S00 !!! Phased-out product !!! Successor is SIRIUS 3RH2 | - | 0 | 7
3RH1122-2AL00-0AA6 |  | 3RH1122-2AL00-0AA6 | 1 | UN | 1 | 5 | B | D | N | N | 85364900 | 1 |  | 0.203 | KG | 174.73 | 174.73 | CP05 | CP05 | Auxiliary contactor, 2 NO + 2 NC, 125 V AC, 50/60 Hz, Cage Clamp terminal, Size S00 Reinforced mounting on standard mounting rail !!! Phased-out product !!! Successor is SIRIUS 3RH2 Preferred successor type is >>3RH1122-2AL00<< | - | 0 | 7
3RH1122-2AM20 |  | 3RH1122-2AM20 | 1 | UN | 1 | 15 | C | D | N | N | 85364900 | 1 | 4011209384002 | 0.201 | KG | 62.52 | 62.52 | CP05 | CP05 | Contactor relay, 2 NO + 2 NC 208 V AC 50/60 Hz Spring-type terminal Size S00 !!! Phased-out product !!! Successor is SIRIUS 3RH2 | - | 0 | 7
3RH1122-2AN10 |  | 3RH1122-2AN10 | 1 | UN | 1 | 15 | C | D | N | N | 85364900 | 1 | 4011209556119 | 0.2 | KG | 62.52 | 62.52 | CP05 | CP05 | Contactor relay, 2 NO + 2 NC 220 V AC 60 Hz Spring-type terminal Size S00 !!! Phased-out product !!! Successor is SIRIUS 3RH2 | - | 0 | 7
3RH1122-2AN20 |  | 3RH1122-2AN20 | 1 | UN | 1 | 20 | D | D | N | N | 85364900 | 1 | 4011209551398 | 0.199 | KG | 60.1 | 60.1 | CP05 | CP05 | Contactor relay, 2 NO + 2 NC 220 V AC 50/60 Hz Spring-type terminal Size S00 !!! Phased-out product !!! Successor is SIRIUS 3RH2 Preferred successor type is >>3RH2122-2AN20<< | - | 0 | 7
3RH1122-2AN60 |  | 3RH1122-2AN60 | 1 | UN | 1 | 15 | C | D | N | N | 85364900 | 1 | 4011209493407 | 0.196 | KG | 71.51 | 71.51 | CP05 | CP05 | Contactor relay, 2 NO + 2 NC, 200 V AC, 50 Hz / 200 ... 220 V, 60 Hz, Spring-type terminal, Size S00 !!! Phased-out product !!! Successor is SIRIUS 3RH2 | - | 0 | 7
3RH1122-2AP00 |  | 3RH1122-2AP00 | 1 | UN | 1 | 2 | A | D | N | N | 85364900 | 1 | 4011209296008 | 0.2 | KG | 57.37 | 57.37 | CP05 | CP05 | Contactor relay, 2 NO + 2 NC 230 V AC 50 / 60 Hz Spring-type terminal Size S00 !!! Phased-out product !!! Successor is SIRIUS 3RH2 Preferred successor type is >>3RH2122-2AP00<< | - | 0 | 7
3RH1122-2AP00-0AA6 |  | 3RH1122-2AP00-0AA6 | 1 | UN | 1 | 15 | C | D | EAR99 | N | 85364900 | 1 | 4011209934009 | 0.203 | KG | 174.73 | 174.73 | CP05 | CP05 | Contactor relay, 2 NO + 2 NC 230 V AC 50 / 60 Hz Spring-type terminal Size S00 reinforced installation on standard mounting rail !!! Phased-out product !!! Successor is SIRIUS 3RH2 | - | 0 | 9
3RH1122-2AP00-0TK0 |  | 3RH1122-2AP00-0TK0 | 1 | UN | 1 | 15 | C | D | N | N | 85364900 | 1 | 4011209555310 | 0.19 | KG | 60.1 | 60.1 | CP05 | CP05 | Contactor relay, 2 NO + 2 NC 230 V AC 50 / 60 Hz Spring-type terminal Size S00 !!! Phased-out product !!! Successor is SIRIUS 3RH2 | - | 0 | 9
3RH1122-2AP00-0TK0-Z | X95 | 3RH1122-2AP00-0TK0-ZX95 | 1 | UN | 1 | 20 | D | D | N | N | 85364900 | 144 | 4011209555327 | 0.188 | KG | 60.1 | 60.1 | CP05 | CP05 | Contactor relay, 2 NO + 2 NC 230 V AC 50 / 60 Hz Spring-type terminal Size S00 Reusable packaging Pack = 144 units !!! Phased-out product !!! Successor is SIRIUS 3RH2 | - | 0 | 9
3RH1122-2AP00-0TK1 |  | 3RH1122-2AP00-0TK1 | 1 | UN | 1 | 15 | C | D | N | N | 85364900 | 1 | 4011209555334 | 0.19 | KG | 60.1 | 60.1 | CP05 | CP05 | Contactor relay, 2 NO + 2 NC 230 V AC 50 / 60 Hz Spring-type terminal Size S00 !!! Phased-out product !!! Successor is SIRIUS 3RH2 | - | 0 | 9
3RH1122-2AP00-0TK1-Z | X95 | 3RH1122-2AP00-0TK1-ZX95 | 1 | UN | 1 | 20 | D | D | N | N | 85364900 | 144 | 4011209555341 | 0.2 | KG | 60.1 | 60.1 | CP05 | CP05 | Contactor relay, 2 NO + 2 NC 230 V AC 50 / 60 Hz Spring-type terminal Size S00 Reusable packaging Pack = 144 units !!! Phased-out product !!! Successor is SIRIUS 3RH2 | - | 0 | 9
3RH1122-2AP00-1AA0 |  | 3RH1122-2AP00-1AA0 | 1 | UN | 1 | 15 | C | D | N | N | 85364900 | 1 | 4011209518339 | 0.198 | KG | 82.82 | 82.82 | CP05 | CP05 | Contactor relay, 2 NO + 2 NC 230 V AC 50 / 60 Hz Spring-type terminal Size S00 Upright mounting position !!! Phased-out product !!! Successor is SIRIUS 3RH2 Preferred successor type is >>3RH2122-2AP00-1AA0<< | - | 0 | 7
3RH1122-2AP00-Z | W95 | 3RH1122-2AP00-ZW95 | 1 | UN | 1 | 15 | C | D | N | N | 85364900 | 144 |  | 0.19 | KG | 65.75 | 65.75 | CP05 | CP05 | Contactor relay, 2 NO + 2 NC 230 V AC 50 / 60 Hz Spring-type terminal Size S00 Multi-unit packaging Pack = 42 units !!! Phased-out product !!! Successor is SIRIUS 3RH2 | - | 0 | 7
3RH1122-2AP00-Z | W97 | 3RH1122-2AP00-ZW97 | 1 | UN | 1 | 15 | C | D | N | N | 85364900 | 42 | 4011209575073 | 0.188 | KG | 65.75 | 65.75 | CP05 | CP05 | Contactor relay, 2 NO + 2 NC 230 V AC 50 / 60 Hz Spring-type terminal Size S00 Reusable packaging Pack = 144 units !!! Phased-out product !!! Successor is SIRIUS 3RH2 Preferred successor type is >>3RH2122-2AP00-ZW97<< | - | 0 | 7
3RH1122-2AP00-Z | W98 | 3RH1122-2AP00-ZW98 | 1 | UN | 1 | 15 | C | D | N | N | 85364900 | 20 | 4011209575066 | 0.188 | KG | 65.75 | 65.75 | CP05 | CP05 | Contactor relay, 2 NO + 2 NC 230 V AC 50 / 60 Hz Spring-type terminal Size S00 Multi-unit packaging Pack = 20 units !!! Phased-out product !!! Successor is SIRIUS 3RH2 | - | 0 | 7
3RH1122-2AP00-Z | X95 | 3RH1122-2AP00-ZX95 | 1 | UN | 1 | 15 | C | D | N | N | 85364900 | 144 | 4011209422612 | 0.186 | KG | 65.75 | 65.75 | CP05 | CP05 | Contactor relay, 2 NO + 2 NC 230 V AC 50 / 60 Hz Spring-type terminal Size S00 Reusable packaging Pack = 144 units !!! Phased-out product !!! Successor is SIRIUS 3RH2 Preferred successor type is >>3RH2122-2AP00-ZX95<< | - | 0 | 7
3RH1122-2AP60 |  | 3RH1122-2AP60 | 1 | UN | 1 | 15 | C | D | N | N | 85364900 | 1 | 4011209350526 | 0.22 | KG | 65.75 | 65.75 | CP05 | CP05 | Contactor relay, 2 NO + 2 NC 220 V AC 50 Hz / 240 V 60 Hz Spring-type terminal Size S00 !!! Phased-out product !!! Successor is SIRIUS 3RH2 Preferred successor type is >>3RH2122-2AP60<< | - | 0 | 7
3RH1122-2AR60 |  | 3RH1122-2AR60 | 1 | UN | 1 | 15 | C | D | N | N | 85364900 | 1 | 4011209493421 | 0.2 | KG | 71.51 | 71.51 | CP05 | CP05 | Contactor relay, 2 NO + 2 NC 400 V AC 50 Hz 400...440 V 60 Hz Spring-type terminal Size S00 !!! Phased-out product !!! Successor is SIRIUS 3RH2 Preferred successor type is >>3RH2122-2AR60<< | - | 0 | 7
3RH1122-2AT60 |  | 3RH1122-2AT60 | 1 | UN | 1 | 15 | C | D | N | N | 85364900 | 1 | 4011209384019 | 0.199 | KG | 71.51 | 71.51 | CP05 | CP05 | Contactor relay, 2 NO + 2 NC, 600 V AC, 60 Hz, spring-type terminal Size S00 !!! Phased-out product !!! Successor is SIRIUS 3RH2 Preferred successor type is >>3RH2122-2AT60<< | - | 0 | 7
3RH1122-2AU00 |  | 3RH1122-2AU00 | 1 | UN | 1 | 15 | C | D | N | N | 85364900 | 1 | 4011209662506 | 0.203 | KG | 65.75 | 65.75 | CP05 | CP05 | Contactor relay, 2 NO + 2 NC 240 V AC 50 / 60 Hz Spring-type terminal Size S00 !!! Phased-out product !!! Successor is SIRIUS 3RH2 | - | 0 | 7
3RH1122-2AV00 |  | 3RH1122-2AV00 | 1 | UN | 1 | 15 | C | D | N | N | 85364900 | 1 | 4011209350533 | 0.198 | KG | 62.52 | 62.52 | CP05 | CP05 | Contactor relay, 2 NO + 2 NC 400 V AC 50/60 Hz Spring-type terminal Size S00 !!! Phased-out product !!! Successor is SIRIUS 3RH2 Preferred successor type is >>3RH2122-2AV00<< | - | 0 | 7
3RH1122-2AV60 |  | 3RH1122-2AV60 | 1 | UN | 1 | 15 | C | D | N | N | 85364900 | 1 | 4011209384033 | 0.201 | KG | 65.25 | 65.25 | CP05 | CP05 | Contactor relay, 2 NO + 2 NC 480 V AC 60 Hz Spring-type terminal Size S00 !!! Phased-out product !!! Successor is SIRIUS 3RH2 Preferred successor type is >>3RH2122-2AV60<< | - | 0 | 7
3RH1122-2BA40 |  | 3RH1122-2BA40 | 1 | UN | 1 | 15 | C | D | N | N | 85364900 | 1 | 4011209384040 | 0.256 | KG | 72.01 | 72.01 | CP05 | CP05 | Contactor relay, 2 NO + 2 NC 12 V DC Spring-type terminal Size S00 !!! Phased-out product !!! Successor is SIRIUS 3RH2 Preferred successor type is >>3RH2122-2BA40<< | - | 0 | 7
3RH1122-2BB40 |  | 3RH1122-2BB40 | 1 | UN | 1 | 2 | A | D | N | N | 85364900 | 1 | 4011209295759 | 0.261 | KG | 65.65 | 65.65 | CP05 | CP05 | Contactor relay, 2 NO + 2 NC 24 V DC Spring-type terminal Size S00 !!! Phased-out product !!! Successor is SIRIUS 3RH2 Preferred successor type is >>3RH2122-2BB40<< | - | 0 | 7
3RH1122-2BB40-0AA6 |  | 3RH1122-2BB40-0AA6 | 1 | UN | 1 | 15 | C | D | N | N | 85364900 | 1 | 4011209841932 | 0.263 | KG | 82.72 | 82.72 | CP05 | CP05 | Contactor relay, 2 NO + 2 NC, 24 V DC, Spring-type terminal, Size S00, reinforced installation on standard mounting rail !!! Phased-out product !!! Successor is SIRIUS 3RH2 | - | 0 | 7
3RH1122-2BB40-0TK0-Z | X95 | 3RH1122-2BB40-0TK0-ZX95 | 1 | UN | 1 | 15 | C | D | N | N | 85364900 | 144 | 4011209555228 | 0.244 | KG | 75.04 | 75.04 | CP05 | CP05 | Contactor relay, 2 NO + 2 NC 24 V DC Spring-type terminal Size S00 Reusable packaging Pack = 144 units !!! Phased-out product !!! Successor is SIRIUS 3RH2 | - | 0 | 9
3RH1122-2BB40-0TK1-Z | X95 | 3RH1122-2BB40-0TK1-ZX95 | 1 | UN | 1 | 15 | C | D | N | N | 85364900 | 144 | 4011209555242 | 0.244 | KG | 75.04 | 75.04 | CP05 | CP05 | Contactor relay, 2 NO + 2 NC 24 V DC Spring-type terminal Size S00 Reusable packaging Pack = 144 units !!! Phased-out product !!! Successor is SIRIUS 3RH2 | - | 0 | 9
3RH1122-2BB40-Z | W96 | 3RH1122-2BB40-ZW96 | 1 | UN | 1 | 15 | C | D | N | N | 85364900 | 90 |  | 0.248 | KG | 75.04 | 75.04 | CP05 | CP05 | Contactor relay, 2 NO + 2 NC 24 V DC Spring-type terminal Size S00 Multi-unit packaging Pack = 90 units !!! Phased-out product !!! Successor is SIRIUS 3RH2 Preferred successor type is >>3RH2122-2BB40-ZW96<< | - | 0 | 7
3RH1122-2BB40-Z | W97 | 3RH1122-2BB40-ZW97 | 1 | UN | 1 | 15 | C | D | N | N | 85364900 | 42 | 4011209581746 | 0.248 | KG | 65.65 | 65.65 | CP05 | CP05 | Contactor relay, 2 NO + 2 NC 24 V DC Spring-type terminal Size S00 Multi-unit packaging Pack = 42 units !!! Phased-out product !!! Successor is SIRIUS 3RH2 | - | 0 | 9
3RH1122-2BB40-Z | W98 | 3RH1122-2BB40-ZW98 | 1 | UN | 1 | 15 | C | D | N | N | 85364900 | 20 | 4011209499508 | 0.25 | KG | 75.04 | 75.04 | CP05 | CP05 | Contactor relay, 2 NO + 2 NC 24 V DC Spring-type terminal Size S00 Multi-unit packaging Pack = 20 units !!! Phased-out product !!! Successor is SIRIUS 3RH2 | - | 0 | 9
3RH1122-2BB40-Z | X95 | 3RH1122-2BB40-ZX95 | 1 | UN | 1 | 15 | C | D | N | N | 85364900 | 144 | 4011209394100 | 0.251 | KG | 65.65 | 65.65 | CP05 | CP05 | Contactor relay, 2 NO + 2 NC 24 V DC Spring-type terminal Size S00 Reusable packaging Pack = 144 units !!! Phased-out product !!! Successor is SIRIUS 3RH2 | - | 0 | 7
3RH1122-2BC40 |  | 3RH1122-2BC40 | 1 | UN | 1 | 15 | C | D | N | N | 85364900 | 1 | 4011209662513 | 0.26 | KG | 72.01 | 72.01 | CP05 | CP05 | Contactor relay, 2 NO + 2 NC 30 V DC Spring-type terminal Size S00 !!! Phased-out product !!! Successor is SIRIUS 3RH2 | - | 0 | 9
3RH1122-2BD40 |  | 3RH1122-2BD40 | 1 | UN | 1 | 15 | C | D | N | N | 85364900 | 1 | 4011209524057 | 0.261 | KG | 82.62 | 82.62 | CP05 | CP05 | Contactor relay, 2 NO + 2 NC 42 V DC Spring-type terminal Size S00 !!! Phased-out product !!! Successor is SIRIUS 3RH2 | - | 0 | 7
3RH1122-2BE40 |  | 3RH1122-2BE40 | 1 | UN | 1 | 15 | C | D | N | N | 85364900 | 1 | 4011209350540 | 0.258 | KG | 72.01 | 72.01 | CP05 | CP05 | Contactor relay, 2 NO + 2 NC 60 V DC Spring-type terminal Size S00 !!! Phased-out product !!! Successor is SIRIUS 3RH2 Preferred successor type is >>3RH2122-2BE40<< | - | 0 | 7
3RH1122-2BE40-0AA6 |  | 3RH1122-2BE40-0AA6 | 1 | UN | 1 | 5 | B | D | N | N | 85364900 | 1 |  | 0.264 | KG | 82.72 | 82.72 | CP05 | CP05 | Auxiliary contactor, 2 NO + 2 NC, 60 V DC, Cage Clamp terminal, Size S00 Reinforced mounting on standard mounting rail !!! Phased-out product !!! Successor is SIRIUS 3RH2 Preferred successor type is >>3RH1122-2BE40<< | - | 0 | 7
3RH1122-2BF40 |  | 3RH1122-2BF40 | 1 | UN | 1 | 15 | C | D | N | N | 85364900 | 1 | 4011209350557 | 0.258 | KG | 65.65 | 65.65 | CP05 | CP05 | Contactor relay, 2 NO + 2 NC 110 V DC Spring-type terminal Size S00 !!! Phased-out product !!! Successor is SIRIUS 3RH2 Preferred successor type is >>3RH2122-2BF40<< | - | 0 | 7
3RH1122-2BF40-0AA6 |  | 3RH1122-2BF40-0AA6 | 1 | UN | 1 | 15 | C | D | N | N | 85364900 | 1 | 4011209779303 | 0.261 | KG | 82.72 | 82.72 | CP05 | CP05 | Contactor relay, 2 NO + 2 NC, 110 V DC, spring-type terminal Size S00, reinforced installation on standard mounting rail !!! Phased-out product !!! Successor is SIRIUS 3RH2 Preferred successor type is >>3RH2122-2BF40-0AA6<< | - | 0 | 7
3RH1122-2BG40 |  | 3RH1122-2BG40 | 1 | UN | 1 | 15 | C | D | N | N | 85364900 | 1 | 4011209524064 | 0.255 | KG | 72.01 | 72.01 | CP05 | CP05 | Contactor relay, 2 NO + 2 NC 125 V DC Spring-type terminal Size S00 !!! Phased-out product !!! Successor is SIRIUS 3RH2 Preferred successor type is >>3RH2122-2BG40<< | - | 0 | 7
3RH1122-2BG40-0AA6 |  | 3RH1122-2BG40-0AA6 | 1 | UN | 1 | 15 | C | D | N | N | 85364900 | 1 | 4011209779754 | 0.255 | KG | 82.72 | 82.72 | CP05 | CP05 | Contactor relay, 2 NO + 2 NC, 125 V DC, spring-type terminal Size S00, reinforced installation on standard mounting rail !!! Phased-out product !!! Successor is SIRIUS 3RH2 Preferred successor type is >>3RH2122-2BG40-0AA6<< | - | 0 | 7
3RH1122-2BM40 |  | 3RH1122-2BM40 | 1 | UN | 1 | 15 | C | D | N | N | 85364900 | 1 | 4011209296015 | 0.259 | KG | 65.65 | 65.65 | CP05 | CP05 | Contactor relay, 2 NO + 2 NC 220 V DC Spring-type terminal Size S00 !!! Phased-out product !!! Successor is SIRIUS 3RH2 Preferred successor type is >>3RH2122-2BM40<< | - | 0 | 7
3RH1122-2BM40-0AA6 |  | 3RH1122-2BM40-0AA6 | 1 | UN | 1 | 15 | C | D | N | N | 85364900 | 1 | 4011209779792 | 0.258 | KG | 82.72 | 82.72 | CP05 | CP05 | Contactor relay, 2 NO + 2 NC, 220 V DC, spring-type terminal Size S00, reinforced installation on standard mounting rail !!! Phased-out product !!! Successor is SIRIUS 3RH2 Preferred successor type is >>3RH2122-2BM40-0AA6<< | - | 0 | 7
3RH1122-2BN40 |  | 3RH1122-2BN40 | 1 | UN | 1 | 15 | C | D | N | N | 85364900 | 1 | 4011209662483 | 0.256 | KG | 82.62 | 82.62 | CP05 | CP05 | Contactor relay, 2 NO + 2 NC, 250 V DC, spring-type terminal Size S00 !!! Phased-out product !!! Successor is SIRIUS 3RH2 Preferred successor type is >>3RH2122-2BN40<< | - | 0 | 7
3RH1122-2BN40-0AA6 |  | 3RH1122-2BN40-0AA6 | 1 | UN | 1 | 5 | B | D | N | N | 85364900 | 1 | 4011209858442 | 0.258 | KG | 82.72 | 82.72 | CP05 | CP05 | Contactor relay, 2 NO + 2 NC, 250 V DC, spring-type terminal Size S00, reinforced installation on standard mounting rail !!! Phased-out product !!! Successor is SIRIUS 3RH2 Preferred successor type is >>3RH2122-2BN40-0AA6<< | - | 0 | 9
3RH1122-2BP40 |  | 3RH1122-2BP40 | 1 | UN | 1 | 15 | C | D | N | N | 85364900 | 1 | 4011209350564 | 0.261 | KG | 82.62 | 82.62 | CP05 | CP05 | Contactor relay, 2 NO + 2 NC, 230 V DC, Spring-type terminal, Size S00 !!! Phased-out product !!! Successor is SIRIUS 3RH2 | - | 0 | 7
3RH1122-2BV40 |  | 3RH1122-2BV40 | 1 | UN | 1 | 5 | B | D | N | N | 85364900 | 1 | 4011209742727 | 0.259 | KG | 82.62 | 82.62 | CP05 | CP05 | Contactor relay, 2 NO + 2 NC, 32 V DC, Spring-type terminal, Size S00 !!! Phased-out product !!! Successor is SIRIUS 3RH2 | - | 0 | 9
3RH1122-2BW40 |  | 3RH1122-2BW40 | 1 | UN | 1 | 15 | C | D | N | N | 85364900 | 1 | 4011209350571 | 0.26 | KG | 65.65 | 65.65 | CP05 | CP05 | Contactor relay, 2 NO + 2 NC 48 V DC Spring-type terminal Size S00 !!! Phased-out product !!! Successor is SIRIUS 3RH2 Preferred successor type is >>3RH2122-2BW40<< | - | 0 | 7
3RH1122-2BW40-0AA6 |  | 3RH1122-2BW40-0AA6 | 1 | UN | 1 | 15 | C | D | N | N | 85364900 | 1 | 4011209918009 | 0.259 | KG | 82.72 | 82.72 | CP05 | CP05 | Contactor relay, 2 NO + 2 NC, 48 V DC, Spring-type terminal, Size S00, reinforced installation on standard mounting rail !!! Phased-out product !!! Successor is SIRIUS 3RH2 | - | 0 | 7
3RH1122-2EF00-0KS0-Z | X95 | 3RH1122-2EF00-0KS0-ZX95 | 1 | UN | 1 | 20 | D | D | N | N | 85364900 | 102 | 4011209438057 | 0.189 | KG | 81.81 | 81.81 | CP05 | CP05 | Contactor relay, 2 NO + 2 NC 110 V AC 50 / 60 Hz Spring-type terminal Size S00 with RC element (plugged on) Schindler Reusable packaging Pack = 102 units !!! Phased-out product !!! Successor is SIRIUS 3RH2 | - | 0 | 9
3RH1122-2EP00-0KS0 |  | 3RH1122-2EP00-0KS0 | 1 | UN | 1 | 15 | C | D | N | N | 85364900 | 1 | 4011209409705 | 0.219 | KG | 81.81 | 81.81 | CP05 | CP05 | Contactor relay, 2 NO + 2 NC 230 V AC 50 / 60 Hz Spring-type terminal Size S00 with RC element (plugged on) Schindler !!! Phased-out product !!! Successor is SIRIUS 3RH2 | - | 0 | 9
3RH1122-2FB40 |  | 3RH1122-2FB40 | 1 | UN | 1 | 5 | B | D | N | N | 85364900 | 1 | 4011209543492 | 0.257 | KG | 88.27 | 88.27 | CP05 | CP05 | Contactor relay, 2 NO + 2 NC, 24 V DC, 0.8 ... 1.1 Us, spring-type terminal Size S00 Integrated interference suppression diode !!! Phased-out product !!! Successor is SIRIUS 3RH2 Preferred successor type is >>3RH2122-2FB40<< | - | 0 | 9
3RH1122-2GG20 |  | 3RH1122-2GG20 | 1 | UN | 1 | 15 | C | D | N | N | 85364900 | 1 | 4011209400092 | 0.262 | KG | 98.17 | 98.17 | CP05 | CP05 | Contactor relay, 2 NO + 2 NC 110 V AC 50 / 60 Hz Spring-type terminal Size S00 With full-wave rectifier !!! Phased-out product !!! Successor is SIRIUS 3RH2 Preferred successor type is >>3RH2122-2GG20<< | - | 0 | 7
3RH1122-2GG20-Z | W97 | 3RH1122-2GG20-ZW97 | 1 | UN | 1 | 0 | A | D | N | N | 85364900 | 42 | 4011209905184 | 0.193 | KG | 112.11 | 112.11 | CP05 | CP05 | Contactor relay, 2 NO + 2 NC 110 V AC 50 / 60 Hz Spring-type terminal Size S00 With full-wave rectifier Multi-unit packaging Pack = 42 units !!! Phased-out product !!! Successor is SIRIUS 3RH2 | - | 0 | 9
3RH1122-2GG20-Z | X95 | 3RH1122-2GG20-ZX95 | 1 | UN | 1 | 15 | C | D | N | N | 85364900 | 144 | 4011209905177 | 0.246 | KG | 112.11 | 112.11 | CP05 | CP05 | Contactor relay, 2 NO + 2 NC, 110 V AC 50 / 60 Hz Spring-type terminal, Size S00 With full-wave rectifier reusable packaging = 144 units !!! Phased-out product !!! Successor is SIRIUS 3RH2 | - | 0 | 9
3RH1122-2HB40 |  | 3RH1122-2HB40 | 1 | UN | 1 | 15 | C | D | N | N | 85364900 | 1 | 4011209297043 | 0.257 | KG | 65.55 | 65.55 | CP05 | CP05 | Contactor relay, 2 NO + 2 NC 24 V DC 0.7...1.25* Us Spring-type terminal Size S00 !!! Phased-out product !!! Successor is SIRIUS 3RH2 Preferred successor type is >>3RH2122-2HB40<< | - | 0 | 7
3RH1122-2JB40 |  | 3RH1122-2JB40 | 1 | UN | 1 | 15 | C | D | N | N | 85364900 | 1 | 4011209297142 | 0.258 | KG | 76.36 | 76.36 | CP05 | CP05 | Contactor relay, 2 NO + 2 NC 24 V DC 0.7...1.25* Us with diode Spring-type terminal Size S00 !!! Phased-out product !!! Successor is SIRIUS 3RH2 Preferred successor type is >>3RH2122-2JB40<< | - | 0 | 7
3RH1122-2JB40-0LA0 |  | 3RH1122-2JB40-0LA0 | 1 | UN | 1 | 15 | C | D | N | N | 85364900 | 1 | 4011209550841 | 0.284 | KG | 133.32 | 133.32 | CP05 | CP05 | Contactor relay, 2 NO + 1 NC 24 V DC 0.7...1.25* Us with diode Spring-type terminal Size S00 !!! Phased-out product !!! Successor is SIRIUS 3RH2 | - | 0 | 7
3RH1122-2JC40 |  | 3RH1122-2JC40 | 1 | UN | 1 | 15 | C | D | N | N | 85364900 | 1 | 4011209542648 | 0.255 | KG | 82.72 | 82.72 | CP05 | CP05 | Contactor relay, 2 NO + 2 NC 30 V DC 0.7...1.25* Us with diode Spring-type terminal Size S00 !!! Phased-out product !!! Successor is SIRIUS 3RH2 Preferred successor type is >>3RH2122-2JC40<< | - | 0 | 7
3RH1122-2JC40-Z | W95 | 3RH1122-2JC40-ZW95 | 1 | UN | 1 | 15 | C | D | N | N | 85364900 | 144 |  | 0.247 | KG | 94.54 | 94.54 | CP05 | CP05 | Contactor relay, 2 NO + 2 NC 30 V DC 0.7...1.25* Us with diode Spring-type terminal Size S00 Multi-unit packaging Pack = 144 units !!! Phased-out product !!! Successor is SIRIUS 3RH2 | - | 0 | 9
3RH1122-2JC40-Z | X95 | 3RH1122-2JC40-ZX95 | 1 | UN | 1 | 20 | D | D | N | N | 85364900 | 144 | 4011209545892 | 0.247 | KG | 82.72 | 82.72 | CP05 | CP05 | Contactor relay, 2 NO + 2 NC 30 V DC 0.7...1.25* Us with diode Spring-type terminal Size S00 Reusable packaging Pack = 144 units !!! Phased-out product !!! Successor is SIRIUS 3RH2 | - | 0 | 9
3RH1122-2JF40-0LA0 |  | 3RH1122-2JF40-0LA0 | 1 | UN | 1 | 15 | C | D | N | N | 85364900 | 1 | 4011209607248 | 0.28 | KG | 133.32 | 133.32 | CP05 | CP05 | Contactor relay, 2 NO + 1 NC 110 V DC, 0.7 ... 1.25* Us With interference suppression diode, 3-pole Spring-loaded connection technology, Size S0 !!! Phased-out product !!! Successor is SIRIUS 3RH2 | - | 0 | 7
3RH1122-2KB40 |  | 3RH1122-2KB40 | 1 | UN | 1 | 2 | A | D | N | N | 85364900 | 1 | 4011209297159 | 0.258 | KG | 74.64 | 74.64 | CP05 | CP05 | Contactor relay, 2 NO + 2 NC 24 V DC 0.7...1.25* Us With varistor Spring-type terminal Size S00 !!! Phased-out product !!! Successor is SIRIUS 3RH2 Preferred successor type is >>3RH2122-2KB40<< | - | 0 | 7
3RH1122-2KB40-0LA0 |  | 3RH1122-2KB40-0LA0 | 1 | UN | 1 | 50 | X | D | N | N | 85364900 | 1 | 4011209437814 | 0.286 | KG | 115.14 | 115.14 | CP05 | CP05 | Contactor relay, 2 NO + 1 NC 24 V DC 0.7...1.25* Us With varistor 3-pole Spring-type terminal Size S00 !!! Phased-out product !!! Successor is SIRIUS 3RH2 Preferred successor type is >>3RH2122-2KB40-0LA0<< | - | 0 | 7
3RH1122-2KB40-1AA0 |  | 3RH1122-2KB40-1AA0 | 1 | UN | 1 | 15 | C | D | N | N | 85364900 | 1 | 4011209682368 | 0.259 | KG | 103.02 | 103.02 | CP05 | CP05 | Contactor relay, 2 NO + 2 NC, 24 V DC, 0.7 ... 1.25* Us, With varistor, 3-pole, Spring-loaded connection technology, Size S0, Upright mounting position !!! Phased-out product !!! Successor is SIRIUS 3RH2 | - | 0 | 7
3RH1122-2KF40 |  | 3RH1122-2KF40 | 1 | UN | 1 | 5 | B | D | N | N | 85364900 | 1 | 4011209449633 | 0.24 | KG | 74.64 | 74.64 | CP05 | CP05 | Contactor relay, 2 NO + 2 NC 110 V DC 0.7...1.25* Us With varistor Spring-type terminal Size S00 !!! Phased-out product !!! Successor is SIRIUS 3RH2 Preferred successor type is >>3RH2122-2KF40<< | - | 0 | 7
3RH1122-2KF40-0LA0 |  | 3RH1122-2KF40-0LA0 | 1 | UN | 1 | 50 | X | D | N | N | 85364900 | 1 | 4011209437821 | 0.287 | KG | 115.14 | 115.14 | CP05 | CP05 | Contactor relay, 2 NO + 1 NC 110 V DC 0.7...1.25* Us With varistor 3-pole Spring-type terminal size S00 for railway application !!! Phased-out product !!! Successor is SIRIUS 3RH2 Preferred successor type is >>3RH2122-2KF40-0LA0<< | - | 0 | 7
3RH1122-2KF40-0LA4 |  | 3RH1122-2KF40-0LA4 | 1 | UN | 1 | 15 | C | D | N | N | 85364900 | 1 | 4011209935754 | 0.277 | KG | 139.38 | 139.38 | CP05 | CP05 | Contactor relay, 2 NO + 1 NC 110 V DC 0.7...1.25* Us with 20 G varistor Spring-type terminal Size S00 !!! Phased-out product !!! Successor is SIRIUS 3RH2 | - | 0 | 9
3RH1122-2KF40-1AA0 |  | 3RH1122-2KF40-1AA0 | 1 | UN | 1 | 15 | C | D | N | N | 85364900 | 1 | 4011209548381 | 0.259 | KG | 89.69 | 89.69 | CP05 | CP05 | Contactor relay, 2 NO + 2 NC 110 V DC 0.7...1.25* Us With varistor 3-pole Spring-type terminal Size S00 Upright mounting position !!! Phased-out product !!! Successor is SIRIUS 3RH2 Preferred successor type is >>3RH2122-2LF40-1AA0<< | - | 0 | 9
3RH1122-2KF80 |  | 3RH1122-2KF80 | 1 | UN | 1 | 5 | B | D | N | N | 85364900 | 1 | 4011209567634 | 0.256 | KG | 92.92 | 92.92 | CP05 | CP05 | Contactor relay, 2 NO + 2 NC, 100 V DC, 0.7 ... 1.25* Us, With varistor, Spring-loaded connection technology, Size S00 !!! Phased-out product !!! Successor is SIRIUS 3RH2 | - | 0 | 9
3RH1122-2KG40-0LA4 |  | 3RH1122-2KG40-0LA4 | 1 | UN | 1 | 15 | C | D | N | N | 85364900 | 1 | 4011209860100 | 0.28 | KG | 146.45 | 146.45 | CP05 | CP05 | Contactor with VDR 2 NO + 2 NC Railway 87...156 V, spring-loaded connection technology, !!! Phased-out product !!! Successor is SIRIUS 3RH2 Preferred successor type is >>3RH2122-2KG40-0LA4<< | - | 0 | 7
3RH1122-2KJ80 |  | 3RH1122-2KJ80 | 1 | UN | 1 | 15 | C | D | N | N | 85364900 | 1 | 4011209691155 | 0.253 | KG | 81.1 | 81.1 | CP05 | CP05 | Contactor relay, 2 NO + 2 NC 72 V DC 0.7...1.25* US With varistor Spring-type terminal Size S00 !!! Phased-out product !!! Successor is SIRIUS 3RH2 Preferred successor type is >>3RH2122-2KJ80<< | - | 0 | 7
3RH1122-2KM40-0LA4 |  | 3RH1122-2KM40-0LA4 | 1 | UN | 1 | 5 | B | D | EAR99 | N | 85364900 | 1 |  | 0.288 | KG | 140.39 | 140.39 | CP05 | CP05 | Contactor relay, 2 NO + 2 NC, 220 V DC, 0.7 ... 1.25* Us, with 20G, varistor, Spring-loaded connection technology, Size S0 !!! Phased-out product !!! Successor is SIRIUS 3RH2 | - | 0 | 9
3RH1122-2KN40-0LA4 |  | 3RH1122-2KN40-0LA4 | 1 | UN | 1 | 5 | B | D | EAR99 | N | 85364900 | 1 |  | 0.288 | KG | 146.45 | 146.45 | CP05 | CP05 | Contactor relay, 2 NO + 2 NC, 250 V DC, 0.7 ... 1.25* Us, with 20G, varistor, Spring-loaded connection technology, Size S0 !!! Phased-out product !!! Successor is SIRIUS 3RH2 | - | 0 | 9
3RH1122-2KV40 |  | 3RH1122-2KV40 | 1 | UN | 1 | 15 | C | D | N | N | 85364900 | 1 | 4011209550308 | 0.252 | KG | 81.1 | 81.1 | CP05 | CP05 | Contactor relay, 2 NO + 2 NC 36 V DC 0.7...1.25* Us With varistor Spring-type terminal Size S00 !!! Phased-out product !!! Successor is SIRIUS 3RH2 | - | 0 | 7
3RH1122-2KV40-1AA0 |  | 3RH1122-2KV40-1AA0 | 1 | UN | 1 | 5 | B | D | N | N | 85364900 | 1 | 4011209860414 | 0.254 | KG | 110.09 | 110.09 | CP05 | CP05 | Contactor relay, 2 NO + 2 NC, 36 V DC, 0.7 ... 1.25* Us, With varistor, Spring-loaded connection technology, Size S0, Upright mounting position !!! Phased-out product !!! Successor is SIRIUS 3RH2 | - | 0 | 9
3RH1122-2KV80-0LA0 |  | 3RH1122-2KV80-0LA0 | 1 | UN | 1 | 15 | C | D | N | N | 85364900 | 1 | 4011209574557 | 0.281 | KG | 139.38 | 139.38 | CP05 | CP05 | Contactor relay, 2 NO + 1 NC 24...43 V DC 0.7...1.25* Us With varistor rail Spring-type terminal Size S00 !!! Phased-out product !!! Successor is SIRIUS 3RH2 | - | 0 | 9
3RH1122-2MB40-0KT0 |  | 3RH1122-2MB40-0KT0 | 1 | UN | 1 | 15 | C | D | N | N | 85364900 | 1 | 4011209401082 | 0.256 | KG | 65.55 | 65.55 | CP05 | CP05 | Contactor relay for auxiliary circuit 2 NO + 2 NC 24 V DC size S00 0, 85...1.85 x Us 1.4 W Spring-type terminal Without overvoltage damping !!! Phased-out product !!! Successor is SIRIUS 3RH2 Preferred successor type is >>3RH2122-2MB40-0KT0<< | - | 0 | 7
3RH1122-2QB40-0LA0 |  | 3RH1122-2QB40-0LA0 | 1 | UN | 1 | 15 | C | D | N | N | 85364900 | 1 | 4011209518346 | 0.29 | KG | 133.32 | 133.32 | CP05 | CP05 | Contactor relay, 2 NO + 1 NC, 24 V DC, 0.85 ... 1.2* Us, With varistor, 4-pole Spring-loaded connection technology, Size S0, standard coil, with integrated Zener diode combination !!! Phased-out product !!! Successor is SIRIUS 3RH2 | - | 0 | 7
3RH1122-2UB40 |  | 3RH1122-2UB40 | 1 | UN | 1 | 15 | C | D | N | N | 85364900 | 1 | 4011209553316 | 0.263 | KG | 89.28 | 89.28 | CP05 | CP05 | Contactor relay, 2 NO + 2 NC DC 0. 8...1.1 Us Standard coil with Integrated varistor Spring-type terminal Size S00 !!! Phased-out product !!! Successor is SIRIUS 3RH2 Preferred successor type is >>3RH2122-2UB40<< | - | 0 | 7
3RH1122-2VA40-0KS0 |  | 3RH1122-2VA40-0KS0 | 1 | UN | 1 | 15 | C | D | N | N | 85364900 | 1 | 4011209409569 | 0.256 | KG | 82.11 | 82.11 | CP05 | CP05 | Contactor relay, 2 NO + 2 NC 12 V DC 0.85...1.85 Us 1.4 W Integrated diode Spring-type terminal Size S00 Schindler !!! Phased-out product !!! Successor is SIRIUS 3RH2 | - | 0 | 9
3RH1122-2VA40-0KS0-Z | W96 | 3RH1122-2VA40-0KS0-ZW96 | 1 | UN | 1 | 15 | C | D | N | N | 85364900 | 90 | 4011209441569 | 0.25 | KG | 82.11 | 82.11 | CP05 | CP05 | Contactor relay, 2 NO + 2 NC 12 V DC 0.85...1.85 Us 1.4 W Integrated diode Spring-type terminal Size S00 Schindler Multi-unit packaging Pack = 20 units !!! Phased-out product !!! Successor is SIRIUS 3RH2 | - | 0 | 9
3RH1122-2VA40-0KS0-Z | W98 | 3RH1122-2VA40-0KS0-ZW98 | 1 | UN | 1 | 20 | D | D | N | N | 85364900 | 20 | 4011209675155 | 0.242 | KG | 82.11 | 82.11 | CP05 | CP05 | Contactor relay, 2 NO + 2 NC 12 V DC 0.85...1.85 Us 1.4 W Integrated diode Spring-type terminal Size S00 Schindler Reusable packaging Pack = 20 units !!! Phased-out product !!! Successor is SIRIUS 3RH2 | - | 0 | 9
3RH1122-2VA40-0KS0-Z | X95 | 3RH1122-2VA40-0KS0-ZX95 | 1 | UN | 1 | 20 | D | D | N | N | 85364900 | 144 | 4011209438071 | 0.242 | KG | 82.11 | 82.11 | CP05 | CP05 | Contactor relay, 2 NO + 2 NC 12 V DC 0.85...1.85 Us 1.4 W Integrated diode Spring-type terminal Size S00 Schindler Reusable packaging Pack = 144 units !!! Phased-out product !!! Successor is SIRIUS 3RH2 | - | 0 | 9
3RH1122-2VB40 |  | 3RH1122-2VB40 | 1 | UN | 1 | 15 | C | D | N | N | 85364900 | 1 | 4011209545953 | 0.259 | KG | 76.36 | 76.36 | CP05 | CP05 | Contactor relay for auxiliary circuit 2 NO + 2 NC 24 V DC size S00 0, 85...1.85 x Us 1.4 W Spring-type terminal Integrated diode !!! Phased-out product !!! Successor is SIRIUS 3RH2 Preferred successor type is >>3RH2122-2VB40<< | - | 0 | 7
3RH1122-2VB40-0KS0 |  | 3RH1122-2VB40-0KS0 | 1 | UN | 1 | 15 | C | D | N | N | 85364900 | 1 | 4011209409538 | 0.255 | KG | 82.11 | 82.11 | CP05 | CP05 | Contactor relay, 2 NO + 2 NC 24 V DC 0.85...1.85 Us 1.4 W Integrated diode Spring-type terminal Size S00 Schindler !!! Phased-out product !!! Successor is SIRIUS 3RH2 | - | 0 | 9
3RH1122-2VB40-0KS0-Z | X95 | 3RH1122-2VB40-0KS0-ZX95 | 1 | UN | 1 | 20 | D | D | N | N | 85364900 | 144 | 4011209438088 | 0.239 | KG | 82.11 | 82.11 | CP05 | CP05 | Contactor relay, 2 NO + 2 NC 24 V DC 0.85...1.85 Us 1.4 W Integrated diode Spring-type terminal Size S00 Schindler Reusable packaging Pack = 144 units !!! Phased-out product !!! Successor is SIRIUS 3RH2 | - | 0 | 9
3RH1122-2VB40-Z | X95 | 3RH1122-2VB40-ZX95 | 1 | UN | 1 | 20 | D | D | N | N | 85364900 | 144 | 4011209546547 | 0.243 | KG | 76.36 | 76.36 | CP05 | CP05 | Contactor relay for auxiliary circuit 2 NO + 2 NC 24 V DC size S00 0. 85...1.85 x Us 1.4 W Spring-type terminal Integrated diode Reusable packaging Pack = 144 units !!! Phased-out product !!! Successor is SIRIUS 3RH2 | - | 0 | 7
3RH1122-2WB40 |  | 3RH1122-2WB40 | 1 | UN | 1 | 15 | C | D | N | N | 85364900 | 1 | 4011209515475 | 0.262 | KG | 74.64 | 74.64 | CP05 | CP05 | Contactor relay for auxiliary circuit 2 NO + 2 NC 24 V DC size S00 0, 85...1.85 x Us 1.4 W Spring-type terminal Integrated varistor !!! Phased-out product !!! Successor is SIRIUS 3RH2 Preferred successor type is >>3RH2122-2SB40<< | - | 0 | 7
3RH1131-1AB00 |  | 3RH1131-1AB00 | 1 | UN | 1 | 2 | A | D | N | N | 85364900 | 1 | 4011209272453 | 0.206 | KG | 56.26 | 56.26 | CP05 | CP05 | Contactor relay, 3 NO + 1 NC 24 V AC 50/60 Hz Screw terminal size S00 !!! Phased-out product !!! Successor is SIRIUS 3RH2 Preferred successor type is >>3RH2131-1AB00<< | - | 0 | 7
3RH1131-1AB00-0TK0 |  | 3RH1131-1AB00-0TK0 | 1 | UN | 1 | 15 | C | D | N | N | 85364900 | 1 | 4011209554689 | 0.19 | KG | 58.78 | 58.78 | CP05 | CP05 | Contactor relay, 3 NO + 1 NC 24 V AC 50/60 Hz Screw terminal size S00 !!! Phased-out product !!! Successor is SIRIUS 3RH2 | - | 0 | 9
3RH1131-1AB00-0TK0-Z | X95 | 3RH1131-1AB00-0TK0-ZX95 | 1 | UN | 1 | 20 | D | D | N | N | 85364900 | 144 | 4011209554696 | 0.192 | KG | 58.78 | 58.78 | CP05 | CP05 | Contactor relay, 3 NO + 1 NC 24 V AC 50/60 Hz Screw terminal size S00 Reusable packaging Pack = 144 units !!! Phased-out product !!! Successor is SIRIUS 3RH2 | - | 0 | 9
3RH1131-1AB00-0TK1 |  | 3RH1131-1AB00-0TK1 | 1 | UN | 1 | 15 | C | D | N | N | 85364900 | 1 | 4011209554702 | 0.19 | KG | 58.78 | 58.78 | CP05 | CP05 | Contactor relay, 3 NO + 1 NC 24 V AC 50/60 Hz Screw terminal size S00 !!! Phased-out product !!! Successor is SIRIUS 3RH2 | - | 0 | 9
3RH1131-1AB00-0TK1-Z | X95 | 3RH1131-1AB00-0TK1-ZX95 | 1 | UN | 1 | 20 | D | D | N | N | 85364900 | 144 | 4011209554719 | 0.192 | KG | 58.78 | 58.78 | CP05 | CP05 | Contactor relay, 3 NO + 1 NC 24 V AC 50/60 Hz Screw terminal size S00 Reusable packaging Pack = 144 units !!! Phased-out product !!! Successor is SIRIUS 3RH2 | - | 0 | 9
3RH1131-1AB00-1AA0 |  | 3RH1131-1AB00-1AA0 | 1 | UN | 1 | 15 | C | D | N | N | 85364900 | 1 | 4011209457584 | 0.205 | KG | 81.41 | 81.41 | CP05 | CP05 | Contactor relay, 3 NO + 1 NC, 24 V AC, 50 / 60 Hz, screw terminal, Size S00, Upright mounting position !!! Phased-out product !!! Successor is SIRIUS 3RH2 | - | 0 | 7
3RH1131-1AB00-Z | W95 | 3RH1131-1AB00-ZW95 | 1 | UN | 1 | 15 | C | D | N | N | 85364900 | 144 | 4011209718159 | 0.193 | KG | 64.44 | 64.44 | CP05 | CP05 | Contactor relay, 3 NO + 1 NC 24 V AC 50/60 Hz Screw terminal size S00 Multi-unit packaging Bulk packaging = 144 units !!! Phased-out product !!! Successor is SIRIUS 3RH2 | - | 0 | 7
3RH1131-1AB00-Z | W96 | 3RH1131-1AB00-ZW96 | 1 | UN | 1 | 15 | C | D | N | N | 85364900 | 90 |  | 0.193 | KG | 64.44 | 64.44 | CP05 | CP05 | Contactor relay, 3 NO + 1 NC 24 V AC 50/60 Hz Screw terminal size S00 Multi-unit packaging Pack = 90 units !!! Phased-out product !!! Successor is SIRIUS 3RH2 | - | 0 | 7
3RH1131-1AB00-Z | W97 | 3RH1131-1AB00-ZW97 | 1 | UN | 1 | 15 | C | D | N | N | 85364900 | 42 | 4011209436480 | 0.19 | KG | 64.44 | 64.44 | CP05 | CP05 | Contactor relay, 3 NO + 1 NC 24 V AC 50/60 Hz Screw terminal size S00 Multi-unit packaging Pack = 42 units !!! Phased-out product !!! Successor is SIRIUS 3RH2 | - | 0 | 7
3RH1131-1AB00-Z | W98 | 3RH1131-1AB00-ZW98 | 1 | UN | 1 | 15 | C | D | N | N | 85364900 | 20 | 4011209381421 | 0.19 | KG | 56.26 | 56.26 | CP05 | CP05 | Contactor relay, 3 NO + 1 NC 24 V AC 50/60 Hz Screw terminal size S00 Multi-unit packaging Pack = 20 units !!! Phased-out product !!! Successor is SIRIUS 3RH2 | - | 0 | 7
3RH1131-1AB00-Z | X95 | 3RH1131-1AB00-ZX95 | 1 | UN | 1 | 5 | B | D | N | N | 85364900 | 144 | 4011209381414 | 0.193 | KG | 56.26 | 56.26 | CP05 | CP05 | Contactor relay, 3 NO + 1 NC 24 V AC 50/60 Hz Screw terminal size S00 Reusable packaging Pack = 144 units !!! Phased-out product !!! Successor is SIRIUS 3RH2 | - | 0 | 7
3RH1131-1AC00-0TK0 |  | 3RH1131-1AC00-0TK0 | 1 | UN | 1 | 15 | C | D | N | N | 85364900 | 1 | 4011209556508 | 0.205 | KG | 64.14 | 64.14 | CP05 | CP05 | Contactor relay, 3 NO + 1 NC 32 V AC 50 Hz Screw terminal size S00 Special-purpose device !!! Phased-out product !!! Successor is SIRIUS 3RH2 | - | 0 | 9
3RH1131-1AC00-0TK0-Z | X95 | 3RH1131-1AC00-0TK0-ZX95 | 1 | UN | 1 | 20 | D | D | N | N | 85364900 | 144 | 4011209556515 | 0.198 | KG | 64.14 | 64.14 | CP05 | CP05 | Contactor relay, 3 NO + 1 NC 32 V AC 50 Hz Screw terminal size S00 Reusable packaging Pack = 144 units !!! Phased-out product !!! Successor is SIRIUS 3RH2 | - | 0 | 9
3RH1131-1AC00-0TK1 |  | 3RH1131-1AC00-0TK1 | 1 | UN | 1 | 15 | C | D | N | N | 85364900 | 1 | 4011209556522 | 0.203 | KG | 64.14 | 64.14 | CP05 | CP05 | Contactor relay, 3 NO + 1 NC 32 V AC 50/60 Hz Screw terminal size S00 !!! Phased-out product !!! Successor is SIRIUS 3RH2 | - | 0 | 9
3RH1131-1AC00-0TK1-Z | X95 | 3RH1131-1AC00-0TK1-ZX95 | 1 | UN | 1 | 20 | D | D | N | N | 85364900 | 144 | 4011209556539 | 0.199 | KG | 64.14 | 64.14 | CP05 | CP05 | Contactor relay, 3 NO + 1 NC 32 V AC 50/60 Hz Screw terminal size S00 Reusable packaging Pack = 144 units !!! Phased-out product !!! Successor is SIRIUS 3RH2 | - | 0 | 9
3RH1131-1AD00 |  | 3RH1131-1AD00 | 1 | UN | 1 | 5 | B | D | N | N | 85364900 | 1 | 4011209350328 | 0.203 | KG | 61.31 | 61.31 | CP05 | CP05 | Contactor relay, 3 NO + 1 NC 42 V AC 50/60 Hz Screw terminal size S00 !!! Phased-out product !!! Successor is SIRIUS 3RH2 Preferred successor type is >>3RH2131-1AD00<< | - | 0 | 7
3RH1131-1AD00-1AA0 |  | 3RH1131-1AD00-1AA0 | 1 | UN | 1 | 15 | C | D | N | N | 85364900 | 1 | 4011209466296 | 0.202 | KG | 87.26 | 87.26 | CP05 | CP05 | Contactor relay, 3 NO + 1 NC, 42 V AC, 50 / 60 Hz, screw terminal, Size S00, Upright mounting position !!! Phased-out product !!! Successor is SIRIUS 3RH2 | - | 0 | 7
3RH1131-1AE00 |  | 3RH1131-1AE00 | 1 | UN | 1 | 20 | D | D | N | N | 85364900 | 1 | 4011209593633 | 0.204 | KG | 64.14 | 64.14 | CP05 | CP05 | Contactor relay, 3 NO + 1 NC 60 V AC 50/60 Hz Screw terminal Size S00 !!! Phased-out product !!! Successor is SIRIUS 3RH2 | - | 0 | 9
3RH1131-1AF00 |  | 3RH1131-1AF00 | 1 | UN | 1 | 2 | A | D | N | N | 85364900 | 1 | 4011209272460 | 0.205 | KG | 56.26 | 56.26 | CP05 | CP05 | Contactor relay, 3 NO + 1 NC 110 V AC 50 / 60 Hz Screw terminal size S00 !!! Phased-out product !!! Successor is SIRIUS 3RH2 Preferred successor type is >>3RH2131-1AF00<< | - | 0 | 7
3RH1131-1AF00-0TK0 |  | 3RH1131-1AF00-0TK0 | 1 | UN | 1 | 15 | C | D | N | N | 85364900 | 1 | 4011209554726 | 0.206 | KG | 58.78 | 58.78 | CP05 | CP05 | Contactor relay, 3 NO + 1 NC 110 V AC 50 / 60 Hz Screw terminal size S00 !!! Phased-out product !!! Successor is SIRIUS 3RH2 | - | 0 | 9
3RH1131-1AF00-0TK0-Z | X95 | 3RH1131-1AF00-0TK0-ZX95 | 1 | UN | 1 | 20 | D | D | N | N | 85364900 | 144 | 4011209554733 | 0.202 | KG | 58.78 | 58.78 | CP05 | CP05 | Contactor relay, 3 NO + 1 NC 110 V AC 50 / 60 Hz Screw terminal size S00 Reusable packaging Pack = 144 units !!! Phased-out product !!! Successor is SIRIUS 3RH2 | - | 0 | 9
3RH1131-1AF00-0TK1 |  | 3RH1131-1AF00-0TK1 | 1 | UN | 1 | 15 | C | D | N | N | 85364900 | 1 | 4011209554740 | 0.206 | KG | 58.78 | 58.78 | CP05 | CP05 | Contactor relay, 3 NO + 1 NC 110 V AC 50 / 60 Hz Screw terminal size S00 !!! Phased-out product !!! Successor is SIRIUS 3RH2 | - | 0 | 9
3RH1131-1AF00-0TK1-Z | X95 | 3RH1131-1AF00-0TK1-ZX95 | 1 | UN | 1 | 20 | D | D | N | N | 85364900 | 144 | 4011209554757 | 0.21 | KG | 58.78 | 58.78 | CP05 | CP05 | Contactor relay, 3 NO + 1 NC 110 V AC 50 / 60 Hz Screw terminal size S00 Reusable packaging Pack = 144 units !!! Phased-out product !!! Successor is SIRIUS 3RH2 | - | 0 | 9
3RH1131-1AF00-1AA0 |  | 3RH1131-1AF00-1AA0 | 1 | UN | 1 | 15 | C | D | N | N | 85364900 | 1 | 4011209406681 | 0.202 | KG | 81.41 | 81.41 | CP05 | CP05 | Contactor relay, 3 NO + 1 NC 110 V AC 50 / 60 Hz Screw terminal size S00 Upright mounting position !!! Phased-out product !!! Successor is SIRIUS 3RH2 | - | 0 | 7
3RH1131-1AF00-Z | W96 | 3RH1131-1AF00-ZW96 | 1 | UN | 1 | 15 | C | D | N | N | 85364900 | 90 | 4011209588097 | 0.193 | KG | 64.44 | 64.44 | CP05 | CP05 | Contactor relay, 3 NO + 1 NC 110 V AC 50 / 60 Hz Screw terminal size S00 Multi-unit packaging Pack = 90 units !!! Phased-out product !!! Successor is SIRIUS 3RH2 | - | 0 | 7
3RH1131-1AF00-Z | W97 | 3RH1131-1AF00-ZW97 | 1 | UN | 1 | 15 | C | D | N | N | 85364900 | 42 |  | 0.19 | KG | 64.44 | 64.44 | CP05 | CP05 | Contactor relay, 3 NO + 1 NC 110 V AC 50 / 60 Hz Screw terminal size S00 Multi-unit packaging Pack quantity = 42 units !!! Phased-out product !!! Successor is SIRIUS 3RH2 | - | 0 | 7
3RH1131-1AF00-Z | W98 | 3RH1131-1AF00-ZW98 | 1 | UN | 1 | 15 | C | D | N | N | 85364900 | 20 | 4011209476240 | 0.19 | KG | 64.44 | 64.44 | CP05 | CP05 | Contactor relay, 3 NO + 1 NC 110 V AC 50 / 60 Hz Screw terminal size S00 Multi-unit packaging Pack = 20 units !!! Phased-out product !!! Successor is SIRIUS 3RH2 | - | 0 | 7
3RH1131-1AF00-Z | X95 | 3RH1131-1AF00-ZX95 | 1 | UN | 1 | 15 | C | D | N | N | 85364900 | 144 | 4011209378988 | 0.189 | KG | 64.44 | 64.44 | CP05 | CP05 | Contactor relay, 3 NO + 1 NC, 110 V AC, 50 / 60 Hz, screw terminal, Size S00, reusable packaging = 144 units !!! Phased-out product !!! Successor is SIRIUS 3RH2 | - | 0 | 9
3RH1131-1AF10 |  | 3RH1131-1AF10 | 1 | UN | 1 | 15 | C | D | N | N | 85364900 | 1 | 4011209557581 | 0.203 | KG | 70.3 | 70.3 | CP05 | CP05 | Contactor relay, 3 NO + 1 NC 230 V AC 50 Hz 264 V 60 Hz Screw terminal size S00 !!! Phased-out product !!! Successor is SIRIUS 3RH2 | - | 0 | 7
3RH1131-1AF10-Z | X95 | 3RH1131-1AF10-ZX95 | 1 | UN | 1 | 15 | C | D | N | N | 85364900 | 144 | 4011209650596 | 0.19 | KG | 70.3 | 70.3 | CP05 | CP05 | Contactor relay, 3 NO + 1 NC 230 V AC 50 Hz 264 V 60 Hz Screw terminal size S00 Reusable packaging Pack = 144 units !!! Phased-out product !!! Successor is SIRIUS 3RH2 | - | 0 | 7
3RH1131-1AG10 |  | 3RH1131-1AG10 | 1 | UN | 1 | 15 | C | D | N | N | 85364900 | 1 | 4011209380271 | 0.204 | KG | 61.31 | 61.31 | CP05 | CP05 | Contactor relay, 3 NO + 1 NC 110 V AC 60 Hz Screw terminal size S00 !!! Phased-out product !!! Successor is SIRIUS 3RH2 | - | 0 | 7
3RH1131-1AG60 |  | 3RH1131-1AG60 | 1 | UN | 1 | 15 | C | D | N | N | 85364900 | 1 | 4011209493414 | 0.206 | KG | 61.31 | 61.31 | CP05 | CP05 | Contactor relay, 3 NO + 1 NC 100 V AC 50 Hz / 100...110 V 60 Hz Screw terminal size S00 !!! Phased-out product !!! Successor is SIRIUS 3RH2 | - | 0 | 7
3RH1131-1AH00 |  | 3RH1131-1AH00 | 1 | UN | 1 | 15 | C | D | N | N | 85364900 | 1 | 4011209350335 | 0.207 | KG | 56.26 | 56.26 | CP05 | CP05 | Contactor relay, 3 NO + 1 NC 48 V AC 50/60 Hz Screw terminal size S00 !!! Phased-out product !!! Successor is SIRIUS 3RH2 Preferred successor type is >>3RH2131-1AH00<< | - | 0 | 7
3RH1131-1AH10 |  | 3RH1131-1AH10 | 1 | UN | 1 | 5 | B | D | N | N | 85364900 | 1 | 4011209467514 | 0.197 | KG | 70.3 | 70.3 | CP05 | CP05 | Contactor relay, 3 NO + 1 NC, 127 V AC, 60 Hz screw terminal, Size S00, !!! Phased-out product !!! Successor is SIRIUS 3RH2 | - | 0 | 9
3RH1131-1AK20 |  | 3RH1131-1AK20 | 1 | UN | 1 | 15 | C | D | N | N | 85364900 | 1 | 4011209586062 | 0.203 | KG | 61.31 | 61.31 | CP05 | CP05 | Contactor relay, 3 NO + 1 NC 120 V AC 50 / 60 Hz Screw terminal size S00 !!! Phased-out product !!! Successor is SIRIUS 3RH2 Preferred successor type is >>3RH2131-1AK20<< | - | 0 | 7
3RH1131-1AK60 |  | 3RH1131-1AK60 | 1 | UN | 1 | 2 | A | D | N | N | 85364900 | 1 | 4011209348080 | 0.203 | KG | 56.26 | 56.26 | CP05 | CP05 | Contactor relay, 3 NO + 1 NC 110 V AC 50 Hz / 120 V 60 Hz Screw terminal size S00 !!! Phased-out product !!! Successor is SIRIUS 3RH2 Preferred successor type is >>3RH2131-1AK60<< | - | 0 | 7
3RH1131-1AL00 |  | 3RH1131-1AL00 | 1 | UN | 1 | 15 | C | D | N | N | 85364900 | 1 | 4011209585812 | 0.204 | KG | 70.3 | 70.3 | CP05 | CP05 | Contactor relay, 3 NO + 1 NC 125 V AC 50/60 Hz Screw terminal size S00 !!! Phased-out product !!! Successor is SIRIUS 3RH2 | - | 0 | 7
3RH1131-1AM20 |  | 3RH1131-1AM20 | 1 | UN | 1 | 15 | C | D | N | N | 85364900 | 1 | 4011209384064 | 0.203 | KG | 70.3 | 70.3 | CP05 | CP05 | Contactor relay, 3 NO + 1 NC, 208 V AC, 50 / 60 Hz, screw terminal, Size S00, !!! Phased-out product !!! Successor is SIRIUS 3RH2 Preferred successor type is >>3RH2131-1AM20<< | - | 0 | 7
3RH1131-1AN10 |  | 3RH1131-1AN10 | 1 | UN | 1 | 15 | C | D | N | N | 85364900 | 1 | 4011209443563 | 0.201 | KG | 64.14 | 64.14 | CP05 | CP05 | Contactor relay, 3 NO + 1 NC 220 V AC 60 Hz Screw terminal size S00 !!! Phased-out product !!! Successor is SIRIUS 3RH2 Preferred successor type is >>3RH2131-1AN20<< | - | 0 | 7
3RH1131-1AN20 |  | 3RH1131-1AN20 | 1 | UN | 1 | 5 | B | D | N | N | 85364900 | 1 | 4011209365636 | 0.2 | KG | 56.26 | 56.26 | CP05 | CP05 | Contactor relay, 3 NO + 1 NC 220 V AC 50/60 Hz Screw terminal size S00 !!! Phased-out product !!! Successor is SIRIUS 3RH2 Preferred successor type is >>3RH2131-1AN20<< | - | 0 | 7
3RH1131-1AN60 |  | 3RH1131-1AN60 | 1 | UN | 1 | 15 | C | D | N | N | 85364900 | 1 | 4011209493445 | 0.203 | KG | 70.3 | 70.3 | CP05 | CP05 | Contactor relay, 3 NO + 1 NC 200 V AC 50 Hz / 200...220 V 60 Hz Screw terminal size S00 !!! Phased-out product !!! Successor is SIRIUS 3RH2 Preferred successor type is >>3RH2131-1AN60<< | - | 0 | 7
3RH1131-1AP00 |  | 3RH1131-1AP00 | 1 | UN | 1 | 2 | A | D | N | N | 85364900 | 1 | 4011209272477 | 0.202 | KG | 56.26 | 56.26 | CP05 | CP05 | Contactor relay, 3 NO + 1 NC 230 V AC 50 / 60 Hz Screw terminal size S00 !!! Phased-out product !!! Successor is SIRIUS 3RH2 Preferred successor type is >>3RH2131-1AP00<< | - | 0 | 7
3RH1131-1AP00-0TK0 |  | 3RH1131-1AP00-0TK0 | 1 | UN | 1 | 15 | C | D | N | N | 85364900 | 1 | 4011209554764 | 0.203 | KG | 58.78 | 58.78 | CP05 | CP05 | Contactor relay, 3 NO + 1 NC 230 V AC 50 / 60 Hz Screw terminal size S00 !!! Phased-out product !!! Successor is SIRIUS 3RH2 | - | 0 | 9
3RH1131-1AP00-0TK0-Z | X95 | 3RH1131-1AP00-0TK0-ZX95 | 1 | UN | 1 | 20 | D | D | N | N | 85364900 | 144 | 4011209554771 | 0.186 | KG | 58.78 | 58.78 | CP05 | CP05 | Contactor relay, 3 NO + 1 NC 230 V AC 50 / 60 Hz Screw terminal size S00 Reusable packaging Pack = 144 units !!! Phased-out product !!! Successor is SIRIUS 3RH2 | - | 0 | 9
3RH1131-1AP00-0TK1 |  | 3RH1131-1AP00-0TK1 | 1 | UN | 1 | 15 | C | D | N | N | 85364900 | 1 | 4011209554788 | 0.201 | KG | 58.78 | 58.78 | CP05 | CP05 | Contactor relay, 3 NO + 1 NC 230 V AC 50 / 60 Hz Screw terminal size S00 !!! Phased-out product !!! Successor is SIRIUS 3RH2 | - | 0 | 9
3RH1131-1AP00-0TK1-Z | X95 | 3RH1131-1AP00-0TK1-ZX95 | 1 | UN | 1 | 20 | D | D | N | N | 85364900 | 144 | 4011209554795 | 0.186 | KG | 58.78 | 58.78 | CP05 | CP05 | Contactor relay, 3 NO + 1 NC 230 V AC 50 / 60 Hz Screw terminal size S00 Reusable packaging Pack = 144 units !!! Phased-out product !!! Successor is SIRIUS 3RH2 | - | 0 | 9
3RH1131-1AP00-1AA0 |  | 3RH1131-1AP00-1AA0 | 1 | UN | 1 | 15 | C | D | N | N | 85364900 | 1 | 4011209442580 | 0.199 | KG | 81.41 | 81.41 | CP05 | CP05 | Contactor relay, 3 NO + 1 NC 230 V AC 50 / 60 Hz Screw terminal size S00 Upright mounting position !!! Phased-out product !!! Successor is SIRIUS 3RH2 | - | 0 | 7
3RH1131-1AP00-Z | W95 | 3RH1131-1AP00-ZW95 | 1 | UN | 1 | 15 | C | D | N | N | 85364900 | 144 | 4011209317208 | 0.19 | KG | 56.26 | 56.26 | CP05 | CP05 | Contactor relay, 3 NO + 1 NC 230 V AC 50 / 60 Hz Screw terminal size S00 Multi-unit packaging Pack = 144 units !!! Phased-out product !!! Successor is SIRIUS 3RH2 | - | 0 | 7
3RH1131-1AP00-Z | W96 | 3RH1131-1AP00-ZW96 | 1 | UN | 1 | 15 | C | D | N | N | 85364900 | 90 | 4011209317215 | 0.19 | KG | 56.26 | 56.26 | CP05 | CP05 | Contactor relay, 3 NO + 1 NC 230 V AC 50 / 60 Hz Screw terminal size S00 Multi-unit packaging Pack = 90 units !!! Phased-out product !!! Successor is SIRIUS 3RH2 | - | 0 | 7
3RH1131-1AP00-Z | W97 | 3RH1131-1AP00-ZW97 | 1 | UN | 1 | 15 | C | D | N | N | 85364900 | 42 | 4011209317222 | 0.19 | KG | 56.26 | 56.26 | CP05 | CP05 | Contactor relay, 3 NO + 1 NC 230 V AC 50 / 60 Hz Screw terminal size S00 Multi-unit packaging Pack = 42 units !!! Phased-out product !!! Successor is SIRIUS 3RH2 | - | 0 | 7
3RH1131-1AP00-Z | W98 | 3RH1131-1AP00-ZW98 | 1 | UN | 1 | 15 | C | D | EAR99 | N | 85364900 | 20 | 4011209317239 | 0.19 | KG | 64.44 | 64.44 | CP05 | CP05 | Contactor relay, 3 NO + 1 NC 230 V AC 50 / 60 Hz Screw terminal size S00 Multi-unit packaging Pack = 20 units !!! Phased-out product !!! Successor is SIRIUS 3RH2 | - | 0 | 7
3RH1131-1AP00-Z | X95 | 3RH1131-1AP00-ZX95 | 1 | UN | 1 | 5 | B | D | N | N | 85364900 | 144 | 4011209317192 | 0.189 | KG | 56.26 | 56.26 | CP05 | CP05 | Contactor relay, 3 NO + 1 NC 230 V AC 50 / 60 Hz Screw terminal size S00 Reusable packaging Pack = 144 units !!! Phased-out product !!! Successor is SIRIUS 3RH2 | - | 0 | 7
3RH1131-1AP60 |  | 3RH1131-1AP60 | 1 | UN | 1 | 15 | C | D | N | N | 85364900 | 1 | 4011209348097 | 0.203 | KG | 56.26 | 56.26 | CP05 | CP05 | Contactor relay, 3 NO + 1 NC 220 V AC 50 Hz / 240 V 60 Hz Screw terminal size S00 !!! Phased-out product !!! Successor is SIRIUS 3RH2 Preferred successor type is >>3RH2131-1AP60<< | - | 0 | 7
3RH1131-1AQ00 |  | 3RH1131-1AQ00 | 1 | UN | 1 | 15 | C | D | N | N | 85364900 | 1 | 4011209443570 | 0.202 | KG | 64.14 | 64.14 | CP05 | CP05 | Contactor relay, 3 NO + 1 NC 380 V AC 50 Hz Screw terminal size S00 !!! Phased-out product !!! Successor is SIRIUS 3RH2 Preferred successor type is >>3RH2131-1AQ00<< | - | 0 | 7
3RH1131-1AQ60 |  | 3RH1131-1AQ60 | 1 | UN | 1 | 15 | C | D | N | N | 85364900 | 1 | 4011209497955 | 0.204 | KG | 70.3 | 70.3 | CP05 | CP05 | Contactor relay, 3 NO + 1 NC 220 V AC 50 Hz 0. 85...1.1 X Us 264 V AC 60 Hz 0. 8...1.1 X Us Screw terminal size S00 !!! Phased-out product !!! Successor is SIRIUS 3RH2 | - | 0 | 7
3RH1131-1AR00 |  | 3RH1131-1AR00 | 1 | UN | 1 | 15 | C | D | N | N | 85364900 | 1 | 4011209405288 | 0.204 | KG | 70.3 | 70.3 | CP05 | CP05 | Contactor relay, 3 NO + 1 NC, 415 V AC 50/60 Hz screw terminal, Size S00, !!! Phased-out product !!! Successor is SIRIUS 3RH2 | - | 0 | 7
3RH1131-1AR10 |  | 3RH1131-1AR10 | 1 | UN | 1 | 15 | C | D | N | N | 85364900 | 1 | 4011209425903 | 0.205 | KG | 70.3 | 70.3 | CP05 | CP05 | Contactor relay, 3 NO + 1 NC, 440 V AC 50/60 Hz screw terminal, Size S00, !!! Phased-out product !!! Successor is SIRIUS 3RH2 | - | 0 | 7
3RH1131-1AR60 |  | 3RH1131-1AR60 | 1 | UN | 1 | 15 | C | D | N | N | 85364900 | 1 | 4011209493438 | 0.205 | KG | 61.31 | 61.31 | CP05 | CP05 | Contactor relay, 3 NO + 1 NC 400 V AC 50 Hz 400...440 V 60 Hz Screw terminal size S00 !!! Phased-out product !!! Successor is SIRIUS 3RH2 Preferred successor type is >>3RH2131-1AR60<< | - | 0 | 7
3RH1131-1AS00 |  | 3RH1131-1AS00 | 1 | UN | 1 | 15 | C | D | N | N | 85364900 | 1 | 4011209470774 | 0.2 | KG | 70.3 | 70.3 | CP05 | CP05 | Contactor relay, 3 NO + 1 NC, 500 V AC 50/60 Hz screw terminal, Size S00, !!! Phased-out product !!! Successor is SIRIUS 3RH2 | - | 0 | 7
3RH1131-1AS60 |  | 3RH1131-1AS60 | 1 | UN | 1 | 15 | C | D | N | N | 85364900 | 1 | 4011209348103 | 0.204 | KG | 61.31 | 61.31 | CP05 | CP05 | Contactor relay, 3 NO + 1 NC 400 V AC 50 Hz 440 V 60 Hz Screw terminal size S00 !!! Phased-out product !!! Successor is SIRIUS 3RH2 | - | 0 | 7
3RH1131-1AT60 |  | 3RH1131-1AT60 | 1 | UN | 1 | 15 | C | D | N | N | 85364900 | 1 | 4011209384071 | 0.202 | KG | 70.3 | 70.3 | CP05 | CP05 | Contactor relay, 3 NO + 1 NC, 600 V AC, 60 Hz, screw terminal, Size S00, !!! Phased-out product !!! Successor is SIRIUS 3RH2 | - | 0 | 7
3RH1131-1AU00 |  | 3RH1131-1AU00 | 1 | UN | 1 | 15 | C | D | N | N | 85364900 | 1 | 4011209386082 | 0.205 | KG | 56.26 | 56.26 | CP05 | CP05 | Contactor relay, 3 NO + 1 NC 240 V AC 50 / 60 Hz Screw terminal size S00 !!! Phased-out product !!! Successor is SIRIUS 3RH2 Preferred successor type is >>3RH2131-1AU00<< | - | 0 | 7
3RH1131-1AU60 |  | 3RH1131-1AU60 | 1 | UN | 1 | 15 | C | D | N | N | 85364900 | 1 | 4011209384088 | 0.204 | KG | 70.3 | 70.3 | CP05 | CP05 | Contactor relay, 3 NO + 1 NC, 277 V AC, 60 Hz, screw terminal, Size S00, !!! Phased-out product !!! Successor is SIRIUS 3RH2 Preferred successor type is >>3RH2131-1AU60<< | - | 0 | 7
3RH1131-1AV00 |  | 3RH1131-1AV00 | 1 | UN | 1 | 5 | B | D | N | N | 85364900 | 1 | 4011209349575 | 0.203 | KG | 61.31 | 61.31 | CP05 | CP05 | Contactor relay, 3 NO + 1 NC 400 V AC 50/60 Hz Screw terminal size S00 !!! Phased-out product !!! Successor is SIRIUS 3RH2 Preferred successor type is >>3RH2131-1AV00<< | - | 0 | 7
3RH1131-1AV00-1AA0 |  | 3RH1131-1AV00-1AA0 | 1 | UN | 1 | 5 | B | D | N | N | 85364900 | 1 | 4011209406643 | 0.203 | KG | 87.26 | 87.26 | CP05 | CP05 | Contactor relay, 3 NO + 1 NC, 400 V AC, 50 / 60 Hz, screw terminal, Size S00, Upright mounting position !!! Phased-out product !!! Successor is SIRIUS 3RH2 | - | 0 | 9
3RH1131-1AV60 |  | 3RH1131-1AV60 | 1 | UN | 1 | 15 | C | D | N | N | 85364900 | 1 | 4011209384095 | 0.202 | KG | 70.3 | 70.3 | CP05 | CP05 | Contactor relay, 3 NO + 1 NC, 480 V AC, 60 Hz, screw terminal, Size S00, !!! Phased-out product !!! Successor is SIRIUS 3RH2 Preferred successor type is >>3RH2131-1AV60<< | - | 0 | 7
3RH1131-1BA40 |  | 3RH1131-1BA40 | 1 | UN | 1 | 15 | C | D | N | N | 85364900 | 1 | 4011209394148 | 0.262 | KG | 71.1 | 71.1 | CP05 | CP05 | Contactor relay, 3 NO + 1 NC 12 V DC Screw terminal size S00 !!! Phased-out product !!! Successor is SIRIUS 3RH2 Preferred successor type is >>3RH2131-1BA40<< | - | 0 | 7
3RH1131-1BB40 |  | 3RH1131-1BB40 | 1 | UN | 1 | 2 | A | D | N | N | 85364900 | 1 | 4011209274327 | 0.261 | KG | 64.74 | 64.74 | CP05 | CP05 | Contactor relay, 3 NO + 1 NC 24 V DC Screw terminal size S00 !!! Phased-out product !!! Successor is SIRIUS 3RH2 Preferred successor type is >>3RH2131-1BB40<< | - | 0 | 7
3RH1131-1BB40-0TK0-Z | X95 | 3RH1131-1BB40-0TK0-ZX95 | 1 | UN | 1 | 15 | C | D | N | N | 85364900 | 144 | 4011209551442 | 0.254 | KG | 74.03 | 74.03 | CP05 | CP05 | Contactor relay, 3 NO + 1 NC 24 V DC Screw terminal size S00 Reusable packaging Pack = 144 units !!! Phased-out product !!! Successor is SIRIUS 3RH2 | - | 0 | 9
3RH1131-1BB40-0TK1-Z | X95 | 3RH1131-1BB40-0TK1-ZX95 | 1 | UN | 1 | 15 | C | D | N | N | 85364900 | 144 | 4011209551459 | 0.256 | KG | 74.03 | 74.03 | CP05 | CP05 | Contactor relay, 3 NO + 1 NC 24 V DC Screw terminal size S00 Reusable packaging Pack = 144 units !!! Phased-out product !!! Successor is SIRIUS 3RH2 | - | 0 | 9
3RH1131-1BB40-Z | W95 | 3RH1131-1BB40-ZW95 | 1 | UN | 1 | 15 | C | D | N | N | 85364900 | 144 | 4011209777811 | 0.252 | KG | 74.03 | 74.03 | CP05 | CP05 | Contactor relay, 3 NO + 1 NC 24 V DC Screw terminal size S00 Multi-unit packaging Pack = 144 units !!! Phased-out product !!! Successor is SIRIUS 3RH2 | - | 0 | 7
3RH1131-1BB40-Z | W96 | 3RH1131-1BB40-ZW96 | 1 | UN | 1 | 15 | C | D | N | N | 85364900 | 90 | 4011209441576 | 0.25 | KG | 64.74 | 64.74 | CP05 | CP05 | Contactor relay, 3 NO + 1 NC 24 V DC Screw terminal size S00 Multi-unit packaging Pack = 90 units !!! Phased-out product !!! Successor is SIRIUS 3RH2 | - | 0 | 7
3RH1131-1BB40-Z | W97 | 3RH1131-1BB40-ZW97 | 1 | UN | 1 | 15 | C | D | N | N | 85364900 | 42 | 4011209436503 | 0.25 | KG | 64.74 | 64.74 | CP05 | CP05 | Contactor relay, 3 NO + 1 NC 24 V DC Screw terminal size S00 Multi-unit packaging Pack = 42 units !!! Phased-out product !!! Successor is SIRIUS 3RH2 | - | 0 | 7
3RH1131-1BB40-Z | W98 | 3RH1131-1BB40-ZW98 | 1 | UN | 1 | 15 | C | D | N | N | 85364900 | 20 | 4011209402164 | 0.25 | KG | 64.74 | 64.74 | CP05 | CP05 | Contactor relay, 3 NO + 1 NC 24 V DC Screw terminal size S00 Multi-unit packaging Pack = 20 units !!! Phased-out product !!! Successor is SIRIUS 3RH2 | - | 0 | 7
3RH1131-1BB40-Z | X95 | 3RH1131-1BB40-ZX95 | 1 | UN | 1 | 5 | B | D | N | N | 85364900 | 144 | 4011209365568 | 0.25 | KG | 64.74 | 64.74 | CP05 | CP05 | Contactor relay, 3 NO + 1 NC 24 V DC Screw terminal size S00 Reusable packaging Pack = 144 units !!! Phased-out product !!! Successor is SIRIUS 3RH2 | - | 0 | 7
3RH1131-1BC40 |  | 3RH1131-1BC40 | 1 | UN | 1 | 15 | C | D | N | N | 85364900 | 1 | 4011209407855 | 0.26 | KG | 71.1 | 71.1 | CP05 | CP05 | Contactor relay, 3 NO + 1 NC 30 V DC Screw terminal size S00 !!! Phased-out product !!! Successor is SIRIUS 3RH2 | - | 0 | 7
3RH1131-1BD40 |  | 3RH1131-1BD40 | 1 | UN | 1 | 15 | C | D | N | N | 85364900 | 1 | 4011209498112 | 0.265 | KG | 71.1 | 71.1 | CP05 | CP05 | Contactor relay, 3 NO + 1 NC 42 V DC Screw terminal size S00 !!! Phased-out product !!! Successor is SIRIUS 3RH2 | - | 0 | 7
3RH1131-1BE40 |  | 3RH1131-1BE40 | 1 | UN | 1 | 5 | B | D | N | N | 85364900 | 1 | 4011209350342 | 0.262 | KG | 71.1 | 71.1 | CP05 | CP05 | Contactor relay, 3 NO + 1 NC 60 V DC Screw terminal size S00 !!! Phased-out product !!! Successor is SIRIUS 3RH2 Preferred successor type is >>3RH2131-1BE40<< | - | 0 | 7
3RH1131-1BE80 |  | 3RH1131-1BE80 | 1 | UN | 1 | 15 | C | D | N | N | 85364900 | 1 | 4011209536562 | 0.255 | KG | 71.1 | 71.1 | CP05 | CP05 | Contactor relay, 3 NO + 1 NC 80 V DC Screw terminal size S00 !!! Phased-out product !!! Successor is SIRIUS 3RH2 Preferred successor type is >>3RH2131-1BE80<< | - | 0 | 7
3RH1131-1BF40 |  | 3RH1131-1BF40 | 1 | UN | 1 | 2 | A | D | N | N | 85364900 | 1 | 4011209350359 | 0.263 | KG | 64.74 | 64.74 | CP05 | CP05 | Contactor relay, 3 NO + 1 NC 110 V DC Screw terminal size S00 !!! Phased-out product !!! Successor is SIRIUS 3RH2 Preferred successor type is >>3RH2131-1BF40<< | - | 0 | 7
3RH1131-1BG40 |  | 3RH1131-1BG40 | 1 | UN | 1 | 15 | C | D | N | N | 85364900 | 1 | 4011209379923 | 0.259 | KG | 71.1 | 71.1 | CP05 | CP05 | Contactor relay, 3 NO + 1 NC 125 V DC Screw terminal size S00 !!! Phased-out product !!! Successor is SIRIUS 3RH2 Preferred successor type is >>3RH2131-1BG40<< | - | 0 | 7
3RH1131-1BK80 |  | 3RH1131-1BK80 | 1 | UN | 1 | 20 | D | D | N | N | 85364900 | 1 | 4011209914933 | 0.262 | KG | 71.1 | 71.1 | CP05 | CP05 | Contactor relay, 3 NO + 1 NC 52 V DC Screw terminal size S00 !!! Phased-out product !!! Successor is SIRIUS 3RH2 | - | 0 | 7
3RH1131-1BM40 |  | 3RH1131-1BM40 | 1 | UN | 1 | 2 | A | D | N | N | 85364900 | 1 | 4011209274334 | 0.26 | KG | 64.74 | 64.74 | CP05 | CP05 | Contactor relay, 3 NO + 1 NC 220 V DC Screw terminal size S00 !!! Phased-out product !!! Successor is SIRIUS 3RH2 Preferred successor type is >>3RH2131-1BM40<< | - | 0 | 7
3RH1131-1BP40 |  | 3RH1131-1BP40 | 1 | UN | 1 | 15 | C | D | N | N | 85364900 | 1 | 4011209350366 | 0.259 | KG | 81.41 | 81.41 | CP05 | CP05 | Contactor relay, 3 NO + 1 NC 230 V DC Screw terminal size S00 !!! Phased-out product !!! Successor is SIRIUS 3RH2 Preferred successor type is >>3RH2131-1BP40<< | - | 0 | 7
3RH1131-1BW40 |  | 3RH1131-1BW40 | 1 | UN | 1 | 5 | B | D | N | N | 85364900 | 1 | 4011209350373 | 0.263 | KG | 64.74 | 64.74 | CP05 | CP05 | Contactor relay, 3 NO + 1 NC 48 V DC Screw terminal size S00 !!! Phased-out product !!! Successor is SIRIUS 3RH2 Preferred successor type is >>3RH2131-1BW40<< | - | 0 | 7
3RH1131-1HA80 |  | 3RH1131-1HA80 | 1 | UN | 1 | 15 | C | D | N | N | 85364900 | 1 | 4011209565746 | 0.26 | KG | 81.2 | 81.2 | CP05 | CP05 | Contactor relay, 3 NO + 1 NC, 6 V DC, 0.7 ... 1.25* Us, screw terminal, Size S00, !!! Phased-out product !!! Successor is SIRIUS 3RH2 | - | 0 | 7
3RH1131-1HB40 |  | 3RH1131-1HB40 | 1 | UN | 1 | 2 | A | D | N | N | 85364900 | 1 | 4011209284722 | 0.261 | KG | 64.44 | 64.44 | CP05 | CP05 | Contactor relay, 3 NO + 1 NC 24 V DC without attenuation Screw terminal size S00 !!! Phased-out product !!! Successor is SIRIUS 3RH2 Preferred successor type is >>3RH2131-1HB40<< | - | 0 | 7
3RH1131-1HB40-Z | W96 | 3RH1131-1HB40-ZW96 | 1 | UN | 1 | 15 | C | D | N | N | 85364900 | 90 |  | 0.27 | KG | 73.83 | 73.83 | CP05 | CP05 | Contactor relay, 3 NO + 1 NC 24 V DC without attenuation Screw terminal size S00 Multi-unit packaging Pack = 90 units !!! Phased-out product !!! Successor is SIRIUS 3RH2 | - | 0 | 7
3RH1131-1HB40-Z | W97 | 3RH1131-1HB40-ZW97 | 1 | UN | 1 | 15 | C | D | N | N | 85364900 | 42 | 4011209718937 | 0.243 | KG | 73.83 | 73.83 | CP05 | CP05 | Contactor relay, 3 NO + 1 NC 24 V DC without attenuation Screw terminal size S00 Multi-unit packaging Pack = 42 units !!! Phased-out product !!! Successor is SIRIUS 3RH2 | - | 0 | 7
3RH1131-1HB40-Z | X95 | 3RH1131-1HB40-ZX95 | 1 | UN | 1 | 15 | C | D | N | N | 85364900 | 144 | 4011209501652 | 0.27 | KG | 73.83 | 73.83 | CP05 | CP05 | Contactor relay, 3 NO + 1 NC 24 V DC without attenuation Screw terminal size S00 Reusable packaging Pack = 144 units !!! Phased-out product !!! Successor is SIRIUS 3RH2 | - | 0 | 7
3RH1131-1JB40 |  | 3RH1131-1JB40 | 1 | UN | 1 | 2 | A | D | N | N | 85364900 | 1 | 4011209284739 | 0.26 | KG | 74.64 | 74.64 | CP05 | CP05 | Contactor relay, 3 NO + 1 NC 24 V DC 0.7...1.25* Us with diode Screw terminal size S00 !!! Phased-out product !!! Successor is SIRIUS 3RH2 Preferred successor type is >>3RH2131-1JB40<< | - | 0 | 7
3RH1131-1KB40 |  | 3RH1131-1KB40 | 1 | UN | 1 | 2 | A | D | N | N | 85364900 | 1 | 4011209284746 | 0.259 | KG | 73.23 | 73.23 | CP05 | CP05 | Contactor relay, 3 NO + 1 NC 24 V DC 0.7...1.25* Us With varistor Screw terminal size S00 !!! Phased-out product !!! Successor is SIRIUS 3RH2 Preferred successor type is >>3RH2131-1KB40<< | - | 0 | 7
3RH1131-1KF40 |  | 3RH1131-1KF40 | 1 | UN | 1 | 15 | C | D | N | N | 85364900 | 1 | 4011209626225 | 0.255 | KG | 73.23 | 73.23 | CP05 | CP05 | Contactor relay, 3 NO + 1 NC 110 V DC 0.7...1.25* Us With varistor size S00 Screw terminal !!! Phased-out product !!! Successor is SIRIUS 3RH2 Preferred successor type is >>3RH2131-1KF40<< | - | 0 | 7
3RH1131-1KG40-0LA0 |  | 3RH1131-1KG40-0LA0 | 1 | UN | 1 | 15 | C | D | N | N | 85364900 | 1 | 4011209549258 | 0.287 | KG | 126.25 | 126.25 | CP05 | CP05 | Contactor relay, 3 NO 125 V DC 0.7...1.25* Us With varistor Screw terminal size S00 Railway version !!! Phased-out product !!! Successor is SIRIUS 3RH2 | - | 0 | 9
3RH1131-1KG40-0LA2 |  | 3RH1131-1KG40-0LA2 | 1 | UN | 1 | 5 | B | D | N | N | 85364900 | 1 | 4011209558298 | 0.289 | KG | 141.4 | 141.4 | CP05 | CP05 | Contactor relay, 3 NO, 125 V DC, 0.7 ... 1.25* Us, With varistor, 3-pole, screw terminal, Size S00, terminal designation of the external connections A1, A2, !!! Phased-out product !!! Successor is SIRIUS 3RH2 | - | 0 | 9
3RH1131-1KG40-0LA4 |  | 3RH1131-1KG40-0LA4 | 1 | UN | 1 | 15 | C | D | N | N | 85364900 | 1 | 4011209564381 | 0.29 | KG | 122.21 | 122.21 | CP05 | CP05 | Contactor relay, 3 NO 125 V DC 0.7...1.25* Us With varistor Screw terminal size S00 Railway version Installation on standard mounting rail optimized !!! Phased-out product !!! Successor is SIRIUS 3RH2 Preferred successor type is >>3RH2131-1KG40-0LA4<< | - | 0 | 9
3RH1131-1KV80-0LA0 |  | 3RH1131-1KV80-0LA0 | 1 | UN | 1 | 5 | B | D | N | N | 85364900 | 1 | 4011209673687 | 0.28 | KG | 132.31 | 132.31 | CP05 | CP05 | Contactor relay, 3 NO, 24 ... 43 V DC, 0.7 ... 1.25* Us, With varistor, railway screw terminal, Size S00, !!! Phased-out product !!! Successor is SIRIUS 3RH2 | - | 0 | 9
3RH1131-1MB40 |  | 3RH1131-1MB40 | 1 | UN | 1 | 15 | C | D | N | N | 85364900 | 1 | 4011209365551 | 0.255 | KG | 83.83 | 83.83 | CP05 | CP05 | Contactor relay, 3 NO + 1 NC, 24 V DC, ext. operating range screw terminal, Size S00 !!! Phased-out product !!! Successor is SIRIUS 3RH2 | - | 0 | 7
3RH1131-1MB40-0KT0 |  | 3RH1131-1MB40-0KT0 | 1 | UN | 1 | 15 | C | D | N | N | 85364900 | 1 | 4011209515482 | 0.273 | KG | 64.44 | 64.44 | CP05 | CP05 | Contactor relay for auxiliary circuit 3 NO + 1 NC 24 V DC size S00 0, 85...1.85 x Us 1.4 W Screw terminal Without overvoltage damping !!! Phased-out product !!! Successor is SIRIUS 3RH2 Preferred successor type is >>3RH2131-1MB40-0KT0<< | - | 0 | 7
3RH1131-1TB00-0KV0 |  | 3RH1131-1TB00-0KV0 | 1 | UN | 1 | 15 | C | D | N | N | 85364900 | 1 | 4011209440876 | 0.203 | KG | 95.04 | 95.04 | CP05 | CP05 | Contactor relay, 3 NO + 1 NC, 24 V AC, 50 Hz, Size S00, 3 NO + 1 NC, Integrated varistor !!! Phased-out product !!! Successor is SIRIUS 3RH2 | - | 0 | 7
3RH1131-1TP00-0KV0 |  | 3RH1131-1TP00-0KV0 | 1 | UN | 1 | 15 | C | D | N | N | 85364900 | 1 | 4011209440852 | 0.205 | KG | 95.04 | 95.04 | CP05 | CP05 | Contactor relay, 230 V AC 50 Hz size S00 3 NO + 1 NC varistor integrated !!! Phased-out product !!! Successor is SIRIUS 3RH2 | - | 0 | 7
3RH1131-1UB40-0KV0 |  | 3RH1131-1UB40-0KV0 | 1 | UN | 1 | 2 | A | D | N | N | 85364900 | 1 | 4011209440807 | 0.263 | KG | 91.91 | 91.91 | CP05 | CP05 | Contactor relay, 24 V DC size S00 3 NO + 1 NC Integrated varistor !!! Phased-out product !!! Successor is SIRIUS 3RH2 | - | 0 | 7
3RH1131-1VB40 |  | 3RH1131-1VB40 | 1 | UN | 1 | 5 | B | D | N | N | 85364900 | 1 | 4011209515499 | 0.26 | KG | 74.64 | 74.64 | CP05 | CP05 | Contactor relay for auxiliary circuit 3 NO + 1 NC 24 V DC size S00 0, 85...1.85 x Us 1.4 W Screw terminal Integrated diode !!! Phased-out product !!! Successor is SIRIUS 3RH2 Preferred successor type is >>3RH2131-1VB40<< | - | 0 | 7
3RH1131-1WB40 |  | 3RH1131-1WB40 | 1 | UN | 1 | 5 | B | D | N | N | 85364900 | 1 | 4011209515505 | 0.263 | KG | 73.23 | 73.23 | CP05 | CP05 | Contactor relay for auxiliary circuit 3 NO + 1 NC 24 V DC size S00 0, 85...1.85 x Us 1.4 W Screw terminal Integrated varistor !!! Phased-out product !!! Successor is SIRIUS 3RH2 Preferred successor type is >>3RH2131-1SB40<< | - | 0 | 7
3RH1131-2AB00 |  | 3RH1131-2AB00 | 1 | UN | 1 | 2 | A | D | N | N | 85364900 | 1 | 4011209296022 | 0.202 | KG | 57.37 | 57.37 | CP05 | CP05 | Contactor relay, 3 NO + 1 NC 24 V AC 50/60 Hz Spring-type terminal Size S00 !!! Phased-out product !!! Successor is SIRIUS 3RH2 Preferred successor type is >>3RH2131-2AB00<< | - | 0 | 7
3RH1131-2AB00-0TK0 |  | 3RH1131-2AB00-0TK0 | 1 | UN | 1 | 15 | C | D | N | N | 85364900 | 1 | 4011209554801 | 0.19 | KG | 60.1 | 60.1 | CP05 | CP05 | Contactor relay, 3 NO + 1 NC 24 V AC 50/60 Hz Spring-type terminal Size S00 !!! Phased-out product !!! Successor is SIRIUS 3RH2 | - | 0 | 9
3RH1131-2AB00-0TK0-Z | X95 | 3RH1131-2AB00-0TK0-ZX95 | 1 | UN | 1 | 20 | D | D | N | N | 85364900 | 144 | 4011209554818 | 0.189 | KG | 60.1 | 60.1 | CP05 | CP05 | Contactor relay, 3 NO + 1 NC 24 V AC 50/60 Hz Spring-type terminal Size S00 Reusable packaging Pack = 144 units !!! Phased-out product !!! Successor is SIRIUS 3RH2 | - | 0 | 9
3RH1131-2AB00-0TK1 |  | 3RH1131-2AB00-0TK1 | 1 | UN | 1 | 15 | C | D | N | N | 85364900 | 1 | 4011209554825 | 0.19 | KG | 60.1 | 60.1 | CP05 | CP05 | Contactor relay, 3 NO + 1 NC 24 V AC 50/60 Hz Spring-type terminal Size S00 !!! Phased-out product !!! Successor is SIRIUS 3RH2 | - | 0 | 9
3RH1131-2AB00-0TK1-Z | X95 | 3RH1131-2AB00-0TK1-ZX95 | 1 | UN | 1 | 20 | D | D | N | N | 85364900 | 144 | 4011209554832 | 0.189 | KG | 60.1 | 60.1 | CP05 | CP05 | Contactor relay, 3 NO + 1 NC 24 V AC 50/60 Hz Spring-type terminal Size S00 Reusable packaging Pack = 144 units !!! Phased-out product !!! Successor is SIRIUS 3RH2 | - | 0 | 9
3RH1131-2AC00-0TK0 |  | 3RH1131-2AC00-0TK0 | 1 | UN | 1 | 15 | C | D | N | N | 85364900 | 1 | 4011209556546 | 0.277 | KG | 65.25 | 65.25 | CP05 | CP05 | Contactor relay, 3 NO + 1 NC 32 V AC 50/60 Hz Spring-type terminal Size S00 !!! Phased-out product !!! Successor is SIRIUS 3RH2 | - | 0 | 9
3RH1131-2AC00-0TK0-Z | X95 | 3RH1131-2AC00-0TK0-ZX95 | 1 | UN | 1 | 20 | D | D | N | N | 85364900 | 144 | 4011209556553 | 0.19 | KG | 65.25 | 65.25 | CP05 | CP05 | Contactor relay, 3 NO + 1 NC 32 V AC 50/60 Hz Spring-type terminal Size S00 Reusable packaging Pack = 144 units !!! Phased-out product !!! Successor is SIRIUS 3RH2 | - | 0 | 9
3RH1131-2AC00-0TK1 |  | 3RH1131-2AC00-0TK1 | 1 | UN | 1 | 15 | C | D | N | N | 85364900 | 1 | 4011209556560 | 0.202 | KG | 65.25 | 65.25 | CP05 | CP05 | Contactor relay, 3 NO + 1 NC 32 V AC 50/60 Hz Spring-type terminal Size S00 !!! Phased-out product !!! Successor is SIRIUS 3RH2 | - | 0 | 9
3RH1131-2AC00-0TK1-Z | X95 | 3RH1131-2AC00-0TK1-ZX95 | 1 | UN | 1 | 20 | D | D | N | N | 85364900 | 144 | 4011209556577 | 0.185 | KG | 65.25 | 65.25 | CP05 | CP05 | Contactor relay, 3 NO + 1 NC 32 V AC 50/60 Hz Spring-type terminal Size S00 Reusable packaging Pack = 144 units !!! Phased-out product !!! Successor is SIRIUS 3RH2 | - | 0 | 9
3RH1131-2AD00 |  | 3RH1131-2AD00 | 1 | UN | 1 | 15 | C | D | N | N | 85364900 | 1 | 4011209350588 | 0.202 | KG | 71.51 | 71.51 | CP05 | CP05 | Contactor relay, 3 NO + 1 NC, 42 V AC, 50 / 60 Hz, spring-type terminal Size S00 !!! Phased-out product !!! Successor is SIRIUS 3RH2 Preferred successor type is >>3RH2131-2AD00<< | - | 0 | 7
3RH1131-2AF00 |  | 3RH1131-2AF00 | 1 | UN | 1 | 2 | A | D | N | N | 85364900 | 1 | 4011209296039 | 0.202 | KG | 57.37 | 57.37 | CP05 | CP05 | Contactor relay, 3 NO + 1 NC 110 V AC 50 / 60 Hz Spring-type terminal Size S00 !!! Phased-out product !!! Successor is SIRIUS 3RH2 Preferred successor type is >>3RH2131-2AF00<< | - | 0 | 7
3RH1131-2AF00-0TK0 |  | 3RH1131-2AF00-0TK0 | 1 | UN | 1 | 15 | C | D | N | N | 85364900 | 1 | 4011209554849 | 0.19 | KG | 60.1 | 60.1 | CP05 | CP05 | Contactor relay, 3 NO + 1 NC 110 V AC 50 / 60 Hz Spring-type terminal Size S00 !!! Phased-out product !!! Successor is SIRIUS 3RH2 | - | 0 | 9
3RH1131-2AF00-0TK0-Z | X95 | 3RH1131-2AF00-0TK0-ZX95 | 1 | UN | 1 | 20 | D | D | N | N | 85364900 | 144 | 4011209554856 | 0.184 | KG | 60.1 | 60.1 | CP05 | CP05 | Contactor relay, 3 NO + 1 NC 110 V AC 50 / 60 Hz Spring-type terminal Size S00 Reusable packaging Pack = 144 units !!! Phased-out product !!! Successor is SIRIUS 3RH2 | - | 0 | 9
3RH1131-2AF00-Z | W95 | 3RH1131-2AF00-ZW95 | 1 | UN | 1 | 15 | C | D | N | N | 85364900 | 144 | 4011209585485 | 0.19 | KG | 65.75 | 65.75 | CP05 | CP05 | Contactor relay, 3 NO + 1 NC 110 V AC 50 / 60 Hz Spring-type terminal Size S00 Multi-unit packaging Pack = 144 units !!! Phased-out product !!! Successor is SIRIUS 3RH2 | - | 0 | 7
3RH1131-2AF00-Z | W96 | 3RH1131-2AF00-ZW96 | 1 | UN | 1 | 15 | C | D | N | N | 85364900 | 90 |  | 0.19 | KG | 65.75 | 65.75 | CP05 | CP05 | Contactor relay, 3 NO + 1 NC 110 V AC 50 / 60 Hz Spring-type terminal Size S00 Multi-unit packaging Pack = 90 units !!! Phased-out product !!! Successor is SIRIUS 3RH2 | - | 0 | 7
3RH1131-2AF00-Z | W97 | 3RH1131-2AF00-ZW97 | 1 | UN | 1 | 15 | C | D | N | N | 85364900 | 42 | 4011209905139 | 0.189 | KG | 65.75 | 65.75 | CP05 | CP05 | Contactor relay, 3 NO + 1 NC 110 V AC 50 / 60 Hz Spring-type terminal Size S00 Multi-unit packaging Pack = 42 units !!! Phased-out product !!! Successor is SIRIUS 3RH2 | - | 0 | 7
3RH1131-2AF00-Z | X95 | 3RH1131-2AF00-ZX95 | 1 | UN | 1 | 15 | C | D | N | N | 85364900 | 144 | 4011209545915 | 0.19 | KG | 60.1 | 60.1 | CP05 | CP05 | Contactor relay, 3 NO + 1 NC 110 V AC 50 / 60 Hz Spring-type terminal Size S00 Reusable packaging Pack = 144 units !!! Phased-out product !!! Successor is SIRIUS 3RH2 | - | 0 | 7
3RH1131-2AG10 |  | 3RH1131-2AG10 | 1 | UN | 1 | 15 | C | D | N | N | 85364900 | 1 | 4011209551671 | 0.202 | KG | 62.52 | 62.52 | CP05 | CP05 | Contactor relay, 3 NO + 1 NC 100 V AC 50 Hz / 110 V 60 Hz Spring-type terminal Size S00 !!! Phased-out product !!! Successor is SIRIUS 3RH2 | - | 0 | 7
3RH1131-2AG60 |  | 3RH1131-2AG60 | 1 | UN | 1 | 5 | B | D | N | N | 85364900 | 1 | 4011209493452 | 0.2 | KG | 71.51 | 71.51 | CP05 | CP05 | Contactor relay, 3 NO + 1 NC, 100 V AC, 50 Hz / 100 ... 110 V, 60 Hz, Spring-type terminal, Size S00 !!! Phased-out product !!! Successor is SIRIUS 3RH2 | - | 0 | 9
3RH1131-2AH00 |  | 3RH1131-2AH00 | 1 | UN | 1 | 15 | C | D | N | N | 85364900 | 1 | 4011209350595 | 0.2 | KG | 65.75 | 65.75 | CP05 | CP05 | Contactor relay, 3 NO + 1 NC 48 V AC 50/60 Hz Spring-type terminal Size S00 !!! Phased-out product !!! Successor is SIRIUS 3RH2 Preferred successor type is >>3RH2131-2AH00<< | - | 0 | 7
3RH1131-2AK60 |  | 3RH1131-2AK60 | 1 | UN | 1 | 15 | C | D | N | N | 85364900 | 1 | 4011209350601 | 0.201 | KG | 57.37 | 57.37 | CP05 | CP05 | Contactor relay, 3 NO + 1 NC 110 V AC 50 Hz / 120 V 60 Hz Spring-type terminal Size S00 !!! Phased-out product !!! Successor is SIRIUS 3RH2 Preferred successor type is >>3RH2131-2AK60<< | - | 0 | 7
3RH1131-2AN20 |  | 3RH1131-2AN20 | 1 | UN | 1 | 15 | C | D | N | N | 85364900 | 1 | 4011209535404 | 0.196 | KG | 57.37 | 57.37 | CP05 | CP05 | Contactor relay, 3 NO + 1 NC 220 V AC 50/60 Hz Spring-type terminal Size S00 !!! Phased-out product !!! Successor is SIRIUS 3RH2 Preferred successor type is >>3RH2131-2AN20<< | - | 0 | 7
3RH1131-2AN60 |  | 3RH1131-2AN60 | 1 | UN | 1 | 5 | B | D | N | N | 85364900 | 1 | 4011209493469 | 0.2 | KG | 71.51 | 71.51 | CP05 | CP05 | Contactor relay, 3 NO + 1 NC, 200 V AC, 50 Hz / 200 ... 220 V, 60 Hz, Spring-type terminal, Size S00 !!! Phased-out product !!! Successor is SIRIUS 3RH2 | - | 0 | 9
3RH1131-2AP00 |  | 3RH1131-2AP00 | 1 | UN | 1 | 2 | A | D | N | N | 85364900 | 1 | 4011209296046 | 0.199 | KG | 57.37 | 57.37 | CP05 | CP05 | Contactor relay, 3 NO + 1 NC 230 V AC 50 / 60 Hz Spring-type terminal Size S00 !!! Phased-out product !!! Successor is SIRIUS 3RH2 Preferred successor type is >>3RH2131-2AP00<< | - | 0 | 7
3RH1131-2AP00-1AA0 |  | 3RH1131-2AP00-1AA0 | 1 | UN | 1 | 15 | C | D | N | N | 85364900 | 1 | 4011209497740 | 0.197 | KG | 82.82 | 82.82 | CP05 | CP05 | Contactor relay, 3 NO + 1 NC 230 V AC 50 / 60 Hz Spring-type terminal Size S00 Upright mounting position !!! Phased-out product !!! Successor is SIRIUS 3RH2 | - | 0 | 7
3RH1131-2AP00-Z | W95 | 3RH1131-2AP00-ZW95 | 1 | UN | 1 | 15 | C | D | N | N | 85364900 | 144 | 4011209436435 | 0.193 | KG | 65.75 | 65.75 | CP05 | CP05 | Contactor relay, 3 NO + 1 NC 230 V AC 50 / 60 Hz Spring-type terminal Size S00 Multi-unit packaging Pack = 20 units !!! Phased-out product !!! Successor is SIRIUS 3RH2 | - | 0 | 7
3RH1131-2AP00-Z | W97 | 3RH1131-2AP00-ZW97 | 1 | UN | 1 | 15 | C | D | N | N | 85364900 | 42 | 4011209583634 | 0.189 | KG | 65.75 | 65.75 | CP05 | CP05 | Contactor relay, 3 NO + 1 NC 230 V AC 50 / 60 Hz Spring-type terminal Size S00 Reusable packaging Pack = 144 units !!! Phased-out product !!! Successor is SIRIUS 3RH2 Preferred successor type is >>3RH2131-2AP00-ZW97<< | - | 0 | 7
3RH1131-2AP00-Z | W98 | 3RH1131-2AP00-ZW98 | 1 | UN | 1 | 15 | C | D | N | N | 85364900 | 20 | 4011209632820 | 0.189 | KG | 65.75 | 65.75 | CP05 | CP05 | Contactor relay, 3 NO + 1 NC 230 V AC 50 / 60 Hz Spring-type terminal Size S00 Reusable packaging Pack = 144 units !!! Phased-out product !!! Successor is SIRIUS 3RH2 | - | 0 | 7
3RH1131-2AP00-Z | X95 | 3RH1131-2AP00-ZX95 | 1 | UN | 1 | 15 | C | D | N | N | 85364900 | 144 | 4011209422599 | 0.78 | KG | 65.75 | 65.75 | CP05 | CP05 | Contactor relay, 3 NO + 1 NC 230 V AC 50 / 60 Hz Spring-type terminal Size S00 Reusable packaging Pack = 144 units !!! Phased-out product !!! Successor is SIRIUS 3RH2 Preferred successor type is >>3RH2131-2AP00-ZX95<< | - | 0 | 7
3RH1131-2AP60 |  | 3RH1131-2AP60 | 1 | UN | 1 | 15 | C | D | N | N | 85364900 | 1 | 4011209350618 | 0.196 | KG | 65.75 | 65.75 | CP05 | CP05 | Contactor relay, 3 NO + 1 NC 220 V AC 50 Hz / 240 V 60 Hz Spring-type terminal Size S00 !!! Phased-out product !!! Successor is SIRIUS 3RH2 Preferred successor type is >>3RH2131-2AP60<< | - | 0 | 7
3RH1131-2AR60 |  | 3RH1131-2AR60 | 1 | UN | 1 | 15 | C | D | N | N | 85364900 | 1 | 4011209493476 | 0.201 | KG | 71.51 | 71.51 | CP05 | CP05 | Contactor relay, 3 NO + 1 NC, 400 V AC, 50 Hz / 400 ... 440 V, 60 Hz, Spring-type terminal, Size S00 !!! Phased-out product !!! Successor is SIRIUS 3RH2 | - | 0 | 7
3RH1131-2AV00 |  | 3RH1131-2AV00 | 1 | UN | 1 | 15 | C | D | N | N | 85364900 | 1 | 4011209350625 | 0.201 | KG | 71.51 | 71.51 | CP05 | CP05 | Contactor relay, 3 NO + 1 NC 400 V AC 50/60 Hz Spring-type terminal Size S00 !!! Phased-out product !!! Successor is SIRIUS 3RH2 | - | 0 | 7
3RH1131-2BA40 |  | 3RH1131-2BA40 | 1 | UN | 1 | 15 | C | D | N | N | 85364900 | 1 | 4011209384156 | 0.256 | KG | 82.62 | 82.62 | CP05 | CP05 | Contactor relay, 3 NO + 1 NC, 12 V DC, spring-type terminal Size S00 !!! Phased-out product !!! Successor is SIRIUS 3RH2 Preferred successor type is >>3RH2131-2BA40<< | - | 0 | 7
3RH1131-2BB40 |  | 3RH1131-2BB40 | 1 | UN | 1 | 2 | A | D | N | N | 85364900 | 1 | 4011209296053 | 0.262 | KG | 65.65 | 65.65 | CP05 | CP05 | Contactor relay, 3 NO + 1 NC 24 V DC Spring-type terminal Size S00 !!! Phased-out product !!! Successor is SIRIUS 3RH2 Preferred successor type is >>3RH2131-2BB40<< | - | 0 | 7
3RH1131-2BB40-0TK0 |  | 3RH1131-2BB40-0TK0 | 1 | UN | 1 | 15 | C | D | N | N | 85364900 | 1 | 4011209554924 | 0.258 | KG | 68.48 | 68.48 | CP05 | CP05 | Contactor relay, 3 NO + 1 NC 24 V DC Spring-type terminal Size S00 !!! Phased-out product !!! Successor is SIRIUS 3RH2 | - | 0 | 9
3RH1131-2BB40-0TK1 |  | 3RH1131-2BB40-0TK1 | 1 | UN | 1 | 15 | C | D | N | N | 85364900 | 1 | 4011209554948 | 0.262 | KG | 68.48 | 68.48 | CP05 | CP05 | Contactor relay, 3 NO + 1 NC 24 V DC Spring-type terminal Size S00 !!! Phased-out product !!! Successor is SIRIUS 3RH2 | - | 0 | 9
3RH1131-2BB40-Z | W95 | 3RH1131-2BB40-ZW95 | 1 | UN | 1 | 15 | C | D | N | N | 85364900 | 144 | 4011209590540 | 0.25 | KG | 75.04 | 75.04 | CP05 | CP05 | Contactor relay, 3 NO + 1 NC 24 V DC Spring-type terminal Size S00 Multi-unit packaging Pack = 144 units !!! Phased-out product !!! Successor is SIRIUS 3RH2 | - | 0 | 7
3RH1131-2BB40-Z | W96 | 3RH1131-2BB40-ZW96 | 1 | UN | 1 | 15 | C | D | N | N | 85364900 | 90 | 4011209590557 | 0.25 | KG | 75.04 | 75.04 | CP05 | CP05 | Contactor relay, 3 NO + 1 NC 24 V DC Spring-type terminal Size S00 Multi-unit packaging Pack = 42 units !!! Phased-out product !!! Successor is SIRIUS 3RH2 Preferred successor type is >>3RH2131-2BB40-ZW96<< | - | 0 | 7
3RH1131-2BB40-Z | W97 | 3RH1131-2BB40-ZW97 | 1 | UN | 1 | 15 | C | D | N | N | 85364900 | 42 | 4011209590564 | 0.25 | KG | 75.04 | 75.04 | CP05 | CP05 | Contactor relay, 3 NO + 1 NC 24 V DC Spring-type terminal Size S00 Multi-unit packaging Pack = 42 units !!! Phased-out product !!! Successor is SIRIUS 3RH2 Preferred successor type is >>3RH2131-2BB40-ZW97<< | - | 0 | 7
3RH1131-2BB40-Z | W98 | 3RH1131-2BB40-ZW98 | 1 | UN | 1 | 15 | C | D | N | N | 85364900 | 20 | 4011209590571 | 0.25 | KG | 65.65 | 65.65 | CP05 | CP05 | Contactor relay, 3 NO + 1 NC 24 V DC Spring-type terminal Size S00 Multi-unit packaging Pack = 20 units !!! Phased-out product !!! Successor is SIRIUS 3RH2 | - | 0 | 7
3RH1131-2BB40-Z | X95 | 3RH1131-2BB40-ZX95 | 1 | UN | 1 | 15 | C | D | N | N | 85364900 | 144 | 4011209422605 | 0.347 | KG | 65.65 | 65.65 | CP05 | CP05 | Contactor relay, 3 NO + 1 NC 24 V DC Spring-type terminal Size S00 Reusable packaging Pack = 144 units !!! Phased-out product !!! Successor is SIRIUS 3RH2 | - | 0 | 7
3RH1131-2BD40 |  | 3RH1131-2BD40 | 1 | UN | 1 | 15 | C | D | N | N | 85364900 | 1 | 4011209524101 | 0.26 | KG | 82.62 | 82.62 | CP05 | CP05 | Contactor relay, 3 NO + 1 NC, 42 V DC, Spring-type terminal, Size S00 !!! Phased-out product !!! Successor is SIRIUS 3RH2 | - | 0 | 7
3RH1131-2BE40 |  | 3RH1131-2BE40 | 1 | UN | 1 | 15 | C | D | N | N | 85364900 | 1 | 4011209350632 | 0.259 | KG | 82.62 | 82.62 | CP05 | CP05 | Contactor relay, 3 NO + 1 NC, 60 V DC, spring-type terminal Size S00 !!! Phased-out product !!! Successor is SIRIUS 3RH2 Preferred successor type is >>3RH2131-2BE40<< | - | 0 | 7
3RH1131-2BF40 |  | 3RH1131-2BF40 | 1 | UN | 1 | 15 | C | D | N | N | 85364900 | 1 | 4011209350649 | 0.258 | KG | 65.65 | 65.65 | CP05 | CP05 | Contactor relay, 3 NO + 1 NC 110 V DC Spring-type terminal Size S00 !!! Phased-out product !!! Successor is SIRIUS 3RH2 Preferred successor type is >>3RH2131-2BF40<< | - | 0 | 7
3RH1131-2BG40 |  | 3RH1131-2BG40 | 1 | UN | 1 | 15 | C | D | N | N | 85364900 | 1 | 4011209524095 | 0.258 | KG | 75.35 | 75.35 | CP05 | CP05 | Contactor relay, 3 NO + 1 NC 125 V DC Spring-type terminal Size S00 !!! Phased-out product !!! Successor is SIRIUS 3RH2 Preferred successor type is >>3RH2131-2BG40<< | - | 0 | 7
3RH1131-2BM40 |  | 3RH1131-2BM40 | 1 | UN | 1 | 15 | C | D | N | N | 85364900 | 1 | 4011209296060 | 0.108 | KG | 65.65 | 65.65 | CP05 | CP05 | Contactor relay, 3 NO + 1 NC 220 V DC Spring-type terminal Size S00 !!! Phased-out product !!! Successor is SIRIUS 3RH2 Preferred successor type is >>3RH2131-2BM40<< | - | 0 | 7
3RH1131-2BP40 |  | 3RH1131-2BP40 | 1 | UN | 1 | 15 | C | D | N | N | 85364900 | 1 | 4011209350656 | 0.247 | KG | 82.62 | 82.62 | CP05 | CP05 | Contactor relay, 3 NO + 1 NC, 230 V DC, Spring-type terminal, Size S00 !!! Phased-out product !!! Successor is SIRIUS 3RH2 | - | 0 | 7
3RH1131-2BW40 |  | 3RH1131-2BW40 | 1 | UN | 1 | 15 | C | D | N | N | 85364900 | 1 | 4011209350663 | 0.262 | KG | 65.65 | 65.65 | CP05 | CP05 | Contactor relay, 3 NO + 1 NC 48 V DC Spring-type terminal Size S00 !!! Phased-out product !!! Successor is SIRIUS 3RH2 Preferred successor type is >>3RH2131-2BW40<< | - | 0 | 7
3RH1131-2DB40 |  | 3RH1131-2DB40 | 1 | UN | 1 | 15 | C | D | N | N | 85364900 | 1 | 4011209858893 | 0.27 | KG | 99.99 | 99.99 | CP05 | CP05 | Contactor relay, 3 NO + 1 NC 24 V DC Spring-type terminal Size S00 With varistor plugged on !!! Phased-out product !!! Successor is SIRIUS 3RH2 | - | 0 | 7
3RH1131-2EF00-0KS0 |  | 3RH1131-2EF00-0KS0 | 1 | UN | 1 | 15 | C | D | N | N | 85364900 | 1 | 4011209409514 | 0.22 | KG | 81.81 | 81.81 | CP05 | CP05 | Contactor relay, 3 NO + 1 NC 110 V AC 50 / 60 Hz Spring-type terminal Size S00 with RC element (plugged on) Schindler !!! Phased-out product !!! Successor is SIRIUS 3RH2 | - | 0 | 9
3RH1131-2EF00-0KS0-Z | X95 | 3RH1131-2EF00-0KS0-ZX95 | 1 | UN | 1 | 20 | D | D | N | N | 85364900 | 102 | 4011209438095 | 0.188 | KG | 81.81 | 81.81 | CP05 | CP05 | Contactor relay, 3 NO + 1 NC 110 V AC 50 / 60 Hz Spring-type terminal Size S00 with RC element (plugged on) Schindler Reusable packaging Pack = 102 units !!! Phased-out product !!! Successor is SIRIUS 3RH2 | - | 0 | 9
3RH1131-2EP00-0KS0 |  | 3RH1131-2EP00-0KS0 | 1 | UN | 1 | 15 | C | D | N | N | 85364900 | 1 | 4011209409521 | 0.19 | KG | 81.81 | 81.81 | CP05 | CP05 | Contactor relay, 3 NO + 1 NC 230 V AC 50 / 60 Hz Spring-type terminal Size S00 with RC element (plugged on) Schindler !!! Phased-out product !!! Successor is SIRIUS 3RH2 | - | 0 | 9
3RH1131-2EP00-0KS0-Z | X95 | 3RH1131-2EP00-0KS0-ZX95 | 1 | UN | 1 | 20 | D | D | N | N | 85364900 | 102 | 4011209438101 | 0.187 | KG | 81.81 | 81.81 | CP05 | CP05 | Contactor relay, 3 NO + 1 NC 230 V AC 50 / 60 Hz Spring-type terminal Size S00 with RC element (plugged on) Schindler Reusable packaging Pack = 102 units !!! Phased-out product !!! Successor is SIRIUS 3RH2 | - | 0 | 9
3RH1131-2GG20 |  | 3RH1131-2GG20 | 1 | UN | 1 | 15 | C | D | N | N | 85364900 | 1 | 4011209400085 | 0.261 | KG | 98.17 | 98.17 | CP05 | CP05 | Contactor relay, 3 NO + 1 NC 110 V AC 50 / 60 Hz Spring-type terminal Size S00 !!! Phased-out product !!! Successor is SIRIUS 3RH2 Preferred successor type is >>3RH2131-2GG20<< | - | 0 | 9
3RH1131-2HB40 |  | 3RH1131-2HB40 | 1 | UN | 1 | 15 | C | D | N | N | 85364900 | 1 | 4011209297050 | 0.253 | KG | 65.55 | 65.55 | CP05 | CP05 | Contactor relay, 3 NO + 1 NC 24 V DC 0.7...1.25* Us Spring-type terminal Size S00 !!! Phased-out product !!! Successor is SIRIUS 3RH2 Preferred successor type is >>3RH2131-2HB40<< | - | 0 | 7
3RH1131-2HB40-Z | X95 | 3RH1131-2HB40-ZX95 | 1 | UN | 1 | 15 | C | D | N | N | 85364900 | 144 | 4011209382398 | 0.258 | KG | 74.94 | 74.94 | CP05 | CP05 | Contactor relay, 3 NO + 1 NC 24 V DC 0.7...1.25* Us Spring-type terminal Size S00 Reusable packaging Pack = 144 units !!! Phased-out product !!! Successor is SIRIUS 3RH2 | - | 0 | 7
3RH1131-2JB40 |  | 3RH1131-2JB40 | 1 | UN | 1 | 2 | A | D | N | N | 85364900 | 1 | 4011209297166 | 0.257 | KG | 76.36 | 76.36 | CP05 | CP05 | Contactor relay, 3 NO + 1 NC 24 V DC 0.7...1.25* Us with diode Spring-type terminal Size S00 !!! Phased-out product !!! Successor is SIRIUS 3RH2 Preferred successor type is >>3RH2131-2JB40<< | - | 0 | 7
3RH1131-2JB40-Z | W98 | 3RH1131-2JB40-ZW98 | 1 | UN | 1 | 15 | C | D | N | N | 85364900 | 20 |  | 0.25 | KG | 87.26 | 87.26 | CP05 | CP05 | Contactor relay, 3 NO + 1 NC 24 V DC 0.7...1.25* Us with diode Spring-type terminal Size S00 Multi-unit packaging Pack = 20 units !!! Phased-out product !!! Successor is SIRIUS 3RH2 | - | 0 | 7
3RH1131-2JB40-Z | X95 | 3RH1131-2JB40-ZX95 | 1 | UN | 1 | 15 | C | D | N | N | 85364900 | 144 | 4011209553682 | 0.24 | KG | 87.26 | 87.26 | CP05 | CP05 | Contactor relay, 3 NO + 1 NC 24 V DC 0.7...1.25* Us with diode Spring-type terminal Size S00 Reusable packaging Pack = 144 units !!! Phased-out product !!! Successor is SIRIUS 3RH2 | - | 0 | 7
3RH1131-2JC40 |  | 3RH1131-2JC40 | 1 | UN | 1 | 15 | C | D | N | N | 85364900 | 1 | 4011209546370 | 0.257 | KG | 82.72 | 82.72 | CP05 | CP05 | Contactor relay, 3 NO + 1 NC 30 V DC 0.7...1.25* Us with diode Spring-type terminal Size S00 !!! Phased-out product !!! Successor is SIRIUS 3RH2 Preferred successor type is >>3RH2131-2JC40<< | - | 0 | 7
3RH1131-2KB40 |  | 3RH1131-2KB40 | 1 | UN | 1 | 2 | A | D | N | N | 85364900 | 1 | 4011209297173 | 0.256 | KG | 74.64 | 74.64 | CP05 | CP05 | Contactor relay, 3 NO + 1 NC 24 V DC 0.7...1.25* Us With varistor size S00 Spring-type terminal !!! Phased-out product !!! Successor is SIRIUS 3RH2 Preferred successor type is >>3RH2131-2KB40<< | - | 0 | 7
3RH1131-2KB40-2AA0 |  | 3RH1131-2KB40-2AA0 | 1 | UN | 1 | 5 | B | D | N | N | 85364900 | 1 |  | 0.254 | KG | 102.01 | 102.01 | CP05 | CP05 | Contactor relay, 3 NO + 1 NC, 24 V DC, 0.7 ... 1.25* Us, With varistor, Size S00, spring-loaded connection technology Suspended mounting position !!! Phased-out product !!! Successor is SIRIUS 3RH2 | - | 0 | 9
3RH1131-2KF40 |  | 3RH1131-2KF40 | 1 | UN | 1 | 15 | C | D | N | N | 85364900 | 1 | 4011209585065 | 0.257 | KG | 74.64 | 74.64 | CP05 | CP05 | Contactor relay, 3 NO + 1 NC 110 V DC 0, 7...1.25* Us With varistor size S00 Spring-type terminal !!! Phased-out product !!! Successor is SIRIUS 3RH2 Preferred successor type is >>3RH2131-2LF40<< | - | 0 | 7
3RH1131-2KG40-0LA4 |  | 3RH1131-2KG40-0LA4 | 1 | UN | 1 | 5 | B | D | EAR99 | N | 85364900 | 1 |  | 0.29 | KG | 132.31 | 132.31 | CP05 | CP05 | Contactor relay, 3 NO + 1 NC, 125 V DC, 0.7 ... 1.25* Us, With varistor, Spring-type terminal, Size S00 Railway version installation on standard mounting rail optimized !!! Phased-out product !!! Successor is SIRIUS 3RH2 | - | 0 | 9
3RH1131-2KJ80 |  | 3RH1131-2KJ80 | 1 | UN | 1 | 5 | B | D | N | N | 85364900 | 1 |  | 0.257 | KG | 92.92 | 92.92 | CP05 | CP05 | Contactor relay, 3 NO + 1 NC, 72 V DC 0.7 ... 1.25* Us, With varistor, Size S00, spring-loaded connection technology !!! Phased-out product !!! Successor is SIRIUS 3RH2 | - | 0 | 9
3RH1131-2KV40 |  | 3RH1131-2KV40 | 1 | UN | 1 | 15 | C | D | N | N | 85364900 | 1 | 4011209800175 | 0.253 | KG | 84.84 | 84.84 | CP05 | CP05 | Contactor relay, 3 NO + 1 NC 36 V DC 0.7...1.25* Us With varistor Spring-type terminal Size S00 !!! Phased-out product !!! Successor is SIRIUS 3RH2 Preferred successor type is >>3RH2131-2KV40<< | - | 0 | 7
3RH1131-2MB40-0KT0 |  | 3RH1131-2MB40-0KT0 | 1 | UN | 1 | 15 | C | D | N | N | 85364900 | 1 | 4011209401075 | 0.255 | KG | 65.55 | 65.55 | CP05 | CP05 | Contactor relay for auxiliary circuit 3 NO + 1 NC 24 V DC size S00 0, 85...1.85 x Us 1.4 W Spring-type terminal Without overvoltage damping !!! Phased-out product !!! Successor is SIRIUS 3RH2 Preferred successor type is >>3RH2131-2MB40-0KT0<< | - | 0 | 7
3RH1131-2UB40 |  | 3RH1131-2UB40 | 1 | UN | 1 | 15 | C | D | N | N | 85364900 | 1 | 4011209553491 | 0.26 | KG | 89.28 | 89.28 | CP05 | CP05 | Contactor relay, 3 NO + 1 NC, 24 V DC Size S00 0, 8...1.1 X Us Spring-type terminal with integrated varistor !!! Phased-out product !!! Successor is SIRIUS 3RH2 Preferred successor type is >>3RH2131-2UB40<< | - | 0 | 7
3RH1131-2VB40 |  | 3RH1131-2VB40 | 1 | UN | 1 | 15 | C | D | N | N | 85364900 | 1 | 4011209515512 | 0.258 | KG | 76.36 | 76.36 | CP05 | CP05 | Contactor relay for auxiliary circuit 3 NO + 1 NC 24 V DC size S00 0, 85...1.85 x Us 1.4 W Spring-type terminal Integrated diode !!! Phased-out product !!! Successor is SIRIUS 3RH2 Preferred successor type is >>3RH2131-2VB40<< | - | 0 | 7
3RH1131-2VB40-0KS0 |  | 3RH1131-2VB40-0KS0 | 1 | UN | 1 | 15 | C | D | N | N | 85364900 | 1 | 4011209409545 | 0.258 | KG | 82.11 | 82.11 | CP05 | CP05 | Contactor relay, 3 NO + 1 NC 24 V DC with integrated diode Spring-type terminal Size S00 Schindler !!! Phased-out product !!! Successor is SIRIUS 3RH2 | - | 0 | 9
3RH1131-2VB40-0KS0-Z | W96 | 3RH1131-2VB40-0KS0-ZW96 | 1 | UN | 1 | 10 | C | D | N | N | 85364900 | 90 |  | 0.24 | KG | 67.87 | 67.87 | CP05 | CP05 | Contactor relay, 3 NO + 1 NC, 24 V DC, with integrated diode spring-type terminal, Size S00 Schindler product Multi-unit packaging = 90 units ! Phased-out product! Successor is SIRIUS 3RH2 | - | 0 | 9
3RH1131-2VB40-0KS0-Z | W97 | 3RH1131-2VB40-0KS0-ZW97 | 1 | UN | 1 | 10 | C | D | EAR99 | N | 85364900 | 42 | 4047621007809 | 0.24 | KG | 67.87 | 67.87 | CP05 | CP05 | Contactor relay, 3 NO + 1 NC, 24 V DC, with integrated diode spring-type terminal, Size S00 Schindler product Multi-unit packaging = 42 units ! Phased-out product! Successor is SIRIUS 3RH2 | - | 0 | 9
3RH1131-2VB40-0KS0-Z | W98 | 3RH1131-2VB40-0KS0-ZW98 | 1 | UN | 1 | 10 | C | D | EAR99 | N | 85364900 | 20 | 4047621007793 | 0.24 | KG | 67.87 | 67.87 | CP05 | CP05 | Contactor relay, 3 NO + 1 NC, 24 V DC, with integrated diode spring-type terminal, Size S00 Schindler product Multi-unit packaging = 20 units ! Phased-out product! Successor is SIRIUS 3RH2 | - | 0 | 9
3RH1131-2VB40-0KS0-Z | X95 | 3RH1131-2VB40-0KS0-ZX95 | 1 | UN | 1 | 20 | D | D | N | N | 85364900 | 144 | 4011209438118 | 0.24 | KG | 82.11 | 82.11 | CP05 | CP05 | Contactor relay, 3 NO + 1 NC 24 V DC with integrated diode Spring-type terminal Size S00 Schindler Reusable packaging Pack = 90 units !!! Phased-out product !!! Successor is SIRIUS 3RH2 | - | 0 | 9
3RH1131-2WB40 |  | 3RH1131-2WB40 | 1 | UN | 1 | 15 | C | D | N | N | 85364900 | 1 | 4011209515529 | 0.259 | KG | 74.64 | 74.64 | CP05 | CP05 | Contactor relay for auxiliary circuit 3 NO + 1 NC 24 V DC size S00 0, 85...1.85 x Us 1.4 W Spring-type terminal Integrated varistor !!! Phased-out product !!! Successor is SIRIUS 3RH2 Preferred successor type is >>3RH2131-2SB40<< | - | 0 | 7
3RH1140-1AB00 |  | 3RH1140-1AB00 | 1 | UN | 1 | 2 | A | D | N | N | 85364900 | 1 | 4011209279742 | 0.205 | KG | 56.26 | 56.26 | CP05 | CP05 | Contactor relay, 4 NO 24 V AC 50/60 Hz Screw terminal size S00 !!! Phased-out product !!! Successor is SIRIUS 3RH2 Preferred successor type is >>3RH2140-1AB00<< | - | 0 | 7
3RH1140-1AB00-1AA0 |  | 3RH1140-1AB00-1AA0 | 1 | UN | 1 | 15 | C | D | N | N | 85364900 | 1 | 4011209406636 | 0.24 | KG | 81.41 | 81.41 | CP05 | CP05 | Contactor relay, 4 NO 24 V AC 50/60 Hz Screw terminal size S00 Upright mounting position !!! Phased-out product !!! Successor is SIRIUS 3RH2 | - | 0 | 7
3RH1140-1AB00-Z | W97 | 3RH1140-1AB00-ZW97 | 1 | UN | 1 | 15 | C | D | N | N | 85364900 | 42 | 4011209436497 | 0.19 | KG | 64.44 | 64.44 | CP05 | CP05 | Contactor relay, 4 NO 24 V AC 50/60 Hz Screw terminal size S00 Multi-unit packaging Pack = 42 units !!! Phased-out product !!! Successor is SIRIUS 3RH2 | - | 0 | 7
3RH1140-1AB00-Z | W98 | 3RH1140-1AB00-ZW98 | 1 | UN | 1 | 15 | C | D | N | N | 85364900 | 20 | 4011209381407 | 0.19 | KG | 64.44 | 64.44 | CP05 | CP05 | Contactor relay, 4 NO 24 V AC 50/60 Hz Screw terminal size S00 Multi-unit packaging Pack = 20 units !!! Phased-out product !!! Successor is SIRIUS 3RH2 | - | 0 | 7
3RH1140-1AB00-Z | X95 | 3RH1140-1AB00-ZX95 | 1 | UN | 1 | 15 | C | D | N | N | 85364900 | 144 | 4011209381391 | 0.191 | KG | 64.44 | 64.44 | CP05 | CP05 | Contactor relay, 4 NO 24 V AC 50/60 Hz Screw terminal size S00 Reusable packaging Pack = 144 units !!! Phased-out product !!! Successor is SIRIUS 3RH2 | - | 0 | 7
3RH1140-1AC00-0TK0 |  | 3RH1140-1AC00-0TK0 | 1 | UN | 1 | 15 | C | D | N | N | 85364900 | 1 | 4011209556584 | 0.23 | KG | 64.14 | 64.14 | CP05 | CP05 | Contactor relay, 4 NO Size S00 Screw terminal 32 V AC 50/60 Hz !!! Phased-out product !!! Successor is SIRIUS 3RH2 | - | 0 | 9
3RH1140-1AC00-0TK0-Z | X95 | 3RH1140-1AC00-0TK0-ZX95 | 1 | UN | 1 | 20 | D | D | N | N | 85364900 | 144 | 4011209556591 | 0.201 | KG | 64.14 | 64.14 | CP05 | CP05 | Contactor relay, 4 NO Size S00 Screw terminal 32 V AC 50/60 Hz Reusable packaging Pack = 144 units !!! Phased-out product !!! Successor is SIRIUS 3RH2 | - | 0 | 9
3RH1140-1AC00-0TK1 |  | 3RH1140-1AC00-0TK1 | 1 | UN | 1 | 15 | C | D | N | N | 85364900 | 1 | 4011209556607 | 0.204 | KG | 64.14 | 64.14 | CP05 | CP05 | Contactor relay, 4 NO Size S00 Screw terminal 32 V AC 50/60 Hz !!! Phased-out product !!! Successor is SIRIUS 3RH2 | - | 0 | 9
3RH1140-1AC00-0TK1-Z | X95 | 3RH1140-1AC00-0TK1-ZX95 | 1 | UN | 1 | 20 | D | D | N | N | 85364900 | 144 | 4011209556614 | 0.199 | KG | 64.14 | 64.14 | CP05 | CP05 | Contactor relay, 4 NO Size S00 Screw terminal 32 V AC 50/60 Hz Reusable packaging Pack = 144 units !!! Phased-out product !!! Successor is SIRIUS 3RH2 | - | 0 | 9
3RH1140-1AD00 |  | 3RH1140-1AD00 | 1 | UN | 1 | 2 | A | D | N | N | 85364900 | 1 | 4011209336285 | 0.203 | KG | 61.31 | 61.31 | CP05 | CP05 | Contactor relay, 4 NO 42 V AC 50/60 Hz Screw terminal size S00 !!! Phased-out product !!! Successor is SIRIUS 3RH2 Preferred successor type is >>3RH2140-1AD00<< | - | 0 | 7
3RH1140-1AD00-1AA0 |  | 3RH1140-1AD00-1AA0 | 1 | UN | 1 | 15 | C | D | N | N | 85364900 | 1 | 4011209466289 | 0.203 | KG | 87.26 | 87.26 | CP05 | CP05 | Contactor relay, 4 NO 42 V AC 50/60 Hz Screw terminal size S00 Upright mounting position !!! Phased-out product !!! Successor is SIRIUS 3RH2 | - | 0 | 7
3RH1140-1AE00 |  | 3RH1140-1AE00 | 1 | UN | 1 | 15 | C | D | N | N | 85364900 | 1 | 4011209593619 | 0.204 | KG | 61.31 | 61.31 | CP05 | CP05 | Contactor relay, 4 NO 60 V AC 50/60 Hz Screw terminal Size S00 !!! Phased-out product !!! Successor is SIRIUS 3RH2 | - | 0 | 9
3RH1140-1AF00 |  | 3RH1140-1AF00 | 1 | UN | 1 | 2 | A | D | N | N | 85364900 | 1 | 4011209279759 | 0.204 | KG | 56.26 | 56.26 | CP05 | CP05 | Contactor relay, 4 NO 110 V AC 50 / 60 Hz Screw terminal size S00 !!! Phased-out product !!! Successor is SIRIUS 3RH2 Preferred successor type is >>3RH2140-1AF00<< | - | 0 | 7
3RH1140-1AF00-0AA6 |  | 3RH1140-1AF00-0AA6 | 1 | UN | 1 | 15 | C | D | N | N | 85364900 | 1 | 4011209851498 | 0.199 | KG | 167.66 | 167.66 | CP05 | CP05 | Contactor relay, 2 NO + 2 NC, 110 V AC, 50 / 60 Hz, screw terminal, Size S00 Reinforced standard mounting rail installation !!! Phased-out product !!! Successor is SIRIUS 3RH2 | - | 0 | 7
3RH1140-1AF00-Z | W95 | 3RH1140-1AF00-ZW95 | 1 | UN | 1 | 15 | C | D | N | N | 85364900 | 144 | 4011209465251 | 0.19 | KG | 64.44 | 64.44 | CP05 | CP05 | Contactor relay, 4 NO 110 V AC 50 / 60 Hz Screw terminal size S00 Multi-unit packaging Pack = 144 units !!! Phased-out product !!! Successor is SIRIUS 3RH2 | - | 0 | 7
3RH1140-1AF00-Z | W98 | 3RH1140-1AF00-ZW98 | 1 | UN | 1 | 15 | C | D | N | N | 85364900 | 20 | 4011209581012 | 0.192 | KG | 64.44 | 64.44 | CP05 | CP05 | Contactor relay, 4 NO 110 V AC 50 / 60 Hz Screw terminal size S00 Multi-unit packaging Pack = 20 units !!! Phased-out product !!! Successor is SIRIUS 3RH2 | - | 0 | 9
3RH1140-1AF00-Z | X95 | 3RH1140-1AF00-ZX95 | 1 | UN | 1 | 15 | C | D | N | N | 85364900 | 144 | 4011209378995 | 0.192 | KG | 64.44 | 64.44 | CP05 | CP05 | Contactor relay, 4 NO 110 V AC 50 / 60 Hz Screw terminal size S00 Reusable packaging Pack = 144 units !!! Phased-out product !!! Successor is SIRIUS 3RH2 | - | 0 | 7
3RH1140-1AF10 |  | 3RH1140-1AF10 | 1 | UN | 1 | 15 | C | D | N | N | 85364900 | 1 | 4011209556393 | 0.206 | KG | 70.3 | 70.3 | CP05 | CP05 | Contactor relay, 4 NO 230 V AC 50 Hz 264 V 60 Hz Screw terminal size S00 !!! Phased-out product !!! Successor is SIRIUS 3RH2 | - | 0 | 7
3RH1140-1AG10 |  | 3RH1140-1AG10 | 1 | UN | 1 | 15 | C | D | N | N | 85364900 | 1 | 4011209380264 | 0.204 | KG | 61.31 | 61.31 | CP05 | CP05 | Contactor relay, 4 NO, 110 V AC 60 Hz Screw terminal size S00 !!! Phased-out product !!! Successor is SIRIUS 3RH2 | - | 0 | 7
3RH1140-1AG60 |  | 3RH1140-1AG60 | 1 | UN | 1 | 15 | C | D | N | N | 85364900 | 1 | 4011209493483 | 0.206 | KG | 70.3 | 70.3 | CP05 | CP05 | Contactor relay, 4 NO 100 V AC 50 Hz / 100...110 V 60 Hz Screw terminal size S00 !!! Phased-out product !!! Successor is SIRIUS 3RH2 | - | 0 | 7
3RH1140-1AH00 |  | 3RH1140-1AH00 | 1 | UN | 1 | 15 | C | D | N | N | 85364900 | 1 | 4011209282964 | 0.204 | KG | 56.26 | 56.26 | CP05 | CP05 | Contactor relay, 4 NO 48 V AC 50/60 Hz Screw terminal size S00 !!! Phased-out product !!! Successor is SIRIUS 3RH2 Preferred successor type is >>3RH2140-1AH00<< | - | 0 | 7
3RH1140-1AH10 |  | 3RH1140-1AH10 | 1 | UN | 1 | 5 | B | D | N | N | 85364900 | 1 | 4011209467491 | 0.2 | KG | 70.3 | 70.3 | CP05 | CP05 | Contactor relay, 4 NO, 127 V AC, 60 Hz screw terminal, Size S00 !!! Phased-out product !!! Successor is SIRIUS 3RH2 | - | 0 | 9
3RH1140-1AJ60 |  | 3RH1140-1AJ60 | 1 | UN | 1 | 15 | C | D | N | N | 85364900 | 1 | 4011209564275 | 0.204 | KG | 70.3 | 70.3 | CP05 | CP05 | Contactor relay, 4 NO 92 V AC 50 Hz / 110 V 60 Hz Screw terminal size S00 !!! Phased-out product !!! Successor is SIRIUS 3RH2 | - | 0 | 7
3RH1140-1AK20 |  | 3RH1140-1AK20 | 1 | UN | 1 | 15 | C | D | N | N | 85364900 | 1 | 4011209554016 | 0.201 | KG | 64.14 | 64.14 | CP05 | CP05 | Contactor relay, 4 NO 120 V AC 50 / 60 Hz Screw terminal size S00 !!! Phased-out product !!! Successor is SIRIUS 3RH2 Preferred successor type is >>3RH2140-1AK20<< | - | 0 | 7
3RH1140-1AK60 |  | 3RH1140-1AK60 | 1 | UN | 1 | 2 | A | D | N | N | 85364900 | 1 | 4011209283022 | 0.205 | KG | 56.26 | 56.26 | CP05 | CP05 | Contactor relay, 4 NO 110 V AC 50 Hz / 120 V 60 Hz Screw terminal size S00 !!! Phased-out product !!! Successor is SIRIUS 3RH2 Preferred successor type is >>3RH2140-1AK60<< | - | 0 | 7
3RH1140-1AK60-1AA0 |  | 3RH1140-1AK60-1AA0 | 1 | UN | 1 | 15 | C | D | N | N | 85364900 | 1 | 4011209683907 | 0.204 | KG | 74.44 | 74.44 | CP05 | CP05 | Contactor relay, 4 NO 110 V AC 50 Hz / 120 V 60 Hz Screw terminal size S00 Upright mounting position !!! Phased-out product !!! Successor is SIRIUS 3RH2 | - | 0 | 7
3RH1140-1AL00 |  | 3RH1140-1AL00 | 1 | UN | 1 | 15 | C | D | N | N | 85364900 | 1 | 4011209394155 | 0.204 | KG | 70.3 | 70.3 | CP05 | CP05 | Contactor relay, 4 NO, 125 V AC 50/60 Hz Screw terminal size S00 !!! Phased-out product !!! Successor is SIRIUS 3RH2 Preferred successor type is >>3RH2140-1AL00<< | - | 0 | 7
3RH1140-1AM20 |  | 3RH1140-1AM20 | 1 | UN | 1 | 15 | C | D | N | N | 85364900 | 1 | 4011209384545 | 0.199 | KG | 70.3 | 70.3 | CP05 | CP05 | Contactor relay, 4 NO, 208 V AC, 50 / 60 Hz, screw terminal, Size S00 !!! Phased-out product !!! Successor is SIRIUS 3RH2 Preferred successor type is >>3RH2140-1AM20<< | - | 0 | 7
3RH1140-1AN10 |  | 3RH1140-1AN10 | 1 | UN | 1 | 15 | C | D | N | N | 85364900 | 1 | 4011209443587 | 0.2 | KG | 64.14 | 64.14 | CP05 | CP05 | Contactor relay, 4 NO 220 V AC 60 Hz Screw terminal size S00 !!! Phased-out product !!! Successor is SIRIUS 3RH2 | - | 0 | 7
3RH1140-1AN20 |  | 3RH1140-1AN20 | 1 | UN | 1 | 5 | B | D | N | N | 85364900 | 1 | 4011209365575 | 0.2 | KG | 56.26 | 56.26 | CP05 | CP05 | Contactor relay, 4 NO 220 V AC 50/60 Hz Screw terminal size S00 !!! Phased-out product !!! Successor is SIRIUS 3RH2 Preferred successor type is >>3RH2140-1AN20<< | - | 0 | 7
3RH1140-1AN60 |  | 3RH1140-1AN60 | 1 | UN | 1 | 15 | C | D | N | N | 85364900 | 1 | 4011209493490 | 0.202 | KG | 64.14 | 64.14 | CP05 | CP05 | Contactor relay, 4 NO 200 V AC 50 Hz / 200...220 V 60 Hz Screw terminal size S00 !!! Phased-out product !!! Successor is SIRIUS 3RH2 Preferred successor type is >>3RH2140-1AN60<< | - | 0 | 7
3RH1140-1AP00 |  | 3RH1140-1AP00 | 1 | UN | 1 | 2 | A | D | N | N | 85364900 | 1 | 4011209279766 | 0.204 | KG | 56.26 | 56.26 | CP05 | CP05 | Contactor relay, 4 NO 230 V AC 50 / 60 Hz Screw terminal size S00 !!! Phased-out product !!! Successor is SIRIUS 3RH2 Preferred successor type is >>3RH2140-1AP00<< | - | 0 | 7
3RH1140-1AP00-0AA6 |  | 3RH1140-1AP00-0AA6 | 1 | UN | 1 | 15 | C | D | N | N | 85364900 | 1 | 4011209576209 | 0.201 | KG | 177.76 | 177.76 | CP05 | CP05 | Contactor relay, 4 NO, 230 V AC, 50 / 60 Hz, screw terminal, Size S00 Reinforced standard mounting rail installation !!! Phased-out product !!! Successor is SIRIUS 3RH2 Preferred successor type is >>3RH2140-1AP00-0AA6<< | - | 0 | 7
3RH1140-1AP00-0TK0 |  | 3RH1140-1AP00-0TK0 | 1 | UN | 1 | 15 | C | D | N | N | 85364900 | 1 | 4011209555044 | 0.202 | KG | 58.78 | 58.78 | CP05 | CP05 | Contactor relay, 4 NO 230 V AC 50 / 60 Hz Screw terminal size S00 !!! Phased-out product !!! Successor is SIRIUS 3RH2 | - | 0 | 9
3RH1140-1AP00-0TK0-Z | X95 | 3RH1140-1AP00-0TK0-ZX95 | 1 | UN | 1 | 20 | D | D | N | N | 85364900 | 144 | 4011209555051 | 0.191 | KG | 58.78 | 58.78 | CP05 | CP05 | Contactor relay, 4 NO 230 V AC 50 / 60 Hz Screw terminal size S00 Reusable packaging Pack = 144 units !!! Phased-out product !!! Successor is SIRIUS 3RH2 | - | 0 | 9
3RH1140-1AP00-0TK1 |  | 3RH1140-1AP00-0TK1 | 1 | UN | 1 | 15 | C | D | N | N | 85364900 | 1 | 4011209555068 | 0.202 | KG | 58.78 | 58.78 | CP05 | CP05 | Contactor relay, 4 NO 230 V AC 50 / 60 Hz Screw terminal size S00 !!! Phased-out product !!! Successor is SIRIUS 3RH2 | - | 0 | 9
3RH1140-1AP00-0TK1-Z | X95 | 3RH1140-1AP00-0TK1-ZX95 | 1 | UN | 1 | 20 | D | D | N | N | 85364900 | 144 | 4011209555075 | 0.188 | KG | 58.78 | 58.78 | CP05 | CP05 | Contactor relay, 4 NO 230 V AC 50 / 60 Hz Screw terminal size S00 Reusable packaging Pack = 144 units !!! Phased-out product !!! Successor is SIRIUS 3RH2 | - | 0 | 9
3RH1140-1AP00-1AA0 |  | 3RH1140-1AP00-1AA0 | 1 | UN | 1 | 15 | C | D | N | N | 85364900 | 1 | 4011209496620 | 0.207 | KG | 71.1 | 71.1 | CP05 | CP05 | Contactor relay, 4 NO 230 V AC 50 / 60 Hz Screw terminal size S00 Upright mounting position !!! Phased-out product !!! Successor is SIRIUS 3RH2 | - | 0 | 7
3RH1140-1AP00-1AA0-Z | X95 | 3RH1140-1AP00-1AA0-ZX95 | 1 | UN | 1 | 15 | C | D | N | N | 85364900 | 144 | 4011209543447 | 0.188 | KG | 81.41 | 81.41 | CP05 | CP05 | Contactor relay, 4 NO 230 V AC 50 / 60 Hz Screw terminal size S00 Upright mounting position Reusable packaging Pack = 144 units !!! Phased-out product !!! Successor is SIRIUS 3RH2 | - | 0 | 7
3RH1140-1AP00-Z | W95 | 3RH1140-1AP00-ZW95 | 1 | UN | 1 | 15 | C | D | N | N | 85364900 | 144 | 4011209317253 | 0.19 | KG | 64.44 | 64.44 | CP05 | CP05 | Contactor relay, 4 NO 230 V AC 50 / 60 Hz Screw terminal size S00 Multi-unit packaging Pack = 144 units !!! Phased-out product !!! Successor is SIRIUS 3RH2 | - | 0 | 7
3RH1140-1AP00-Z | W96 | 3RH1140-1AP00-ZW96 | 1 | UN | 1 | 15 | C | D | N | N | 85364900 | 90 | 4011209317260 | 0.19 | KG | 64.44 | 64.44 | CP05 | CP05 | Contactor relay, 4 NO 230 V AC 50 / 60 Hz Screw terminal size S00 Multi-unit packaging Pack = 90 units !!! Phased-out product !!! Successor is SIRIUS 3RH2 Preferred successor type is >>3RH2140-1AP00-ZW96<< | - | 0 | 7
3RH1140-1AP00-Z | W97 | 3RH1140-1AP00-ZW97 | 1 | UN | 1 | 15 | C | D | N | N | 85364900 | 42 | 4011209317277 | 0.19 | KG | 64.44 | 64.44 | CP05 | CP05 | Contactor relay, 4 NO 230 V AC 50 / 60 Hz Screw terminal size S00 Multi-unit packaging Pack = 42 units !!! Phased-out product !!! Successor is SIRIUS 3RH2 Preferred successor type is >>3RH2140-1AP00-ZW97<< | - | 0 | 7
3RH1140-1AP00-Z | W98 | 3RH1140-1AP00-ZW98 | 1 | UN | 1 | 15 | C | D | N | N | 85364900 | 20 | 4011209317284 | 0.19 | KG | 64.44 | 64.44 | CP05 | CP05 | Contactor relay, 4 NO 230 V AC 50 / 60 Hz Screw terminal size S00 Multi-unit packaging Pack = 20 units !!! Phased-out product !!! Successor is SIRIUS 3RH2 | - | 0 | 7
3RH1140-1AP00-Z | X95 | 3RH1140-1AP00-ZX95 | 1 | UN | 1 | 5 | B | D | N | N | 85364900 | 144 | 4011209317246 | 0.188 | KG | 64.44 | 64.44 | CP05 | CP05 | Contactor relay, 4 NO 230 V AC 50 / 60 Hz Screw terminal size S00 Reusable packaging Pack = 144 units !!! Phased-out product !!! Successor is SIRIUS 3RH2 Preferred successor type is >>3RH2140-1AP00-ZX95<< | - | 0 | 7
3RH1140-1AP60 |  | 3RH1140-1AP60 | 1 | UN | 1 | 15 | C | D | N | N | 85364900 | 1 | 4011209283039 | 0.202 | KG | 56.26 | 56.26 | CP05 | CP05 | Contactor relay, 4 NO 220 V AC 50 Hz / 240 V 60 Hz Screw terminal size S00 !!! Phased-out product !!! Successor is SIRIUS 3RH2 Preferred successor type is >>3RH2140-1AP60<< | - | 0 | 7
3RH1140-1AR00 |  | 3RH1140-1AR00 | 1 | UN | 1 | 15 | C | D | N | N | 85364900 | 1 | 4011209405004 | 0.204 | KG | 64.14 | 64.14 | CP05 | CP05 | Contactor relay, 4 NO, 415 V AC 50/60 Hz Screw terminal size S00 !!! Phased-out product !!! Successor is SIRIUS 3RH2 | - | 0 | 7
3RH1140-1AR10 |  | 3RH1140-1AR10 | 1 | UN | 1 | 15 | C | D | N | N | 85364900 | 1 | 4011209425910 | 0.203 | KG | 70.3 | 70.3 | CP05 | CP05 | Contactor relay, 4 NO, 440 V AC 50/60 Hz screw terminal, Size S00 !!! Phased-out product !!! Successor is SIRIUS 3RH2 | - | 0 | 7
3RH1140-1AR60 |  | 3RH1140-1AR60 | 1 | UN | 1 | 15 | C | D | N | N | 85364900 | 1 | 4011209493506 | 0.202 | KG | 70.3 | 70.3 | CP05 | CP05 | Contactor relay, 4 NO 400 V AC 50 Hz 400...440 V AC 60 Hz Screw terminal size S00 !!! Phased-out product !!! Successor is SIRIUS 3RH2 | - | 0 | 7
3RH1140-1AS00 |  | 3RH1140-1AS00 | 1 | UN | 1 | 15 | C | D | N | N | 85364900 | 1 | 4011209282988 | 0.2 | KG | 70.3 | 70.3 | CP05 | CP05 | Contactor relay, 4 NO, 500 V AC 50/60 Hz Screw terminal size S00 !!! Phased-out product !!! Successor is SIRIUS 3RH2 | - | 0 | 7
3RH1140-1AT60 |  | 3RH1140-1AT60 | 1 | UN | 1 | 15 | C | D | N | N | 85364900 | 1 | 4011209384538 | 0.2 | KG | 70.3 | 70.3 | CP05 | CP05 | Contactor relay, 4 NO, 600 V AC, 60 Hz, screw terminal, Size S00 !!! Phased-out product !!! Successor is SIRIUS 3RH2 Preferred successor type is >>3RH2140-1AT60<< | - | 0 | 7
3RH1140-1AU00 |  | 3RH1140-1AU00 | 1 | UN | 1 | 15 | C | D | N | N | 85364900 | 1 | 4011209362512 | 0.205 | KG | 56.26 | 56.26 | CP05 | CP05 | Contactor relay, 4 NO 240 V AC 50 / 60 Hz Screw terminal size S00 !!! Phased-out product !!! Successor is SIRIUS 3RH2 Preferred successor type is >>3RH2140-1AU00<< | - | 0 | 7
3RH1140-1AU60 |  | 3RH1140-1AU60 | 1 | UN | 1 | 15 | C | D | N | N | 85364900 | 1 | 4011209384521 | 0.202 | KG | 70.3 | 70.3 | CP05 | CP05 | Contactor relay, 4 NO 277 V AC 60 Hz Screw terminal size S00 !!! Phased-out product !!! Successor is SIRIUS 3RH2 Preferred successor type is >>3RH2140-1AU60<< | - | 0 | 7
3RH1140-1AV00 |  | 3RH1140-1AV00 | 1 | UN | 1 | 15 | C | D | N | N | 85364900 | 1 | 4011209282971 | 0.198 | KG | 61.31 | 61.31 | CP05 | CP05 | Contactor relay, 4 NO 400 V AC 50/60 Hz Screw terminal size S00 !!! Phased-out product !!! Successor is SIRIUS 3RH2 Preferred successor type is >>3RH2140-1AV00<< | - | 0 | 7
3RH1140-1AV00-1AA0 |  | 3RH1140-1AV00-1AA0 | 1 | UN | 1 | 5 | B | D | N | N | 85364900 | 1 | 4011209406605 | 0.201 | KG | 87.26 | 87.26 | CP05 | CP05 | Contactor relay, 4 NO, 400 V AC, 50 / 60 Hz, screw terminal, Size S00 Upright mounting position !!! Phased-out product !!! Successor is SIRIUS 3RH2 | - | 0 | 9
3RH1140-1AV60 |  | 3RH1140-1AV60 | 1 | UN | 1 | 15 | C | D | N | N | 85364900 | 1 | 4011209384514 | 0.208 | KG | 70.3 | 70.3 | CP05 | CP05 | Contactor relay, 4 NO 480 V AC 60 Hz Screw terminal size S00 !!! Phased-out product !!! Successor is SIRIUS 3RH2 Preferred successor type is >>3RH2140-1AV60<< | - | 0 | 7
3RH1140-1BA40 |  | 3RH1140-1BA40 | 1 | UN | 1 | 15 | C | D | N | N | 85364900 | 1 | 4011209282643 | 0.262 | KG | 71.1 | 71.1 | CP05 | CP05 | Contactor relay, 4 NO 12 V DC Screw terminal size S00 !!! Phased-out product !!! Successor is SIRIUS 3RH2 Preferred successor type is >>3RH2140-1BA40<< | - | 0 | 7
3RH1140-1BB40 |  | 3RH1140-1BB40 | 1 | UN | 1 | 2 | A | D | N | N | 85364900 | 1 | 4011209274341 | 0.264 | KG | 64.74 | 64.74 | CP05 | CP05 | Contactor relay, 4 NO 24 V DC Screw terminal size S00 !!! Phased-out product !!! Successor is SIRIUS 3RH2 Preferred successor type is >>3RH2140-1BB40<< | - | 0 | 7
3RH1140-1BB40-0AA6 |  | 3RH1140-1BB40-0AA6 | 1 | UN | 1 | 15 | C | D | N | N | 85364900 | 1 | 4011209748095 | 0.263 | KG | 72.11 | 72.11 | CP05 | CP05 | Contactor relay, 4 NO 24 V DC Screw terminal size S00 reinforced installation on standard mounting rail !!! Phased-out product !!! Successor is SIRIUS 3RH2 | - | 0 | 9
3RH1140-1BB40-0TK0-Z | X95 | 3RH1140-1BB40-0TK0-ZX95 | 1 | UN | 1 | 15 | C | D | N | N | 85364900 | 144 | 4011209553378 | 0.248 | KG | 74.03 | 74.03 | CP05 | CP05 | Contactor relay, 4 NO 24 V DC Screw terminal size S00 Reusable packaging Pack = 144 units !!! Phased-out product !!! Successor is SIRIUS 3RH2 | - | 0 | 9
3RH1140-1BB40-0TK1-Z | X95 | 3RH1140-1BB40-0TK1-ZX95 | 1 | UN | 1 | 15 | C | D | N | N | 85364900 | 144 | 4011209553392 | 0.248 | KG | 74.03 | 74.03 | CP05 | CP05 | Contactor relay, 4 NO 24 V DC Screw terminal size S00 Reusable packaging Pack = 144 units !!! Phased-out product !!! Successor is SIRIUS 3RH2 | - | 0 | 9
3RH1140-1BB40-Z | W95 | 3RH1140-1BB40-ZW95 | 1 | UN | 1 | 15 | C | D | N | N | 85364900 | 144 | 4011209322974 | 0.25 | KG | 74.03 | 74.03 | CP05 | CP05 | Contactor relay, 4 NO 24 V DC Screw terminal size S00 Multi-unit packaging Pack = 144 units !!! Phased-out product !!! Successor is SIRIUS 3RH2 | - | 0 | 7
3RH1140-1BB40-Z | W96 | 3RH1140-1BB40-ZW96 | 1 | UN | 1 | 15 | C | D | N | N | 85364900 | 90 | 4011209323674 | 0.25 | KG | 74.03 | 74.03 | CP05 | CP05 | Contactor relay, 4 NO 24 V DC Screw terminal size S00 Multi-unit packaging Pack = 90 units !!! Phased-out product !!! Successor is SIRIUS 3RH2 | - | 0 | 7
3RH1140-1BB40-Z | W97 | 3RH1140-1BB40-ZW97 | 1 | UN | 1 | 15 | C | D | N | N | 85364900 | 42 | 4011209324374 | 0.25 | KG | 74.03 | 74.03 | CP05 | CP05 | Contactor relay, 4 NO 24 V DC Screw terminal size S00 Multi-unit packaging Pack = 42 units !!! Phased-out product !!! Successor is SIRIUS 3RH2 | - | 0 | 7
3RH1140-1BB40-Z | W98 | 3RH1140-1BB40-ZW98 | 1 | UN | 1 | 15 | C | D | N | N | 85364900 | 20 | 4011209325074 | 0.25 | KG | 64.74 | 64.74 | CP05 | CP05 | Contactor relay, 4 NO 24 V DC Screw terminal size S00 Multi-unit packaging Pack = 20 units !!! Phased-out product !!! Successor is SIRIUS 3RH2 | - | 0 | 7
3RH1140-1BB40-Z | X95 | 3RH1140-1BB40-ZX95 | 1 | UN | 1 | 15 | C | D | N | N | 85364900 | 144 | 4011209322325 | 0.247 | KG | 64.74 | 64.74 | CP05 | CP05 | Contactor relay, 4 NO 24 V DC Screw terminal size S00 Reusable packaging Pack = 144 units !!! Phased-out product !!! Successor is SIRIUS 3RH2 | - | 0 | 7
3RH1140-1BC40 |  | 3RH1140-1BC40 | 1 | UN | 1 | 15 | C | D | N | N | 85364900 | 1 | 4011209282667 | 0.26 | KG | 71.1 | 71.1 | CP05 | CP05 | Contactor relay, 4 NO, 30 V DC Screw terminal size S00 !!! Phased-out product !!! Successor is SIRIUS 3RH2 Preferred successor type is >>3RH2140-1BC40<< | - | 0 | 7
3RH1140-1BD40 |  | 3RH1140-1BD40 | 1 | UN | 1 | 15 | C | D | N | N | 85364900 | 1 | 4011209282681 | 0.263 | KG | 71.1 | 71.1 | CP05 | CP05 | Contactor relay, 4 NO 42 V DC Screw terminal size S00 !!! Phased-out product !!! Successor is SIRIUS 3RH2 Preferred successor type is >>3RH2140-1BD40<< | - | 0 | 7
3RH1140-1BE40 |  | 3RH1140-1BE40 | 1 | UN | 1 | 5 | B | D | N | N | 85364900 | 1 | 4011209282704 | 0.263 | KG | 71.1 | 71.1 | CP05 | CP05 | Contactor relay, 4 NO 60 V DC Screw terminal size S00 !!! Phased-out product !!! Successor is SIRIUS 3RH2 Preferred successor type is >>3RH2140-1BE40<< | - | 0 | 7
3RH1140-1BE40-0AA6 |  | 3RH1140-1BE40-0AA6 | 1 | UN | 1 | 15 | C | D | N | N | 85364900 | 1 | 4011209564497 | 0.265 | KG | 71.1 | 71.1 | CP05 | CP05 | Contactor relay, 4 NO 60 V DC Screw terminal size S00 reinforced installation on standard mounting rail !!! Phased-out product !!! Successor is SIRIUS 3RH2 | - | 0 | 7
3RH1140-1BE80 |  | 3RH1140-1BE80 | 1 | UN | 1 | 15 | C | D | N | N | 85364900 | 1 | 4011209536838 | 0.265 | KG | 71.1 | 71.1 | CP05 | CP05 | Contactor relay, 4 NO 80 V DC Screw terminal size S00 !!! Phased-out product !!! Successor is SIRIUS 3RH2 Preferred successor type is >>3RH2140-1BE80<< | - | 0 | 7
3RH1140-1BF40 |  | 3RH1140-1BF40 | 1 | UN | 1 | 2 | A | D | N | N | 85364900 | 1 | 4011209282711 | 0.262 | KG | 64.74 | 64.74 | CP05 | CP05 | Contactor relay, 4 NO 110 V DC Screw terminal size S00 !!! Phased-out product !!! Successor is SIRIUS 3RH2 Preferred successor type is >>3RH2140-1BF40<< | - | 0 | 7
3RH1140-1BF40-0AA6 |  | 3RH1140-1BF40-0AA6 | 1 | UN | 1 | 15 | C | D | N | N | 85364900 | 1 | 4011209564367 | 0.259 | KG | 82.72 | 82.72 | CP05 | CP05 | Contactor relay, 4 NO 110 V DC Screw terminal size S00 reinforced installation on standard mounting rail !!! Phased-out product !!! Successor is SIRIUS 3RH2 Preferred successor type is >>3RH2140-1BF40-0AA6<< | - | 0 | 7
3RH1140-1BG40 |  | 3RH1140-1BG40 | 1 | UN | 1 | 2 | A | D | N | N | 85364900 | 1 | 4011209282728 | 0.257 | KG | 71.1 | 71.1 | CP05 | CP05 | Contactor relay, 4 NO 125 V DC Screw terminal size S00 !!! Phased-out product !!! Successor is SIRIUS 3RH2 Preferred successor type is >>3RH2140-1BG40<< | - | 0 | 7
3RH1140-1BG40-0AA6 |  | 3RH1140-1BG40-0AA6 | 1 | UN | 1 | 15 | C | D | N | N | 85364900 | 1 | 4011209564404 | 0.249 | KG | 71.1 | 71.1 | CP05 | CP05 | Contactor relay, 4 NO 125 V DC Screw terminal size S00 reinforced installation on standard mounting rail !!! Phased-out product !!! Successor is SIRIUS 3RH2 | - | 0 | 9
3RH1140-1BM40 |  | 3RH1140-1BM40 | 1 | UN | 1 | 2 | A | D | N | N | 85364900 | 1 | 4011209274358 | 0.26 | KG | 64.74 | 64.74 | CP05 | CP05 | Contactor relay, 4 NO 220 V DC Screw terminal size S00 !!! Phased-out product !!! Successor is SIRIUS 3RH2 Preferred successor type is >>3RH2140-1BM40<< | - | 0 | 7
3RH1140-1BM40-0AA6 |  | 3RH1140-1BM40-0AA6 | 1 | UN | 1 | 15 | C | D | N | N | 85364900 | 1 | 4011209564428 | 0.255 | KG | 82.72 | 82.72 | CP05 | CP05 | Contactor relay, 4 NO 220 V DC Screw terminal size S00 reinforced installation on standard mounting rail !!! Phased-out product !!! Successor is SIRIUS 3RH2 Preferred successor type is >>3RH2140-1BM40-0AA6<< | - | 0 | 7
3RH1140-1BN40 |  | 3RH1140-1BN40 | 1 | UN | 1 | 15 | C | D | N | N | 85364900 | 1 | 4011209297340 | 0.26 | KG | 71.1 | 71.1 | CP05 | CP05 | Contactor relay, 4 NO 250 V DC Screw terminal size S00 !!! Phased-out product !!! Successor is SIRIUS 3RH2 Preferred successor type is >>3RH2140-1BN40<< | - | 0 | 7
3RH1140-1BN40-0AA6 |  | 3RH1140-1BN40-0AA6 | 1 | UN | 1 | 15 | C | D | N | N | 85364900 | 1 | 4011209564442 | 0.257 | KG | 81.41 | 81.41 | CP05 | CP05 | Contactor relay, 4 NO, 250 V DC, screw terminal, Size S00 reinforced installation on standard mounting rail !!! Phased-out product !!! Successor is SIRIUS 3RH2 Preferred successor type is >>3RH2140-1BN40-0AA6<< | - | 0 | 7
3RH1140-1BP40 |  | 3RH1140-1BP40 | 1 | UN | 1 | 15 | C | D | N | N | 85364900 | 1 | 4011209282742 | 0.26 | KG | 71.1 | 71.1 | CP05 | CP05 | Contactor relay, 4 NO 230 V DC Screw terminal size S00 !!! Phased-out product !!! Successor is SIRIUS 3RH2 Preferred successor type is >>3RH2140-1BP40<< | - | 0 | 7
3RH1140-1BW40 |  | 3RH1140-1BW40 | 1 | UN | 1 | 5 | B | D | N | N | 85364900 | 1 | 4011209282698 | 0.263 | KG | 64.74 | 64.74 | CP05 | CP05 | Contactor relay, 4 NO 48 V DC Screw terminal size S00 !!! Phased-out product !!! Successor is SIRIUS 3RH2 Preferred successor type is >>3RH2140-1BW40<< | - | 0 | 7
3RH1140-1BW40-0AA6 |  | 3RH1140-1BW40-0AA6 | 1 | UN | 1 | 15 | C | D | N | N | 85364900 | 1 | 4011209564466 | 0.263 | KG | 82.72 | 82.72 | CP05 | CP05 | Contactor relay, 4 NO, 48 V DC, spring-type terminal Size S00 reinforced installation on standard mounting rail !!! Phased-out product !!! Successor is SIRIUS 3RH2 Preferred successor type is >>3RH2140-1BW40-0AA6<< | - | 0 | 7
3RH1140-1HB40 |  | 3RH1140-1HB40 | 1 | UN | 1 | 2 | A | D | N | N | 85364900 | 1 | 4011209284753 | 0.261 | KG | 64.44 | 64.44 | CP05 | CP05 | Contactor relay, 4 NO 24 V DC without attenuation Screw terminal size S00 !!! Phased-out product !!! Successor is SIRIUS 3RH2 Preferred successor type is >>3RH2140-1HB40<< | - | 0 | 7
3RH1140-1HJ80 |  | 3RH1140-1HJ80 | 1 | UN | 1 | 5 | B | D | N | N | 85364900 | 1 | 4011209548374 | 0.256 | KG | 81.2 | 81.2 | CP05 | CP05 | Contactor relay, 4 NO, 72 V DC, without attenuation, screw terminal, Size S00 !!! Phased-out product !!! Successor is SIRIUS 3RH2 | - | 0 | 9
3RH1140-1JB40 |  | 3RH1140-1JB40 | 1 | UN | 1 | 2 | A | D | N | N | 85364900 | 1 | 4011209284760 | 0.259 | KG | 74.64 | 74.64 | CP05 | CP05 | Contactor relay, 4 NO 24 V DC 0.7...1.25* Us with diode Screw terminal size S00 !!! Phased-out product !!! Successor is SIRIUS 3RH2 Preferred successor type is >>3RH2140-1JB40<< | - | 0 | 7
3RH1140-1KB40 |  | 3RH1140-1KB40 | 1 | UN | 1 | 2 | A | D | N | N | 85364900 | 1 | 4011209284777 | 0.259 | KG | 73.23 | 73.23 | CP05 | CP05 | Contactor relay, 4 NO 24 V DC 0.7...1.25* Us With varistor size S00 Screw terminal !!! Phased-out product !!! Successor is SIRIUS 3RH2 Preferred successor type is >>3RH2140-1KB40<< | - | 0 | 7
3RH1140-1MB40 |  | 3RH1140-1MB40 | 1 | UN | 1 | 15 | C | D | N | N | 85364900 | 1 | 4011209365537 | 0.258 | KG | 83.83 | 83.83 | CP05 | CP05 | Screw terminal size S00 24 V DC extended operating range !!! Phased-out product !!! Successor is SIRIUS 3RH2 | - | 0 | 7
3RH1140-1MB40-0KT0 |  | 3RH1140-1MB40-0KT0 | 1 | UN | 1 | 15 | C | D | N | N | 85364900 | 1 | 4011209515536 | 0.263 | KG | 67.47 | 67.47 | CP05 | CP05 | Contactor relay for auxiliary circuit 4 NO 24 V DC Size S00 0, 85...1.85 x Us 1.4 W Screw terminal Without overvoltage damping !!! Phased-out product !!! Successor is SIRIUS 3RH2 Preferred successor type is >>3RH2140-1MB40-0KT0<< | - | 0 | 7
3RH1140-1UB40-0KV0 |  | 3RH1140-1UB40-0KV0 | 1 | UN | 1 | 15 | C | D | N | N | 85364900 | 1 | 4011209440814 | 0.266 | KG | 105.04 | 105.04 | CP05 | CP05 | Contactor relay, 4 NO 24 V DC Screw terminal size S00 with integrated varistor VW !!! Phased-out product !!! Successor is SIRIUS 3RH2 | - | 0 | 9
3RH1140-1VB40 |  | 3RH1140-1VB40 | 1 | UN | 1 | 15 | C | D | N | N | 85364900 | 1 | 4011209515543 | 0.26 | KG | 74.64 | 74.64 | CP05 | CP05 | Contactor relay for auxiliary circuit 4 NO 24 V DC Size S00 0, 85...1.85 x Us 1.4 W Screw terminal Integrated diode !!! Phased-out product !!! Successor is SIRIUS 3RH2 Preferred successor type is >>3RH2140-1VB40<< | - | 0 | 7
3RH1140-1WB40 |  | 3RH1140-1WB40 | 1 | UN | 1 | 15 | C | D | N | N | 85364900 | 1 | 4011209515550 | 0.26 | KG | 73.23 | 73.23 | CP05 | CP05 | Contactor relay for auxiliary circuit 4 NO 24 V DC Size S00 0, 85...1.85 x Us 1.4 W Screw terminal Integrated varistor !!! Phased-out product !!! Successor is SIRIUS 3RH2 Preferred successor type is >>3RH2140-1SB40<< | - | 0 | 7
3RH1140-1WB40-Z | W97 | 3RH1140-1WB40-ZW97 | 1 | UN | 1 | 15 | C | D | N | N | 85364900 | 42 | 4011209845190 | 0.19 | KG | 83.73 | 83.73 | CP05 | CP05 | Contactor relay, 4 NO 24 V DC Screw terminal size S00 Multi-unit packaging Pack = 42 units 0. 85...1.85 x Us 1.4 W Integrated varistor !!! Phased-out product !!! Successor is SIRIUS 3RH2 | - | 0 | 7
3RH1140-2AB00 |  | 3RH1140-2AB00 | 1 | UN | 1 | 2 | A | D | N | N | 85364900 | 1 | 4011209296077 | 0.204 | KG | 57.37 | 57.37 | CP05 | CP05 | Contactor relay, 4 NO 24 V AC 50/60 Hz Spring-type terminal Size S00 !!! Phased-out product !!! Successor is SIRIUS 3RH2 Preferred successor type is >>3RH2140-2AB00<< | - | 0 | 7
3RH1140-2AC00-0TK0 |  | 3RH1140-2AC00-0TK0 | 1 | UN | 1 | 15 | C | D | N | N | 85364900 | 1 | 4011209556621 | 0.202 | KG | 65.25 | 65.25 | CP05 | CP05 | Contactor relay, 4 NO Size S00 Spring-type terminal 32 V AC 50/60 Hz !!! Phased-out product !!! Successor is SIRIUS 3RH2 | - | 0 | 9
3RH1140-2AC00-0TK0-Z | X95 | 3RH1140-2AC00-0TK0-ZX95 | 1 | UN | 1 | 20 | D | D | N | N | 85364900 | 144 | 4011209556638 | 0.187 | KG | 65.25 | 65.25 | CP05 | CP05 | Contactor relay, 4 NO Size S00 Spring-type terminal 32 V AC 50/60 Hz Reusable packaging Pack = 144 units !!! Phased-out product !!! Successor is SIRIUS 3RH2 | - | 0 | 9
3RH1140-2AC00-0TK1 |  | 3RH1140-2AC00-0TK1 | 1 | UN | 1 | 20 | D | D | N | N | 85364900 | 1 | 4011209556645 | 0.205 | KG | 65.25 | 65.25 | CP05 | CP05 | Contactor relay, 4 NO Size S00 Spring-type terminal 32 V AC 50/60 Hz !!! Phased-out product !!! Successor is SIRIUS 3RH2 | - | 0 | 9
3RH1140-2AC00-0TK1-Z | X95 | 3RH1140-2AC00-0TK1-ZX95 | 1 | UN | 1 | 20 | D | D | N | N | 85364900 | 144 | 4011209556652 | 0.189 | KG | 65.25 | 65.25 | CP05 | CP05 | Contactor relay, 4 NO Size S00 Spring-type terminal 32 V AC 50/60 Hz Reusable packaging Pack = 144 units !!! Phased-out product !!! Successor is SIRIUS 3RH2 | - | 0 | 9
3RH1140-2AD00 |  | 3RH1140-2AD00 | 1 | UN | 1 | 20 | D | D | N | N | 85364900 | 1 | 4011209350953 | 0.2 | KG | 65.25 | 65.25 | CP05 | CP05 | Contactor relay, 4 NO 42 V AC 50/60 Hz Spring-type terminal Size S00 !!! Phased-out product !!! Successor is SIRIUS 3RH2 Preferred successor type is >>3RH2140-2AD00<< | - | 0 | 7
3RH1140-2AF00 |  | 3RH1140-2AF00 | 1 | UN | 1 | 2 | A | D | N | N | 85364900 | 1 | 4011209296084 | 0.201 | KG | 57.37 | 57.37 | CP05 | CP05 | Contactor relay, 4 NO 110 V AC 50 / 60 Hz Spring-type terminal Size S00 !!! Phased-out product !!! Successor is SIRIUS 3RH2 Preferred successor type is >>3RH2140-2AF00<< | - | 0 | 7
3RH1140-2AF00-0AA6 |  | 3RH1140-2AF00-0AA6 | 1 | UN | 1 | 5 | B | D | N | N | 85364900 | 1 |  | 0.203 | KG | 174.73 | 174.73 | CP05 | CP05 | Auxiliary contactor, 4 NO 110 V AC, 50/60 Hz, Cage Clamp terminal, Size S00 Reinforced mounting on standard mounting rail !!! Phased-out product !!! Successor is SIRIUS 3RH2 Preferred successor type is >>3RH1140-2AF00<< | - | 0 | 7
3RH1140-2AF00-Z | W95 | 3RH1140-2AF00-ZW95 | 1 | UN | 1 | 15 | C | D | N | N | 85364900 | 144 | 4011209577381 | 0.185 | KG | 65.75 | 65.75 | CP05 | CP05 | Contactor relay, 4 NO 110 V AC 50 / 60 Hz Spring-type terminal Size S00 Multi-unit packaging Pack = 144 units !!! Phased-out product !!! Successor is SIRIUS 3RH2 | - | 0 | 7
3RH1140-2AF00-Z | W98 | 3RH1140-2AF00-ZW98 | 1 | UN | 1 | 15 | C | D | N | N | 85364900 | 20 | 4011209501751 | 0.19 | KG | 65.75 | 65.75 | CP05 | CP05 | Contactor relay, 4 NO 110 V AC 50 / 60 Hz Spring-type terminal Size S00 Multi-unit packaging Pack = 20 units !!! Phased-out product !!! Successor is SIRIUS 3RH2 | - | 0 | 7
3RH1140-2AF00-Z | X95 | 3RH1140-2AF00-ZX95 | 1 | UN | 1 | 5 | B | D | N | N | 85364900 | 144 | 4011209501720 | 0.189 | KG | 57.37 | 57.37 | CP05 | CP05 | Contactor relay, 4 NO 110 V AC 50 / 60 Hz Spring-type terminal Size S00 Reusable packaging Pack = 144 units !!! Phased-out product !!! Successor is SIRIUS 3RH2 | - | 0 | 7
3RH1140-2AG60 |  | 3RH1140-2AG60 | 1 | UN | 1 | 15 | C | D | N | N | 85364900 | 1 | 4011209493513 | 0.202 | KG | 71.51 | 71.51 | CP05 | CP05 | Contactor relay, 4 NO, 100 V AC, 50 Hz / 100 ... 110 V, 60 Hz, Spring-type terminal, Size S00 !!! Phased-out product !!! Successor is SIRIUS 3RH2 | - | 0 | 7
3RH1140-2AH00 |  | 3RH1140-2AH00 | 1 | UN | 1 | 15 | C | D | N | N | 85364900 | 1 | 4011209338395 | 0.196 | KG | 65.75 | 65.75 | CP05 | CP05 | Contactor relay, 4 NO 48 V AC 50/60 Hz Spring-type terminal Size S00 !!! Phased-out product !!! Successor is SIRIUS 3RH2 Preferred successor type is >>3RH2140-2AH00<< | - | 0 | 7
3RH1140-2AK60 |  | 3RH1140-2AK60 | 1 | UN | 1 | 15 | C | D | N | N | 85364900 | 1 | 4011209350960 | 0.202 | KG | 57.37 | 57.37 | CP05 | CP05 | Contactor relay, 4 NO 110 V AC 50 Hz / 120 V 60 Hz Spring-type terminal Size S00 !!! Phased-out product !!! Successor is SIRIUS 3RH2 Preferred successor type is >>3RH2140-2AK60<< | - | 0 | 7
3RH1140-2AK60-1AA0 |  | 3RH1140-2AK60-1AA0 | 1 | UN | 1 | 5 | B | D | N | N | 85364900 | 1 | 4011209551145 | 0.198 | KG | 82.82 | 82.82 | CP05 | CP05 | Contactor relay, 4 NO, 110 V AC, 50 Hz / 120 V, 60 Hz, Spring-type terminal, Size S00 !!! Phased-out product !!! Successor is SIRIUS 3RH2 | - | 0 | 9
3RH1140-2AN20 |  | 3RH1140-2AN20 | 1 | UN | 1 | 15 | C | D | N | N | 85364900 | 1 | 4011209535411 | 0.194 | KG | 65.75 | 65.75 | CP05 | CP05 | Contactor relay, 4 NO 220 V AC 50/60 Hz Spring-type terminal Size S00 !!! Phased-out product !!! Successor is SIRIUS 3RH2 Preferred successor type is >>3RH2140-2AN20<< | - | 0 | 7
3RH1140-2AN60 |  | 3RH1140-2AN60 | 1 | UN | 1 | 5 | B | D | N | N | 85364900 | 1 | 4011209493520 | 0.195 | KG | 71.51 | 71.51 | CP05 | CP05 | Contactor relay, 4 NO, 200 V AC, 50 Hz / 200 ... 220 V, 60 Hz, Spring-type terminal, Size S00 !!! Phased-out product !!! Successor is SIRIUS 3RH2 | - | 0 | 9
3RH1140-2AP00 |  | 3RH1140-2AP00 | 1 | UN | 1 | 2 | A | D | N | N | 85364900 | 1 | 4011209296091 | 0.2 | KG | 57.37 | 57.37 | CP05 | CP05 | Contactor relay, 4 NO 230 V AC 50 / 60 Hz Spring-type terminal Size S00 !!! Phased-out product !!! Successor is SIRIUS 3RH2 Preferred successor type is >>3RH2140-2AP00<< | - | 0 | 7
3RH1140-2AP00-0AA6 |  | 3RH1140-2AP00-0AA6 | 1 | UN | 1 | 5 | B | D | N | N | 85364900 | 1 |  | 0.203 | KG | 177.76 | 177.76 | CP05 | CP05 | Auxiliary contactor, 4 NO, 230 V AC, 50/60 Hz, Cage Clamp terminal, Size S00 Reinforced mounting on standard mounting rail !!! Phased-out product !!! Successor is SIRIUS 3RH2 Preferred successor type is >>3RH1140-2AP00<< | - | 0 | 7
3RH1140-2AP00-0TK0 |  | 3RH1140-2AP00-0TK0 | 1 | UN | 1 | 20 | D | D | N | N | 85364900 | 1 | 4011209555006 | 0.203 | KG | 60.1 | 60.1 | CP05 | CP05 | Contactor relay, 4 NO 230 V AC 50 / 60 Hz Spring-type terminal Size S00 !!! Phased-out product !!! Successor is SIRIUS 3RH2 | - | 0 | 9
3RH1140-2AP00-0TK0-Z | X95 | 3RH1140-2AP00-0TK0-ZX95 | 1 | UN | 1 | 20 | D | D | N | N | 85364900 | 144 | 4011209555013 | 0.185 | KG | 60.1 | 60.1 | CP05 | CP05 | Contactor relay, 4 NO 230 V AC 50 / 60 Hz Spring-type terminal Size S00 Reusable packaging Pack = 144 units !!! Phased-out product !!! Successor is SIRIUS 3RH2 | - | 0 | 9
3RH1140-2AP00-0TK1 |  | 3RH1140-2AP00-0TK1 | 1 | UN | 1 | 20 | D | D | N | N | 85364900 | 1 | 4011209555020 | 0.203 | KG | 60.1 | 60.1 | CP05 | CP05 | Contactor relay, 4 NO 230 V AC 50 / 60 Hz Spring-type terminal Size S00 !!! Phased-out product !!! Successor is SIRIUS 3RH2 | - | 0 | 9
3RH1140-2AP00-0TK1-Z | X95 | 3RH1140-2AP00-0TK1-ZX95 | 1 | UN | 1 | 20 | D | D | N | N | 85364900 | 144 | 4011209555037 | 0.184 | KG | 60.1 | 60.1 | CP05 | CP05 | Contactor relay, 4 NO 230 V AC 50 / 60 Hz Spring-type terminal Size S00 Reusable packaging Pack = 144 units !!! Phased-out product !!! Successor is SIRIUS 3RH2 | - | 0 | 9
3RH1140-2AP00-1AA0 |  | 3RH1140-2AP00-1AA0 | 1 | UN | 1 | 15 | C | D | N | N | 85364900 | 1 | 4011209442566 | 0.2 | KG | 82.82 | 82.82 | CP05 | CP05 | Contactor relay, 4 NO, 230 V AC, 50 / 60 Hz, spring-type terminal Size S00 Upright mounting position !!! Phased-out product !!! Successor is SIRIUS 3RH2 Preferred successor type is >>3RH2140-2AP00-1AA0<< | - | 0 | 7
3RH1140-2AP00-Z | W95 | 3RH1140-2AP00-ZW95 | 1 | UN | 1 | 15 | C | D | N | N | 85364900 | 144 | 4011209442474 | 0.19 | KG | 65.75 | 65.75 | CP05 | CP05 | Contactor relay, 4 NO 230 V AC 50 / 60 Hz Spring-type terminal Size S00 Multi-unit packaging Pack = 144 units !!! Phased-out product !!! Successor is SIRIUS 3RH2 | - | 0 | 7
3RH1140-2AP00-Z | W96 | 3RH1140-2AP00-ZW96 | 1 | UN | 1 | 15 | C | D | N | N | 85364900 | 90 | 4011209534469 | 0.19 | KG | 65.75 | 65.75 | CP05 | CP05 | Contactor relay, 4 NO 230 V AC 50 / 60 Hz Spring-type terminal Size S00 Multi-unit packaging Pack = 20 units !!! Phased-out product !!! Successor is SIRIUS 3RH2 | - | 0 | 7
3RH1140-2AP00-Z | W97 | 3RH1140-2AP00-ZW97 | 1 | UN | 1 | 15 | C | D | N | N | 85364900 | 42 | 4011209575080 | 0.189 | KG | 65.75 | 65.75 | CP05 | CP05 | Contactor relay, 4 NO 230 V AC 50 / 60 Hz Spring-type terminal Size S00 Reusable packaging Pack = 144 units !!! Phased-out product !!! Successor is SIRIUS 3RH2 Preferred successor type is >>3RH2140-2AP00-ZW97<< | - | 0 | 7
3RH1140-2AP00-Z | W98 | 3RH1140-2AP00-ZW98 | 1 | UN | 1 | 15 | C | D | N | N | 85364900 | 20 |  | 0.19 | KG | 65.75 | 65.75 | CP05 | CP05 | Contactor relay, 4 NO 230 V AC 50 / 60 Hz Spring-type terminal Size S00 Reusable packaging Pack = 20 units !!! Phased-out product !!! Successor is SIRIUS 3RH2 | - | 0 | 9
3RH1140-2AP00-Z | X95 | 3RH1140-2AP00-ZX95 | 1 | UN | 1 | 5 | B | D | N | N | 85364900 | 144 | 4011209404762 | 0.186 | KG | 65.75 | 65.75 | CP05 | CP05 | Contactor relay, 4 NO 230 V AC 50 / 60 Hz Spring-type terminal Size S00 Reusable packaging Pack = 144 units !!! Phased-out product !!! Successor is SIRIUS 3RH2 Preferred successor type is >>3RH2140-2AP00-ZX95<< | - | 0 | 7
3RH1140-2AP60 |  | 3RH1140-2AP60 | 1 | UN | 1 | 15 | C | D | N | N | 85364900 | 1 | 4011209350977 | 0.18 | KG | 65.75 | 65.75 | CP05 | CP05 | Contactor relay, 4 NO, 220 V AC, 50 Hz / 240 V, 60 Hz, spring-type terminal Size S00 !!! Phased-out product !!! Successor is SIRIUS 3RH2 Preferred successor type is >>3RH2140-2AP60<< | - | 0 | 7
3RH1140-2AR60 |  | 3RH1140-2AR60 | 1 | UN | 1 | 15 | C | D | N | N | 85364900 | 1 | 4011209493537 | 0.194 | KG | 71.51 | 71.51 | CP05 | CP05 | Contactor relay, 4 NO, 400 V AC, 50 Hz / 400 ... 440 V, 60 Hz, Spring-type terminal, Size S00 !!! Phased-out product !!! Successor is SIRIUS 3RH2 | - | 0 | 7
3RH1140-2AV00 |  | 3RH1140-2AV00 | 1 | UN | 1 | 15 | C | D | N | N | 85364900 | 1 | 4011209350984 | 0.2 | KG | 65.25 | 65.25 | CP05 | CP05 | Contactor relay, 4 NO 400 V AC 50/60 Hz Spring-type terminal Size S00 !!! Phased-out product !!! Successor is SIRIUS 3RH2 Preferred successor type is >>3RH2140-2AV00<< | - | 0 | 7
3RH1140-2AV60 |  | 3RH1140-2AV60 | 1 | UN | 1 | 15 | C | D | N | N | 85364900 | 1 | 4011209384170 | 0.2 | KG | 65.25 | 65.25 | CP05 | CP05 | Contactor relay, 4 NO 480 V AC 60 Hz Spring-type terminal Size S00 !!! Phased-out product !!! Successor is SIRIUS 3RH2 Preferred successor type is >>3RH2140-2AV60<< | - | 0 | 7
3RH1140-2BA40 |  | 3RH1140-2BA40 | 1 | UN | 1 | 15 | C | D | N | N | 85364900 | 1 | 4011209384163 | 0.26 | KG | 72.01 | 72.01 | CP05 | CP05 | Contactor relay, 4 NO 12 V DC Spring-type terminal Size S00 !!! Phased-out product !!! Successor is SIRIUS 3RH2 Preferred successor type is >>3RH2140-2BA40<< | - | 0 | 7
3RH1140-2BB40 |  | 3RH1140-2BB40 | 1 | UN | 1 | 2 | A | D | N | N | 85364900 | 1 | 4011209296107 | 0.26 | KG | 65.65 | 65.65 | CP05 | CP05 | Contactor relay, 4 NO 24 V DC Spring-type terminal Size S00 !!! Phased-out product !!! Successor is SIRIUS 3RH2 Preferred successor type is >>3RH2140-2BB40<< | - | 0 | 7
3RH1140-2BB40-0AA6 |  | 3RH1140-2BB40-0AA6 | 1 | UN | 1 | 5 | B | D | N | N | 85364900 | 1 |  | 0.258 | KG | 82.72 | 82.72 | CP05 | CP05 | Auxiliary contactor, 4 NO, 220 V DC, Cage Clamp terminal, Size S00 Reinforced mounting on standard mounting rail !!! Phased-out product !!! Successor is SIRIUS 3RH2 Preferred successor type is >>3RH1140-2BB40<< | - | 0 | 7
3RH1140-2BB40-0TK0-Z | X95 | 3RH1140-2BB40-0TK0-ZX95 | 1 | UN | 1 | 15 | C | D | N | N | 85364900 | 144 | 4011209554979 | 0.248 | KG | 75.04 | 75.04 | CP05 | CP05 | Contactor relay, 4 NO 24 V DC Spring-type terminal Size S00 Reusable packaging Pack = 144 units !!! Phased-out product !!! Successor is SIRIUS 3RH2 | - | 0 | 9
3RH1140-2BB40-0TK1-Z | X95 | 3RH1140-2BB40-0TK1-ZX95 | 1 | UN | 1 | 15 | C | D | N | N | 85364900 | 144 | 4011209554993 | 0.251 | KG | 75.04 | 75.04 | CP05 | CP05 | Contactor relay, 4 NO 24 V DC Spring-type terminal Size S00 Reusable packaging Pack = 144 units !!! Phased-out product !!! Successor is SIRIUS 3RH2 | - | 0 | 9
3RH1140-2BB40-Z | W96 | 3RH1140-2BB40-ZW96 | 1 | UN | 1 | 15 | C | D | N | N | 85364900 | 90 | 4011209583627 | 0.245 | KG | 75.04 | 75.04 | CP05 | CP05 | Contactor relay, 4 NO 24 V DC Spring-type terminal Size S00 Multi-unit packaging Pack = 90 units !!! Phased-out product !!! Successor is SIRIUS 3RH2 Preferred successor type is >>3RH2140-2BB40-ZW96<< | - | 0 | 7
3RH1140-2BB40-Z | W97 | 3RH1140-2BB40-ZW97 | 1 | UN | 1 | 15 | C | D | N | N | 85364900 | 42 | 4011209590526 | 0.245 | KG | 75.04 | 75.04 | CP05 | CP05 | Contactor relay, 4 NO 24 V DC Spring-type terminal Size S00 Multi-unit packaging Pack = 42 units !!! Phased-out product !!! Successor is SIRIUS 3RH2 Preferred successor type is >>3RH2140-2BB40-ZW97<< | - | 0 | 7
3RH1140-2BB40-Z | W98 | 3RH1140-2BB40-ZW98 | 1 | UN | 1 | 15 | C | D | N | N | 85364900 | 20 | 4011209590519 | 0.249 | KG | 65.65 | 65.65 | CP05 | CP05 | Contactor relay, 4 NO 24 V DC Spring-type terminal Size S00 Multi-unit packaging Pack = 20 units !!! Phased-out product !!! Successor is SIRIUS 3RH2 | - | 0 | 7
3RH1140-2BB40-Z | X95 | 3RH1140-2BB40-ZX95 | 1 | UN | 1 | 15 | C | D | N | N | 85364900 | 144 | 4011209392908 | 0.247 | KG | 65.65 | 65.65 | CP05 | CP05 | Contactor relay, 4 NO 24 V DC Spring-type terminal Size S00 Reusable packaging Pack = 144 units !!! Phased-out product !!! Successor is SIRIUS 3RH2 | - | 0 | 7
3RH1140-2BD40 |  | 3RH1140-2BD40 | 1 | UN | 1 | 15 | C | D | N | N | 85364900 | 1 | 4011209524088 | 0.263 | KG | 72.01 | 72.01 | CP05 | CP05 | Contactor relay, 4 NO 42 V DC Spring-type terminal Size S00 !!! Phased-out product !!! Successor is SIRIUS 3RH2 | - | 0 | 7
3RH1140-2BE40 |  | 3RH1140-2BE40 | 1 | UN | 1 | 15 | C | D | N | N | 85364900 | 1 | 4011209350670 | 0.259 | KG | 75.35 | 75.35 | CP05 | CP05 | Contactor relay, 4 NO 60 V DC Spring-type terminal Size S00 !!! Phased-out product !!! Successor is SIRIUS 3RH2 Preferred successor type is >>3RH2140-2BE40<< | - | 0 | 7
3RH1140-2BE40-0AA6 |  | 3RH1140-2BE40-0AA6 | 1 | UN | 1 | 5 | B | D | N | N | 85364900 | 1 |  | 0.264 | KG | 82.62 | 82.62 | CP05 | CP05 | Contactor relay, 4 NO, 60 V DC, Spring-type terminal, Size S00 reinforced installation on standard mounting rail !!! Phased-out product !!! Successor is SIRIUS 3RH2 | - | 0 | 9
3RH1140-2BF40 |  | 3RH1140-2BF40 | 1 | UN | 1 | 15 | C | D | N | N | 85364900 | 1 | 4011209340169 | 0.261 | KG | 75.04 | 75.04 | CP05 | CP05 | Contactor relay, 4 NO 110 V DC Spring-type terminal Size S00 !!! Phased-out product !!! Successor is SIRIUS 3RH2 Preferred successor type is >>3RH2140-2BF40<< | - | 0 | 7
3RH1140-2BF40-0AA6 |  | 3RH1140-2BF40-0AA6 | 1 | UN | 1 | 15 | C | D | N | N | 85364900 | 1 | 4011209827134 | 0.256 | KG | 82.72 | 82.72 | CP05 | CP05 | Contactor relay, 4 NO, 110 V DC, spring-type terminal Size S00 reinforced installation on standard mounting rail !!! Phased-out product !!! Successor is SIRIUS 3RH2 Preferred successor type is >>3RH2140-2BF40-0AA6<< | - | 0 | 7
3RH1140-2BG40 |  | 3RH1140-2BG40 | 1 | UN | 1 | 15 | C | D | N | N | 85364900 | 1 | 4011209524071 | 0.253 | KG | 75.35 | 75.35 | CP05 | CP05 | Contactor relay, 4 NO 125 V DC Spring-type terminal Size S00 !!! Phased-out product !!! Successor is SIRIUS 3RH2 Preferred successor type is >>3RH2140-2BG40<< | - | 0 | 7
3RH1140-2BG40-0AA6 |  | 3RH1140-2BG40-0AA6 | 1 | UN | 1 | 15 | C | D | N | N | 85364900 | 1 | 4011209840386 | 0.254 | KG | 82.62 | 82.62 | CP05 | CP05 | Contactor relay, 4 NO, 125 V DC, spring-type terminal Size S00 reinforced installation on standard mounting rail !!! Phased-out product !!! Successor is SIRIUS 3RH2 Preferred successor type is >>3RH2140-2BG40-0AA6<< | - | 0 | 7
3RH1140-2BM40 |  | 3RH1140-2BM40 | 1 | UN | 1 | 15 | C | D | N | N | 85364900 | 1 | 4011209296114 | 0.254 | KG | 65.65 | 65.65 | CP05 | CP05 | Contactor relay, 4 NO 220 V DC Spring-type terminal Size S00 !!! Phased-out product !!! Successor is SIRIUS 3RH2 Preferred successor type is >>3RH2140-2BM40<< | - | 0 | 7
3RH1140-2BM40-0AA6 |  | 3RH1140-2BM40-0AA6 | 1 | UN | 1 | 15 | C | D | N | N | 85364900 | 1 | 4011209840393 | 0.256 | KG | 82.72 | 82.72 | CP05 | CP05 | Contactor relay, 4 NO, 220 V DC, spring-type terminal Size S00 reinforced installation on standard mounting rail !!! Phased-out product !!! Successor is SIRIUS 3RH2 Preferred successor type is >>3RH2140-2BM40-0AA6<< | - | 0 | 7
3RH1140-2BN40-0AA6 |  | 3RH1140-2BN40-0AA6 | 1 | UN | 1 | 5 | B | D | N | N | 85364900 | 1 |  | 0.26 | KG | 82.72 | 82.72 | CP05 | CP05 | Auxiliary contactor, 4 NO, 250 V DC, Cage Clamp terminal, Size S00 Reinforced mounting on standard mounting rail !!! Phased-out product !!! Successor is SIRIUS 3RH2 | - | 0 | 7
3RH1140-2BP40 |  | 3RH1140-2BP40 | 1 | UN | 1 | 15 | C | D | N | N | 85364900 | 1 | 4011209350687 | 0.257 | KG | 82.62 | 82.62 | CP05 | CP05 | Contactor relay, 4 NO 230 V DC Spring-type terminal Size S00 !!! Phased-out product !!! Successor is SIRIUS 3RH2 Preferred successor type is >>3RH2140-2BP40<< | - | 0 | 7
3RH1140-2BW40 |  | 3RH1140-2BW40 | 1 | UN | 1 | 15 | C | D | N | N | 85364900 | 1 | 4011209350694 | 0.261 | KG | 65.65 | 65.65 | CP05 | CP05 | Contactor relay, 4 NO 48 V DC Spring-type terminal Size S00 !!! Phased-out product !!! Successor is SIRIUS 3RH2 Preferred successor type is >>3RH2140-2BW40<< | - | 0 | 7
3RH1140-2BW40-0AA6 |  | 3RH1140-2BW40-0AA6 | 1 | UN | 1 | 5 | B | D | N | N | 85364900 | 1 | 4011209840379 | 0.261 | KG | 82.72 | 82.72 | CP05 | CP05 | Contactor relay, 4 NO, 48 V DC, Spring-type terminal, Size S00 reinforced installation on standard mounting rail !!! Phased-out product !!! Successor is SIRIUS 3RH2 | - | 0 | 9
3RH1140-2EF00-0KS0 |  | 3RH1140-2EF00-0KS0 | 1 | UN | 1 | 15 | C | D | N | N | 85364900 | 1 | 4011209409583 | 0.19 | KG | 81.81 | 81.81 | CP05 | CP05 | Contactor relay, 4 NO 110 V AC 50 / 60 Hz Spring-type terminal Size S00 with RC element (plugged on) Schindler !!! Phased-out product !!! Successor is SIRIUS 3RH2 | - | 0 | 9
3RH1140-2EF00-0KS0-Z | X95 | 3RH1140-2EF00-0KS0-ZX95 | 1 | UN | 1 | 20 | D | D | N | N | 85364900 | 102 | 4011209438125 | 0.187 | KG | 81.81 | 81.81 | CP05 | CP05 | Contactor relay, 4 NO 110 V AC 50 / 60 Hz Spring-type terminal Size S00 with RC element (plugged on) Schindler Reusable packaging Pack = 102 units !!! Phased-out product !!! Successor is SIRIUS 3RH2 | - | 0 | 9
3RH1140-2EP00-0KS0 |  | 3RH1140-2EP00-0KS0 | 1 | UN | 1 | 15 | C | D | N | N | 85364900 | 1 | 4011209409699 | 0.19 | KG | 81.81 | 81.81 | CP05 | CP05 | Contactor relay, 4 NO 230 V AC 50 / 60 Hz Spring-type terminal Size S00 with RC element (plugged on) Schindler !!! Phased-out product !!! Successor is SIRIUS 3RH2 | - | 0 | 9
3RH1140-2EP00-0KS0-Z | X95 | 3RH1140-2EP00-0KS0-ZX95 | 1 | UN | 1 | 20 | D | D | N | N | 85364900 | 102 | 4011209438132 | 0.187 | KG | 81.81 | 81.81 | CP05 | CP05 | Contactor relay, 4 NO 230 V AC 50 / 60 Hz Spring-type terminal Size S00 with RC element (plugged on) Schindler Reusable packaging Pack = 102 units !!! Phased-out product !!! Successor is SIRIUS 3RH2 | - | 0 | 9
3RH1140-2GG20 |  | 3RH1140-2GG20 | 1 | UN | 1 | 15 | C | D | N | N | 85364900 | 1 | 4011209400078 | 0.262 | KG | 98.17 | 98.17 | CP05 | CP05 | Contactor relay, 4 NO 110 V AC 50 / 60 Hz Spring-type terminal Size S00 !!! Phased-out product !!! Successor is SIRIUS 3RH2 Preferred successor type is >>3RH2140-2GG20<< | - | 0 | 9
3RH1140-2HB40 |  | 3RH1140-2HB40 | 1 | UN | 1 | 15 | C | D | N | N | 85364900 | 1 | 4011209297067 | 0.256 | KG | 74.94 | 74.94 | CP05 | CP05 | Contactor relay, 4 NO 24 V DC 0.7...1.25* Us Spring-type terminal Size S00 !!! Phased-out product !!! Successor is SIRIUS 3RH2 Preferred successor type is >>3RH2140-2HB40<< | - | 0 | 7
3RH1140-2JB40 |  | 3RH1140-2JB40 | 1 | UN | 1 | 15 | C | D | N | N | 85364900 | 1 | 4011209297180 | 0.258 | KG | 76.36 | 76.36 | CP05 | CP05 | Contactor relay, 4 NO 24 V DC 0.7...1.25* Us with diode Spring-type terminal Size S00 !!! Phased-out product !!! Successor is SIRIUS 3RH2 Preferred successor type is >>3RH2140-2JB40<< | - | 0 | 7
3RH1140-2JC40 |  | 3RH1140-2JC40 | 1 | UN | 1 | 15 | C | D | N | N | 85364900 | 1 | 4011209547926 | 0.26 | KG | 82.72 | 82.72 | CP05 | CP05 | Contactor relay, 4 NO 30 V DC 0.7...1.25* Us with diode Spring-type terminal Size S00 !!! Phased-out product !!! Successor is SIRIUS 3RH2 Preferred successor type is >>3RH2140-2JC40<< | - | 0 | 9
3RH1140-2KB40 |  | 3RH1140-2KB40 | 1 | UN | 1 | 15 | C | D | N | N | 85364900 | 1 | 4011209297197 | 0.257 | KG | 74.64 | 74.64 | CP05 | CP05 | Contactor relay, 4 NO 24 V DC 0.7...1.25* Us With varistor size S00 Spring-type terminal !!! Phased-out product !!! Successor is SIRIUS 3RH2 Preferred successor type is >>3RH2140-2KB40<< | - | 0 | 7
3RH1140-2KF40 |  | 3RH1140-2KF40 | 1 | UN | 1 | 15 | C | D | N | N | 85364900 | 1 | 4011209593404 | 0.26 | KG | 74.64 | 74.64 | CP05 | CP05 | Contactor relay, 4 NO 110 V DC 0.7 ... 1.25* Us With varistor size S00 Spring-type terminal !!! Phased-out product !!! Successor is SIRIUS 3RH2 Preferred successor type is >>3RH2140-2LF40<< | - | 0 | 7
3RH1140-2KJ80 |  | 3RH1140-2KJ80 | 1 | UN | 1 | 15 | C | D | N | N | 85364900 | 1 | 4011209824478 | 0.256 | KG | 92.92 | 92.92 | CP05 | CP05 | Contactor relay, 4 NO, 72 V DC, 0.7 ... 1.25* Us, With varistor, Spring-type terminal, Size S00 For railway applications 70 degrees, 10 mm clearance !!! Phased-out product !!! Successor is SIRIUS 3RH2 | - | 0 | 7
3RH1140-2KV40 |  | 3RH1140-2KV40 | 1 | UN | 1 | 15 | C | D | N | N | 85364900 | 1 | 4011209766488 | 0.251 | KG | 92.92 | 92.92 | CP05 | CP05 | Contactor relay, 4 NO 36 V DC 0.7...1.25* Us With varistor Spring-type terminal Size S00 !!! Phased-out product !!! Successor is SIRIUS 3RH2 | - | 0 | 7
3RH1140-2MB40-0KT0 |  | 3RH1140-2MB40-0KT0 | 1 | UN | 1 | 15 | C | D | N | N | 85364900 | 1 | 4011209401068 | 0.256 | KG | 74.94 | 74.94 | CP05 | CP05 | Contactor relay auxiliary circuit, 4 NO, 24 V DC, Size S00, 0.85 ... 1.85* Us, 1.4 W, Spring-type terminal Without overvoltage damping !!! Phased-out product !!! Successor is SIRIUS 3RH2 Preferred successor type is >>3RH2140-2MB40-0KT0<< | - | 0 | 7
3RH1140-2VB40 |  | 3RH1140-2VB40 | 1 | UN | 1 | 15 | C | D | N | N | 85364900 | 1 | 4011209515567 | 0.256 | KG | 87.26 | 87.26 | CP05 | CP05 | Contactor relay for auxiliary circuit 4 NO 24 V DC Size S00 0, 85...1.85 x Us 1.4 W Spring-type terminal Integrated diode !!! Phased-out product !!! Successor is SIRIUS 3RH2 Preferred successor type is >>3RH2140-2VB40<< | - | 0 | 7
3RH1140-2VB40-0KS0 |  | 3RH1140-2VB40-0KS0 | 1 | UN | 1 | 15 | C | D | N | N | 85364900 | 1 | 4011209409552 | 0.255 | KG | 82.11 | 82.11 | CP05 | CP05 | Contactor relay, 4 NO 24 V DC 0.7...1.25* Us low holding power, Integrated diode Spring-type terminal Size S00 Schindler !!! Phased-out product !!! Successor is SIRIUS 3RH2 | - | 0 | 9
3RH1140-2VB40-0KS0-Z | X95 | 3RH1140-2VB40-0KS0-ZX95 | 1 | UN | 1 | 20 | D | D | N | N | 85364900 | 144 | 4011209438149 | 0.239 | KG | 82.11 | 82.11 | CP05 | CP05 | Contactor relay, 4 NO 24 V DC 0.7...1.25* Us low holding power, Integrated diode Spring-type terminal Size S00 Schindler Reusable packaging Pack = 144 units !!! Phased-out product !!! Successor is SIRIUS 3RH2 | - | 0 | 9
3RH1140-2WB40 |  | 3RH1140-2WB40 | 1 | UN | 1 | 15 | C | D | N | N | 85364900 | 1 | 4011209515574 | 0.258 | KG | 74.64 | 74.64 | CP05 | CP05 | Contactor relay for auxiliary circuit 4 NO 24 V DC Size S00 0, 85...1.85 x Us 1.4 W Spring-type terminal Integrated varistor !!! Phased-out product !!! Successor is SIRIUS 3RH2 Preferred successor type is >>3RH2140-2SB40<< | - | 0 | 7
3RH1244-1AD00 |  | 3RH1244-1AD00 | 1 | UN | 1 | 15 | C | D | N | N | 85364900 | 1 | 4011209554009 | 0.243 | KG | 93.43 | 93.43 | CP05 | CP05 | Contactor relay, 4 NO + 4 NC Attachable block, captive 42 V AC 50 Hz Screw terminal size S00 !!! Phased-out product !!! Successor is SIRIUS 3RH2 | - | 0 | 7
3RH1244-1AF00 |  | 3RH1244-1AF00 | 1 | UN | 1 | 15 | C | D | N | N | 85364900 | 1 | 4011209557956 | 0.252 | KG | 88.38 | 88.38 | CP05 | CP05 | Contactor relay, 4 NO + 4 NC Attachable block, captive 110 V AC 50 Hz Screw terminal size S00 !!! Phased-out product !!! Successor is SIRIUS 3RH2 | - | 0 | 7
3RH1244-1AK60 |  | 3RH1244-1AK60 | 1 | UN | 1 | 15 | C | D | N | N | 85364900 | 1 | 4011209646612 | 0.253 | KG | 92.42 | 92.42 | CP05 | CP05 | Contactor relay, 4 NO + 4 NC Attachable block, captive 110 V AC 50 Hz / 120 V 60 Hz Screw terminal size S00 !!! Phased-out product !!! Successor is SIRIUS 3RH2 Preferred successor type is >>3RH2244-1AK60<< | - | 0 | 7
3RH1244-1AP00 |  | 3RH1244-1AP00 | 1 | UN | 1 | 2 | A | D | N | N | 85364900 | 1 | 4011209512542 | 0.25 | KG | 88.38 | 88.38 | CP05 | CP05 | Contactor relay, 4 NO + 4 NC Attachable block, captive 230 V AC 50 / 60 Hz Screw terminal size S00 !!! Phased-out product !!! Successor is SIRIUS 3RH2 Preferred successor type is >>3RH2244-1AP00<< | - | 0 | 7
3RH1244-1BB40 |  | 3RH1244-1BB40 | 1 | UN | 1 | 2 | A | D | N | N | 85364900 | 1 | 4011209515581 | 0.312 | KG | 96.76 | 96.76 | CP05 | CP05 | Contactor relay, 4 NO + 4 NC Attachable block, captive 24 V DC size S00 Screw terminal size S00 !!! Phased-out product !!! Successor is SIRIUS 3RH2 Preferred successor type is >>3RH2244-1BB40<< | - | 0 | 7
3RH1244-1BM40 |  | 3RH1244-1BM40 | 1 | UN | 1 | 15 | C | D | N | N | 85364900 | 1 | 4011209779082 | 0.304 | KG | 113.12 | 113.12 | CP05 | CP05 | Contactor relay, 4 NO + 4 NC Attachable block, captive 220 V DC size S00 Screw terminal size S00 !!! Phased-out product !!! Successor is SIRIUS 3RH2 | - | 0 | 7
3RH1244-2AP00 |  | 3RH1244-2AP00 | 1 | UN | 1 | 15 | C | D | N | N | 85364900 | 1 | 4011209512559 | 0.252 | KG | 89.79 | 89.79 | CP05 | CP05 | Contactor relay, 4 NO + 4 NC Attachable block, captive 230 V AC 50 / 60 Hz Spring-type terminal Size S00 !!! Phased-out product !!! Successor is SIRIUS 3RH2 Preferred successor type is >>3RH2244-2AP00<< | - | 0 | 7
3RH1244-2BB40 |  | 3RH1244-2BB40 | 1 | UN | 1 | 5 | B | D | N | N | 85364900 | 1 | 4011209515604 | 0.313 | KG | 98.17 | 98.17 | CP05 | CP05 | Contactor relay, 4 NO + 4 NC Attachable block, captive 24 V DC size S00 Spring-type terminal Size S00 !!! Phased-out product !!! Successor is SIRIUS 3RH2 Preferred successor type is >>3RH2244-2BB40<< | - | 0 | 7
3RH1253-1AK60 |  | 3RH1253-1AK60 | 1 | UN | 1 | 15 | C | D | N | N | 85364900 | 1 | 4011209646582 | 0.254 | KG | 101 | 101 | CP05 | CP05 | Contactor relay, 5 NO + 3 NC, Attachable block, captive, 110 V AC 50 Hz / 120 V AC, 60 Hz, screw terminal, Size S00 !!! Phased-out product !!! Successor is SIRIUS 3RH2 | - | 0 | 7
3RH1253-1BB40 |  | 3RH1253-1BB40 | 1 | UN | 1 | 15 | C | D | N | N | 85364900 | 1 | 4011209542341 | 0.311 | KG | 96.76 | 96.76 | CP05 | CP05 | Contactor relay, 5 NO + 3 NC Attachable block, captive 24 V DC size S00 Screw terminal size S00 !!! Phased-out product !!! Successor is SIRIUS 3RH2 Preferred successor type is >>3RH2253-1BB40<< | - | 0 | 7
3RH1262-1AD00 |  | 3RH1262-1AD00 | 1 | UN | 1 | 15 | C | D | N | N | 85364900 | 1 | 4011209555518 | 0.251 | KG | 93.43 | 93.43 | CP05 | CP05 | Contactor relay, 6 NO + 2 NC Attachable block, captive 42 V AC 50/60 Hz Screw terminal size S00 !!! Phased-out product !!! Successor is SIRIUS 3RH2 | - | 0 | 7
3RH1262-1AK60 |  | 3RH1262-1AK60 | 1 | UN | 1 | 15 | C | D | N | N | 85364900 | 1 | 4011209646599 | 0.252 | KG | 88.38 | 88.38 | CP05 | CP05 | Contactor relay, 6 NO + 2 NC Attachable block, captive 110 V AC 50 Hz / 120 V 60 Hz Screw terminal size S00 !!! Phased-out product !!! Successor is SIRIUS 3RH2 Preferred successor type is >>3RH2262-1AK60<< | - | 0 | 7
3RH1262-1AP00 |  | 3RH1262-1AP00 | 1 | UN | 1 | 2 | A | D | N | N | 85364900 | 1 | 4011209512566 | 0.25 | KG | 88.38 | 88.38 | CP05 | CP05 | Contactor relay, 6 NO + 2 NC Attachable block, captive 230 V AC 50 / 60 Hz Screw terminal size S00 !!! Phased-out product !!! Successor is SIRIUS 3RH2 Preferred successor type is >>3RH2262-1AP00<< | - | 0 | 7
3RH1262-1BB40 |  | 3RH1262-1BB40 | 1 | UN | 1 | 2 | A | D | N | N | 85364900 | 1 | 4011209515611 | 0.31 | KG | 96.76 | 96.76 | CP05 | CP05 | Contactor relay, 6 NO + 2 NC Attachable block, captive 24 V DC size S00 Screw terminal size S00 !!! Phased-out product !!! Successor is SIRIUS 3RH2 Preferred successor type is >>3RH2262-1BB40<< | - | 0 | 7
3RH1262-2AP00 |  | 3RH1262-2AP00 | 1 | UN | 1 | 15 | C | D | N | N | 85364900 | 1 | 4011209512573 | 0.255 | KG | 93.83 | 93.83 | CP05 | CP05 | Contactor relay, 6 NO + 2 NC Attachable block, captive 230 V AC 50 / 60 Hz Spring-type terminal Size S00 !!! Phased-out product !!! Successor is SIRIUS 3RH2 Preferred successor type is >>3RH2262-2AP00<< | - | 0 | 7
3RH1262-2BB40 |  | 3RH1262-2BB40 | 1 | UN | 1 | 5 | B | D | N | N | 85364900 | 1 | 4011209515628 | 0.315 | KG | 98.17 | 98.17 | CP05 | CP05 | Contactor relay, 6 NO + 2 NC Attachable block, captive 24 V DC size S00 Spring-type terminal Size S00 !!! Phased-out product !!! Successor is SIRIUS 3RH2 Preferred successor type is >>3RH2262-2BB40<< | - | 0 | 7
3RH1271-1AK60 |  | 3RH1271-1AK60 | 1 | UN | 1 | 15 | C | D | N | N | 85364900 | 1 | 4011209646605 | 0.254 | KG | 92.42 | 92.42 | CP05 | CP05 | Contactor relay, 7 NO + 1 NC Attachable block, captive 110 V AC 50 Hz / 120 V 60 Hz Screw terminal size S00 !!! Phased-out product !!! Successor is SIRIUS 3RH2 Preferred successor type is >>3RH2271-1AK60<< | - | 0 | 7
3RH1271-1BB40 |  | 3RH1271-1BB40 | 1 | UN | 1 | 15 | C | D | N | N | 85364900 | 1 | 4011209542372 | 0.31 | KG | 96.76 | 96.76 | CP05 | CP05 | Contactor relay, 7 NO + 1 NC Attachable block, captive 24 V DC size S00 Screw terminal size S00 !!! Phased-out product !!! Successor is SIRIUS 3RH2 Preferred successor type is >>3RH2271-1BB40<< | - | 0 | 7
3RH1326-1BB40-0AB2 |  | 3RH1326-1BB40-0AB2 | 1 | UN | 1 | 15 | C | D | N | N | 85364900 | 1 | 4011209549128 | 0.315 | KG | 114.13 | 114.13 | CP05 | CP05 | Contactor relay, 2 NO + 6 NC 24 V DC Screw terminal size S00 Restricted operating range !!! Phased-out product !!! Successor is SIRIUS 3RH2 | - | 0 | 7
3RH1326-1XD00-0AB2 |  | 3RH1326-1XD00-0AB2 | 1 | UN | 1 | 5 | B | D | N | N | 85364900 | 1 |  | 0.19 | KG | 107.06 | 107.06 | CP05 | CP05 | Contactor relay, 2 NO + 6 NC, 42 V AC, 50 Hz, screw terminal, Size S00 Restricted operating range !!! Phased-out product !!! Successor is SIRIUS 3RH2 | - | 0 | 9
3RH1326-1XF00-0AB2 |  | 3RH1326-1XF00-0AB2 | 1 | UN | 1 | 5 | B | D | N | N | 85364900 | 1 |  | 0.2 | KG | 101 | 101 | CP05 | CP05 | Contactor relay, 2 NO + 6 NC, 110 V AC, 50 Hz, screw terminal, Size S00 Restricted operating range !!! Phased-out product !!! Successor is SIRIUS 3RH2 | - | 0 | 9
3RH1326-1XF40-0AB2 |  | 3RH1326-1XF40-0AB2 | 1 | UN | 1 | 5 | B | D | N | N | 85364900 | 1 |  | 0.2 | KG | 112.11 | 112.11 | CP05 | CP05 | Contactor relay, 2 NO + 6 NC, 110 V DC, screw terminal, Size S00 Restricted operating range !!! Phased-out product !!! Successor is SIRIUS 3RH2 | - | 0 | 9
3RH1326-1XH00-0AB2 |  | 3RH1326-1XH00-0AB2 | 1 | UN | 1 | 5 | B | D | N | N | 85364900 | 1 |  | 0.2 | KG | 101 | 101 | CP05 | CP05 | Contactor relay, 2 NO + 6 NC, 48 V AC, 50 Hz, screw terminal, Size S00 Restricted operating range !!! Phased-out product !!! Successor is SIRIUS 3RH2 | - | 0 | 9
3RH1326-1XP00-0AB2 |  | 3RH1326-1XP00-0AB2 | 1 | UN | 1 | 5 | B | D | N | N | 85364900 | 1 |  | 0.2 | KG | 102.01 | 102.01 | CP05 | CP05 | Contactor relay, 2 NO + 6 NC, 230 V AC, 50 Hz, screw terminal, Size S00 Restricted operating range !!! Phased-out product !!! Successor is SIRIUS 3RH2 | - | 0 | 9
3RH1326-1XW40-0AB2 |  | 3RH1326-1XW40-0AB2 | 1 | UN | 1 | 5 | B | D | N | N | 85364900 | 1 |  | 0.2 | KG | 112.11 | 112.11 | CP05 | CP05 | Contactor relay, 2 NO + 6 NC, 48 V DC, screw terminal, Size S00, Restricted operating range !!! Phased-out product !!! Successor is SIRIUS 3RH2 | - | 0 | 9
3RH1333-2EF00-0KS2 |  | 3RH1333-2EF00-0KS2 | 1 | UN | 1 | 15 | C | D | N | N | 85364900 | 1 | 4011209520943 | 0.249 | KG | 144.43 | 144.43 | CP05 | CP05 | Contactor relay, 2 NO + 2 NC 110 V AC 50 / 60 Hz Spring-type terminal Size S00 RC element (plugged on) Auxiliary switch block: 1 NO + 1 NC solid-state- compatible Schindler !!! Phased-out product !!! Successor is SIRIUS 3RH2 | - | 0 | 9
3RH1335-2BB40-0AB3 |  | 3RH1335-2BB40-0AB3 | 1 | UN | 1 | 5 | B | D | N | N | 85364900 | 1 | 4011209605411 | 0.311 | KG | 114.13 | 114.13 | CP05 | CP05 | Contactor relay, 3 NO + 5 NC 24 V DC 0.8 ... 1.1* Us at ambient temperature = 50 Â°C 0.9 ... 1.1* Us at ambient temperature = 60 Â°C Spring-type terminal, Size S00 !!! Phased-out product !!! Successor is SIRIUS 3RH2 | - | 0 | 9
3RH1342-2EF00-0KS3 |  | 3RH1342-2EF00-0KS3 | 1 | UN | 1 | 15 | C | D | N | N | 85364900 | 1 | 4011209520929 | 0.25 | KG | 144.43 | 144.43 | CP05 | CP05 | Contactor relay, 3 NO + 1 NC 110 V AC 50 / 60 Hz Screw terminal size S00 Auxiliary switch block: 1 NO + 1 NC Solid-state-compatible with RC element (plugged on) Schindler !!! Phased-out product !!! Successor is SIRIUS 3RH2 | - | 0 | 9
3RH1342-2NB40-0KS3 |  | 3RH1342-2NB40-0KS3 | 1 | UN | 1 | 15 | C | D | N | N | 85364900 | 1 | 4011209521049 | 0.308 | KG | 154.53 | 154.53 | CP05 | CP05 | Contactor relay, 3 NO + 1 NC 24 V DC Spring-type terminal Size S00 with diode (plugged on) Auxiliary switch block: 1 NO + 1 NC solid-state- Schindler !!! Phased-out product !!! Successor is SIRIUS 3RH2 | - | 0 | 9
3RH1344-1AD00 |  | 3RH1344-1AD00 | 1 | UN | 1 | 15 | C | D | N | N | 85364900 | 1 | 4011209392830 | 0.249 | KG | 99.18 | 99.18 | CP05 | CP05 | Contactor relay, 4 NO + 4 NC 42 V AC 50/60 Hz Screw terminal size S00 !!! Phased-out product !!! Successor is SIRIUS 3RH2 | - | 0 | 7
3RH1344-1AD00-Z | X95 | 3RH1344-1AD00-ZX95 | 1 | UN | 1 | 15 | C | D | N | N | 85364900 | 102 | 4011209392847 | 0.23 | KG | 109.08 | 109.08 | CP05 | CP05 | Contactor relay, 4 NO + 4 NC 42 V AC 50/60 Hz Screw terminal size S00 Reusable packaging Pack quantity = 102 units !!! Phased-out product !!! Successor is SIRIUS 3RH2 | - | 0 | 9
3RH1344-1AF00 |  | 3RH1344-1AF00 | 1 | UN | 1 | 15 | C | D | N | N | 85364900 | 1 | 4011209340183 | 0.253 | KG | 89.79 | 89.79 | CP05 | CP05 | Contactor relay, 4 NO + 4 NC 110 V AC 50 Hz Screw terminal size S00 !!! Phased-out product !!! Successor is SIRIUS 3RH2 Preferred successor type is >>3RH2344-1AF00<< | - | 0 | 7
3RH1344-1AF00-0KA0 |  | 3RH1344-1AF00-0KA0 | 1 | UN | 1 | 15 | C | D | N | N | 85364900 | 1 | 4011209557116 | 0.252 | KG | 102.01 | 102.01 | CP05 | CP05 | Contactor relay, 4 NO + 4 NC, 110 V AC, 50 Hz, screw terminal, Size S00 2 NO + 2 NC basic unit / EN !!! Phased-out product !!! Successor is SIRIUS 3RH2 | - | 0 | 7
3RH1344-1AF00-Z | X95 | 3RH1344-1AF00-ZX95 | 1 | UN | 1 | 15 | C | D | N | N | 85364900 | 102 | 4011209392670 | 0.231 | KG | 103.02 | 103.02 | CP05 | CP05 | Contactor relay, 4 NO + 4 NC 110 V AC 50 Hz Screw terminal size S00 Reusable packaging Pack quantity = 102 units !!! Phased-out product !!! Successor is SIRIUS 3RH2 | - | 0 | 9
3RH1344-1AK20-0KA0 |  | 3RH1344-1AK20-0KA0 | 1 | UN | 1 | 5 | B | D | N | N | 85364900 | 1 | 4011209557093 | 0.251 | KG | 102.01 | 102.01 | CP05 | CP05 | Contactor relay, 4 NO + 4 NC, 120 V AC, 50 / 60 Hz, screw terminal, Size S00 2 NO + 2 NC basic unit / EN !!! Phased-out product !!! Successor is SIRIUS 3RH2 | - | 0 | 9
3RH1344-1AK20-Z | X95 | 3RH1344-1AK20-ZX95 | 1 | UN | 1 | 15 | C | D | N | N | 85364900 | 102 | 4011209398382 | 0.244 | KG | 109.08 | 109.08 | CP05 | CP05 | Contactor relay, 4 NO + 4 NC 120 V AC 50 / 60 Hz Screw terminal size S00 Reusable packaging Pack quantity = 102 units !!! Phased-out product !!! Successor is SIRIUS 3RH2 | - | 0 | 7
3RH1344-1AL00 |  | 3RH1344-1AL00 | 1 | UN | 1 | 15 | C | D | N | N | 85364900 | 1 | 4011209392939 | 0.254 | KG | 109.08 | 109.08 | CP05 | CP05 | Contactor relay, 4 NO + 4 NC 125...127 V AC 50 / 60 Hz Screw terminal size S00 !!! Phased-out product !!! Successor is SIRIUS 3RH2 | - | 0 | 7
3RH1344-1AL00-0KA0 |  | 3RH1344-1AL00-0KA0 | 1 | UN | 1 | 15 | C | D | N | N | 85364900 | 1 | 4011209557086 | 0.251 | KG | 102.01 | 102.01 | CP05 | CP05 | Contactor relay, 4 NO + 4 NC, 125 ... 127 V AC, 50 / 60 Hz, screw terminal, Size S00 2 NO + 2 NC basic unit / EN !!! Phased-out product !!! Successor is SIRIUS 3RH2 | - | 0 | 7
3RH1344-1AL00-Z | X95 | 3RH1344-1AL00-ZX95 | 1 | UN | 1 | 15 | C | D | N | N | 85364900 | 102 | 4011209393707 | 0.233 | KG | 109.08 | 109.08 | CP05 | CP05 | Contactor relay, 4 NO + 4 NC 125...127 V AC 50 / 60 Hz Screw terminal size S00 Reusable packaging Pack quantity = 102 units !!! Phased-out product !!! Successor is SIRIUS 3RH2 | - | 0 | 9
3RH1344-1AM10-Z | X95 | 3RH1344-1AM10-ZX95 | 1 | UN | 1 | 15 | C | D | N | N | 85364900 | 102 | 4011209435995 | 0.229 | KG | 109.08 | 109.08 | CP05 | CP05 | Contactor relay, 4 NO + 4 NC 189 V AC 50 Hz 208 V 60 Hz Screw terminal size S00 Reusable packaging Pack quantity = 102 units !!! Phased-out product !!! Successor is SIRIUS 3RH2 | - | 0 | 7
3RH1344-1AM20 |  | 3RH1344-1AM20 | 1 | UN | 1 | 15 | C | D | N | N | 85364900 | 1 | 4011209392922 | 0.252 | KG | 109.08 | 109.08 | CP05 | CP05 | Contactor relay, 4 NO + 4 NC 208 V AC 50/60 Hz Screw terminal size S00 !!! Phased-out product !!! Successor is SIRIUS 3RH2 | - | 0 | 7
3RH1344-1AM20-0KA0 |  | 3RH1344-1AM20-0KA0 | 1 | UN | 1 | 5 | B | D | N | N | 85364900 | 1 | 4011209557062 | 0.251 | KG | 102.01 | 102.01 | CP05 | CP05 | Contactor relay, 4 NO + 4 NC, 208 V AC, 50 / 60 Hz, screw terminal, Size S00 2 NO + 2 NC basic unit / EN !!! Phased-out product !!! Successor is SIRIUS 3RH2 | - | 0 | 9
3RH1344-1AM20-Z | X95 | 3RH1344-1AM20-ZX95 | 1 | UN | 1 | 15 | C | D | N | N | 85364900 | 102 | 4011209393691 | 0.327 | KG | 109.08 | 109.08 | CP05 | CP05 | Contactor relay, 4 NO + 4 NC 208 V AC 50/60 Hz Screw terminal size S00 Reusable packaging Pack quantity = 102 units !!! Phased-out product !!! Successor is SIRIUS 3RH2 | - | 0 | 7
3RH1344-1AN20 |  | 3RH1344-1AN20 | 1 | UN | 1 | 15 | C | D | N | N | 85364900 | 1 | 4011209370883 | 0.25 | KG | 103.02 | 103.02 | CP05 | CP05 | Contactor relay, 4 NO + 4 NC 220 V AC 50/60 Hz Screw terminal size S00 !!! Phased-out product !!! Successor is SIRIUS 3RH2 | - | 0 | 7
3RH1344-1AN20-0KA0 |  | 3RH1344-1AN20-0KA0 | 1 | UN | 1 | 15 | C | D | N | N | 85364900 | 1 | 4011209557055 | 0.255 | KG | 102.01 | 102.01 | CP05 | CP05 | Contactor relay, 4 NO + 4 NC, 220 V AC, 50 / 60 Hz, screw terminal, Size S00 2 NO + 2 NC basic unit / EN !!! Phased-out product !!! Successor is SIRIUS 3RH2 | - | 0 | 7
3RH1344-1AN20-Z | X95 | 3RH1344-1AN20-ZX95 | 1 | UN | 1 | 15 | C | D | N | N | 85364900 | 102 | 4011209392175 | 0.237 | KG | 103.02 | 103.02 | CP05 | CP05 | Contactor relay, 4 NO + 4 NC 220 V AC 50/60 Hz Screw terminal size S00 Reusable packaging Pack quantity = 102 units !!! Phased-out product !!! Successor is SIRIUS 3RH2 | - | 0 | 9
3RH1344-1AP00 |  | 3RH1344-1AP00 | 1 | UN | 1 | 15 | C | D | N | N | 85364900 | 1 | 4011209339309 | 0.252 | KG | 89.79 | 89.79 | CP05 | CP05 | Contactor relay, 4 NO + 4 NC 230 V AC 50 / 60 Hz Screw terminal size S00 !!! Phased-out product !!! Successor is SIRIUS 3RH2 | - | 0 | 7
3RH1344-1AP00-0KA0 |  | 3RH1344-1AP00-0KA0 | 1 | UN | 1 | 15 | C | D | N | N | 85364900 | 1 | 4011209558236 | 0.253 | KG | 102.01 | 102.01 | CP05 | CP05 | Contactor relay, 230 V AC, 50 / 60 Hz, screw terminal, Size S00 2 NO + 2 NC basic unit / EN !!! Phased-out product !!! Successor is SIRIUS 3RH2 Preferred successor type is >>3RH2344-1AP00-0KA0<< | - | 0 | 7
3RH1344-1AP00-Z | X95 | 3RH1344-1AP00-ZX95 | 1 | UN | 1 | 15 | C | D | N | N | 85364900 | 102 | 4011209336810 | 0.237 | KG | 103.02 | 103.02 | CP05 | CP05 | Contactor relay, 4 NO + 4 NC 230 V AC 50 / 60 Hz Screw terminal size S00 Reusable packaging Pack quantity = 102 units !!! Phased-out product !!! Successor is SIRIUS 3RH2 | - | 0 | 7
3RH1344-1AQ00-Z | X95 | 3RH1344-1AQ00-ZX95 | 1 | UN | 1 | 15 | C | D | N | N | 85364900 | 102 | 4011209393776 | 0.233 | KG | 109.08 | 109.08 | CP05 | CP05 | Contactor relay, 4 NO + 4 NC 380 V AC 50/60 Hz Screw terminal size S00 Reusable packaging Pack quantity = 102 units !!! Phased-out product !!! Successor is SIRIUS 3RH2 | - | 0 | 9
3RH1344-1AR00-Z | X95 | 3RH1344-1AR00-ZX95 | 1 | UN | 1 | 15 | C | D | N | N | 85364900 | 102 | 4011209393745 | 0.232 | KG | 109.08 | 109.08 | CP05 | CP05 | Contactor relay, 4 NO + 4 NC 415 V AC 50/60 Hz Screw terminal size S00 Reusable packaging Pack quantity = 102 units !!! Phased-out product !!! Successor is SIRIUS 3RH2 | - | 0 | 9
3RH1344-1AU00 |  | 3RH1344-1AU00 | 1 | UN | 1 | 15 | C | D | N | N | 85364900 | 1 | 4011209382381 | 0.252 | KG | 89.79 | 89.79 | CP05 | CP05 | Contactor relay, 4 NO + 4 NC 240 V AC 50 / 60 Hz Screw terminal size S00 !!! Phased-out product !!! Successor is SIRIUS 3RH2 | - | 0 | 7
3RH1344-1AU00-0KA0 |  | 3RH1344-1AU00-0KA0 | 1 | UN | 1 | 15 | C | D | N | N | 85364900 | 1 | 4011209557048 | 0.254 | KG | 102.01 | 102.01 | CP05 | CP05 | Contactor relay, 4 NO + 4 NC, 240 V AC, 50 / 60 Hz, screw terminal, Size S00 2 NO + 2 NC basic unit / EN !!! Phased-out product !!! Successor is SIRIUS 3RH2 | - | 0 | 7
3RH1344-1AU00-Z | W96 | 3RH1344-1AU00-ZW96 | 1 | UN | 1 | 15 | C | D | N | N | 85364900 | 56 | 4011209395138 | 0.252 | KG | 103.02 | 103.02 | CP05 | CP05 | Contactor relay, 4 NO + 4 NC 240 V AC 50 / 60 Hz Screw terminal size S00 Multi-unit packaging Pack quantity = 56 units !!! Phased-out product !!! Successor is SIRIUS 3RH2 | - | 0 | 7
3RH1344-1AU00-Z | X95 | 3RH1344-1AU00-ZX95 | 1 | UN | 1 | 15 | C | D | N | N | 85364900 | 102 | 4011209396142 | 0.232 | KG | 103.02 | 103.02 | CP05 | CP05 | Contactor relay, 4 NO + 4 NC 240 V AC 50 / 60 Hz Screw terminal size S00 Reusable packaging Pack quantity = 102 units !!! Phased-out product !!! Successor is SIRIUS 3RH2 | - | 0 | 7
3RH1344-1BB40 |  | 3RH1344-1BB40 | 1 | UN | 1 | 15 | C | D | N | N | 85364900 | 1 | 4011209340190 | 0.314 | KG | 98.07 | 98.07 | CP05 | CP05 | Contactor relay, 4 NO + 4 NC 24 V DC Screw terminal size S00 !!! Phased-out product !!! Successor is SIRIUS 3RH2 | - | 0 | 7
3RH1344-1BB40-0AA1 |  | 3RH1344-1BB40-0AA1 | 1 | UN | 1 | 5 | B | D | N | N | 85364900 | 1 | 4011209396203 | 0.321 | KG | 136.35 | 136.35 | CP05 | CP05 | Contactor relay, 4 NO + 4 NC, 24 V DC, screw terminal, size S00 with varistor !!! Phased-out product !!! Successor is SIRIUS 3RH2 | - | 0 | 9
3RH1344-1BE40 |  | 3RH1344-1BE40 | 1 | UN | 1 | 15 | C | D | N | N | 85364900 | 1 | 4011209608085 | 0.311 | KG | 119.18 | 119.18 | CP05 | CP05 | Contactor relay, 4 NO + 4 NC 60 V DC, Size S00 Screw terminal !!! Phased-out product !!! Successor is SIRIUS 3RH2 | - | 0 | 7
3RH1344-1BF40 |  | 3RH1344-1BF40 | 1 | UN | 1 | 15 | C | D | N | N | 85364900 | 1 | 4011209339316 | 0.31 | KG | 102.01 | 102.01 | CP05 | CP05 | Contactor relay, 4 NO + 4 NC 110 V DC Screw terminal size S00 !!! Phased-out product !!! Successor is SIRIUS 3RH2 | - | 0 | 7
3RH1344-1BF40-Z | X95 | 3RH1344-1BF40-ZX95 | 1 | UN | 1 | 15 | C | D | N | N | 85364900 | 102 | 4011209336865 | 0.289 | KG | 112.11 | 112.11 | CP05 | CP05 | Contactor relay, 4 NO + 4 NC 110 V DC Screw terminal size S00 Reusable packaging Pack quantity = 102 units !!! Phased-out product !!! Successor is SIRIUS 3RH2 | - | 0 | 7
3RH1344-1BG40 |  | 3RH1344-1BG40 | 1 | UN | 1 | 15 | C | D | N | N | 85364900 | 1 | 4011209380332 | 0.306 | KG | 104.03 | 104.03 | CP05 | CP05 | Contactor relay, 4 NO + 4 NC 125 V DC Screw terminal size S00 !!! Phased-out product !!! Successor is SIRIUS 3RH2 Preferred successor type is >>3RH2344-1BG40<< | - | 0 | 7
3RH1344-1BM40 |  | 3RH1344-1BM40 | 1 | UN | 1 | 15 | C | D | N | N | 85364900 | 1 | 4011209339323 | 0.308 | KG | 112.11 | 112.11 | CP05 | CP05 | Contactor relay, 4 NO + 4 NC 220 V DC Screw terminal size S00 !!! Phased-out product !!! Successor is SIRIUS 3RH2 | - | 0 | 9
3RH1344-1BM40-Z | X95 | 3RH1344-1BM40-ZX95 | 1 | UN | 1 | 15 | C | D | N | N | 85364900 | 102 | 4011209336919 | 0.289 | KG | 112.11 | 112.11 | CP05 | CP05 | Contactor relay, 4 NO + 4 NC 220 V DC Screw terminal size S00 Reusable packaging Pack quantity = 102 units !!! Phased-out product !!! Successor is SIRIUS 3RH2 | - | 0 | 7
3RH1344-1BW40 |  | 3RH1344-1BW40 | 1 | UN | 1 | 15 | C | D | N | N | 85364900 | 1 | 4011209370876 | 0.31 | KG | 102.01 | 102.01 | CP05 | CP05 | Contactor relay, 4 NO + 4 NC 48 V DC Screw terminal size S00 !!! Phased-out product !!! Successor is SIRIUS 3RH2 | - | 0 | 7
3RH1344-1CB00-0KA0 |  | 3RH1344-1CB00-0KA0 | 1 | UN | 1 | 5 | B | D | N | N | 85364900 | 1 | 4011209385122 | 0.259 | KG | 121.2 | 121.2 | CP05 | CP05 | Contactor relay, 4 NO + 4 NC, 24 V AC, 50 / 60 Hz, screw terminal, Size S00 Plugged-on varistor !!! Phased-out product !!! Successor is SIRIUS 3RH2 | - | 0 | 9
3RH1344-1CF00 |  | 3RH1344-1CF00 | 1 | UN | 1 | 15 | C | D | N | N | 85364900 | 1 | 4011209780064 | 0.259 | KG | 128.27 | 128.27 | CP05 | CP05 | Contactor relay with auxiliary switch 110 V AC 50 Hz Screw terminal size S00 4 NC basic unit / EN Varistor plugged on !!! Phased-out product !!! Successor is SIRIUS 3RH2 Preferred successor type is >>3RH2344-1CF00<< | - | 0 | 9
3RH1344-1CF00-0KA0 |  | 3RH1344-1CF00-0KA0 | 1 | UN | 1 | 15 | C | D | N | N | 85364900 | 1 | 4011209780323 | 0.258 | KG | 126.25 | 126.25 | CP05 | CP05 | Contactor relay, 4 NO + 4 NC 110 V AC 50 Hz Screw terminal size S00 2 NO + 2 NC basic unit / EN Varistor plugged on !!! Phased-out product !!! Successor is SIRIUS 3RH2 Preferred successor type is >>3RH2344-1CF00-0KA0<< | - | 0 | 9
3RH1344-1CG60-0KA0 |  | 3RH1344-1CG60-0KA0 | 1 | UN | 1 | 5 | B | D | N | N | 85364900 | 1 | 4011209780385 | 0.257 | KG | 126.25 | 126.25 | CP05 | CP05 | Contactor relay, 4 NO + 4 NC, 100 V AC, 50/60 Hz screw terminal, Size S00 2 NO + 2 NC basic unit / EN Varistor plugged on !!! Phased-out product !!! Successor is SIRIUS 3RH2 Preferred successor type is >>3RH2344-1CG60-0KA0<< | - | 0 | 9
3RH1344-1CH00 |  | 3RH1344-1CH00 | 1 | UN | 1 | 5 | B | D | N | N | 85364900 | 1 | 4011209780057 | 0.256 | KG | 128.27 | 128.27 | CP05 | CP05 | Contactor relay with auxiliary switch 48 V AC, 50/60 Hz screw terminal, Size S00 4 NC basic unit / EN Varistor plugged on !!! Phased-out product !!! Successor is SIRIUS 3RH2 Preferred successor type is >>3RH2344-1CH00<< | - | 0 | 9
3RH1344-1CH00-0KA0 |  | 3RH1344-1CH00-0KA0 | 1 | UN | 1 | 5 | B | D | N | N | 85364900 | 1 | 4011209780316 | 0.254 | KG | 126.25 | 126.25 | CP05 | CP05 | Contactor relay, 4 NO + 4 NC, 48 V AC, 50 Hz, screw terminal, Size S00 2 NO + 2 NC basic unit / EN Varistor plugged on !!! Phased-out product !!! Successor is SIRIUS 3RH2 Preferred successor type is >>3RH2344-1CH00-0KA0<< | - | 0 | 9
3RH1344-1CK20 |  | 3RH1344-1CK20 | 1 | UN | 1 | 15 | C | D | N | N | 85364900 | 1 | 4011209780125 | 0.256 | KG | 126.25 | 126.25 | CP05 | CP05 | Contactor relay, 4 NO + 4 NC 120 V AC 50 / 60 Hz Screw terminal size S00 2 NO + 2 NC basic unit / EN Varistor plugged on !!! Phased-out product !!! Successor is SIRIUS 3RH2 Preferred successor type is >>3RH2344-1CK20<< | - | 0 | 9
3RH1344-1CK20-0KA0 |  | 3RH1344-1CK20-0KA0 | 1 | UN | 1 | 20 | D | D | N | N | 85364900 | 1 | 4011209780330 | 0.256 | KG | 115.14 | 115.14 | CP05 | CP05 | Contactor relay, 4 NO + 4 NC 120 V AC 50 / 60 Hz Screw terminal size S00 2 NO + 2 NC basic unit / EN Varistor plugged on !!! Phased-out product !!! Successor is SIRIUS 3RH2 Preferred successor type is >>3RH2344-1CK20-0KA0<< | - | 0 | 9
3RH1344-1CL00 |  | 3RH1344-1CL00 | 1 | UN | 1 | 5 | B | D | N | N | 85364900 | 1 | 4011209780071 | 0.259 | KG | 126.25 | 126.25 | CP05 | CP05 | Contactor relay with auxiliary switch 125 ... 127 V AC, 50 / 60 Hz, screw terminal, Size S00 4 NC basic unit / EN Varistor plugged on !!! Phased-out product !!! Successor is SIRIUS 3RH2 Preferred successor type is >>3RH2344-1CL00<< | - | 0 | 9
3RH1344-1CL00-0KA0 |  | 3RH1344-1CL00-0KA0 | 1 | UN | 1 | 15 | C | D | N | N | 85364900 | 1 | 4011209780347 | 0.264 | KG | 126.25 | 126.25 | CP05 | CP05 | Contactor relay, 4 NO + 4 NC 125...127 V AC 50 / 60 Hz Screw terminal size S00 2 NO + 2 NC basic unit / EN Varistor plugged on !!! Phased-out product !!! Successor is SIRIUS 3RH2 Preferred successor type is >>3RH2344-1CL00-0KA0<< | - | 0 | 9
3RH1344-1CM20 |  | 3RH1344-1CM20 | 1 | UN | 1 | 15 | C | D | N | N | 85364900 | 1 | 4011209780088 | 0.259 | KG | 126.25 | 126.25 | CP05 | CP05 | Contactor relay with auxiliary switch 198 V AC 50 Hz, 208 V, 60 Hz screw terminal, Size S00 4 NC basic unit / EN Varistor plugged on !!! Phased-out product !!! Successor is SIRIUS 3RH2 Preferred successor type is >>3RH2344-1CM20<< | - | 0 | 7
3RH1344-1CM20-0KA0 |  | 3RH1344-1CM20-0KA0 | 1 | UN | 1 | 15 | C | D | N | N | 85364900 | 1 | 4011209780354 | 0.258 | KG | 126.25 | 126.25 | CP05 | CP05 | Contactor relay, 4 NO + 4 NC 208 V AC 50/60 Hz Screw terminal size S00 2 NO + 2 NC basic unit / EN Varistor plugged on !!! Phased-out product !!! Successor is SIRIUS 3RH2 Preferred successor type is >>3RH2344-1CM20-0KA0<< | - | 0 | 9
3RH1344-1CN20 |  | 3RH1344-1CN20 | 1 | UN | 1 | 15 | C | D | N | N | 85364900 | 1 | 4011209780095 | 0.253 | KG | 128.27 | 128.27 | CP05 | CP05 | Contactor relay 4 NC 220 V AC, 50 / 60 Hz, screw terminal, Size S00 4 NO + 4 NC / EN50011, Varistor plugged on !!! Phased-out product !!! Successor is SIRIUS 3RH2 Preferred successor type is >>3RH2344-1CN20<< | - | 0 | 7
3RH1344-1CN20-0KA0 |  | 3RH1344-1CN20-0KA0 | 1 | UN | 1 | 20 | D | D | N | N | 85364900 | 1 | 4011209780361 | 0.251 | KG | 115.14 | 115.14 | CP05 | CP05 | Contactor relay, 4 NO + 4 NC 220 V AC 50/60 Hz Screw terminal size S00 2 NO + 2 NC basic unit Varistor plugged on EN 50005 !!! Phased-out product !!! Successor is SIRIUS 3RH2 Preferred successor type is >>3RH2344-1CN20-0KA0<< | - | 0 | 9
3RH1344-1CP00 |  | 3RH1344-1CP00 | 1 | UN | 1 | 15 | C | D | N | N | 85364900 | 1 | 4011209780101 | 0.26 | KG | 127.26 | 127.26 | CP05 | CP05 | Contactor relay with auxiliary switch 230 V AC, 50 / 60 Hz, screw terminal, Size S00 4 NC basic unit / EN Varistor plugged on !!! Phased-out product !!! Successor is SIRIUS 3RH2 Preferred successor type is >>3RH2344-1CP00<< | - | 0 | 7
3RH1344-1CP00-0KA0 |  | 3RH1344-1CP00-0KA0 | 1 | UN | 1 | 15 | C | D | N | N | 85364900 | 1 | 4011209385177 | 0.254 | KG | 115.14 | 115.14 | CP05 | CP05 | Contactor relay, 4 NO + 4 NC 230 V AC 50 / 60 Hz Screw terminal size S00 2 NO + 2 NC basic unit / EN Varistor plugged on !!! Phased-out product !!! Successor is SIRIUS 3RH2 Preferred successor type is >>3RH2344-1CP00-0KA0<< | - | 0 | 9
3RH1344-1CU00 |  | 3RH1344-1CU00 | 1 | UN | 1 | 15 | C | D | N | N | 85364900 | 1 | 4011209780118 | 0.259 | KG | 128.27 | 128.27 | CP05 | CP05 | Contactor relay with auxiliary switch 240 V AC, 50 / 60 Hz, screw terminal, Size S00 4 NC basic unit / EN Varistor plugged on !!! Phased-out product !!! Successor is SIRIUS 3RH2 Preferred successor type is >>3RH2344-1CU00<< | - | 0 | 7
3RH1344-1CU00-0KA0 |  | 3RH1344-1CU00-0KA0 | 1 | UN | 1 | 20 | D | D | N | N | 85364900 | 1 | 4011209780378 | 0.261 | KG | 115.14 | 115.14 | CP05 | CP05 | Contactor relay, 4 NO + 4 NC 240 V AC 50 / 60 Hz Screw terminal size S00 2 NO + 2 NC basic unit / EN Varistor plugged on !!! Phased-out product !!! Successor is SIRIUS 3RH2 Preferred successor type is >>3RH2344-1CU00-0KA0<< | - | 0 | 9
3RH1344-1DB40-0KA0 |  | 3RH1344-1DB40-0KA0 | 1 | UN | 1 | 15 | C | D | N | N | 85364900 | 1 | 4011209385184 | 0.316 | KG | 130.29 | 130.29 | CP05 | CP05 | Contactor relay, 4 NO + 4 NC, 24 V DC, screw terminal, Size S00, plugged-on varistor !!! Phased-out product !!! Successor is SIRIUS 3RH2 Preferred successor type is >>3RH2344-1DB40-0KA0<< | - | 0 | 7
3RH1344-1DE40-0KA0 |  | 3RH1344-1DE40-0KA0 | 1 | UN | 1 | 15 | C | D | N | N | 85364900 | 1 | 4011209557123 | 0.318 | KG | 130.29 | 130.29 | CP05 | CP05 | Contactor relay, 4 NO + 4 NC 60 V DC Screw terminal size S00 Plugged-on varistor 2 NO + 2 NC basic unit / EN 50005 !!! Phased-out product !!! Successor is SIRIUS 3RH2 Preferred successor type is >>3RH2344-1DE40-0KA0<< | - | 0 | 7
3RH1344-1DF40-0KA0 |  | 3RH1344-1DF40-0KA0 | 1 | UN | 1 | 20 | D | D | N | N | 85364900 | 1 | 4011209557130 | 0.317 | KG | 119.18 | 119.18 | CP05 | CP05 | Contactor relay, 4 NO + 4 NC 110 V DC Screw terminal size S00 Plugged-on varistor 2 NO + 2 NC basic unit / EN 50005 !!! Phased-out product !!! Successor is SIRIUS 3RH2 Preferred successor type is >>3RH2344-1DF40-0KA0<< | - | 0 | 9
3RH1344-1DG40-0KA0 |  | 3RH1344-1DG40-0KA0 | 1 | UN | 1 | 15 | C | D | N | N | 85364900 | 1 | 4011209557147 | 0.315 | KG | 119.18 | 119.18 | CP05 | CP05 | Contactor relay, 4 NO + 4 NC 125 V DC Screw terminal size S00 Plugged-on varistor 2 NO + 2 NC basic unit / EN 50005 !!! Phased-out product !!! Successor is SIRIUS 3RH2 Preferred successor type is >>3RH2344-1DG40-0KA0<< | - | 0 | 9
3RH1344-1DM40-0KA0 |  | 3RH1344-1DM40-0KA0 | 1 | UN | 1 | 15 | C | D | N | N | 85364900 | 1 | 4011209557154 | 0.315 | KG | 119.18 | 119.18 | CP05 | CP05 | Contactor relay, 4 NO + 4 NC 220 V DC Screw terminal size S00 Plugged-on varistor 2 NO + 2 NC basic unit / EN 50005 !!! Phased-out product !!! Successor is SIRIUS 3RH2 Preferred successor type is >>3RH2344-1DM40-0KA0<< | - | 0 | 9
3RH1344-1DW40-0KA0 |  | 3RH1344-1DW40-0KA0 | 1 | UN | 1 | 15 | C | D | N | N | 85364900 | 1 | 4011209557161 | 0.317 | KG | 130.29 | 130.29 | CP05 | CP05 | Contactor relay, 4 NO + 4 NC 48 V DC Screw terminal size S00 Plugged-on varistor 2 NO + 2 NC basic unit / EN 50005 !!! Phased-out product !!! Successor is SIRIUS 3RH2 Preferred successor type is >>3RH2344-1DW40-0KA0<< | - | 0 | 9
3RH1344-1GP00-0KA0-Z | X95 | 3RH1344-1GP00-0KA0-ZX95 | 1 | UN | 1 | 15 | C | D | N | N | 85364900 | 102 | 4011209425095 | 0.291 | KG | 187.86 | 187.86 | CP05 | CP05 | Contactor relay, 4 NO + 4 NC 230 V AC 50 / 60 Hz Screw terminal size S00 With full-wave rectifier Reusable packaging Pack quantity = 102 units !!! Phased-out product !!! Successor is SIRIUS 3RH2 | - | 0 | 9
3RH1344-1TP00-0KV0 |  | 3RH1344-1TP00-0KV0 | 1 | UN | 1 | 15 | C | D | N | N | 85364900 | 1 | 4011209504950 | 0.252 | KG | 124.23 | 124.23 | CP05 | CP05 | Contactor relay, 4 NO + 4 NC 230 V AC 50 / 60 Hz Screw terminal size S00 With integrated varistor !!! Phased-out product !!! Successor is SIRIUS 3RH2 | - | 0 | 7
3RH1344-1UB40-0KV0 |  | 3RH1344-1UB40-0KV0 | 1 | UN | 1 | 15 | C | D | N | N | 85364900 | 1 | 4011209504998 | 0.312 | KG | 134.33 | 134.33 | CP05 | CP05 | Contactor relay, 8-pole 4 NO+ 4 NC 24 V DC integrated varistor Size S00 Screw terminal Special package label VW equipment regulation !!! Phased-out product !!! Successor is SIRIUS 3RH2 | - | 0 | 7
3RH1344-1UM40-0KV0 |  | 3RH1344-1UM40-0KV0 | 1 | UN | 1 | 15 | C | D | N | N | 85364900 | 1 | 4011209542600 | 0.31 | KG | 137.36 | 137.36 | CP05 | CP05 | Contactor relay, 8-pole, 4 NO + 4 NC 220 V DC integrated varistor Screw terminal size S00 Special package label according to VW equipment regulation !!! Phased-out product !!! Successor is SIRIUS 3RH2 | - | 0 | 7
3RH1344-2AF00 |  | 3RH1344-2AF00 | 1 | UN | 1 | 15 | C | D | N | N | 85364900 | 1 | 4011209393783 | 0.255 | KG | 91.41 | 91.41 | CP05 | CP05 | Contactor relay, 4 NO + 4 NC 110 V AC 50 / 60 Hz Spring-type terminal Size S00 !!! Phased-out product !!! Successor is SIRIUS 3RH2 Preferred successor type is >>3RH2344-2AF00<< | - | 0 | 7
3RH1344-2AF00-Z | N88 | 3RH1344-2AF00-ZN88 | 1 | UN | 1 | 15 | C | D | N | N | 85364900 | 1 |  | 0.24 | KG | 105.04 | 105.04 | CP05 | CP05 | Contactor relay, 4 NO + 4 NC 110 V AC 50 / 60 Hz Spring-type terminal Size S00 New product version !!! Phased-out product !!! Successor is SIRIUS 3RH2 | - | 0 | 9
3RH1344-2AF00-Z | W95 | 3RH1344-2AF00-ZW95 | 1 | UN | 1 | 15 | C | D | N | N | 85364900 | 102 | 4011209577374 | 0.24 | KG | 105.04 | 105.04 | CP05 | CP05 | Contactor relay, 4 NO + 4 NC 110 V AC 50 / 60 Hz Spring-type terminal Size S00 Multi-unit packaging Pack quantity = 102 units !!! Phased-out product !!! Successor is SIRIUS 3RH2 | - | 0 | 9
3RH1344-2AF00-Z | X95 | 3RH1344-2AF00-ZX95 | 1 | UN | 1 | 20 | D | D | N | N | 85364900 | 102 | 4011209545908 | 0.29 | KG | 91.41 | 91.41 | CP05 | CP05 | Contactor relay, 4 NO + 4 NC 110 V AC 50 / 60 Hz Spring-type terminal Size S00 Reusable packaging Pack quantity = 102 units !!! Phased-out product !!! Successor is SIRIUS 3RH2 | - | 0 | 9
3RH1344-2AG10 |  | 3RH1344-2AG10 | 1 | UN | 1 | 15 | C | D | N | N | 85364900 | 1 | 4011209551152 | 0.254 | KG | 96.25 | 96.25 | CP05 | CP05 | Contactor relay, 4 NO + 4 NC 110 V AC 50 / 60 Hz Spring-type terminal Size S00 !!! Phased-out product !!! Successor is SIRIUS 3RH2 | - | 0 | 7
3RH1344-2AP00-0KA0 |  | 3RH1344-2AP00-0KA0 | 1 | UN | 1 | 15 | C | D | N | N | 85364900 | 1 | 4011209545847 | 0.254 | KG | 90.29 | 90.29 | CP05 | CP05 | Contactor relay, 230 V AC 50 / 60 Hz Spring-type terminal Size S00 2 NO + 2 NC basic unit EN 50005 !!! Phased-out product !!! Successor is SIRIUS 3RH2 Preferred successor type is >>3RH2344-2AP00-0KA0<< | - | 0 | 9
3RH1344-2BB40 |  | 3RH1344-2BB40 | 1 | UN | 1 | 15 | C | D | N | N | 85364900 | 1 | 4011209546035 | 0.315 | KG | 99.59 | 99.59 | CP05 | CP05 | Contactor relay, 4 NO + 4 NC 24 V DC Spring-type terminal Size S00 !!! Phased-out product !!! Successor is SIRIUS 3RH2 Preferred successor type is >>3RH2344-2BB40<< | - | 0 | 7
3RH1344-2BB40-Z | W95 | 3RH1344-2BB40-ZW95 | 1 | UN | 1 | 20 | D | D | N | N | 85364900 | 102 | 4011209581685 | 0.294 | KG | 99.59 | 99.59 | CP05 | CP05 | Contactor relay, 4 NO + 4 NC 24 V DC Spring-type terminal Size S00 Multi-unit packaging Pack quantity = 102 units !!! Phased-out product !!! Successor is SIRIUS 3RH2 | - | 0 | 7
3RH1344-2BB40-Z | X95 | 3RH1344-2BB40-ZX95 | 1 | UN | 1 | 20 | D | D | N | N | 85364900 | 102 | 4011209550940 | 0.302 | KG | 99.59 | 99.59 | CP05 | CP05 | Contactor relay, 4 NO + 4 NC 24 V DC Spring-type terminal Size S00 Reusable packaging Pack quantity = 102 units !!! Phased-out product !!! Successor is SIRIUS 3RH2 | - | 0 | 9
3RH1344-2BC40 |  | 3RH1344-2BC40 | 1 | UN | 1 | 15 | C | D | N | N | 85364900 | 1 | 4011209546042 | 0.31 | KG | 106.05 | 106.05 | CP05 | CP05 | Contactor relay, 4 NO + 4 NC 30 V DC Spring-type terminal Size S00 !!! Phased-out product !!! Successor is SIRIUS 3RH2 | - | 0 | 7
3RH1344-2BK80 |  | 3RH1344-2BK80 | 1 | UN | 1 | 15 | C | D | N | N | 85364900 | 1 | 4011209682641 | 0.311 | KG | 121.2 | 121.2 | CP05 | CP05 | Contactor relay, 4 NO + 4 NC, 52 V DC, Spring-type terminal, Size S00 !!! Phased-out product !!! Successor is SIRIUS 3RH2 | - | 0 | 7
3RH1344-2BW40 |  | 3RH1344-2BW40 | 1 | UN | 1 | 15 | C | D | N | N | 85364900 | 1 | 4011209552913 | 0.446 | KG | 99.59 | 99.59 | CP05 | CP05 | Contactor relay, 4 NO + 4 NC 48 V DC Spring-type terminal Size S00 !!! Phased-out product !!! Successor is SIRIUS 3RH2 | - | 0 | 7
3RH1344-2CB00-0KA0 |  | 3RH1344-2CB00-0KA0 | 1 | UN | 1 | 15 | C | D | N | N | 85364900 | 1 | 4011209533745 | 0.252 | KG | 114.13 | 114.13 | CP05 | CP05 | Contactor relay, 24 V AC 50 Hz Spring-type terminal Size S00 With varistor plugged on 2 NO + 2 NC basic unit !!! Phased-out product !!! Successor is SIRIUS 3RH2 | - | 0 | 9
3RH1344-2CB00-0KA0-Z | W95 | 3RH1344-2CB00-0KA0-ZW95 | 1 | UN | 1 | 15 | C | D | N | N | 85364900 | 102 | 4011209533653 | 0.252 | KG | 124.23 | 124.23 | CP05 | CP05 | Contactor relay, 24 V AC 50 Hz Spring-type terminal Size S00 With varistor plugged on 2 NO + 2 NC basic unit Multi-unit packaging Pack quantity = 102 units !!! Phased-out product !!! Successor is SIRIUS 3RH2 | - | 0 | 9
3RH1344-2CB00-0KA0-Z | W97 | 3RH1344-2CB00-0KA0-ZW97 | 1 | UN | 1 | 15 | C | D | N | N | 85364900 | 27 | 4011209533622 | 0.252 | KG | 124.23 | 124.23 | CP05 | CP05 | Contactor relay, 24 V AC 50 Hz Spring-type terminal Size S00 With varistor plugged on 2 NO + 2 NC basic unit Multi-unit packaging Pack quantity = 27 units !!! Phased-out product !!! Successor is SIRIUS 3RH2 | - | 0 | 9
3RH1344-2CB00-0KA0-Z | X95 | 3RH1344-2CB00-0KA0-ZX95 | 1 | UN | 1 | 15 | C | D | N | N | 85364900 | 102 | 4011209533691 | 0.248 | KG | 124.23 | 124.23 | CP05 | CP05 | Contactor relay, 24 V AC 50 Hz Spring-type terminal Size S00 With varistor plugged on 2 NO + 2 NC basic unit Reusable packaging Pack quantity = 102 units !!! Phased-out product !!! Successor is SIRIUS 3RH2 | - | 0 | 9
3RH1344-2CP00-0KA0 |  | 3RH1344-2CP00-0KA0 | 1 | UN | 1 | 15 | C | D | N | N | 85364900 | 1 | 4011209533868 | 0.26 | KG | 124.23 | 124.23 | CP05 | CP05 | Contactor relay, 4 NO + 4 NC (50005) 230 V AC 50 Hz Spring-type terminal Size S00 With varistor plugged on Basic unit 2 NO + 2 NC !!! Phased-out product !!! Successor is SIRIUS 3RH2 | - | 0 | 9
3RH1344-2CP00-0KA0-Z | W97 | 3RH1344-2CP00-0KA0-ZW97 | 1 | UN | 1 | 15 | C | D | N | N | 85364900 | 27 |  | 0.24 | KG | 124.23 | 124.23 | CP05 | CP05 | Contactor relay, 4 NO + 4 NC (50005) 230 V AC 50 Hz Spring-type terminal Size S00 With varistor plugged on Basic unit 2 NO + 2 NC Multi-unit packaging Pack quantity = 27 units !!! Phased-out product !!! Successor is SIRIUS 3RH2 | - | 0 | 9
3RH1344-2CP00-0KA0-Z | X95 | 3RH1344-2CP00-0KA0-ZX95 | 1 | UN | 1 | 15 | C | D | N | N | 85364900 | 102 | 4011209533813 | 0.24 | KG | 124.23 | 124.23 | CP05 | CP05 | Contactor relay, 4 NO + 4 NC (50005) 230 V AC 50 Hz Spring-type terminal Size S00 With varistor plugged on Basic unit 2 NO + 2 NC Reusable packaging Pack quantity = 102 units !!! Phased-out product !!! Successor is SIRIUS 3RH2 | - | 0 | 9
3RH1344-2DB40-0KA0 |  | 3RH1344-2DB40-0KA0 | 1 | UN | 1 | 15 | C | D | N | N | 85364900 | 1 | 4011209533844 | 0.317 | KG | 123.22 | 123.22 | CP05 | CP05 | Contactor relay 24 V AC 50 Hz Spring-type terminal Size S00 With varistor plugged on 2 NO + S NC basic unit !!! Phased-out product !!! Successor is SIRIUS 3RH2 | - | 0 | 9
3RH1344-2DB40-0KA0-Z | W95 | 3RH1344-2DB40-0KA0-ZW95 | 1 | UN | 1 | 15 | C | D | N | N | 85364900 | 102 | 4011209533660 | 0.252 | KG | 134.33 | 134.33 | CP05 | CP05 | Contactor relay 24 V AC 50 Hz Spring-type terminal Size S00 With varistor plugged on 2 NO + S NC basic unit Multi-unit packaging Pack quantity = 102 units !!! Phased-out product !!! Successor is SIRIUS 3RH2 | - | 0 | 9
3RH1344-2DB40-0KA0-Z | W97 | 3RH1344-2DB40-0KA0-ZW97 | 1 | UN | 1 | 15 | C | D | N | N | 85364900 | 27 | 4011209533608 | 0.252 | KG | 134.33 | 134.33 | CP05 | CP05 | Contactor relay 24 V AC 50 Hz Spring-type terminal Size S00 With varistor plugged on 2 NO + S NC basic unit Multi-unit packaging Pack quantity = 27 units !!! Phased-out product !!! Successor is SIRIUS 3RH2 | - | 0 | 9
3RH1344-2DB40-0KA0-Z | X95 | 3RH1344-2DB40-0KA0-ZX95 | 1 | UN | 1 | 15 | C | D | N | N | 85364900 | 102 | 4011209533707 | 0.326 | KG | 134.33 | 134.33 | CP05 | CP05 | Contactor relay, 24 V AC, 50 Hz Spring-type terminal, Size S00 With varistor, plugged on 2 NO + S NC basic unit Reusable packaging = 102 units !!! Phased-out product !!! Successor is SIRIUS 3RH2 | - | 0 | 9
3RH1344-2GG20 |  | 3RH1344-2GG20 | 1 | UN | 1 | 5 | B | D | N | N | 85364900 | 1 |  | 0.31 | KG | 157.56 | 157.56 | CP05 | CP05 | Contactor relay, 4 NO + 4 NC, 110 V AC, 50/60 Hz Spring-type terminal, Size S00 With full-wave rectifier !!! Phased-out product !!! Successor is SIRIUS 3RH2 | - | 0 | 9
3RH1344-2NB40-0KS1 |  | 3RH1344-2NB40-0KS1 | 1 | UN | 1 | 15 | C | D | N | N | 85364900 | 1 | 4011209409668 | 0.319 | KG | 124.23 | 124.23 | CP05 | CP05 | Contactor relay, 4 NO + 4 NC 24 V DC Spring-type terminal Size S00 with diode (plugged on) With auxiliary switch 3RH19112FA22 Schindler !!! Phased-out product !!! Successor is SIRIUS 3RH2 | - | 0 | 9
3RH1351-2GG20-0KT2 |  | 3RH1351-2GG20-0KT2 | 1 | UN | 1 | 5 | B | D | N | N | 85364900 | 1 | 4011209566958 | 0.31 | KG | 136.35 | 136.35 | CP05 | CP05 | Contactor relay, 5 NO + 1 NC, 110 V AC, 50/60 Hz Spring-type terminal, Size S00 With full-wave rectifier (integrated), Otis !!! Phased-out product !!! Successor is SIRIUS 3RH2 | - | 0 | 9
3RH1351-2NB40-0KS4 |  | 3RH1351-2NB40-0KS4 | 1 | UN | 1 | 15 | C | D | N | N | 85364900 | 1 | 4011209520950 | 0.275 | KG | 157.56 | 157.56 | CP05 | CP05 | Contactor relay, 3 NO + 1 NC 24 V DC Spring-type terminal Size S00 with diode (plugged on) Auxiliary switch block: 2 NO solid-state Schindler !!! Phased-out product !!! Successor is SIRIUS 3RH2 | - | 0 | 9
3RH1353-1AF00 |  | 3RH1353-1AF00 | 1 | UN | 1 | 15 | C | D | N | N | 85364900 | 1 | 4011209340213 | 0.243 | KG | 103.02 | 103.02 | CP05 | CP05 | Contactor relay, 5 NO + 3 NC 110 V AC 50 Hz Screw terminal size S00 !!! Phased-out product !!! Successor is SIRIUS 3RH2 | - | 0 | 7
3RH1353-1AF00-0KA0 |  | 3RH1353-1AF00-0KA0 | 1 | UN | 1 | 15 | C | D | N | N | 85364900 | 1 | 4011209742246 | 0.252 | KG | 102.01 | 102.01 | CP05 | CP05 | Contactor relay, 5 NO + 3 NC, 110 V AC, 50 Hz, screw terminal, Size S00 2 NO + 2 NC basic unit / EN !!! Phased-out product !!! Successor is SIRIUS 3RH2 | - | 0 | 7
3RH1353-1AH00-0KA0 |  | 3RH1353-1AH00-0KA0 | 1 | UN | 1 | 5 | B | D | N | N | 85364900 | 1 |  | 0.251 | KG | 102.01 | 102.01 | CP05 | CP05 | Contactor relay, 5 NO + 3 NC, 48 V AC, 50 Hz, screw terminal, Size S00 2 NO + 2 NC basic unit / EN !!! Phased-out product !!! Successor is SIRIUS 3RH2 | - | 0 | 9
3RH1353-1AK20-0KA0 |  | 3RH1353-1AK20-0KA0 | 1 | UN | 1 | 5 | B | D | N | N | 85364900 | 1 | 4011209742253 | 0.251 | KG | 102.01 | 102.01 | CP05 | CP05 | Contactor relay, 5 NO + 3 NC, 120 V AC, 50 / 60 Hz, screw terminal, Size S00 2 NO + 2 NC basic unit / EN !!! Phased-out product !!! Successor is SIRIUS 3RH2 | - | 0 | 9
3RH1353-1AL00-0KA0 |  | 3RH1353-1AL00-0KA0 | 1 | UN | 1 | 5 | B | D | N | N | 85364900 | 1 | 4011209742260 | 0.251 | KG | 102.01 | 102.01 | CP05 | CP05 | Contactor relay, 5 NO + 3 NC, 125 ... 127 V AC, 50 / 60 Hz, screw terminal, Size S00 2 NO + 2 NC basic unit / EN !!! Phased-out product !!! Successor is SIRIUS 3RH2 | - | 0 | 9
3RH1353-1AM20-0KA0 |  | 3RH1353-1AM20-0KA0 | 1 | UN | 1 | 5 | B | D | N | N | 85364900 | 1 | 4011209742291 | 0.251 | KG | 102.01 | 102.01 | CP05 | CP05 | Contactor relay, 5 NO + 3 NC, 208 V AC, 50 / 60 Hz, screw terminal, Size S00 2 NO + 2 NC basic unit / EN !!! Phased-out product !!! Successor is SIRIUS 3RH2 | - | 0 | 9
3RH1353-1AN20-0KA0 |  | 3RH1353-1AN20-0KA0 | 1 | UN | 1 | 5 | B | D | N | N | 85364900 | 1 | 4011209742048 | 0.25 | KG | 102.01 | 102.01 | CP05 | CP05 | Contactor relay, 5 NO + 3 NC, 220 V AC, 50 / 60 Hz, screw terminal, Size S00 2 NO + 2 NC basic unit / EN !!! Phased-out product !!! Successor is SIRIUS 3RH2 | - | 0 | 9
3RH1353-1AP00-0KA0 |  | 3RH1353-1AP00-0KA0 | 1 | UN | 1 | 15 | C | D | N | N | 85364900 | 1 | 4011209742284 | 0.267 | KG | 102.01 | 102.01 | CP05 | CP05 | Contactor relay, 5 NO + 3 NC 230 V AC 50 / 60 Hz Screw terminal size S00 2 NO + 2 NC basic unit / EN 50005 !!! Phased-out product !!! Successor is SIRIUS 3RH2 | - | 0 | 7
3RH1353-1AU00-0KA0 |  | 3RH1353-1AU00-0KA0 | 1 | UN | 1 | 5 | B | D | N | N | 85364900 | 1 | 4011209742277 | 0.254 | KG | 102.01 | 102.01 | CP05 | CP05 | Contactor relay, 5 NO + 3 NC, 240 V AC, 50 / 60 Hz, screw terminal, Size S00 2 NO + 2 NC basic unit / EN !!! Phased-out product !!! Successor is SIRIUS 3RH2 | - | 0 | 9
3RH1353-1CF00-0KA0 |  | 3RH1353-1CF00-0KA0 | 1 | UN | 1 | 15 | C | D | N | N | 85364900 | 1 | 4011209780392 | 0.259 | KG | 115.14 | 115.14 | CP05 | CP05 | Contactor relay, 5 NO + 3 NC 110 V AC 50 Hz Screw terminal size S00 2 NO + 2 NC basic unit / EN Varistor plugged on !!! Phased-out product !!! Successor is SIRIUS 3RH2 Preferred successor type is >>3RH2353-1CF00-0KA0<< | - | 0 | 9
3RH1353-1CG60-0KA0 |  | 3RH1353-1CG60-0KA0 | 1 | UN | 1 | 15 | C | D | N | N | 85364900 | 1 | 4011209780484 | 0.267 | KG | 126.25 | 126.25 | CP05 | CP05 | Contactor relay, 5 NO + 3 NC, 100 V AC, 50/60 Hz screw terminal, Size S00 2 NO + 2 NC basic unit / EN Varistor plugged on !!! Phased-out product !!! Successor is SIRIUS 3RH2 Preferred successor type is >>3RH2353-1CG60-0KA0<< | - | 0 | 7
3RH1353-1CH00-0KA0 |  | 3RH1353-1CH00-0KA0 | 1 | UN | 1 | 5 | B | D | N | N | 85364900 | 1 | 4011209780460 | 0.254 | KG | 126.25 | 126.25 | CP05 | CP05 | Contactor relay, 5 NO + 3 NC, 48 V AC, 50 Hz, screw terminal, Size S00 2 NO + 2 NC basic unit / EN Varistor plugged on !!! Phased-out product !!! Successor is SIRIUS 3RH2 Preferred successor type is >>3RH2353-1CH00-0KA0<< | - | 0 | 9
3RH1353-1CK20-0KA0 |  | 3RH1353-1CK20-0KA0 | 1 | UN | 1 | 20 | D | D | N | N | 85364900 | 1 | 4011209780408 | 0.259 | KG | 115.14 | 115.14 | CP05 | CP05 | Contactor relay, 5 NO + 3 NC 120 V AC 50 / 60 Hz Screw terminal size S00 2 NO + 2 NC basic unit / EN Varistor plugged on !!! Phased-out product !!! Successor is SIRIUS 3RH2 Preferred successor type is >>3RH2353-1CK20-0KA0<< | - | 0 | 9
3RH1353-1CL00-0KA0 |  | 3RH1353-1CL00-0KA0 | 1 | UN | 1 | 15 | C | D | N | N | 85364900 | 1 | 4011209780491 | 0.26 | KG | 126.25 | 126.25 | CP05 | CP05 | Contactor relay, 5 NO + 3 NC 125...127 V AC 50 / 60 Hz Screw terminal size S00 2 NO + 2 NC basic unit / EN Varistor plugged on !!! Phased-out product !!! Successor is SIRIUS 3RH2 Preferred successor type is >>3RH2353-1CL00-0KA0<< | - | 0 | 9
3RH1353-1CM20-0KA0 |  | 3RH1353-1CM20-0KA0 | 1 | UN | 1 | 15 | C | D | N | N | 85364900 | 1 | 4011209780415 | 0.257 | KG | 126.25 | 126.25 | CP05 | CP05 | Contactor relay, 5 NO + 3 NC 208 V AC 50/60 Hz Screw terminal size S00 2 NO + 2 NC basic unit / EN Varistor plugged on !!! Phased-out product !!! Successor is SIRIUS 3RH2 Preferred successor type is >>3RH2353-1CM20-0KA0<< | - | 0 | 9
3RH1353-1CN20-0KA0 |  | 3RH1353-1CN20-0KA0 | 1 | UN | 1 | 15 | C | D | N | N | 85364900 | 1 | 4011209780422 | 0.256 | KG | 115.14 | 115.14 | CP05 | CP05 | Contactor relay, 5 NO + 3 NC 220 V AC 50/60 Hz Screw terminal size S00 2 NO + 2 NC basic unit / EN Varistor plugged on !!! Phased-out product !!! Successor is SIRIUS 3RH2 Preferred successor type is >>3RH2353-1CN20-0KA0<< | - | 0 | 9
3RH1353-1CP00-0KA0 |  | 3RH1353-1CP00-0KA0 | 1 | UN | 1 | 15 | C | D | N | N | 85364900 | 1 | 4011209780439 | 0.256 | KG | 115.14 | 115.14 | CP05 | CP05 | Contactor relay, 5 NO + 3 NC 230 V AC 50 / 60 Hz Screw terminal size S00 2 NO + 2 NC basic unit / EN Varistor plugged on !!! Phased-out product !!! Successor is SIRIUS 3RH2 Preferred successor type is >>3RH2353-1CP00-0KA0<< | - | 0 | 9
3RH1353-1CU00-0KA0 |  | 3RH1353-1CU00-0KA0 | 1 | UN | 1 | 20 | D | D | N | N | 85364900 | 1 | 4011209780446 | 0.255 | KG | 115.14 | 115.14 | CP05 | CP05 | Contactor relay, 5 NO + 3 NC 240 V AC 50 / 60 Hz Screw terminal size S00 2 NO + 2 NC basic unit / EN Varistor plugged on !!! Phased-out product !!! Successor is SIRIUS 3RH2 Preferred successor type is >>3RH2353-1CU00-0KA0<< | - | 0 | 9
3RH1353-1DB40-0KA0 |  | 3RH1353-1DB40-0KA0 | 1 | UN | 1 | 15 | C | D | N | N | 85364900 | 1 | 4011209830752 | 0.313 | KG | 130.29 | 130.29 | CP05 | CP05 | Contactor relay, 5 NO + 3 NC 24 V DC Screw terminal size S00 Plugged-on varistor !!! Phased-out product !!! Successor is SIRIUS 3RH2 Preferred successor type is >>3RH2353-1DB40-0KA0<< | - | 0 | 9
3RH1353-1DE40-0KA0 |  | 3RH1353-1DE40-0KA0 | 1 | UN | 1 | 15 | C | D | N | N | 85364900 | 1 | 4011209774414 | 0.319 | KG | 130.29 | 130.29 | CP05 | CP05 | Contactor relay, 5 NO + 3 NC, 60 V DC, screw terminal, Size S00, plugged-on varistor, 2 NO + 2 NC Basic unit / EN !!! Phased-out product !!! Successor is SIRIUS 3RH2 Preferred successor type is >>3RH2353-1DE40-0KA0<< | - | 0 | 7
3RH1353-1DF40-0KA0 |  | 3RH1353-1DF40-0KA0 | 1 | UN | 1 | 15 | C | D | N | N | 85364900 | 1 | 4011209742307 | 0.317 | KG | 119.18 | 119.18 | CP05 | CP05 | Contactor relay, 5 NO + 3 NC 110 V DC Screw terminal size S00 Plugged-on varistor 2 NO + 2 NC basic unit EN 50005 !!! Phased-out product !!! Successor is SIRIUS 3RH2 Preferred successor type is >>3RH2353-1DF40-0KA0<< | - | 0 | 9
3RH1353-1DG40-0KA0 |  | 3RH1353-1DG40-0KA0 | 1 | UN | 1 | 15 | C | D | N | N | 85364900 | 1 | 4011209742826 | 0.316 | KG | 119.18 | 119.18 | CP05 | CP05 | Contactor relay, 5 NO + 3 NC 125 V DC Screw terminal size S00 Plugged-on varistor 2 NO + 2 NC basic unit EN 50005 !!! Phased-out product !!! Successor is SIRIUS 3RH2 Preferred successor type is >>3RH2353-1DG40-0KA0<< | - | 0 | 9
3RH1353-1DM40-0KA0 |  | 3RH1353-1DM40-0KA0 | 1 | UN | 1 | 15 | C | D | N | N | 85364900 | 1 | 4011209742321 | 0.314 | KG | 119.18 | 119.18 | CP05 | CP05 | Contactor relay, 5 NO + 3 NC 220 V DC Screw terminal size S00 Plugged-on varistor 2 NO + 2 NC basic unit EN 50005 !!! Phased-out product !!! Successor is SIRIUS 3RH2 Preferred successor type is >>3RH2353-1DM40-0KA0<< | - | 0 | 9
3RH1353-1DW40-0KA0 |  | 3RH1353-1DW40-0KA0 | 1 | UN | 1 | 15 | C | D | N | N | 85364900 | 1 | 4011209742314 | 0.321 | KG | 130.29 | 130.29 | CP05 | CP05 | Contactor relay, 5 NO + 3 NC 48 V DC Screw terminal size S00 Plugged-on varistor 2 NO + 2 NC basic unit EN 50005 !!! Phased-out product !!! Successor is SIRIUS 3RH2 Preferred successor type is >>3RH2353-1DW40-0KA0<< | - | 0 | 9
3RH1353-2NB40-0KS1 |  | 3RH1353-2NB40-0KS1 | 1 | UN | 1 | 15 | C | D | N | N | 85364900 | 1 | 4011209409651 | 0.319 | KG | 124.23 | 124.23 | CP05 | CP05 | Contactor relay, 5 NO + 3 NC 24 V DC Spring-type terminal Size S00 with diode (plugged on) With auxiliary switch 3RH19112FA22 Schindler !!! Phased-out product !!! Successor is SIRIUS 3RH2 | - | 0 | 9
3RH1362-1AP00 |  | 3RH1362-1AP00 | 1 | UN | 1 | 15 | C | D | N | N | 85364900 | 1 | 4011209396210 | 0.254 | KG | 89.79 | 89.79 | CP05 | CP05 | Contactor relay, 6 NO + 2 NC 230 V AC 50/60 Hz without varistor Screw terminal size S00 Customer-specific device !!! Phased-out product !!! Successor is SIRIUS 3RH2 | - | 0 | 7
3RH1362-1BB40 |  | 3RH1362-1BB40 | 1 | UN | 1 | 15 | C | D | N | N | 85364900 | 1 | 4011209340282 | 0.311 | KG | 108.07 | 108.07 | CP05 | CP05 | Contactor relay, 6 NO + 2 NC 24 V DC Screw terminal size S00 !!! Phased-out product !!! Successor is SIRIUS 3RH2 | - | 0 | 7
3RH1362-1BB40-0AA1 |  | 3RH1362-1BB40-0AA1 | 1 | UN | 1 | 5 | B | D | N | N | 85364900 | 1 | 4011209396234 | 0.32 | KG | 132.31 | 132.31 | CP05 | CP05 | Contactor relay, 6 NO + 2 NC, 24 V DC, With varistor screw terminal, Size S00 Kolbus !!! Phased-out product !!! Successor is SIRIUS 3RH2 | - | 0 | 9
3RH1362-1CB00-0KA0 |  | 3RH1362-1CB00-0KA0 | 1 | UN | 1 | 15 | C | D | N | N | 85364900 | 1 | 4011209385139 | 0.259 | KG | 121.2 | 121.2 | CP05 | CP05 | Contactor relay, 6 NO + 2 NC, 24 V AC, 50 / 60 Hz, screw terminal, Size S00 Plugged-on varistor !!! Phased-out product !!! Successor is SIRIUS 3RH2 | - | 0 | 7
3RH1362-1TP00-0KV0 |  | 3RH1362-1TP00-0KV0 | 1 | UN | 1 | 15 | C | D | N | N | 85364900 | 1 | 4011209504943 | 0.252 | KG | 124.23 | 124.23 | CP05 | CP05 | Contactor relay, 6 NO + 2 NC, 230 V AC, 50 / 60 Hz, screw terminal, Size S00 With int. varistor !!! Phased-out product !!! Successor is SIRIUS 3RH2 | - | 0 | 7
3RH1362-1UB40-0KV0 |  | 3RH1362-1UB40-0KV0 | 1 | UN | 1 | 15 | C | D | N | N | 85364900 | 1 | 4011209504981 | 0.311 | KG | 118.17 | 118.17 | CP05 | CP05 | Contactor relay, 6 NO + 2 NC 24 V DC with integrated varistor Screw terminal size S00 !!! Phased-out product !!! Successor is SIRIUS 3RH2 | - | 0 | 7
3RH1362-1UB40-0KV0-Z | X95 | 3RH1362-1UB40-0KV0-ZX95 | 1 | UN | 1 | 15 | C | D | N | N | 85364900 | 102 | 4011209545571 | 0.311 | KG | 134.33 | 134.33 | CP05 | CP05 | Contactor relay, 6 NO + 2 NC 24 V DC with integrated varistor Screw terminal size S00 Reusable packaging Pack quantity = 102 units !!! Phased-out product !!! Successor is SIRIUS 3RH2 | - | 0 | 9
3RH1362-2AF00 |  | 3RH1362-2AF00 | 1 | UN | 1 | 15 | C | D | N | N | 85364900 | 1 | 4011209393721 | 0.254 | KG | 91.41 | 91.41 | CP05 | CP05 | Contactor relay, 6 NO + 2 NC 110 V AC 50 Hz Spring-type terminal Size S00 !!! Phased-out product !!! Successor is SIRIUS 3RH2 Preferred successor type is >>3RH2362-2AF00<< | - | 0 | 7
3RH1362-2AF00-Z | N88 | 3RH1362-2AF00-ZN88 | 1 | UN | 1 | 15 | C | D | N | N | 85364900 | 1 |  | 0.311 | KG | 105.04 | 105.04 | CP05 | CP05 | Contactor relay, 6 NO + 2 NC 110 V AC 50 Hz Spring-type terminal Size S00 New product version !!! Phased-out product !!! Successor is SIRIUS 3RH2 | - | 0 | 9
3RH1362-2AF00-Z | W95 | 3RH1362-2AF00-ZW95 | 1 | UN | 1 | 20 | D | D | N | N | 85364900 | 102 | 4011209585089 | 0.234 | KG | 91.41 | 91.41 | CP05 | CP05 | Contactor relay, 6 NO + 2 NC 110 V AC 50 Hz Spring-type terminal Size S00 Multi-unit packaging Pack quantity = 102 units !!! Phased-out product !!! Successor is SIRIUS 3RH2 | - | 0 | 9
3RH1362-2AF00-Z | X95 | 3RH1362-2AF00-ZX95 | 1 | UN | 1 | 5 | B | D | N | N | 85364900 | 102 | 4011209545922 | 0.232 | KG | 91.41 | 91.41 | CP05 | CP05 | Contactor relay, 6 NO + 2 NC 110 V AC 50 Hz Spring-type terminal Size S00 Reusable packaging Pack quantity = 102 units !!! Phased-out product !!! Successor is SIRIUS 3RH2 | - | 0 | 9
3RH1362-2AG10 |  | 3RH1362-2AG10 | 1 | UN | 1 | 15 | C | D | N | N | 85364900 | 1 | 4011209545090 | 0.255 | KG | 96.25 | 96.25 | CP05 | CP05 | Contactor relay, 6 NO + 2 NC 110 V AC 60 Hz Spring-type terminal Size S00 !!! Phased-out product !!! Successor is SIRIUS 3RH2 | - | 0 | 7
3RH1362-2BB40 |  | 3RH1362-2BB40 | 1 | UN | 1 | 15 | C | D | N | N | 85364900 | 1 | 4011209545045 | 0.314 | KG | 99.59 | 99.59 | CP05 | CP05 | Contactor relay, 24 V DC 6 NO + 2 NC Spring-type terminal Size S00 !!! Phased-out product !!! Successor is SIRIUS 3RH2 Preferred successor type is >>3RH2362-2BB40<< | - | 0 | 7
3RH1362-2BB40-Z | W95 | 3RH1362-2BB40-ZW95 | 1 | UN | 1 | 15 | C | D | N | N | 85364900 | 102 | 4011209585096 | 0.294 | KG | 114.13 | 114.13 | CP05 | CP05 | Contactor relay, 24 V DC 6 NO + 2 NC Spring-type terminal Size S00 Multi-unit packaging Pack quantity = 102 units !!! Phased-out product !!! Successor is SIRIUS 3RH2 | - | 0 | 9
3RH1362-2BB40-Z | X95 | 3RH1362-2BB40-ZX95 | 1 | UN | 1 | 20 | D | D | N | N | 85364900 | 102 | 4011209546264 | 0.298 | KG | 99.59 | 99.59 | CP05 | CP05 | Contactor relay, 24 V DC 6 NO + 2 NC Spring-type terminal Size S00 Reusable packaging Pack quantity = 102 units !!! Phased-out product !!! Successor is SIRIUS 3RH2 | - | 0 | 9
3RH1362-2BC40 |  | 3RH1362-2BC40 | 1 | UN | 1 | 15 | C | D | N | N | 85364900 | 1 | 4011209546059 | 0.326 | KG | 106.05 | 106.05 | CP05 | CP05 | Contactor relay, 6 NO + 2 NC 30 V DC Spring-type terminal Size S00 !!! Phased-out product !!! Successor is SIRIUS 3RH2 Preferred successor type is >>3RH2362-2BC40<< | - | 0 | 7
3RH1362-2BW40 |  | 3RH1362-2BW40 | 1 | UN | 1 | 15 | C | D | N | N | 85364900 | 1 | 4011209552227 | 0.314 | KG | 99.59 | 99.59 | CP05 | CP05 | Contactor relay, 6 NO + 2 NC 48 V DC Spring-type terminal Size S00 Integrated interference suppression diode !!! Phased-out product !!! Successor is SIRIUS 3RH2 | - | 0 | 7
3RH1362-2BW40-Z | X95 | 3RH1362-2BW40-ZX95 | 1 | UN | 1 | 15 | C | D | N | N | 85364900 | 102 | 4011209552210 | 0.292 | KG | 114.13 | 114.13 | CP05 | CP05 | Contactor relay, 6 NO + 2 NC 48 V DC Spring-type terminal Size S00 Integrated interference suppression diode Reusable packaging Pack quantity = 102 units !!! Phased-out product !!! Successor is SIRIUS 3RH2 | - | 0 | 9
3RH1362-2CB00-0KA0-Z | W97 | 3RH1362-2CB00-0KA0-ZW97 | 1 | UN | 1 | 15 | C | D | N | N | 85364900 | 27 | 4011209533752 | 0.19 | KG | 124.23 | 124.23 | CP05 | CP05 | Contactor relay, 24 V AC 50 Hz Spring-type terminal Size S00 With varistor plugged on 2 NO + 2 NC basic unit Multi-unit packaging Pack quantity = 27 units !!! Phased-out product !!! Successor is SIRIUS 3RH2 | - | 0 | 9
3RH1362-2CB00-0KA0-Z | X95 | 3RH1362-2CB00-0KA0-ZX95 | 1 | UN | 1 | 15 | C | D | N | N | 85364900 | 102 | 4011209533820 | 0.242 | KG | 124.23 | 124.23 | CP05 | CP05 | Contactor relay, 24 V AC 50 Hz Spring-type terminal Size S00 With varistor plugged on 2 NO + 2 NC basic unit Reusable packaging Pack quantity = 102 units !!! Phased-out product !!! Successor is SIRIUS 3RH2 | - | 0 | 9
3RH1362-2EP00-0KS1 |  | 3RH1362-2EP00-0KS1 | 1 | UN | 1 | 15 | C | D | N | N | 85364900 | 1 | 4011209409637 | 0.259 | KG | 115.14 | 115.14 | CP05 | CP05 | Contactor relay, 6 NO + 2 NC 230 V AC 50 / 60 Hz Spring-type terminal Size S00 RC element (plugged on) With auxiliary switch 3RH19112FA22 Schindler !!! Phased-out product !!! Successor is SIRIUS 3RH2 | - | 0 | 9
3RH1362-2GG20 |  | 3RH1362-2GG20 | 1 | UN | 1 | 15 | C | D | N | N | 85364900 | 1 | 4011209469983 | 0.31 | KG | 139.38 | 139.38 | CP05 | CP05 | Contactor relay, 6 NO + 2 NC 110 V AC 50 / 60 Hz Spring-type terminal Size S00 With full-wave rectifier !!! Phased-out product !!! Successor is SIRIUS 3RH2 Preferred successor type is >>3RH2362-2GG20<< | - | 0 | 9
3RH1362-2NA40-0KS1 |  | 3RH1362-2NA40-0KS1 | 1 | UN | 1 | 15 | C | D | N | N | 85364900 | 1 | 4011209510968 | 0.319 | KG | 124.23 | 124.23 | CP05 | CP05 | Contactor relay, 6 NO + 2 NC 12 V DC Spring-type terminal Size S00 with diode (plugged on) With auxiliary switch 3RH19112FA22 Schindler !!! Phased-out product !!! Successor is SIRIUS 3RH2 | - | 0 | 9
3RH1362-2NB40-0KS1 |  | 3RH1362-2NB40-0KS1 | 1 | UN | 1 | 15 | C | D | N | N | 85364900 | 1 | 4011209409644 | 0.321 | KG | 124.23 | 124.23 | CP05 | CP05 | Contactor relay, 6 NO + 2 NC 24 V DC Spring-type terminal Size S00 with diode (plugged on) With auxiliary switch 3RH19112FA22 Schindler !!! Phased-out product !!! Successor is SIRIUS 3RH2 | - | 0 | 9
3RH1371-2FB40 |  | 3RH1371-2FB40 | 1 | UN | 1 | 15 | C | D | N | N | 85364900 | 1 | 4011209478596 | 0.314 | KG | 111.1 | 111.1 | CP05 | CP05 | Contactor relay, 7 NO + 1 NC 24 V DC Screw-less spring-type Size S00 !!! Phased-out product !!! Successor is SIRIUS 3RH2 Preferred successor type is >>3RH2371-2FB40<< | - | 0 | 7
3RH1380-2AF00 |  | 3RH1380-2AF00 | 1 | UN | 1 | 15 | C | D | N | N | 85364900 | 1 | 4011209549265 | 0.254 | KG | 91.41 | 91.41 | CP05 | CP05 | Contactor relay, 8 NO 110 V AC 50 / 60 Hz Spring-type terminal Size S00 !!! Phased-out product !!! Successor is SIRIUS 3RH2 | - | 0 | 7
3RH1380-2AF00-Z | X95 | 3RH1380-2AF00-ZX95 | 1 | UN | 1 | 15 | C | D | N | N | 85364900 | 102 | 4011209553248 | 0.235 | KG | 105.04 | 105.04 | CP05 | CP05 | Contactor relay, 8 NO 110 V AC 50 / 60 Hz Spring-type terminal, Size S00 Reusable packaging = 102 units !!! Phased-out product !!! Successor is SIRIUS 3RH2 | - | 0 | 9
3RH1422-1AB00 |  | 3RH1422-1AB00 | 1 | UN | 1 | 20 | D | D | N | N | 85364900 | 1 | 4011209339859 | 0.384 | KG | 195.94 | 195.94 | CP05 | CP05 | Contactor relay latched, 4-pole 2 NO + 2 NC Size S00 24 V AC 50/60 Hz !!! Phased-out product !!! Successor is SIRIUS 3RH2 Preferred successor type is >>3RH2422-1AB00<< | - | 0 | 7
3RH1422-1AB00-1AA0 |  | 3RH1422-1AB00-1AA0 | 1 | UN | 1 | 5 | B | D | N | N | 85364900 | 1 | 4011209612969 | 0.389 | KG | 233.31 | 233.31 | CP05 | CP05 | Contactor relay, latched, 4-pole 2 NO + 2 NC, Size S00, 24 V AC, 50/60 Hz Upright mounting position !!! Phased-out product !!! Successor is SIRIUS 3RH2 | - | 0 | 9
3RH1422-1AD00 |  | 3RH1422-1AD00 | 1 | UN | 1 | 15 | C | D | N | N | 85364900 | 1 | 4011209389472 | 0.387 | KG | 222.2 | 222.2 | CP05 | CP05 | Contactor relay latched, 4-pole 2 NO + 2 NC Size S00 42 V AC 50/60 Hz !!! Phased-out product !!! Successor is SIRIUS 3RH2 Preferred successor type is >>3RH2422-1AD00<< | - | 0 | 7
3RH1422-1AF00 |  | 3RH1422-1AF00 | 1 | UN | 1 | 15 | C | D | N | N | 85364900 | 1 | 4011209339866 | 0.4 | KG | 187.86 | 187.86 | CP05 | CP05 | Contactor relay latched, 4-pole 2 NO + 2 NC Size S00 110 V AC 50 / 60 Hz !!! Phased-out product !!! Successor is SIRIUS 3RH2 Preferred successor type is >>3RH2422-1AF00<< | - | 0 | 7
3RH1422-1AH00 |  | 3RH1422-1AH00 | 1 | UN | 1 | 15 | C | D | N | N | 85364900 | 1 | 4011209550544 | 0.388 | KG | 215.13 | 215.13 | CP05 | CP05 | Contactor relay, latched, 4-pole 2 NO + 2 NC, Size S00, 48 V AC, 50/60 Hz !!! Phased-out product !!! Successor is SIRIUS 3RH2 | - | 0 | 7
3RH1422-1AK60 |  | 3RH1422-1AK60 | 1 | UN | 1 | 15 | C | D | N | N | 85364900 | 1 | 4011209424494 | 0.389 | KG | 215.13 | 215.13 | CP05 | CP05 | Contactor relay latched, 4-pole 2 NO + 2 NC Size S00 110 V AC 50 Hz / 120 V 60 Hz !!! Phased-out product !!! Successor is SIRIUS 3RH2 Preferred successor type is >>3RH2422-1AK60<< | - | 0 | 7
3RH1422-1AM20 |  | 3RH1422-1AM20 | 1 | UN | 1 | 15 | C | D | N | N | 85364900 | 1 | 4011209424500 | 0.388 | KG | 222.2 | 222.2 | CP05 | CP05 | Contactor relay, latched, 4-pole 2 NO + 2 NC, Size S00, 208 V AC, 50/60 Hz !!! Phased-out product !!! Successor is SIRIUS 3RH2 | - | 0 | 7
3RH1422-1AN20 |  | 3RH1422-1AN20 | 1 | UN | 1 | 15 | C | D | N | N | 85364900 | 1 | 4011209535381 | 0.382 | KG | 187.86 | 187.86 | CP05 | CP05 | Contactor relay latched, 4-pole 2 NO + 2 NC Size S00 220 V AC 50/60 Hz !!! Phased-out product !!! Successor is SIRIUS 3RH2 Preferred successor type is >>3RH2422-1AN20<< | - | 0 | 7
3RH1422-1AP00 |  | 3RH1422-1AP00 | 1 | UN | 1 | 2 | A | D | N | N | 85364900 | 1 | 4011209339873 | 0.385 | KG | 187.86 | 187.86 | CP05 | CP05 | Contactor relay latched, 4-pole 2 NO + 2 NC Size S00 230 V AC 50 / 60 Hz !!! Phased-out product !!! Successor is SIRIUS 3RH2 Preferred successor type is >>3RH2422-1AP00<< | - | 0 | 7
3RH1422-1AP00-1AA0 |  | 3RH1422-1AP00-1AA0 | 1 | UN | 1 | 15 | C | D | N | N | 85364900 | 1 | 4011209406797 | 0.38 | KG | 233.31 | 233.31 | CP05 | CP05 | Contactor relay latched, 4-pole 2 NO + 2 NC Size S00 230 V AC 50 / 60 Hz Upright mounting position !!! Phased-out product !!! Successor is SIRIUS 3RH2 | - | 0 | 7
3RH1422-1AP60 |  | 3RH1422-1AP60 | 1 | UN | 1 | 15 | C | D | N | N | 85364900 | 1 | 4011209424517 | 0.386 | KG | 215.13 | 215.13 | CP05 | CP05 | Contactor relay latched, 4-pole 3 NO + 1 NC size N00 220 V AC 50 Hz / 240 V 60 Hz !!! Phased-out product !!! Successor is SIRIUS 3RH2 Preferred successor type is >>3RH2422-1AP60<< | - | 0 | 7
3RH1422-1AR60 |  | 3RH1422-1AR60 | 1 | UN | 1 | 15 | C | D | N | N | 85364900 | 1 | 4011209493568 | 0.388 | KG | 222.2 | 222.2 | CP05 | CP05 | Contactor relay, latched, 4-pole 2 NO + 2 NC, Size S00, 400 V AC 50 Hz / 400 ... 440 V, 60 Hz !!! Phased-out product !!! Successor is SIRIUS 3RH2 | - | 0 | 7
3RH1422-1BA40 |  | 3RH1422-1BA40 | 1 | UN | 1 | 15 | C | D | N | N | 85364900 | 1 | 4011209424685 | 0.508 | KG | 232.3 | 232.3 | CP05 | CP05 | Contactor relay, latched, 4-pole 2 NO + 2 NC, 12 V DC !!! Phased-out product !!! Successor is SIRIUS 3RH2 | - | 0 | 7
3RH1422-1BB40 |  | 3RH1422-1BB40 | 1 | UN | 1 | 2 | A | D | N | N | 85364900 | 1 | 4011209339880 | 0.508 | KG | 194.93 | 194.93 | CP05 | CP05 | Contactor relay latched, 4-pole 2 NO + 2 NC Size S00 24 V DC !!! Phased-out product !!! Successor is SIRIUS 3RH2 Preferred successor type is >>3RH2422-1BB40<< | - | 0 | 7
3RH1422-1BE40 |  | 3RH1422-1BE40 | 1 | UN | 1 | 15 | C | D | N | N | 85364900 | 1 | 4011209468351 | 0.504 | KG | 232.3 | 232.3 | CP05 | CP05 | Contactor relay, latched, 4-pole 2 NO + 2 NC, Size S00, 60 V DC !!! Phased-out product !!! Successor is SIRIUS 3RH2 | - | 0 | 7
3RH1422-1BF40 |  | 3RH1422-1BF40 | 1 | UN | 1 | 15 | C | D | N | N | 85364900 | 1 | 4011209353107 | 0.505 | KG | 194.93 | 194.93 | CP05 | CP05 | Contactor relay latched, 4-pole 2 NO + 2 NC Size S00 110 V DC !!! Phased-out product !!! Successor is SIRIUS 3RH2 Preferred successor type is >>3RH2422-1BF40<< | - | 0 | 7
3RH1422-1BG40 |  | 3RH1422-1BG40 | 1 | UN | 1 | 15 | C | D | N | N | 85364900 | 1 | 4011209534384 | 0.496 | KG | 203.01 | 203.01 | CP05 | CP05 | Contactor relay latched, 4-pole 2 NO + 2 NC Size S00 125 V DC !!! Phased-out product !!! Successor is SIRIUS 3RH2 Preferred successor type is >>3RH2422-1BG40<< | - | 0 | 7
3RH1422-1BM40 |  | 3RH1422-1BM40 | 1 | UN | 1 | 15 | C | D | N | N | 85364900 | 1 | 4011209339897 | 0.499 | KG | 194.93 | 194.93 | CP05 | CP05 | Contactor relay latched, 4-pole 2 NO + 2 NC Size S00 220 V DC !!! Phased-out product !!! Successor is SIRIUS 3RH2 Preferred successor type is >>3RH2422-1BM40<< | - | 0 | 7
3RH1422-1BP40 |  | 3RH1422-1BP40 | 1 | UN | 1 | 15 | C | D | N | N | 85364900 | 1 | 4011209580695 | 0.5 | KG | 232.3 | 232.3 | CP05 | CP05 | Contactor relay, latched, 4-pole 2 NO + 2 NC, Size S00, 230 V DC !!! Phased-out product !!! Successor is SIRIUS 3RH2 | - | 0 | 7
3RH1422-1BW40 |  | 3RH1422-1BW40 | 1 | UN | 1 | 15 | C | D | N | N | 85364900 | 1 | 4011209469785 | 0.509 | KG | 194.93 | 194.93 | CP05 | CP05 | Contactor relay latched, 4-pole 2 NO + 2 NC Size S00 48 V DC !!! Phased-out product !!! Successor is SIRIUS 3RH2 Preferred successor type is >>3RH2422-1BW40<< | - | 0 | 7
3RH1422-1HB40-0LA0 |  | 3RH1422-1HB40-0LA0 | 1 | UN | 1 | 15 | C | D | N | N | 85364900 | 1 | 4011209558403 | 0.561 | KG | 299.97 | 299.97 | CP05 | CP05 | Contactor relay latched, 3-pole 2 NO + 1 NC Size S00 24 V DC 0.7...125 Us Screw terminal with series resistor Ambient temperature max = 70 Â°C Ambient temperature max. = 70 Â°C !!! Phased-out product !!! Successor is SIRIUS 3RH2 Preferred successor type is >>3RH2422-1HB40-0LA0<< | - | 0 | 9
3RH1422-1HF40-0LA0 |  | 3RH1422-1HF40-0LA0 | 1 | UN | 1 | 15 | C | D | N | N | 85364900 | 1 | 4011209546219 | 0.559 | KG | 299.97 | 299.97 | CP05 | CP05 | Contactor relay latched, 3-pole 2 NO + 1 NC Size S00 110 V DC 0.7...125 Us Screw terminal with series resistor AT, max. = 70 Â°C !!! Phased-out product !!! Successor is SIRIUS 3RH2 | - | 0 | 9
3RH1431-1AB00 |  | 3RH1431-1AB00 | 1 | UN | 1 | 15 | C | D | N | N | 85364900 | 1 | 4011209339903 | 0.38 | KG | 215.13 | 215.13 | CP05 | CP05 | Contactor relay, latched, 4-pole 3 NO + 1 NC, Size S00, 24 V AC, 50/60 Hz !!! Phased-out product !!! Successor is SIRIUS 3RH2 Preferred successor type is >>3RH2431-1AB00<< | - | 0 | 7
3RH1431-1AD00 |  | 3RH1431-1AD00 | 1 | UN | 1 | 15 | C | D | N | N | 85364900 | 1 | 4011209512597 | 0.383 | KG | 222.2 | 222.2 | CP05 | CP05 | Contactor relay, latched, 4-pole 3 NO + 1 NC, Size S00, 42 V AC, 50/60 Hz !!! Phased-out product !!! Successor is SIRIUS 3RH2 | - | 0 | 7
3RH1431-1AF00 |  | 3RH1431-1AF00 | 1 | UN | 1 | 15 | C | D | N | N | 85364900 | 1 | 4011209339910 | 0.385 | KG | 187.86 | 187.86 | CP05 | CP05 | Contactor relay latched, 4-pole 3 NO + 1 NC size N00 110 V AC 50 / 60 Hz !!! Phased-out product !!! Successor is SIRIUS 3RH2 Preferred successor type is >>3RH2431-1AF00<< | - | 0 | 7
3RH1431-1AH00 |  | 3RH1431-1AH00 | 1 | UN | 1 | 15 | C | D | N | N | 85364900 | 1 | 4011209559448 | 0.384 | KG | 215.13 | 215.13 | CP05 | CP05 | Contactor relay, latched, 4-pole 3 NO + 1 NC, Size S00, 48 V AC, 50/60 Hz !!! Phased-out product !!! Successor is SIRIUS 3RH2 | - | 0 | 7
3RH1431-1AK60 |  | 3RH1431-1AK60 | 1 | UN | 1 | 15 | C | D | N | N | 85364900 | 1 | 4011209424555 | 0.391 | KG | 215.13 | 215.13 | CP05 | CP05 | Contactor relay, latched, 4-pole 3 NO + 1 NC, Size S00, 110 V AC, 50 Hz / 120 V, 60 Hz !!! Phased-out product !!! Successor is SIRIUS 3RH2 Preferred successor type is >>3RH2431-1AK60<< | - | 0 | 7
3RH1431-1AM20 |  | 3RH1431-1AM20 | 1 | UN | 1 | 5 | B | D | N | N | 85364900 | 1 | 4011209424579 | 0.385 | KG | 222.2 | 222.2 | CP05 | CP05 | Contactor relay, latched, 4-pole 3 NO + 1 NC, Size S00, 208 V AC, 50/60 Hz !!! Phased-out product !!! Successor is SIRIUS 3RH2 | - | 0 | 9
3RH1431-1AN20 |  | 3RH1431-1AN20 | 1 | UN | 1 | 20 | D | D | N | N | 85364900 | 1 | 4011209545724 | 0.357 | KG | 195.94 | 195.94 | CP05 | CP05 | Contactor relay latched, 4-pole 3 NO + 1 NC size N00 220 V AC 50/60 Hz !!! Phased-out product !!! Successor is SIRIUS 3RH2 | - | 0 | 7
3RH1431-1AP00 |  | 3RH1431-1AP00 | 1 | UN | 1 | 15 | C | D | N | N | 85364900 | 1 | 4011209339927 | 0.384 | KG | 187.86 | 187.86 | CP05 | CP05 | Contactor relay latched, 4-pole 3 NO + 1 NC size N00 230 V AC 50 / 60 Hz !!! Phased-out product !!! Successor is SIRIUS 3RH2 Preferred successor type is >>3RH2431-1AP00<< | - | 0 | 7
3RH1431-1AP60 |  | 3RH1431-1AP60 | 1 | UN | 1 | 15 | C | D | N | N | 85364900 | 1 | 4011209424586 | 0.386 | KG | 215.13 | 215.13 | CP05 | CP05 | Contactor relay, latched, 4-pole 3 NO + 1 NC, Size S00, 220 V AC, 50 Hz / 240 V, 60 Hz !!! Phased-out product !!! Successor is SIRIUS 3RH2 Preferred successor type is >>3RH2431-1AP60<< | - | 0 | 7
3RH1431-1AR60 |  | 3RH1431-1AR60 | 1 | UN | 1 | 5 | B | D | N | N | 85364900 | 1 | 4011209493605 | 0.383 | KG | 222.2 | 222.2 | CP05 | CP05 | Contactor relay, latched, 4-pole 3 NO + 1 NC, Size S00, 400 V AC 50 Hz / 400 ... 440 V, 60 Hz !!! Phased-out product !!! Successor is SIRIUS 3RH2 | - | 0 | 9
3RH1431-1AU00 |  | 3RH1431-1AU00 | 1 | UN | 1 | 15 | C | D | N | N | 85364900 | 1 | 4011209389458 | 0.392 | KG | 215.13 | 215.13 | CP05 | CP05 | Contactor relay, latched, 4-pole 3 NO + 1 NC, Size S00, 240 V AC, 50/60 Hz !!! Phased-out product !!! Successor is SIRIUS 3RH2 Preferred successor type is >>3RH2431-1AU00<< | - | 0 | 7
3RH1431-1BB40 |  | 3RH1431-1BB40 | 1 | UN | 1 | 15 | C | D | N | N | 85364900 | 1 | 4011209339934 | 0.505 | KG | 194.93 | 194.93 | CP05 | CP05 | Contactor relay latched, 4-pole 3 NO + 1 NC size S00 24 V DC !!! Phased-out product !!! Successor is SIRIUS 3RH2 Preferred successor type is >>3RH2431-1BB40<< | - | 0 | 7
3RH1431-1BD40 |  | 3RH1431-1BD40 | 1 | UN | 1 | 5 | B | D | N | N | 85364900 | 1 | 4011209594012 | 0.507 | KG | 232.3 | 232.3 | CP05 | CP05 | Contactor relay, latched, 4-pole 3 NO + 1 NC, Size S00, 42 V DC !!! Phased-out product !!! Successor is SIRIUS 3RH2 | - | 0 | 9
3RH1431-1BE40 |  | 3RH1431-1BE40 | 1 | UN | 1 | 15 | C | D | N | N | 85364900 | 1 | 4011209441323 | 0.506 | KG | 232.3 | 232.3 | CP05 | CP05 | Contactor relay, latched, 4-pole 3 NO + 1 NC, Size S00, 60 V DC !!! Phased-out product !!! Successor is SIRIUS 3RH2 | - | 0 | 7
3RH1431-1BF40 |  | 3RH1431-1BF40 | 1 | UN | 1 | 15 | C | D | N | N | 85364900 | 1 | 4011209353114 | 0.505 | KG | 194.93 | 194.93 | CP05 | CP05 | Contactor relay latched, 4-pole 3 NO + 1 NC size S00 110 V DC !!! Phased-out product !!! Successor is SIRIUS 3RH2 Preferred successor type is >>3RH2431-1BF40<< | - | 0 | 7
3RH1431-1BG40 |  | 3RH1431-1BG40 | 1 | UN | 1 | 15 | C | D | N | N | 85364900 | 1 | 4011209535398 | 0.5 | KG | 203.01 | 203.01 | CP05 | CP05 | Contactor relay latched, 4-pole 3 NO + 1 NC size S00 125 V DC !!! Phased-out product !!! Successor is SIRIUS 3RH2 Preferred successor type is >>3RH2431-1BG40<< | - | 0 | 7
3RH1431-1BM40 |  | 3RH1431-1BM40 | 1 | UN | 1 | 15 | C | D | N | N | 85364900 | 1 | 4011209339941 | 0.51 | KG | 194.93 | 194.93 | CP05 | CP05 | Contactor relay latched, 4-pole 3 NO + 1 NC size S00 220 V DC !!! Phased-out product !!! Successor is SIRIUS 3RH2 Preferred successor type is >>3RH2431-1BM40<< | - | 0 | 7
3RH1431-1BW40 |  | 3RH1431-1BW40 | 1 | UN | 1 | 15 | C | D | N | N | 85364900 | 1 | 4011209553446 | 0.506 | KG | 224.22 | 224.22 | CP05 | CP05 | Contactor relay, latched, 4-pole 3 NO + 1 NC, Size S00, 48 V DC !!! Phased-out product !!! Successor is SIRIUS 3RH2 | - | 0 | 7
3RH1440-1AB00 |  | 3RH1440-1AB00 | 1 | UN | 1 | 15 | C | D | N | N | 85364900 | 1 | 4011209339958 | 0.387 | KG | 215.13 | 215.13 | CP05 | CP05 | Contactor relay, latched, 4-pole 4 NO, Size S00, 24 V AC, 50/60 Hz !!! Phased-out product !!! Successor is SIRIUS 3RH2 Preferred successor type is >>3RH2440-1AB00<< | - | 0 | 7
3RH1440-1AD00 |  | 3RH1440-1AD00 | 1 | UN | 1 | 15 | C | D | N | N | 85364900 | 1 | 4011209512610 | 0.383 | KG | 222.2 | 222.2 | CP05 | CP05 | Contactor relay, latched, 4-pole 4 NO, Size S00, 42 V AC, 50/60 Hz !!! Phased-out product !!! Successor is SIRIUS 3RH2 | - | 0 | 7
3RH1440-1AF00 |  | 3RH1440-1AF00 | 1 | UN | 1 | 15 | C | D | N | N | 85364900 | 1 | 4011209339965 | 0.385 | KG | 195.94 | 195.94 | CP05 | CP05 | Contactor relay latched, 4-pole 4 NO Size S00 110 V AC 50/60 Hz !!! Phased-out product !!! Successor is SIRIUS 3RH2 Preferred successor type is >>3RH2440-1AF00<< | - | 0 | 7
3RH1440-1AH00 |  | 3RH1440-1AH00 | 1 | UN | 1 | 15 | C | D | N | N | 85364900 | 1 | 4011209534391 | 0.388 | KG | 215.13 | 215.13 | CP05 | CP05 | Contactor relay, latched, 4-pole 4 NO, Size S00, 48 V AC, 50/60 Hz !!! Phased-out product !!! Successor is SIRIUS 3RH2 | - | 0 | 7
3RH1440-1AK60 |  | 3RH1440-1AK60 | 1 | UN | 1 | 15 | C | D | N | N | 85364900 | 1 | 4011209424630 | 0.392 | KG | 187.86 | 187.86 | CP05 | CP05 | Contactor relay latched, 4-pole 4 NO Size S00 110 V AC 50 Hz / 120 V 60 Hz !!! Phased-out product !!! Successor is SIRIUS 3RH2 Preferred successor type is >>3RH2440-1AK60<< | - | 0 | 7
3RH1440-1AN20 |  | 3RH1440-1AN20 | 1 | UN | 1 | 15 | C | D | N | N | 85364900 | 1 | 4011209555921 | 0.378 | KG | 187.86 | 187.86 | CP05 | CP05 | Contactor relay latched, 4-pole 4 NO Size S00 220 V AC 50/60 Hz !!! Phased-out product !!! Successor is SIRIUS 3RH2 Preferred successor type is >>3RH2440-1AN20<< | - | 0 | 7
3RH1440-1AP00 |  | 3RH1440-1AP00 | 1 | UN | 1 | 5 | B | D | N | N | 85364900 | 1 | 4011209339972 | 0.383 | KG | 187.86 | 187.86 | CP05 | CP05 | Contactor relay latched, 4-pole 4 NO Size S00 230 V AC 50/60 Hz !!! Phased-out product !!! Successor is SIRIUS 3RH2 Preferred successor type is >>3RH2440-1AP00<< | - | 0 | 7
3RH1440-1AU00 |  | 3RH1440-1AU00 | 1 | UN | 1 | 15 | C | D | N | N | 85364900 | 1 | 4011209389441 | 0.389 | KG | 215.13 | 215.13 | CP05 | CP05 | Contactor relay, latched, 4-pole 4 NO, Size S00, 240 V AC, 50/60 Hz !!! Phased-out product !!! Successor is SIRIUS 3RH2 Preferred successor type is >>3RH2440-1AU00<< | - | 0 | 7
3RH1440-1BA40 |  | 3RH1440-1BA40 | 1 | UN | 1 | 5 | B | D | N | N | 85364900 | 1 | 4011209424708 | 0.508 | KG | 232.3 | 232.3 | CP05 | CP05 | Contactor relay, latched, 4-pole 4 NO, Size S00, 12 V DC !!! Phased-out product !!! Successor is SIRIUS 3RH2 | - | 0 | 9
3RH1440-1BB40 |  | 3RH1440-1BB40 | 1 | UN | 1 | 2 | A | D | N | N | 85364900 | 1 | 4011209339989 | 0.508 | KG | 194.93 | 194.93 | CP05 | CP05 | Contactor relay latched, 4-pole 4 NO Size S00 24 V DC !!! Phased-out product !!! Successor is SIRIUS 3RH2 Preferred successor type is >>3RH2440-1BB40<< | - | 0 | 7
3RH1440-1BF40 |  | 3RH1440-1BF40 | 1 | UN | 1 | 15 | C | D | N | N | 85364900 | 1 | 4011209353138 | 0.5 | KG | 194.93 | 194.93 | CP05 | CP05 | Contactor relay latched, 4-pole 4 NO Size S00 110 V DC !!! Phased-out product !!! Successor is SIRIUS 3RH2 Preferred successor type is >>3RH2440-1BF40<< | - | 0 | 7
3RH1440-1BG40 |  | 3RH1440-1BG40 | 1 | UN | 1 | 15 | C | D | N | N | 85364900 | 1 | 4011209547902 | 0.507 | KG | 203.01 | 203.01 | CP05 | CP05 | Contactor relay latched, 4-pole 4 NO Size S00 125 V DC !!! Phased-out product !!! Successor is SIRIUS 3RH2 Preferred successor type is >>3RH2440-1BG40<< | - | 0 | 7
3RH1440-1BM40 |  | 3RH1440-1BM40 | 1 | UN | 1 | 15 | C | D | N | N | 85364900 | 1 | 4011209339996 | 0.502 | KG | 194.93 | 194.93 | CP05 | CP05 | Contactor relay latched, 4-pole 4 NO Size S00 220 V DC !!! Phased-out product !!! Successor is SIRIUS 3RH2 Preferred successor type is >>3RH2440-1BM40<< | - | 0 | 7
3RH1440-1BN40 |  | 3RH1440-1BN40 | 1 | UN | 1 | 15 | C | D | N | N | 85364900 | 1 | 4011209678392 | 0.505 | KG | 232.3 | 232.3 | CP05 | CP05 | Contactor relay, latched, 4-pole 4 NO, Size S00, 250 V DC, 250 V DC, !!! Phased-out product !!! Successor is SIRIUS 3RH2 | - | 0 | 7
3RH1440-1BP40 |  | 3RH1440-1BP40 | 1 | UN | 1 | 5 | B | D | N | N | 85364900 | 1 | 4011209576797 | 0.505 | KG | 232.3 | 232.3 | CP05 | CP05 | Contactor relay, latched, 4-pole 4 NO, Size S00, 230 V DC !!! Phased-out product !!! Successor is SIRIUS 3RH2 | - | 0 | 9
3RH1440-1BW40 |  | 3RH1440-1BW40 | 1 | UN | 1 | 15 | C | D | N | N | 85364900 | 1 | 4011209438484 | 0.504 | KG | 224.22 | 224.22 | CP05 | CP05 | Contactor relay, latched, 4-pole 4 NO, Size S00, 48 V DC !!! Phased-out product !!! Successor is SIRIUS 3RH2 | - | 0 | 7
3RH1440-1UB40 |  | 3RH1440-1UB40 | 1 | UN | 1 | 15 | C | D | N | N | 85364900 | 1 | 4011209858831 | 0.51 | KG | 257.55 | 257.55 | CP05 | CP05 | Contactor relay latched, 4-pole 4 NO Size S00 24 V DC Integrated varistor !!! Phased-out product !!! Successor is SIRIUS 3RH2 | - | 0 | 7
3RH1453-1AP00-4AA0 |  | 3RH1453-1AP00-4AA0 | 1 | UN | 1 | 15 | C | D | N | N | 85364900 | 1 | 4011209551121 | 0.457 | KG | 217.15 | 217.15 | CP05 | CP05 | Contactor relay latched, 8-pole 5 NO + 3 NC size S00 230 V AC 50 / 60 Hz !!! Phased-out product !!! Successor is SIRIUS 3RH2 | - | 0 | 9
3RH1822-1KF40-3DA0 |  | 3RH1822-1KF40-3DA0 | 1 | UN | 1 | 15 | C | D | N | N | 85364900 | 1 | 4011209569232 | 0.297 | KG | 234.32 | 234.32 | CP05 | CP05 | Contactor relay 2 NO + 2 NC 110 V DC Timing relay block 3RT1916-2DH21 Permanently installed !!! Phased-out product !!! Successor is SIRIUS 3RH2 | - | 0 | 9
3RH1823-2AF00-0NA2 |  | 3RH1823-2AF00-0NA2 | 1 | UN | 1 | 15 | C | D | N | N | 85364900 | 1 | 4011209629165 | 0.224 | KG | 73.33 | 73.33 | CP05 | CP05 | Contactor relay 2 NO + 3 NC 110 V AC 50 / 60 Hz Basic unit 2 NO + 2 NC spring-type Auxiliary switch block 1 NC Screw terminal !!! Phased-out product !!! Successor is SIRIUS 3RH2 | - | 0 | 9
3RH1823-2AF00-0NA2-Z | X95 | 3RH1823-2AF00-0NA2-ZX95 | 1 | UN | 1 | 15 | C | D | N | N | 85364900 | 108 | 4011209638075 | 0.2 | KG | 83.83 | 83.83 | CP05 | CP05 | Contactor relay 2 NO + 3 NC 110 V AC 50 / 60 Hz Basic unit 2 NO+2 NC spring-type Auxiliary switch block 1 NC screw terminal, Reusable packaging Pack = 108 units !!! Phased-out product !!! Successor is SIRIUS 3RH2 | - | 0 | 9
3RH1844-2GG20-0KT3 |  | 3RH1844-2GG20-0KT3 | 1 | UN | 1 | 5 | B | D | N | N | 85364900 | 1 |  | 0.262 | KG | 137.36 | 137.36 | CP05 | CP05 | Contactor relay, 4 NO + 4 NC, 110 V AC, 50 / 60 Hz, Size S00, basic unit Spring-loaded connection technology, Auxiliary switch spring-type connection system, Screw terminal with full-wave rectifier !!! Phased-out product !!! Successor is SIRIUS 3RH2 | - | 0 | 9
3RH1844-2GG20-0KT3-Z | X95 | 3RH1844-2GG20-0KT3-ZX95 | 1 | UN | 1 | 5 | B | D | N | N | 85364900 | 102 |  | 0.262 | KG | 137.36 | 137.36 | CP05 | CP05 | Contactor relay, 4 NO + 4 NC, 110 V AC, 50 / 60 Hz, Size S00, basic unit Auxiliary switch screw terminal With full-wave rectifier Reusable packaging = 102 units !!! Phased-out product !!! Successor is SIRIUS 3RH2 | - | 0 | 9
3RH1911-1AA01 |  | 3RH1911-1AA01 | 1 | UN | 1 | 2 | A | D | N | N | 85365080 | 1 | 4011209267237 | 16 | G | 9.3 | 9.3 | CP02 | CP02 | Auxiliary switch block, 1 NC EN 50005 connection from top Screw terminal size S00 For auxiliary and motor contactors !!! Phased-out product !!! Successor is SIRIUS 3RH2 Preferred successor type is >>3RH2911-1AA01<< | - | 0 | 7
3RH1911-1AA10 |  | 3RH1911-1AA10 | 1 | UN | 1 | 2 | A | D | N | N | 85365080 | 1 | 4011209267244 | 16 | G | 9.3 | 9.3 | CP02 | CP02 | Auxiliary switch block, 1 NO EN 50005 connection from top Screw terminal size S00 For auxiliary and motor contactors !!! Phased-out product !!! Successor is SIRIUS 3RH2 Preferred successor type is >>3RH2911-1AA10<< | - | 0 | 7
3RH1911-1BA01 |  | 3RH1911-1BA01 | 1 | UN | 1 | 2 | A | D | N | N | 85365080 | 1 | 4011209267251 | 16 | G | 9.3 | 9.3 | CP02 | CP02 | Auxiliary switch block, 1 NC EN 50005 connection from below Screw terminal size S00 For auxiliary and motor contactors !!! Phased-out product !!! Successor is SIRIUS 3RH2 Preferred successor type is >>3RH2911-1BA01<< | - | 0 | 7
3RH1911-1BA10 |  | 3RH1911-1BA10 | 1 | UN | 1 | 2 | A | D | N | N | 85365080 | 1 | 4011209267268 | 20 | G | 9.3 | 9.3 | CP02 | CP02 | Auxiliary switch block, 1 NO EN 50005 connection from below Screw terminal size S00 For auxiliary and motor contactors !!! Phased-out product !!! Successor is SIRIUS 3RH2 Preferred successor type is >>3RH2911-1BA10<< | - | 0 | 7
3RH1911-1FA02 |  | 3RH1911-1FA02 | 1 | UN | 1 | 2 | A | D | N | N | 85365080 | 1 | 4011209267275 | 0.04 | KG | 11.78 | 11.78 | CP02 | CP02 | Auxiliary switch block, 02, 2 NC EN 50005 Screw terminal size S00 For auxiliary and motor contactors !!! Phased-out product !!! Successor is SIRIUS 3RH2 Preferred successor type is >>3RH2911-1HA02<< | - | 0 | 7
3RH1911-1FA02-Z | W95 | 3RH1911-1FA02-ZW95 | 1 | UN | 1 | 40 | X | D | N | N | 85365080 | 600 | 4011209322981 | 0.041 | KG | 11.78 | 11.78 | CP02 | CP02 | Auxiliary switch block, 02, 2 NC EN 50005 Screw terminal size S00 For auxiliary and motor contactors Multi-unit packaging Pack = 600 units !!! Phased-out product !!! Successor is SIRIUS 3RH2 | - | 0 | 7
3RH1911-1FA02-Z | W96 | 3RH1911-1FA02-ZW96 | 1 | UN | 1 | 40 | X | D | N | N | 85365080 | 280 | 4011209323681 | 0.041 | KG | 11.78 | 11.78 | CP02 | CP02 | Auxiliary switch block, 02, 2 NC EN 50005 Screw terminal size S00 For auxiliary and motor contactors Multi-unit packaging Pack = 280 units !!! Phased-out product !!! Successor is SIRIUS 3RH2 | - | 0 | 7
3RH1911-1FA02-Z | W97 | 3RH1911-1FA02-ZW97 | 1 | UN | 1 | 40 | X | D | N | N | 85365080 | 140 | 4011209324381 | 0.041 | KG | 11.78 | 11.78 | CP02 | CP02 | Auxiliary switch block, 02, 2 NC EN 50005 Screw terminal size S00 For auxiliary and motor contactors Multi-unit packaging Pack = 140 units !!! Phased-out product !!! Successor is SIRIUS 3RH2 | - | 0 | 7
3RH1911-1FA02-Z | W98 | 3RH1911-1FA02-ZW98 | 1 | UN | 1 | 40 | X | D | N | N | 85365080 | 70 | 4011209325081 | 0.041 | KG | 11.78 | 11.78 | CP02 | CP02 | Auxiliary switch block, 02, 2 NC EN 50005 Screw terminal size S00 For auxiliary and motor contactors Multi-unit packaging Pack = 70 units !!! Phased-out product !!! Successor is SIRIUS 3RH2 | - | 0 | 7
3RH1911-1FA02-Z | X95 | 3RH1911-1FA02-ZX95 | 1 | UN | 1 | 15 | C | D | N | N | 85365080 | 600 | 4011209322332 | 0.034 | KG | 11.78 | 11.78 | CP02 | CP02 | Auxiliary switch block, 02, 2 NC EN 50005 Screw terminal size S00 For auxiliary and motor contactors Reusable packaging Pack = 600 units !!! Phased-out product !!! Successor is SIRIUS 3RH2 | - | 0 | 7
3RH1911-1FA11 |  | 3RH1911-1FA11 | 1 | UN | 1 | 2 | A | D | N | N | 85365080 | 1 | 4011209267282 | 0.04 | KG | 11.78 | 11.78 | CP02 | CP02 | Auxiliary switch block, 11 1 NO + 1 NC EN 50005 Screw terminal size S00 For auxiliary and motor contactors !!! Phased-out product !!! Successor is SIRIUS 3RH2 Preferred successor type is >>3RH2911-1HA11<< | - | 0 | 7
3RH1911-1FA11-Z | W95 | 3RH1911-1FA11-ZW95 | 1 | UN | 1 | 40 | X | D | N | N | 85365080 | 600 | 4011209322998 | 0.04 | KG | 11.78 | 11.78 | CP02 | CP02 | Auxiliary switch block, 11 1 NO + 1 NC EN 50005 Screw terminal size S00 For auxiliary and motor contactors Multi-unit packaging Pack = 600 units !!! Phased-out product !!! Successor is SIRIUS 3RH2 | - | 0 | 7
3RH1911-1FA11-Z | W96 | 3RH1911-1FA11-ZW96 | 1 | UN | 1 | 40 | X | D | N | N | 85365080 | 280 | 4011209323698 | 0.04 | KG | 11.78 | 11.78 | CP02 | CP02 | Auxiliary switch block, 11 1 NO + 1 NC EN 50005 Screw terminal size S00 For auxiliary and motor contactors Multi-unit packaging Pack = 280 units !!! Phased-out product !!! Successor is SIRIUS 3RH2 | - | 0 | 7
3RH1911-1FA11-Z | W97 | 3RH1911-1FA11-ZW97 | 1 | UN | 1 | 40 | X | D | N | N | 85365080 | 140 | 4011209324398 | 0.04 | KG | 11.78 | 11.78 | CP02 | CP02 | Auxiliary switch block, 11 1 NO + 1 NC EN 50005 Screw terminal size S00 For auxiliary and motor contactors Multi-unit packaging Pack = 140 units !!! Phased-out product !!! Successor is SIRIUS 3RH2 | - | 0 | 7
3RH1911-1FA11-Z | W98 | 3RH1911-1FA11-ZW98 | 1 | UN | 1 | 40 | X | D | N | N | 85365080 | 70 | 4011209325098 | 0.04 | KG | 11.78 | 11.78 | CP02 | CP02 | Auxiliary switch block, 11 1 NO + 1 NC EN 50005 Screw terminal size S00 For auxiliary and motor contactors Multi-unit packaging Pack = 70 units !!! Phased-out product !!! Successor is SIRIUS 3RH2 | - | 0 | 7
3RH1911-1FA11-Z | X95 | 3RH1911-1FA11-ZX95 | 1 | UN | 1 | 15 | C | D | N | N | 85365080 | 600 | 4011209322349 | 0.034 | KG | 11.78 | 11.78 | CP02 | CP02 | Auxiliary switch block, 11 1 NO + 1 NC EN 50005 Screw terminal size S00 For auxiliary and motor contactors Reusable packaging Pack = 600 units !!! Phased-out product !!! Successor is SIRIUS 3RH2 | - | 0 | 7
3RH1911-1FA20 |  | 3RH1911-1FA20 | 1 | UN | 1 | 2 | A | D | N | N | 85365080 | 1 | 4011209267299 | 0.04 | KG | 11.78 | 11.78 | CP02 | CP02 | Auxiliary switch block, 20, 2 NO EN 50005 Screw terminal size S00 For auxiliary and motor contactors !!! Phased-out product !!! Successor is SIRIUS 3RH2 Preferred successor type is >>3RH2911-1HA20<< | - | 0 | 7
3RH1911-1FA20-Z | W95 | 3RH1911-1FA20-ZW95 | 1 | UN | 1 | 0 | A | D | N | N | 85365080 | 600 | 4011209323001 | 0.045 | KG | 11.78 | 11.78 | CP02 | CP02 | Auxiliary switch block, 20, 2 NO EN 50005 Screw terminal size S00 For auxiliary and motor contactors Multi-unit packaging Pack = 600 units !!! Phased-out product !!! Successor is SIRIUS 3RH2 | - | 0 | 7
3RH1911-1FA20-Z | W96 | 3RH1911-1FA20-ZW96 | 1 | UN | 1 | 0 | A | D | N | N | 85365080 | 280 | 4011209323704 | 0.045 | KG | 11.78 | 11.78 | CP02 | CP02 | Auxiliary switch block, 20, 2 NO EN 50005 Screw terminal size S00 For auxiliary and motor contactors Multi-unit packaging Pack = 280 units !!! Phased-out product !!! Successor is SIRIUS 3RH2 | - | 0 | 7
3RH1911-1FA20-Z | W97 | 3RH1911-1FA20-ZW97 | 1 | UN | 1 | 0 | A | D | N | N | 85365080 | 140 | 4011209324404 | 0.045 | KG | 11.78 | 11.78 | CP02 | CP02 | Auxiliary switch block, 20, 2 NO EN 50005 Screw terminal size S00 For auxiliary and motor contactors Multi-unit packaging Pack = 140 units !!! Phased-out product !!! Successor is SIRIUS 3RH2 | - | 0 | 7
3RH1911-1FA20-Z | W98 | 3RH1911-1FA20-ZW98 | 1 | UN | 1 | 0 | A | D | N | N | 85365080 | 70 | 4011209325104 | 0.045 | KG | 11.78 | 11.78 | CP02 | CP02 | Auxiliary switch block, 20, 2 NO EN 50005 Screw terminal size S00 For auxiliary and motor contactors Multi-unit packaging Pack = 70 units !!! Phased-out product !!! Successor is SIRIUS 3RH2 | - | 0 | 7
3RH1911-1FA20-Z | X95 | 3RH1911-1FA20-ZX95 | 1 | UN | 1 | 20 | D | D | N | N | 85365080 | 600 | 4011209322356 | 0.034 | KG | 11.78 | 11.78 | CP02 | CP02 | Auxiliary switch block, 20, 2 NO EN 50005 Screw terminal size S00 For auxiliary and motor contactors Reusable packaging Pack = 600 units !!! Phased-out product !!! Successor is SIRIUS 3RH2 | - | 0 | 7
3RH1911-1FA22 |  | 3RH1911-1FA22 | 1 | UN | 1 | 2 | A | D | N | N | 85365080 | 1 | 4011209267305 | 0.051 | KG | 19.95 | 19.95 | CP02 | CP02 | Auxiliary switch block, 22 2 NO + 2 NC EN 50005 Screw terminal size S00 For auxiliary and motor contactors !!! Phased-out product !!! Successor is SIRIUS 3RH2 Preferred successor type is >>3RH2911-1FA22<< | - | 0 | 7
3RH1911-1FA22-Z | W95 | 3RH1911-1FA22-ZW95 | 1 | UN | 1 | 40 | X | D | N | N | 85365080 | 600 | 4011209323018 | 0.05 | KG | 19.95 | 19.95 | CP02 | CP02 | Auxiliary switch block, 22 2 NO + 2 NC EN 50005 Screw terminal size S00 For auxiliary and motor contactors Multi-unit packaging Pack = 600 units !!! Phased-out product !!! Successor is SIRIUS 3RH2 | - | 0 | 7
3RH1911-1FA22-Z | W96 | 3RH1911-1FA22-ZW96 | 1 | UN | 1 | 40 | X | D | N | N | 85365080 | 280 | 4011209323711 | 0.05 | KG | 19.95 | 19.95 | CP02 | CP02 | Auxiliary switch block, 22 2 NO + 2 NC EN 50005 Screw terminal size S00 For auxiliary and motor contactors Multi-unit packaging Pack = 280 units !!! Phased-out product !!! Successor is SIRIUS 3RH2 | - | 0 | 7
3RH1911-1FA22-Z | W97 | 3RH1911-1FA22-ZW97 | 1 | UN | 1 | 40 | X | D | N | N | 85365080 | 140 | 4011209324411 | 0.05 | KG | 19.95 | 19.95 | CP02 | CP02 | Auxiliary switch block, 22 2 NO + 2 NC EN 50005 Screw terminal size S00 For auxiliary and motor contactors Multi-unit packaging Pack = 140 units !!! Phased-out product !!! Successor is SIRIUS 3RH2 | - | 0 | 7
3RH1911-1FA22-Z | W98 | 3RH1911-1FA22-ZW98 | 1 | UN | 1 | 40 | X | D | N | N | 85365080 | 70 | 4011209325111 | 0.05 | KG | 19.95 | 19.95 | CP02 | CP02 | Auxiliary switch block, 22 2 NO + 2 NC EN 50005 Screw terminal size S00 For auxiliary and motor contactors Multi-unit packaging Pack = 70 units !!! Phased-out product !!! Successor is SIRIUS 3RH2 | - | 0 | 7
3RH1911-1FA22-Z | X95 | 3RH1911-1FA22-ZX95 | 1 | UN | 1 | 15 | C | D | N | N | 85365080 | 600 | 4011209322363 | 0.045 | KG | 19.95 | 19.95 | CP02 | CP02 | Auxiliary switch block, 22 2 NO + 2 NC EN 50005 Screw terminal size S00 For auxiliary and motor contactors Reusable packaging Pack = 600 units !!! Phased-out product !!! Successor is SIRIUS 3RH2 | - | 0 | 7
3RH1911-1FA31 |  | 3RH1911-1FA31 | 1 | UN | 1 | 2 | A | D | N | N | 85365080 | 1 | 4011209267312 | 0.051 | KG | 19.95 | 19.95 | CP02 | CP02 | Auxiliary switch block, 31 3 NO + 1 NC EN 50005 Screw terminal size S00 For auxiliary and motor contactors !!! Phased-out product !!! Successor is SIRIUS 3RH2 Preferred successor type is >>3RH2911-1HA31<< | - | 0 | 7
3RH1911-1FA31-Z | W95 | 3RH1911-1FA31-ZW95 | 1 | UN | 1 | 40 | X | D | N | N | 85365080 | 600 | 4011209323025 | 0.052 | KG | 19.95 | 19.95 | CP02 | CP02 | Auxiliary switch block, 31 3 NO + 1 NC EN 50005 Screw terminal size S00 For auxiliary and motor contactors Multi-unit packaging Pack = 600 units !!! Phased-out product !!! Successor is SIRIUS 3RH2 | - | 0 | 7
3RH1911-1FA31-Z | W96 | 3RH1911-1FA31-ZW96 | 1 | UN | 1 | 40 | X | D | N | N | 85365080 | 280 | 4011209323728 | 0.052 | KG | 19.95 | 19.95 | CP02 | CP02 | Auxiliary switch block, 31 3 NO + 1 NC EN 50005 Screw terminal size S00 For auxiliary and motor contactors Multi-unit packaging Pack = 280 units !!! Phased-out product !!! Successor is SIRIUS 3RH2 | - | 0 | 7
3RH1911-1FA31-Z | W97 | 3RH1911-1FA31-ZW97 | 1 | UN | 1 | 40 | X | D | N | N | 85365080 | 140 | 4011209324428 | 0.052 | KG | 19.95 | 19.95 | CP02 | CP02 | Auxiliary switch block, 31 3 NO + 1 NC EN 50005 Screw terminal size S00 For auxiliary and motor contactors Multi-unit packaging Pack = 140 units !!! Phased-out product !!! Successor is SIRIUS 3RH2 | - | 0 | 7
3RH1911-1FA31-Z | W98 | 3RH1911-1FA31-ZW98 | 1 | UN | 1 | 40 | X | D | N | N | 85365080 | 70 | 4011209325128 | 0.052 | KG | 19.95 | 19.95 | CP02 | CP02 | Auxiliary switch block, 31 3 NO + 1 NC EN 50005 Screw terminal size S00 For auxiliary and motor contactors Multi-unit packaging Pack = 70 units !!! Phased-out product !!! Successor is SIRIUS 3RH2 | - | 0 | 7
3RH1911-1FA31-Z | X95 | 3RH1911-1FA31-ZX95 | 1 | UN | 1 | 15 | C | D | N | N | 85365080 | 600 | 4011209322370 | 0.045 | KG | 19.95 | 19.95 | CP02 | CP02 | Auxiliary switch block, 31 3 NO + 1 NC EN 50005 Screw terminal size S00 For auxiliary and motor contactors Reusable packaging Pack = 600 units !!! Phased-out product !!! Successor is SIRIUS 3RH2 | - | 0 | 7
3RH1911-1FA40 |  | 3RH1911-1FA40 | 1 | UN | 1 | 2 | A | D | N | N | 85365080 | 1 | 4011209267329 | 0.051 | KG | 19.95 | 19.95 | CP02 | CP02 | Auxiliary switch block, 40, 4 NO EN 50005 Screw terminal size S00 For auxiliary and motor contactors !!! Phased-out product !!! Successor is SIRIUS 3RH2 Preferred successor type is >>3RH2911-1FA40<< | - | 0 | 7
3RH1911-1FA40-Z | W95 | 3RH1911-1FA40-ZW95 | 1 | UN | 1 | 40 | X | D | N | N | 85365080 | 600 | 4011209323032 | 0.045 | KG | 19.95 | 19.95 | CP02 | CP02 | Auxiliary switch block, 40, 4 NO EN 50005 Screw terminal size S00 For auxiliary and motor contactors Multi-unit packaging Pack = 600 units !!! Phased-out product !!! Successor is SIRIUS 3RH2 | - | 0 | 7
3RH1911-1FA40-Z | W96 | 3RH1911-1FA40-ZW96 | 1 | UN | 1 | 40 | X | D | N | N | 85365080 | 280 | 4011209323735 | 0.045 | KG | 19.95 | 19.95 | CP02 | CP02 | Auxiliary switch block, 40, 4 NO EN 50005 Screw terminal size S00 For auxiliary and motor contactors Multi-unit packaging Pack = 280 units !!! Phased-out product !!! Successor is SIRIUS 3RH2 | - | 0 | 7
3RH1911-1FA40-Z | W97 | 3RH1911-1FA40-ZW97 | 1 | UN | 1 | 40 | X | D | N | N | 85365080 | 140 | 4011209324435 | 0.045 | KG | 19.95 | 19.95 | CP02 | CP02 | Auxiliary switch block, 40, 4 NO EN 50005 Screw terminal size S00 For auxiliary and motor contactors Multi-unit packaging Pack = 140 units !!! Phased-out product !!! Successor is SIRIUS 3RH2 | - | 0 | 7
3RH1911-1FA40-Z | W98 | 3RH1911-1FA40-ZW98 | 1 | UN | 1 | 40 | X | D | N | N | 85365080 | 70 | 4011209325135 | 0.045 | KG | 19.95 | 19.95 | CP02 | CP02 | Auxiliary switch block, 40, 4 NO EN 50005 Screw terminal size S00 For auxiliary and motor contactors Multi-unit packaging Pack = 70 units !!! Phased-out product !!! Successor is SIRIUS 3RH2 | - | 0 | 7
3RH1911-1FA40-Z | X95 | 3RH1911-1FA40-ZX95 | 1 | UN | 1 | 15 | C | D | N | N | 85365080 | 600 | 4011209322387 | 0.045 | KG | 19.95 | 19.95 | CP02 | CP02 | Auxiliary switch block, 40, 4 NO EN 50005 Screw terminal size S00 For auxiliary and motor contactors Reusable packaging Pack = 600 units !!! Phased-out product !!! Successor is SIRIUS 3RH2 | - | 0 | 7
3RH1911-1FB11 |  | 3RH1911-1FB11 | 1 | UN | 1 | 2 | A | D | N | N | 85365080 | 1 | 4011209267336 | 0.04 | KG | 24.23 | 24.23 | CP02 | CP02 | Auxiliary switch block, 11 1 NO + 1 NC 1U, EN 50005 Screw terminal size S00 For auxiliary and motor contactors !!! Phased-out product !!! Successor is SIRIUS 3RH2 Preferred successor type is >>3RH2911-1FB11<< | - | 0 | 7
3RH1911-1FB22 |  | 3RH1911-1FB22 | 1 | UN | 1 | 2 | A | D | N | N | 85365080 | 1 | 4011209375802 | 0.051 | KG | 36.2 | 36.2 | CP02 | CP02 | Auxiliary switch block, 22 2 NO + 2 NC 1U, EN 50005 Screw terminal size S00 For auxiliary and motor contactors !!! Phased-out product !!! Successor is SIRIUS 3RH2 Preferred successor type is >>3RH2911-1FB22<< | - | 0 | 7
3RH1911-1FB22-Z | W98 | 3RH1911-1FB22-ZW98 | 1 | UN | 1 | 40 | X | D | N | N | 85365080 | 70 | 4011209916579 | 0.052 | KG | 36.2 | 36.2 | CP02 | CP02 | Auxiliary switch block, 22 2 NO + 2 NC 1U, EN 50005 Screw terminal size S00 For auxiliary and motor contactors Multi-unit packaging Pack = 70 units !!! Phased-out product !!! Successor is SIRIUS 3RH2 | - | 0 | 7
3RH1911-1FB22-Z | X95 | 3RH1911-1FB22-ZX95 | 1 | UN | 1 | 15 | C | D | N | N | 85365080 | 600 | 4011209544017 | 45 | G | 36.2 | 36.2 | CP02 | CP02 | Auxiliary switch block, 22 2 NO + 2 NC 1U, EN 50005 Screw terminal size S00 For auxiliary and motor contactors Reusable packaging Pack = 600 units !!! Phased-out product !!! Successor is SIRIUS 3RH2 | - | 0 | 7
3RH1911-1FC22 |  | 3RH1911-1FC22 | 1 | UN | 1 | 2 | A | D | N | N | 85365080 | 1 | 4011209267343 | 0.051 | KG | 32.3 | 32.3 | CP02 | CP02 | Auxiliary switch block, 22 2 NO + 2 NC 2U, EN 50005 Screw terminal size S00 For auxiliary and motor contactors !!! Phased-out product !!! Successor is SIRIUS 3RH2 Preferred successor type is >>3RH2911-1FC22<< | - | 0 | 7
3RH1911-1GA04 |  | 3RH1911-1GA04 | 1 | UN | 1 | 2 | A | D | N | N | 85365080 | 1 | 4011209276383 | 0.051 | KG | 19.95 | 19.95 | CP02 | CP02 | Auxiliary switch block, 44 E, 4 NC EN 50011 Screw terminal for contactor relays, 4-pole !!! Phased-out product !!! Successor is SIRIUS 3RH2 Preferred successor type is >>3RH2911-1GA04<< | - | 0 | 7
3RH1911-1GA04-Z | W95 | 3RH1911-1GA04-ZW95 | 1 | UN | 1 | 0 | A | D | N | N | 85365080 | 600 | 4011209323063 | 0.05 | KG | 19.95 | 19.95 | CP02 | CP02 | Auxiliary switch block, 44 E, 4 NC EN 50011 Screw terminal for contactor relays, 4-pole Multi-unit packaging Pack = 600 units !!! Phased-out product !!! Successor is SIRIUS 3RH2 | - | 0 | 9
3RH1911-1GA04-Z | W96 | 3RH1911-1GA04-ZW96 | 1 | UN | 1 | 0 | A | D | N | N | 85365080 | 280 | 4011209323766 | 0.051 | KG | 19.95 | 19.95 | CP02 | CP02 | Auxiliary switch block, 44 E, 4 NC EN 50011 Screw terminal for contactor relays, 4-pole Multi-unit packaging Pack = 280 units !!! Phased-out product !!! Successor is SIRIUS 3RH2 | - | 0 | 7
3RH1911-1GA04-Z | W97 | 3RH1911-1GA04-ZW97 | 1 | UN | 1 | 0 | A | D | N | N | 85365080 | 140 | 4011209324466 | 0.051 | KG | 19.95 | 19.95 | CP02 | CP02 | Auxiliary switch block, 44 E, 4 NC EN 50011 Screw terminal for contactor relays, 4-pole Multi-unit packaging Pack = 140 units !!! Phased-out product !!! Successor is SIRIUS 3RH2 | - | 0 | 7
3RH1911-1GA04-Z | W98 | 3RH1911-1GA04-ZW98 | 1 | UN | 1 | 0 | A | D | N | N | 85365080 | 70 | 4011209325166 | 0.051 | KG | 19.95 | 19.95 | CP02 | CP02 | Auxiliary switch block, 44 E, 4 NC EN 50011 Screw terminal for contactor relays, 4-pole Multi-unit packaging Pack = 70 units !!! Phased-out product !!! Successor is SIRIUS 3RH2 | - | 0 | 7
3RH1911-1GA04-Z | X95 | 3RH1911-1GA04-ZX95 | 1 | UN | 1 | 15 | C | D | N | N | 85365080 | 600 | 4011209322417 | 0.045 | KG | 19.95 | 19.95 | CP02 | CP02 | Auxiliary switch block, 44 E, 4 NC EN 50011 Screw terminal for contactor relays, 4-pole Reusable packaging Pack = 600 units !!! Phased-out product !!! Successor is SIRIUS 3RH2 | - | 0 | 7
3RH1911-1GA13 |  | 3RH1911-1GA13 | 1 | UN | 1 | 2 | A | D | N | N | 85365080 | 1 | 4011209276390 | 0.051 | KG | 19.95 | 19.95 | CP02 | CP02 | Auxiliary switch block, 53 E 1 NO + 3 NC EN 50011 Screw terminal for contactor relays, 4-pole !!! Phased-out product !!! Successor is SIRIUS 3RH2 Preferred successor type is >>3RH2911-1GA13<< | - | 0 | 7
3RH1911-1GA13-Z | W95 | 3RH1911-1GA13-ZW95 | 1 | UN | 1 | 0 | A | D | N | N | 85365080 | 600 | 4011209323070 | 0.05 | KG | 19.95 | 19.95 | CP02 | CP02 | Auxiliary switch block, 53 E 1 NO + 3 NC EN 50011 Screw terminal for contactor relays, 4-pole Multi-unit packaging Pack = 600 units !!! Phased-out product !!! Successor is SIRIUS 3RH2 | - | 0 | 9
3RH1911-1GA13-Z | W96 | 3RH1911-1GA13-ZW96 | 1 | UN | 1 | 0 | A | D | N | N | 85365080 | 280 | 4011209323773 | 0.052 | KG | 19.95 | 19.95 | CP02 | CP02 | Auxiliary switch block, 53 E 1 NO + 3 NC EN 50011 Screw terminal for contactor relays, 4-pole Multi-unit packaging Pack = 280 units !!! Phased-out product !!! Successor is SIRIUS 3RH2 | - | 0 | 7
3RH1911-1GA13-Z | W97 | 3RH1911-1GA13-ZW97 | 1 | UN | 1 | 0 | A | D | N | N | 85365080 | 140 | 4011209324473 | 0.052 | KG | 19.95 | 19.95 | CP02 | CP02 | Auxiliary switch block, 53 E 1 NO + 3 NC EN 50011 Screw terminal for contactor relays, 4-pole Multi-unit packaging Pack = 140 units !!! Phased-out product !!! Successor is SIRIUS 3RH2 | - | 0 | 7
3RH1911-1GA13-Z | W98 | 3RH1911-1GA13-ZW98 | 1 | UN | 1 | 0 | A | D | N | N | 85365080 | 70 | 4011209325173 | 0.052 | KG | 19.95 | 19.95 | CP02 | CP02 | Auxiliary switch block, 53 E 1 NO + 3 NC EN 50011 Screw terminal for contactor relays, 4-pole Multi-unit packaging Pack = 70 units !!! Phased-out product !!! Successor is SIRIUS 3RH2 | - | 0 | 7
3RH1911-1GA13-Z | X95 | 3RH1911-1GA13-ZX95 | 1 | UN | 1 | 20 | D | D | N | N | 85365080 | 600 | 4011209322424 | 0.045 | KG | 19.95 | 19.95 | CP02 | CP02 | Auxiliary switch block, 53 E 1 NO + 3 NC EN 50011 Screw terminal for contactor relays, 4-pole Reusable packaging Pack = 600 units !!! Phased-out product !!! Successor is SIRIUS 3RH2 | - | 0 | 7
3RH1911-1GA22 |  | 3RH1911-1GA22 | 1 | UN | 1 | 2 | A | D | N | N | 85365080 | 1 | 4011209276406 | 0.051 | KG | 19.95 | 19.95 | CP02 | CP02 | Auxiliary switch block, 62 E 2 NO + 2 NC EN 50011 Screw terminal for contactor relays, 4-pole !!! Phased-out product !!! Successor is SIRIUS 3RH2 Preferred successor type is >>3RH2911-1GA22<< | - | 0 | 7
3RH1911-1GA22-Z | W95 | 3RH1911-1GA22-ZW95 | 1 | UN | 1 | 40 | X | D | N | N | 85365080 | 600 | 4011209323087 | 0.05 | KG | 19.95 | 19.95 | CP02 | CP02 | Auxiliary switch block, 62 E 2 NO + 2 NC EN 50011 Screw terminal Multi-unit packaging Pack = 600 units !!! Phased-out product !!! Successor is SIRIUS 3RH2 | - | 0 | 9
3RH1911-1GA22-Z | W96 | 3RH1911-1GA22-ZW96 | 1 | UN | 1 | 40 | X | D | N | N | 85365080 | 280 | 4011209323780 | 0.052 | KG | 19.95 | 19.95 | CP02 | CP02 | Auxiliary switch block, 62 E 2 NO + 2 NC EN 50011 Screw terminal for contactor relays, 4-pole Multi-unit packaging Pack = 280 units !!! Phased-out product !!! Successor is SIRIUS 3RH2 | - | 0 | 7
3RH1911-1GA22-Z | W97 | 3RH1911-1GA22-ZW97 | 1 | UN | 1 | 40 | X | D | N | N | 85365080 | 140 | 4011209324480 | 0.052 | KG | 19.95 | 19.95 | CP02 | CP02 | Auxiliary switch block, 62 E 2 NO + 2 NC EN 50011 Screw terminal for contactor relays, 4-pole Multi-unit packaging Pack = 140 units !!! Phased-out product !!! Successor is SIRIUS 3RH2 | - | 0 | 7
3RH1911-1GA22-Z | W98 | 3RH1911-1GA22-ZW98 | 1 | UN | 1 | 40 | X | D | N | N | 85365080 | 70 | 4011209325180 | 0.052 | KG | 19.95 | 19.95 | CP02 | CP02 | Auxiliary switch block, 62 E 2 NO + 2 NC EN 50011 Screw terminal for contactor relays, 4-pole Multi-unit packaging Pack = 70 units !!! Phased-out product !!! Successor is SIRIUS 3RH2 | - | 0 | 7
3RH1911-1GA22-Z | X95 | 3RH1911-1GA22-ZX95 | 1 | UN | 1 | 15 | C | D | N | N | 85365080 | 600 | 4011209322431 | 0.045 | KG | 19.95 | 19.95 | CP02 | CP02 | Auxiliary switch block, 62 E 2 NO + 2 NC EN 50011 Screw terminal for contactor relays, 4-pole Reusable packaging Pack = 600 units !!! Phased-out product !!! Successor is SIRIUS 3RH2 | - | 0 | 7
3RH1911-1GA31 |  | 3RH1911-1GA31 | 1 | UN | 1 | 2 | A | D | N | N | 85365080 | 1 | 4011209276413 | 0.051 | KG | 19.95 | 19.95 | CP02 | CP02 | Auxiliary switch block, 71 E 3 NO + 1 NC EN 50011 Screw terminal for contactor relays, 4-pole !!! Phased-out product !!! Successor is SIRIUS 3RH2 Preferred successor type is >>3RH2911-1GA31<< | - | 0 | 7
3RH1911-1GA31-Z | W95 | 3RH1911-1GA31-ZW95 | 1 | UN | 1 | 0 | A | D | N | N | 85365080 | 600 | 4011209323094 | 0.05 | KG | 19.95 | 19.95 | CP02 | CP02 | Auxiliary switch block, 71 E 3 NO + 1 NC EN 50011 Screw terminal Multi-unit packaging Pack = 600 units !!! Phased-out product !!! Successor is SIRIUS 3RH2 | - | 0 | 9
3RH1911-1GA31-Z | W96 | 3RH1911-1GA31-ZW96 | 1 | UN | 1 | 0 | A | D | N | N | 85365080 | 280 | 4011209323797 | 0.052 | KG | 19.95 | 19.95 | CP02 | CP02 | Auxiliary switch block, 71 E 3 NO + 1 NC EN 50011 Screw terminal for contactor relays, 4-pole Multi-unit packaging Pack = 280 units !!! Phased-out product !!! Successor is SIRIUS 3RH2 | - | 0 | 7
3RH1911-1GA31-Z | W97 | 3RH1911-1GA31-ZW97 | 1 | UN | 1 | 0 | A | D | N | N | 85365080 | 140 | 4011209324497 | 0.052 | KG | 19.95 | 19.95 | CP02 | CP02 | Auxiliary switch block, 71 E 3 NO + 1 NC EN 50011 Screw terminal for contactor relays, 4-pole Multi-unit packaging Pack = 140 units !!! Phased-out product !!! Successor is SIRIUS 3RH2 | - | 0 | 7
3RH1911-1GA31-Z | W98 | 3RH1911-1GA31-ZW98 | 1 | UN | 1 | 0 | A | D | N | N | 85365080 | 70 | 4011209325197 | 0.052 | KG | 19.95 | 19.95 | CP02 | CP02 | Auxiliary switch block, 71 E 3 NO + 1 NC EN 50011 Screw terminal for contactor relays, 4-pole Multi-unit packaging Pack = 70 units !!! Phased-out product !!! Successor is SIRIUS 3RH2 | - | 0 | 7
3RH1911-1GA31-Z | X95 | 3RH1911-1GA31-ZX95 | 1 | UN | 1 | 20 | D | D | N | N | 85365080 | 600 | 4011209322448 | 0.045 | KG | 19.95 | 19.95 | CP02 | CP02 | Auxiliary switch block, 71 E 3 NO + 1 NC EN 50011 Screw terminal for contactor relays, 4-pole Reusable packaging Pack = 600 units !!! Phased-out product !!! Successor is SIRIUS 3RH2 | - | 0 | 7
3RH1911-1GA40 |  | 3RH1911-1GA40 | 1 | UN | 1 | 2 | A | D | N | N | 85365080 | 1 | 4011209276420 | 0.051 | KG | 19.95 | 19.95 | CP02 | CP02 | Auxiliary switch block, 80 E, 4 NO EN 50011 Screw terminal for contactor relays, 4-pole !!! Phased-out product !!! Successor is SIRIUS 3RH2 Preferred successor type is >>3RH2911-1GA40<< | - | 0 | 7
3RH1911-1GA40-Z | W95 | 3RH1911-1GA40-ZW95 | 1 | UN | 1 | 0 | A | D | N | N | 85365080 | 600 | 4011209317307 | 0.05 | KG | 19.95 | 19.95 | CP02 | CP02 | Auxiliary switch block, 80 E, 4 NO EN 50011 Screw terminal for contactor relays, 4-pole Multi-unit packaging Pack = 600 units !!! Phased-out product !!! Successor is SIRIUS 3RH2 | - | 0 | 9
3RH1911-1GA40-Z | W96 | 3RH1911-1GA40-ZW96 | 1 | UN | 1 | 0 | A | D | N | N | 85365080 | 280 | 4011209317314 | 0.052 | KG | 19.95 | 19.95 | CP02 | CP02 | Auxiliary switch block, 80 E, 4 NO EN 50011 Screw terminal for contactor relays, 4-pole Multi-unit packaging Pack = 280 units !!! Phased-out product !!! Successor is SIRIUS 3RH2 | - | 0 | 7
3RH1911-1GA40-Z | W97 | 3RH1911-1GA40-ZW97 | 1 | UN | 1 | 0 | A | D | N | N | 85365080 | 140 | 4011209317321 | 0.052 | KG | 19.95 | 19.95 | CP02 | CP02 | Auxiliary switch block, 80 E, 4 NO EN 50011 Screw terminal for contactor relays, 4-pole Multi-unit packaging Pack = 140 units !!! Phased-out product !!! Successor is SIRIUS 3RH2 | - | 0 | 7
3RH1911-1GA40-Z | W98 | 3RH1911-1GA40-ZW98 | 1 | UN | 1 | 0 | A | D | N | N | 85365080 | 70 | 4011209317338 | 0.052 | KG | 19.95 | 19.95 | CP02 | CP02 | Auxiliary switch block, 80 E, 4 NO EN 50011 Screw terminal for contactor relays, 4-pole Multi-unit packaging Pack = 70 units !!! Phased-out product !!! Successor is SIRIUS 3RH2 | - | 0 | 7
3RH1911-1GA40-Z | X95 | 3RH1911-1GA40-ZX95 | 1 | UN | 1 | 20 | D | D | N | N | 85365080 | 600 | 4011209317291 | 0.045 | KG | 19.95 | 19.95 | CP02 | CP02 | Auxiliary switch block, 80 E, 4 NO EN 50011 Screw terminal for contactor relays, 4-pole Reusable packaging Pack = 600 units !!! Phased-out product !!! Successor is SIRIUS 3RH2 | - | 0 | 7
3RH1911-1HA01 |  | 3RH1911-1HA01 | 1 | UN | 1 | 2 | A | D | N | N | 85365080 | 1 | 4011209267350 | 0.035 | KG | 9.3 | 9.3 | CP02 | CP02 | Auxiliary switch block, 11 E, 1 NC EN 50012 Screw terminal for motor contactors, 4-pole !!! Phased-out product !!! Successor is SIRIUS 3RH2 Preferred successor type is >>3RH2911-1HA01<< | - | 0 | 7
3RH1911-1HA01-Z | W95 | 3RH1911-1HA01-ZW95 | 1 | UN | 1 | 40 | X | D | N | N | 85365080 | 600 | 4011209323100 | 0.035 | KG | 9.3 | 9.3 | CP02 | CP02 | Auxiliary switch block, 11 E, 1 NC EN 50012 Screw terminal for motor contactors, 4-pole Multi-unit packaging Pack = 600 units !!! Phased-out product !!! Successor is SIRIUS 3RH2 | - | 0 | 7
3RH1911-1HA01-Z | W96 | 3RH1911-1HA01-ZW96 | 1 | UN | 1 | 40 | X | D | N | N | 85365080 | 280 | 4011209323803 | 0.035 | KG | 9.3 | 9.3 | CP02 | CP02 | Auxiliary switch block, 11 E, 1 NC EN 50012 Screw terminal for motor contactors, 4-pole Multi-unit packaging Pack = 280 units !!! Phased-out product !!! Successor is SIRIUS 3RH2 | - | 0 | 7
3RH1911-1HA01-Z | W97 | 3RH1911-1HA01-ZW97 | 1 | UN | 1 | 40 | X | D | N | N | 85365080 | 140 | 4011209324503 | 0.035 | KG | 9.3 | 9.3 | CP02 | CP02 | Auxiliary switch block, 11 E, 1 NC EN 50012 Screw terminal for motor contactors, 4-pole Multi-unit packaging Pack = 140 units !!! Phased-out product !!! Successor is SIRIUS 3RH2 | - | 0 | 7
3RH1911-1HA01-Z | W98 | 3RH1911-1HA01-ZW98 | 1 | UN | 1 | 40 | X | D | N | N | 85365080 | 70 | 4011209325203 | 0.035 | KG | 9.3 | 9.3 | CP02 | CP02 | Auxiliary switch block, 11 E, 1 NC EN 50012 Screw terminal for motor contactors, 4-pole Multi-unit packaging Pack = 70 units !!! Phased-out product !!! Successor is SIRIUS 3RH2 | - | 0 | 7
3RH1911-1HA01-Z | X95 | 3RH1911-1HA01-ZX95 | 1 | UN | 1 | 15 | C | D | N | N | 85365080 | 600 | 4011209322455 | 0.029 | KG | 9.3 | 9.3 | CP02 | CP02 | Auxiliary switch block, 11 E, 1 NC EN 50012 Screw terminal for motor contactors, 4-pole Reusable packaging Pack = 600 units !!! Phased-out product !!! Successor is SIRIUS 3RH2 | - | 0 | 7
3RH1911-1HA12 |  | 3RH1911-1HA12 | 1 | UN | 1 | 2 | A | D | N | N | 85365080 | 1 | 4011209267367 | 0.046 | KG | 16.15 | 16.15 | CP02 | CP02 | Auxiliary switch block, 22 E 1 NO + 2 NC EN 50012 Screw terminal for motor contactors, 4-pole !!! Phased-out product !!! Successor is SIRIUS 3RH2 Preferred successor type is >>3RH2911-1HA12<< | - | 0 | 7
3RH1911-1HA12-Z | W95 | 3RH1911-1HA12-ZW95 | 1 | UN | 1 | 0 | A | D | N | N | 85365080 | 600 | 4011209323117 | 0.045 | KG | 16.15 | 16.15 | CP02 | CP02 | Auxiliary switch block, 22 E 1 NO + 2 NC EN 50012 Screw terminal for motor contactors, 4-pole Multi-unit packaging Pack = 600 units !!! Phased-out product !!! Successor is SIRIUS 3RH2 | - | 0 | 7
3RH1911-1HA12-Z | W96 | 3RH1911-1HA12-ZW96 | 1 | UN | 1 | 0 | A | D | N | N | 85365080 | 280 | 4011209323810 | 0.045 | KG | 16.15 | 16.15 | CP02 | CP02 | Auxiliary switch block, 22 E 1 NO + 2 NC EN 50012 Screw terminal for motor contactors, 4-pole Multi-unit packaging Pack = 280 units !!! Phased-out product !!! Successor is SIRIUS 3RH2 | - | 0 | 7
3RH1911-1HA12-Z | W97 | 3RH1911-1HA12-ZW97 | 1 | UN | 1 | 0 | A | D | N | N | 85365080 | 140 | 4011209324510 | 0.045 | KG | 16.15 | 16.15 | CP02 | CP02 | Auxiliary switch block, 22 E 1 NO + 2 NC EN 50012 Screw terminal for motor contactors, 4-pole Multi-unit packaging Pack = 140 units !!! Phased-out product !!! Successor is SIRIUS 3RH2 | - | 0 | 7
3RH1911-1HA12-Z | W98 | 3RH1911-1HA12-ZW98 | 1 | UN | 1 | 0 | A | D | N | N | 85365080 | 70 | 4011209325210 | 0.045 | KG | 16.15 | 16.15 | CP02 | CP02 | Auxiliary switch block, 22 E 1 NO + 2 NC EN 50012 Screw terminal for motor contactors, 4-pole Multi-unit packaging Pack = 70 units !!! Phased-out product !!! Successor is SIRIUS 3RH2 | - | 0 | 7
3RH1911-1HA12-Z | X95 | 3RH1911-1HA12-ZX95 | 1 | UN | 1 | 20 | D | D | N | N | 85365080 | 600 | 4011209322462 | 0.04 | KG | 16.15 | 16.15 | CP02 | CP02 | Auxiliary switch block, 22 E 1 NO + 2 NC EN 50012 Screw terminal for motor contactors, 4-pole Reusable packaging Pack = 600 units !!! Phased-out product !!! Successor is SIRIUS 3RH2 | - | 0 | 7
3RH1911-1HA13 |  | 3RH1911-1HA13 | 1 | UN | 1 | 2 | A | D | N | N | 85365080 | 1 | 4011209267374 | 0.051 | KG | 19.95 | 19.95 | CP02 | CP02 | Auxiliary switch block, 23 E 1 NO + 3 NC EN 50012 Screw terminal for motor contactors, 4-pole !!! Phased-out product !!! Successor is SIRIUS 3RH2 Preferred successor type is >>3RH2911-1HA13<< | - | 0 | 7
3RH1911-1HA13-Z | W95 | 3RH1911-1HA13-ZW95 | 1 | UN | 1 | 0 | A | D | N | N | 85365080 | 600 | 4011209323124 | 0.052 | KG | 19.95 | 19.95 | CP02 | CP02 | Auxiliary switch block, 23 E 1 NO + 3 NC EN 50012 Screw terminal for motor contactors, 4-pole Multi-unit packaging Pack = 600 units !!! Phased-out product !!! Successor is SIRIUS 3RH2 | - | 0 | 7
3RH1911-1HA13-Z | W96 | 3RH1911-1HA13-ZW96 | 1 | UN | 1 | 0 | A | D | N | N | 85365080 | 280 | 4011209323827 | 0.052 | KG | 19.95 | 19.95 | CP02 | CP02 | Auxiliary switch block, 23 E 1 NO + 3 NC EN 50012 Screw terminal for motor contactors, 4-pole Multi-unit packaging Pack = 280 units !!! Phased-out product !!! Successor is SIRIUS 3RH2 | - | 0 | 7
3RH1911-1HA13-Z | W97 | 3RH1911-1HA13-ZW97 | 1 | UN | 1 | 0 | A | D | N | N | 85365080 | 140 | 4011209324527 | 0.052 | KG | 19.95 | 19.95 | CP02 | CP02 | Auxiliary switch block, 23 E 1 NO + 3 NC EN 50012 Screw terminal for motor contactors, 4-pole Multi-unit packaging Pack = 140 units !!! Phased-out product !!! Successor is SIRIUS 3RH2 | - | 0 | 7
3RH1911-1HA13-Z | W98 | 3RH1911-1HA13-ZW98 | 1 | UN | 1 | 0 | A | D | N | N | 85365080 | 70 | 4011209325227 | 0.052 | KG | 19.95 | 19.95 | CP02 | CP02 | Auxiliary switch block, 23 E 1 NO + 3 NC EN 50012 Screw terminal for motor contactors, 4-pole Multi-unit packaging Pack = 70 units !!! Phased-out product !!! Successor is SIRIUS 3RH2 | - | 0 | 7
3RH1911-1HA13-Z | X95 | 3RH1911-1HA13-ZX95 | 1 | UN | 1 | 20 | D | D | N | N | 85365080 | 600 | 4011209322479 | 0.045 | KG | 19.95 | 19.95 | CP02 | CP02 | Auxiliary switch block, 23 E 1 NO + 3 NC EN 50012 Screw terminal for motor contactors, 4-pole Reusable packaging Pack = 600 units !!! Phased-out product !!! Successor is SIRIUS 3RH2 | - | 0 | 7
3RH1911-1HA22 |  | 3RH1911-1HA22 | 1 | UN | 1 | 2 | A | D | N | N | 85365080 | 1 | 4011209267381 | 0.051 | KG | 19.95 | 19.95 | CP02 | CP02 | Auxiliary switch block, 32 E 2 NO + 2 NC EN 50012 Screw terminal for motor contactors, 4-pole !!! Phased-out product !!! Successor is SIRIUS 3RH2 Preferred successor type is >>3RH2911-1HA22<< | - | 0 | 7
3RH1911-1HA22-Z | W95 | 3RH1911-1HA22-ZW95 | 1 | UN | 1 | 40 | X | D | N | N | 85365080 | 600 | 4011209323131 | 0.052 | KG | 19.95 | 19.95 | CP02 | CP02 | Auxiliary switch block, 32 E 2 NO + 2 NC EN 50012 Screw terminal for motor contactors, 4-pole Multi-unit packaging Pack = 600 units !!! Phased-out product !!! Successor is SIRIUS 3RH2 | - | 0 | 7
3RH1911-1HA22-Z | W96 | 3RH1911-1HA22-ZW96 | 1 | UN | 1 | 40 | X | D | N | N | 85365080 | 280 | 4011209323834 | 0.052 | KG | 19.95 | 19.95 | CP02 | CP02 | Auxiliary switch block, 32 E 2 NO + 2 NC EN 50012 Screw terminal for motor contactors, 4-pole Multi-unit packaging Pack = 280 units !!! Phased-out product !!! Successor is SIRIUS 3RH2 | - | 0 | 7
3RH1911-1HA22-Z | W97 | 3RH1911-1HA22-ZW97 | 1 | UN | 1 | 40 | X | D | N | N | 85365080 | 140 | 4011209324534 | 0.052 | KG | 19.95 | 19.95 | CP02 | CP02 | Auxiliary switch block, 32 E 2 NO + 2 NC EN 50012 Screw terminal for motor contactors, 4-pole Multi-unit packaging Pack = 140 units !!! Phased-out product !!! Successor is SIRIUS 3RH2 | - | 0 | 7
3RH1911-1HA22-Z | W98 | 3RH1911-1HA22-ZW98 | 1 | UN | 1 | 40 | X | D | N | N | 85365080 | 70 | 4011209325234 | 0.052 | KG | 19.95 | 19.95 | CP02 | CP02 | Auxiliary switch block, 32 E 2 NO + 2 NC EN 50012 Screw terminal for motor contactors, 4-pole Multi-unit packaging Pack = 70 units !!! Phased-out product !!! Successor is SIRIUS 3RH2 | - | 0 | 7
3RH1911-1HA22-Z | X95 | 3RH1911-1HA22-ZX95 | 1 | UN | 1 | 15 | C | D | N | N | 85365080 | 600 | 4011209322486 | 0.045 | KG | 19.95 | 19.95 | CP02 | CP02 | Auxiliary switch block, 32 E 2 NO + 2 NC EN 50012 Screw terminal for motor contactors, 4-pole Reusable packaging Pack = 600 units !!! Phased-out product !!! Successor is SIRIUS 3RH2 | - | 0 | 7
3RH1911-1HA31 |  | 3RH1911-1HA31 | 1 | UN | 1 | 5 | B | D | N | N | 85365080 | 1 | 4011209420236 | 0.051 | KG | 19.95 | 19.95 | CP02 | CP02 | Auxiliary switch block, 3 NO + 1 NC EN 50012 screw terminal for motor contactors, 4-pole !!! Phased-out product !!! Successor is SIRIUS 3RH2 Preferred successor type is >>3RH2911-1HA31<< | - | 0 | 7
3RH1911-1LA11 |  | 3RH1911-1LA11 | 1 | UN | 1 | 2 | A | D | N | N | 85365080 | 1 | 4011209293762 | 0.051 | KG | 12.16 | 12.16 | CP02 | CP02 | Auxiliary switch block, 1 NO + 1 NC EN 50005 connection from top Screw terminal size S00 For auxiliary and motor contactors !!! Phased-out product !!! Successor is SIRIUS 3RH2 Preferred successor type is >>3RH2911-1LA11<< | - | 0 | 7
3RH1911-1LA11-Z | X95 | 3RH1911-1LA11-ZX95 | 1 | UN | 1 | 20 | D | D | N | N | 85365080 | 600 | 4011209322493 | 0.045 | KG | 12.16 | 12.16 | CP02 | CP02 | Auxiliary switch block, 1 NO + 1 NC EN 50005 connection from top Screw terminal size S00 For auxiliary and motor contactors Reusable packaging Pack = 600 units !!! Phased-out product !!! Successor is SIRIUS 3RH2 | - | 0 | 7
3RH1911-1LA20 |  | 3RH1911-1LA20 | 1 | UN | 1 | 2 | A | D | N | N | 85365080 | 1 | 4011209293779 | 0.051 | KG | 12.16 | 12.16 | CP02 | CP02 | Auxiliary switch block, 2 NO EN 50005 connection from top Screw terminal size S00 For auxiliary and motor contactors !!! Phased-out product !!! Successor is SIRIUS 3RH2 Preferred successor type is >>3RH2911-1LA20<< | - | 0 | 7
3RH1911-1LA20-Z | X95 | 3RH1911-1LA20-ZX95 | 1 | UN | 1 | 20 | D | D | N | N | 85365080 | 600 | 4011209322509 | 0.045 | KG | 12.16 | 12.16 | CP02 | CP02 | Auxiliary switch block, 2 NO EN 50005 connection from top Screw terminal size S00 For auxiliary and motor contactors Reusable packaging Pack = 600 units !!! Phased-out product !!! Successor is SIRIUS 3RH2 | - | 0 | 7
3RH1911-1MA11 |  | 3RH1911-1MA11 | 1 | UN | 1 | 2 | A | D | N | N | 85365080 | 1 | 4011209293793 | 0.051 | KG | 12.16 | 12.16 | CP02 | CP02 | Auxiliary switch block, 1 NO + 1 NC EN 50005 connection from below Screw terminal size S00 For auxiliary and motor contactors !!! Phased-out product !!! Successor is SIRIUS 3RH2 Preferred successor type is >>3RH2911-1MA11<< | - | 0 | 7
3RH1911-1MA11-Z | X95 | 3RH1911-1MA11-ZX95 | 1 | UN | 1 | 20 | D | D | N | N | 85365080 | 600 | 4011209322516 | 0.045 | KG | 12.16 | 12.16 | CP02 | CP02 | Auxiliary switch block, 1 NO + 1 NC EN 50005 connection from below Screw terminal size S00 For auxiliary and motor contactors Reusable packaging Pack = 600 units !!! Phased-out product !!! Successor is SIRIUS 3RH2 | - | 0 | 7
3RH1911-1MA20 |  | 3RH1911-1MA20 | 1 | UN | 1 | 2 | A | D | N | N | 85365080 | 1 | 4011209293809 | 0.051 | KG | 12.16 | 12.16 | CP02 | CP02 | Auxiliary switch block, 2 NO EN 50005 connection from below Screw terminal size S00 For auxiliary and motor contactors !!! Phased-out product !!! Successor is SIRIUS 3RH2 Preferred successor type is >>3RH2911-1MA20<< | - | 0 | 7
3RH1911-1NF02 |  | 3RH1911-1NF02 | 1 | UN | 1 | 5 | B | D | N | N | 85365080 | 1 | 4011209355996 | 0.042 | KG | 49.4 | 49.4 | CP02 | CP02 | Auxiliary switch block, 02 E, 2 NC EN 50005 4-pole Screw terminal size S00 for use in electronics !!! Phased-out product !!! Successor is SIRIUS 3RH2 Preferred successor type is >>3RH2911-1NF02<< | - | 0 | 7
3RH1911-1NF11 |  | 3RH1911-1NF11 | 1 | UN | 1 | 2 | A | D | N | N | 85365080 | 1 | 4011209355972 | 0.042 | KG | 49.4 | 49.4 | CP02 | CP02 | Solid-state compatible auxiliary switch 11 EN 50005 2-pole Screw terminal size S00 1 NO + 1 NC (encapsulated) !!! Phased-out product !!! Successor is SIRIUS 3RH2 Preferred successor type is >>3RH2911-1NF11<< | - | 0 | 7
3RH1911-1NF11-0KS0 |  | 3RH1911-1NF11-0KS0 | 1 | UN | 1 | 20 | D | D | N | N | 85365080 | 1 | 4011209676145 | 0.042 | KG | 54.72 | 54.72 | CP02 | CP02 | Solid-state compatible auxiliary switch 11 EN 50005 2-pole Screw terminal size S00 1 NO + 1 NC (encapsulated) Customized !!! Phased-out product !!! Successor is SIRIUS 3RH2 | - | 0 | 9
3RH1911-1NF11-0KS0-Z | W96 | 3RH1911-1NF11-0KS0-ZW96 | 1 | UN | 1 | 20 | D | D | N | N | 85365080 | 280 | 4011209680593 | 0.05 | KG | 54.72 | 54.72 | CP02 | CP02 | Solid-state compatible auxiliary switch 11 EN 50005 2-pole Screw terminal size S00 1 NO + 1 NC (encapsulated) Customized Multi-unit packaging Pack = 280 units !!! Phased-out product !!! Successor is SIRIUS 3RH2 | - | 0 | 9
3RH1911-1NF11-0KS0-Z | W97 | 3RH1911-1NF11-0KS0-ZW97 | 1 | UN | 1 | 5 | B | D | EAR99 | N | 85365080 | 140 | 4047621007861 | 0.035 | KG | 48.07 | 48.07 | CP02 | CP02 | Auxiliary switch solid-state-compatible 11, EN 50005 2-pole, screw terminal, Size S00, 1 NO + 1 NC (encapsulated) Multi-unit packaging pack = 140 units customized ! Phased-out product! Successor is SIRIUS 3RH2 | - | 0 | 9
3RH1911-1NF11-0KS0-Z | W98 | 3RH1911-1NF11-0KS0-ZW98 | 1 | UN | 1 | 5 | B | D | EAR99 | N | 85365080 | 70 | 4047621007878 | 0.035 | KG | 48.07 | 48.07 | CP02 | CP02 | Auxiliary switch solid-state-compatible 11, EN 50005 2-pole, screw terminal, Size S00, 1 NO + 1 NC (encapsulated) Multi-unit packaging pack = 70 units customized ! Phased-out product! Successor is SIRIUS 3RH2 | - | 0 | 9
3RH1911-1NF11-0KS0-Z | X95 | 3RH1911-1NF11-0KS0-ZX95 | 1 | UN | 1 | 15 | C | D | N | N | 85365080 | 600 | 4011209676107 | 0.042 | KG | 54.72 | 54.72 | CP02 | CP02 | Auxiliary switch solid-state-compatible 11, EN 50005 2-pole, screw terminal, Size S00, 1 NO + 1 NC (encapsulated) Reusable packaging Pack = 600 units Customized !!! Phased-out product !!! Successor is SIRIUS 3RH2 | - | 0 | 9
3RH1911-1NF11-Z | X95 | 3RH1911-1NF11-ZX95 | 1 | UN | 1 | 15 | C | D | N | N | 85365080 | 600 |  | 0.042 | KG | 60.14 | 60.14 | CP02 | CP02 | Auxiliary switch solid-state-compatible 11, EN 50005 2-pole, screw terminal, Size S00, 1 NO + 1 NC (encapsulated) Reusable packaging Pack = 600 units Customized !!! Phased-out product !!! Successor is SIRIUS 3RH2 | - | 0 | 9
3RH1911-1NF20 |  | 3RH1911-1NF20 | 1 | UN | 1 | 2 | A | D | N | N | 85365080 | 1 | 4011209355989 | 0.042 | KG | 49.4 | 49.4 | CP02 | CP02 | Auxiliary switch block, 20 E, 2 NO EN 50005 4-pole Screw terminal size S00 for use in electronics !!! Phased-out product !!! Successor is SIRIUS 3RH2 Preferred successor type is >>3RH2911-1NF20<< | - | 0 | 7
3RH1911-1XA04-0AB2 |  | 3RH1911-1XA04-0AB2 | 1 | UN | 1 | 20 | D | D | N | N | 85365080 | 1 | 4011209422629 | 0.051 | KG | 22.99 | 22.99 | CP02 | CP02 | Auxiliary switch block 4 NC for contactor relay 2 NO + 6 NC with restrictions !!! Phased-out product !!! Successor is SIRIUS 3RH2 | - | 0 | 9
3RH1911-1XA13-0AB4 |  | 3RH1911-1XA13-0AB4 | 1 | UN | 1 | 15 | C | D | N | N | 85365080 | 1 | 4011209559578 | 0.051 | KG | 1.95 | 1.95 | CP02 | CP02 | auxiliary switch block for motor contactor 1 NO + 4 NC with restrictions !!! Phased-out product !!! Successor is SIRIUS 3RH2 | - | 0 | 9
3RH1911-1XA22-3TK0 |  | 3RH1911-1XA22-3TK0 | 1 | UN | 1 | 20 | D | D | N | N | 85365080 | 1 | 4011209552074 | 0.051 | KG | 22.99 | 22.99 | CP02 | CP02 | SIGUARD Inscription auxiliary switch 1 (left) with yellow labeling plate For auxiliary and motor contactors !!! Phased-out product !!! Successor is SIRIUS 3RH2 | - | 0 | 9
3RH1911-1XA22-3TK1 |  | 3RH1911-1XA22-3TK1 | 1 | UN | 1 | 20 | D | D | N | N | 85365080 | 1 | 4011209552081 | 0.051 | KG | 22.99 | 22.99 | CP02 | CP02 | SIGUARD Inscription auxiliary switch 2 (right) with yellow labeling plate For auxiliary and motor contactors !!! Phased-out product !!! Successor is SIRIUS 3RH2 | - | 0 | 9
3RH1911-2FA01 |  | 3RH1911-2FA01 | 1 | UN | 1 | 2 | A | D | N | N | 85365080 | 1 | 4011209851764 | 0.043 | KG | 24.89 | 24.89 | CP02 | CP02 | Auxiliary switch block, 22, 1 NC, EN 50005 spring-type terminal size S00, for contactor relays and motor contactors !!! Phased-out product !!! Successor is SIRIUS 3RH2 | - | 0 | 7
3RH1911-2FA02 |  | 3RH1911-2FA02 | 1 | UN | 1 | 2 | A | D | N | N | 85365080 | 1 | 4011209305717 | 0.047 | KG | 11.78 | 11.78 | CP02 | CP02 | Auxiliary switch block, 02, 2 NC EN 50005 Spring-type terminal Size S00 For auxiliary and motor contactors !!! Phased-out product !!! Successor is SIRIUS 3RH2 Preferred successor type is >>3RH2911-2HA02<< | - | 0 | 7
3RH1911-2FA02-Z | X95 | 3RH1911-2FA02-ZX95 | 1 | UN | 1 | 20 | D | D | N | N | 85365080 | 1 | 4011209538047 | 0.05 | KG | 11.78 | 11.78 | CP02 | CP02 | Auxiliary switch 02 2 NC motor EN 50005 !!! Phased-out product !!! Successor is SIRIUS 3RH2 | - | 0 | 9
3RH1911-2FA11 |  | 3RH1911-2FA11 | 1 | UN | 1 | 2 | A | D | N | N | 85365080 | 1 | 4011209305724 | 0.047 | KG | 11.78 | 11.78 | CP02 | CP02 | Auxiliary switch block, 11 1 NO + 1 NC EN 50005 Spring-type terminal Size S00 For auxiliary and motor contactors !!! Phased-out product !!! Successor is SIRIUS 3RH2 Preferred successor type is >>3RH2911-2HA11<< | - | 0 | 7
3RH1911-2FA11-Z | W97 | 3RH1911-2FA11-ZW97 | 1 | UN | 1 | 40 | X | D | N | N | 85365080 | 120 | 4011209577107 | 0.038 | KG | 11.78 | 11.78 | CP02 | CP02 | Auxiliary switch block, 11 1 NO + 1 NC Spring-type terminal Size S00 For auxiliary and motor contactors Multi-unit packaging Pack = 120 units !!! Phased-out product !!! Successor is SIRIUS 3RH2 | - | 0 | 9
3RH1911-2FA11-Z | W98 | 3RH1911-2FA11-ZW98 | 1 | UN | 1 | 40 | X | D | N | N | 85365080 | 60 | 4011209907645 | 0.038 | KG | 11.78 | 11.78 | CP02 | CP02 | Auxiliary switch block, 11 1 NO + 1 NC EN 50005 Spring-type terminal Size S00 For auxiliary and motor contactors Multi-unit packaging Pack = 60 units !!! Phased-out product !!! Successor is SIRIUS 3RH2 | - | 0 | 7
3RH1911-2FA11-Z | X95 | 3RH1911-2FA11-ZX95 | 1 | UN | 1 | 30 | D | D | N | N | 85365080 | 480 | 4011209425385 | 0.038 | KG | 11.78 | 11.78 | CP02 | CP02 | Auxiliary switch block, 11 1 NO + 1 NC EN 50005 Spring-type terminal Size S00 For auxiliary and motor contactors Reusable packaging Pack = 480 units !!! Phased-out product !!! Successor is SIRIUS 3RH2 | - | 0 | 7
3RH1911-2FA20 |  | 3RH1911-2FA20 | 1 | UN | 1 | 2 | A | D | N | N | 85365080 | 1 | 4011209305731 | 0.047 | KG | 11.78 | 11.78 | CP02 | CP02 | Auxiliary switch block, 20, 2 NO EN 50005 Spring-type terminal Size S00 For auxiliary and motor contactors !!! Phased-out product !!! Successor is SIRIUS 3RH2 Preferred successor type is >>3RH2911-2HA20<< | - | 0 | 7
3RH1911-2FA20-Z | W97 | 3RH1911-2FA20-ZW97 | 1 | UN | 1 | 0 | A | D | N | N | 85365080 | 120 | 4011209907652 | 0.052 | KG | 11.78 | 11.78 | CP02 | CP02 | Auxiliary switch block, 20, 2 NO EN 50005 Spring-type terminal Size S00 For auxiliary and motor contactors Multi-unit packaging Pack = 120 units !!! Phased-out product !!! Successor is SIRIUS 3RH2 | - | 0 | 7
3RH1911-2FA20-Z | X95 | 3RH1911-2FA20-ZX95 | 1 | UN | 1 | 20 | D | D | N | N | 85365080 | 480 | 4011209538023 | 38 | G | 11.78 | 11.78 | CP02 | CP02 | Auxiliary switch block, 20, 2 NO EN 50005 Spring-type terminal Size S00 For auxiliary and motor contactors Reusable packaging Pack = 480 units !!! Phased-out product !!! Successor is SIRIUS 3RH2 | - | 0 | 7
3RH1911-2FA22 |  | 3RH1911-2FA22 | 1 | UN | 1 | 2 | A | D | N | N | 85365080 | 1 | 4011209302068 | 0.059 | KG | 19.95 | 19.95 | CP02 | CP02 | Auxiliary switch block, 22 2 NO + 2 NC EN 50005 Spring-type terminal Size S00 For auxiliary and motor contactors !!! Phased-out product !!! Successor is SIRIUS 3RH2 Preferred successor type is >>3RH2911-2FA22<< | - | 0 | 7
3RH1911-2FA22-Z | W96 | 3RH1911-2FA22-ZW96 | 1 | UN | 1 | 5 | B | D | N | N | 85365080 | 240 | 4047621008257 | 0.049 | KG | 18.05 | 18.05 | CP02 | CP02 | Auxiliary switch block, 22, 2 NO + 2 NC, EN 50005 Spring-type terminal size S00, for contactor relays and motor contactors EN 50005 Multi-unit packaging = 240 units ! Phased-out product! Successor is SIRIUS 3RH2 | - | 0 | 0
3RH1911-2FA22-Z | W98 | 3RH1911-2FA22-ZW98 | 1 | UN | 1 | 40 | X | D | N | N | 85365080 | 60 | 4011209499416 | 0.045 | KG | 19.95 | 19.95 | CP02 | CP02 | Auxiliary switch block, 22 2 NO + 2 NC EN 50005 Spring-type terminal Size S00 For auxiliary and motor contactors Multi-unit packaging Pack = 60 units !!! Phased-out product !!! Successor is SIRIUS 3RH2 | - | 0 | 7
3RH1911-2FA22-Z | X95 | 3RH1911-2FA22-ZX95 | 1 | UN | 1 | 15 | C | D | N | N | 85365080 | 480 | 4011209499744 | 0.05 | KG | 19.95 | 19.95 | CP02 | CP02 | Auxiliary switch block, 22 2 NO + 2 NC EN 50005 Spring-type terminal Size S00 For auxiliary and motor contactors EN 50005 Pack = 480 units !!! Phased-out product !!! Successor is SIRIUS 3RH2 | - | 0 | 7
3RH1911-2FA31 |  | 3RH1911-2FA31 | 1 | UN | 1 | 2 | A | D | N | N | 85365080 | 1 | 4011209302075 | 0.059 | KG | 19.95 | 19.95 | CP02 | CP02 | Auxiliary switch block, 31 3 NO + 1 NC EN 50005 Spring-type terminal Size S00 For auxiliary and motor contactors !!! Phased-out product !!! Successor is SIRIUS 3RH2 Preferred successor type is >>3RH2911-2HA31<< | - | 0 | 7
3RH1911-2FA31-Z | W96 | 3RH1911-2FA31-ZW96 | 1 | UN | 1 | 5 | B | D | N | N | 85365080 | 240 |  | 0.049 | KG | 18.05 | 18.05 | CP02 | CP02 | Auxiliary switch block, 31, 3 NO + 1 NC, EN 50005 Spring-type terminal size S00, for contactor relays and motor contactors Multi-unit packaging = 240 units ! Phased-out product! Successor is SIRIUS 3RH2 | - | 0 | 0
3RH1911-2FA31-Z | W98 | 3RH1911-2FA31-ZW98 | 1 | UN | 1 | 20 | D | D | N | N | 85365080 | 60 |  | 0.059 | KG | 18.05 | 18.05 | CP02 | CP02 | Auxiliary switch block, 31, 3 NO + 1 NC, EN 50005 Spring-type terminal size S00, for contactor relays and motor contactors Multi-unit packaging = 60 units ! Phased-out product! Successor is SIRIUS 3RH2 | - | 0 | 0
3RH1911-2FA31-Z | X95 | 3RH1911-2FA31-ZX95 | 1 | UN | 1 | 10 | C | D | N | N | 85365080 | 480 | 4011209537989 | 0.05 | KG | 18.05 | 18.05 | CP02 | CP02 | Auxiliary switch block, 31, 3 NO + 1 NC, EN 50005 Spring-type terminal size S00, for contactor relays and motor contactors Reusable packaging = 480 units ! Phased-out product! Successor is SIRIUS 3RH2 | - | 0 | 0
3RH1911-2FA40 |  | 3RH1911-2FA40 | 1 | UN | 1 | 2 | A | D | N | N | 85365080 | 1 | 4011209302082 | 0.059 | KG | 19.95 | 19.95 | CP02 | CP02 | Auxiliary switch block, 40, 4 NO EN 50005 Spring-type terminal Size S00 For auxiliary and motor contactors !!! Phased-out product !!! Successor is SIRIUS 3RH2 Preferred successor type is >>3RH2911-2FA40<< | - | 0 | 7
3RH1911-2FA40-Z | W96 | 3RH1911-2FA40-ZW96 | 1 | UN | 1 | 5 | B | D | N | N | 85365080 | 240 | 4047621008240 | 0.049 | KG | 18.05 | 18.05 | CP02 | CP02 | Auxiliary switch block, 40, 4 NO, EN 50005 Spring-type terminal size S00, for contactor relays and motor contactors EN 50005, Multi-unit packaging = 240 units ! Phased-out product! Successor is SIRIUS 3RH2 | - | 0 | 9
3RH1911-2FA40-Z | X95 | 3RH1911-2FA40-ZX95 | 1 | UN | 1 | 20 | D | D | N | N | 85365080 | 480 | 4011209538122 | 50 | G | 19.95 | 19.95 | CP02 | CP02 | Auxiliary switch block, 40, 4 NO EN 50005 Spring-type terminal Size S00 For auxiliary and motor contactors EN 50005 Pack = 480 units !!! Phased-out product !!! Successor is SIRIUS 3RH2 | - | 0 | 9
3RH1911-2FB11 |  | 3RH1911-2FB11 | 1 | UN | 1 | 5 | B | D | N | N | 85365080 | 1 | 4011209305748 | 0.047 | KG | 24.23 | 24.23 | CP02 | CP02 | Auxiliary switch block, 11 1 NO + 1 NC 1U, EN 50005 Spring-type terminal Size S00 For auxiliary and motor contactors !!! Phased-out product !!! Successor is SIRIUS 3RH2 Preferred successor type is >>3RH2911-2FB11<< | - | 0 | 7
3RH1911-2FB22 |  | 3RH1911-2FB22 | 1 | UN | 1 | 15 | C | D | N | N | 85365080 | 1 | 4011209567672 | 0.059 | KG | 36.2 | 36.2 | CP02 | CP02 | Auxiliary switch block 11, 11U, EN 50005 (1 NO + 1 NC and 1 NO + 1 NC make- before-break) Spring-type terminal Size S00 For auxiliary and motor contactors !!! Phased-out product !!! Successor is SIRIUS 3RH2 Preferred successor type is >>3RH2911-2FB22<< | - | 0 | 7
3RH1911-2FC22 |  | 3RH1911-2FC22 | 1 | UN | 1 | 2 | A | D | N | N | 85365080 | 1 | 4011209308794 | 0.059 | KG | 32.3 | 32.3 | CP02 | CP02 | Auxiliary switch block, 22 2 NO + 2 NC 2U, EN 50005 Spring-type terminal Size S00 For auxiliary and motor contactors !!! Phased-out product !!! Successor is SIRIUS 3RH2 Preferred successor type is >>3RH2911-2FC22<< | - | 0 | 7
3RH1911-2GA04 |  | 3RH1911-2GA04 | 1 | UN | 1 | 2 | A | D | N | N | 85365080 | 1 | 4011209299665 | 0.059 | KG | 19.95 | 19.95 | CP02 | CP02 | Auxiliary switch block, 44 E, 4 NC EN 50011 Spring-type terminal for contactor relays, 4-pole !!! Phased-out product !!! Successor is SIRIUS 3RH2 Preferred successor type is >>3RH2911-2GA04<< | - | 0 | 7
3RH1911-2GA04-Z | X95 | 3RH1911-2GA04-ZX95 | 1 | UN | 1 | 15 | C | D | N | N | 85365080 | 480 | 4011209445796 | 0.05 | KG | 19.95 | 19.95 | CP02 | CP02 | Auxiliary switch block, 44 E, 4 NC EN 50011 Spring-type terminal for contactor relays, 4-pole Reusable packaging Pack = 480 units !!! Phased-out product !!! Successor is SIRIUS 3RH2 | - | 0 | 7
3RH1911-2GA13 |  | 3RH1911-2GA13 | 1 | UN | 1 | 2 | A | D | N | N | 85365080 | 1 | 4011209299672 | 0.059 | KG | 19.95 | 19.95 | CP02 | CP02 | Auxiliary switch block, 53 E 1 NO + 3 NC EN 50011 Spring-type terminal for contactor relays, 4-pole !!! Phased-out product !!! Successor is SIRIUS 3RH2 Preferred successor type is >>3RH2911-2GA13<< | - | 0 | 7
3RH1911-2GA13-Z | X95 | 3RH1911-2GA13-ZX95 | 1 | UN | 1 | 20 | D | D | N | N | 85365080 | 480 | 4011209537552 | 0.05 | KG | 19.95 | 19.95 | CP02 | CP02 | Auxiliary switch block, 53 E 1 NO + 3 NC EN 50011 Spring-type terminal for contactor relays, 4-pole Reusable packaging !!! Phased-out product !!! Successor is SIRIUS 3RH2 | - | 0 | 9
3RH1911-2GA22 |  | 3RH1911-2GA22 | 1 | UN | 1 | 2 | A | D | N | N | 85365080 | 1 | 4011209299689 | 0.059 | KG | 19.95 | 19.95 | CP02 | CP02 | Auxiliary switch block, 62 E 2 NO + 2 NC EN 50011 Spring-type terminal for contactor relays, 4-pole !!! Phased-out product !!! Successor is SIRIUS 3RH2 Preferred successor type is >>3RH2911-2GA22<< | - | 0 | 7
3RH1911-2GA22-Z | W97 | 3RH1911-2GA22-ZW97 | 1 | UN | 1 | 30 | D | D | N | N | 85365080 | 120 | 4011209672192 | 0.038 | KG | 19.95 | 19.95 | CP02 | CP02 | Auxiliary switch block, 62 E 2 NO + 2 NC EN 50011 Spring-type terminal for contactor relays, 4-pole Multi-unit packaging Pack = 120 units !!! Phased-out product !!! Successor is SIRIUS 3RH2 | - | 0 | 7
3RH1911-2GA22-Z | X95 | 3RH1911-2GA22-ZX95 | 1 | UN | 1 | 15 | C | D | N | N | 85365080 | 480 | 4011209449879 | 0.05 | KG | 19.95 | 19.95 | CP02 | CP02 | Auxiliary switch block, 62 E 2 NO + 2 NC EN 50011 Spring-type terminal for contactor relays, 4-pole Reusable packaging Pack = 480 units !!! Phased-out product !!! Successor is SIRIUS 3RH2 | - | 0 | 7
3RH1911-2GA31 |  | 3RH1911-2GA31 | 1 | UN | 1 | 2 | A | D | N | N | 85365080 | 1 | 4011209299696 | 0.059 | KG | 19.95 | 19.95 | CP02 | CP02 | Auxiliary switch block, 71 E 3 NO + 1 NC EN 50011 Spring-type terminal for contactor relays, 4-pole !!! Phased-out product !!! Successor is SIRIUS 3RH2 Preferred successor type is >>3RH2911-2GA31<< | - | 0 | 7
3RH1911-2GA40 |  | 3RH1911-2GA40 | 1 | UN | 1 | 2 | A | D | N | N | 85365080 | 1 | 4011209299702 | 0.059 | KG | 19.95 | 19.95 | CP02 | CP02 | Auxiliary switch block, 80 E, 4 NO EN 50011 Spring-type terminal for contactor relays, 4-pole !!! Phased-out product !!! Successor is SIRIUS 3RH2 Preferred successor type is >>3RH2911-2GA40<< | - | 0 | 7
3RH1911-2HA01 |  | 3RH1911-2HA01 | 1 | UN | 1 | 2 | A | D | N | N | 85365080 | 1 | 4011209295520 | 0.041 | KG | 9.3 | 9.3 | CP02 | CP02 | Auxiliary switch block, 11 E, 1 NC EN 50012 Spring-type terminal for motor contactors, 4-pole !!! Phased-out product !!! Successor is SIRIUS 3RH2 Preferred successor type is >>3RH2911-2HA01<< | - | 0 | 7
3RH1911-2HA01-Z | X95 | 3RH1911-2HA01-ZX95 | 1 | UN | 1 | 20 | D | D | N | N | 85365080 | 480 | 4011209537781 | 0.05 | KG | 9.3 | 9.3 | CP02 | CP02 | Auxiliary switch block, 11 E, 1 NC N EN 50012 Spring-type terminal for motor contactors, 4-pole Reusable packaging !!! Phased-out product !!! Successor is SIRIUS 3RH2 | - | 0 | 9
3RH1911-2HA12 |  | 3RH1911-2HA12 | 1 | UN | 1 | 2 | A | D | N | N | 85365080 | 1 | 4011209295537 | 0.053 | KG | 16.15 | 16.15 | CP02 | CP02 | Auxiliary switch block, 22 E 1 NO + 2 NC EN 50012 Spring-type terminal for motor contactors, 4-pole !!! Phased-out product !!! Successor is SIRIUS 3RH2 Preferred successor type is >>3RH2911-2HA12<< | - | 0 | 7
3RH1911-2HA12-Z | W98 | 3RH1911-2HA12-ZW98 | 1 | UN | 1 | 15 | C | D | N | N | 85365080 | 60 | 4011209850460 | 0.044 | KG | 14.63 | 14.63 | CP02 | CP02 | Auxiliary switch block, 22E, 1 NO + 2 NC, EN 50012, spring-type terminal for motor contactors, 4-pole Multi-unit packaging = 60 units ! Phased-out product! Successor is SIRIUS 3RH2 | - | 0 | 0
3RH1911-2HA12-Z | X95 | 3RH1911-2HA12-ZX95 | 1 | UN | 1 | 15 | C | D | N | N | 85365080 | 480 | 4011209537910 | 0.044 | KG | 16.15 | 16.15 | CP02 | CP02 | Auxiliary switch block, 22 E 1 NO + 2 NC EN 50012 Spring-type terminal for motor contactors, 4-pole Reusable packaging Pack = 480 units !!! Phased-out product !!! Successor is SIRIUS 3RH2 | - | 0 | 7
3RH1911-2HA13 |  | 3RH1911-2HA13 | 1 | UN | 1 | 2 | A | D | N | N | 85365080 | 1 | 4011209295544 | 0.059 | KG | 19.95 | 19.95 | CP02 | CP02 | Auxiliary switch block, 23 E 1 NO + 3 NC EN 50012 Spring-type terminal for motor contactors, 4-pole !!! Phased-out product !!! Successor is SIRIUS 3RH2 Preferred successor type is >>3RH2911-2HA13<< | - | 0 | 7
3RH1911-2HA22 |  | 3RH1911-2HA22 | 1 | UN | 1 | 2 | A | D | N | N | 85365080 | 1 | 4011209295551 | 0.059 | KG | 19.95 | 19.95 | CP02 | CP02 | Auxiliary switch block, 32 E 2 NO + 2 NC EN 50012 Spring-type terminal for motor contactors, 4-pole !!! Phased-out product !!! Successor is SIRIUS 3RH2 Preferred successor type is >>3RH2911-2HA22<< | - | 0 | 7
3RH1911-2NF02 |  | 3RH1911-2NF02 | 1 | UN | 1 | 5 | B | D | N | N | 85365080 | 1 | 4011209429239 | 0.048 | KG | 49.4 | 49.4 | CP02 | CP02 | Solid-state compatible Auxiliary switch 02 EN 50005 2-pole Spring-type terminal Size S00 2 NC (encapsulated) For auxiliary and motor contactors !!! Phased-out product !!! Successor is SIRIUS 3RH2 Preferred successor type is >>3RH2911-2NF02<< | - | 0 | 7
3RH1911-2NF02-Z | X95 | 3RH1911-2NF02-ZX95 | 1 | UN | 1 | 15 | C | D | N | N | 85365080 | 480 |  | 0.046 | KG | 61.66 | 61.66 | CP02 | CP02 | Auxiliary switch solid-state-compatible 02, EN 50005 2-pole, spring-type terminal size S00, 2 NC (encapsulated) for contactor relays and motor contactors Reusable packaging Pack = 480 units !!! Phased-out product !!! Successor is SIRIUS 3RH2 | - | 0 | 9
3RH1911-2NF11 |  | 3RH1911-2NF11 | 1 | UN | 1 | 5 | B | D | N | N | 85365080 | 1 | 4011209429215 | 0.048 | KG | 49.4 | 49.4 | CP02 | CP02 | Solid-state compatible auxiliary switch 11 EN 50005 2-pole Spring-type terminal Size S00 1 NO + 1 NC (encapsulated) !!! Phased-out product !!! Successor is SIRIUS 3RH2 Preferred successor type is >>3RH2911-2NF11<< | - | 0 | 7
3RH1911-2NF11-Z | X95 | 3RH1911-2NF11-ZX95 | 1 | UN | 1 | 15 | C | D | N | N | 85365080 | 480 | 4011209538108 | 0.039 | KG | 49.4 | 49.4 | CP02 | CP02 | EN 50005 2-pole Spring-type terminal Size S00 1 NO + 1 NC (encapsulated) Reusable packaging !!! Phased-out product !!! Successor is SIRIUS 3RH2 | - | 0 | 9
3RH1911-2NF20 |  | 3RH1911-2NF20 | 1 | UN | 1 | 5 | B | D | N | N | 85365080 | 1 | 4011209429222 | 0.048 | KG | 49.4 | 49.4 | CP02 | CP02 | Solid-state compatible Auxiliary switch 20 EN 50005 2-pole Spring-type terminal Size S00 2 NO (encapsulated) !!! Phased-out product !!! Successor is SIRIUS 3RH2 Preferred successor type is >>3RH2911-2NF20<< | - | 0 | 7
3RH1911-2XF11-0KS1 |  | 3RH1911-2XF11-0KS1 | 1 | UN | 1 | 0 | A | D | N | N | 85365080 | 1 |  | 0.046 | KG | 34.96 | 34.96 | CP02 | CP02 | Solid-state-compatible auxiliary switch block EN 50005 2-pole, spring-type terminal size S00, 1 NC solid-state-compatible, 1 NO conventional for contactor relays and motor contactors !!! Phased-out product !!! Successor is SIRIUS 3RH2 | - | 0 | 7
3RH1911-2XF12-0KS1 |  | 3RH1911-2XF12-0KS1 | 1 | UN | 1 | 15 | C | D | N | N | 85365080 | 1 | 4011209653535 | 0.053 | KG | 60.23 | 60.23 | CP02 | CP02 | Solid-state-compatible conventional auxiliary switch EN 50005 3-pole Spring-type terminal Size S00 2 NC solid-state compatible, 1 NO conventional For auxiliary and motor contactors !!! Phased-out product !!! Successor is SIRIUS 3RH2 | - | 0 | 9
3RH1921-1CA01 |  | 3RH1921-1CA01 | 1 | UN | 1 | 1 | A | D | N | N | 85365080 | 1 | 4011209281639 | 0.019 | KG | 4.95 | 4.95 | CP02 | CP02 | front-side auxiliary switch, 1 NC contact, screw terminal, for contactors 3RT1 |  | 0 | 0
3RH1921-1CA01-Z | I45 | 3RH1921-1CA01-ZI45 | 1 | UN | 1 | 1 | A | D | N | N | 85365080 | 1 | 4047621020891 | 0.019 | KG | 6.14 | 6.14 | CP02 | CP02 | Auxiliary switch block, 1 NC, EN 50005 screw terminal, for motor contactors, 1-pole | - | 0 | 0
3RH1921-1CA01-Z | W95 | 3RH1921-1CA01-ZW95 | 1 | UN | 1 | 15 | C | D | N | N | 85365080 | 1452 | 4011209591066 | 0.018 | KG | 4.95 | 4.95 | CP02 | CP02 | front-side auxiliary switch, 1 NC contact, screw terminal, for contactors 3RT1 Multi-unit packaging = 344 units | - | 0 | 9
3RH1921-1CA01-Z | W97 | 3RH1921-1CA01-ZW97 | 1 | UN | 1 | 15 | C | D | N | N | 85365080 | 344 | 4011209591080 | 0.017 | KG | 4.95 | 4.95 | CP02 | CP02 | front-side auxiliary switch, 1 NC contact, screw terminal, for contactors 3RT1 Multi-unit packaging = 188 units | - | 0 | 9
3RH1921-1CA01-Z | W98 | 3RH1921-1CA01-ZW98 | 1 | UN | 1 | 15 | C | D | N | N | 85365080 | 188 | 4011209591097 | 0.017 | KG | 4.95 | 4.95 | CP02 | CP02 | front-side auxiliary switch, 1 NC contact, screw terminal, for contactors 3RT1 Multi-unit packaging = 188 units | - | 0 | 9
3RH1921-1CA01-Z | X95 | 3RH1921-1CA01-ZX95 | 1 | UN | 1 | 5 | B | D | N | N | 85365080 | 1452 | 4011209420229 | 0.017 | KG | 4.95 | 4.95 | CP02 | CP02 | front-side auxiliary switch, 1 NC contact, screw terminal, for contactors 3RT1 Reusable packaging = 1452 units | - | 0 | 0
3RH1921-1CA10 |  | 3RH1921-1CA10 | 1 | UN | 1 | 1 | A | D | N | N | 85365080 | 1 | 4011209281332 | 0.02 | KG | 4.95 | 4.95 | CP02 | CP02 | front-side auxiliary switch, 1 NO contact, screw terminal, for contactors 3RT1 |  | 0 | 0
3RH1921-1CA10-Z | I45 | 3RH1921-1CA10-ZI45 | 1 | UN | 1 | 1 | A | D | N | N | 85365080 | 1 | 4047621020884 | 0.02 | KG | 6.14 | 6.14 | CP02 | CP02 | Auxiliary switch block, 1 NO, EN 50005 screw terminal, for motor contactors, 1-pole | - | 0 | 0
3RH1921-1CA10-Z | W95 | 3RH1921-1CA10-ZW95 | 1 | UN | 1 | 15 | C | D | N | N | 85365080 | 1452 | 4011209522848 | 0.045 | KG | 4.95 | 4.95 | CP02 | CP02 | front-side auxiliary switch, 1 NO contact, screw terminal, for contactors 3RT1 Multi-unit packaging = 1452 units | - | 0 | 0
3RH1921-1CA10-Z | W97 | 3RH1921-1CA10-ZW97 | 1 | UN | 1 | 15 | C | D | N | N | 85365080 | 344 | 4011209592605 | 0.045 | KG | 4.95 | 4.95 | CP02 | CP02 | front-side auxiliary switch, 1 NO contact, screw terminal, for contactors 3RT1 Multi-unit packaging = 188 units | - | 0 | 9
3RH1921-1CA10-Z | W98 | 3RH1921-1CA10-ZW98 | 1 | UN | 1 | 15 | C | D | N | N | 85365080 | 188 | 4011209589858 | 0.018 | KG | 4.95 | 4.95 | CP02 | CP02 | front-side auxiliary switch, 1 NO contact, screw terminal, for contactors 3RT1 Multi-unit packaging = | - | 0 | 9
3RH1921-1CA10-Z | X95 | 3RH1921-1CA10-ZX95 | 1 | UN | 1 | 5 | B | D | N | N | 85365080 | 1452 | 4011209420212 | 0.018 | KG | 4.95 | 4.95 | CP02 | CP02 | front-side auxiliary switch, 1 NO contact, screw terminal, for contactors 3RT1 Multi-unit packaging = 1452 units | - | 0 | 0
3RH1921-1CD01 |  | 3RH1921-1CD01 | 1 | UN | 1 | 1 | A | D | N | N | 85365080 | 1 | 4011209367999 | 0.019 | KG | 8.27 | 8.27 | CP02 | CP02 | front-side auxiliary switch, 1 NC contact, delayed, screw terminal, for contactors 3RT1 |  | 0 | 0
3RH1921-1CD01-Z | I45 | 3RH1921-1CD01-ZI45 | 1 | UN | 1 | 1 | A | D | N | N | 85365080 | 1 | 4047621020914 | 0.019 | KG | 10.26 | 10.26 | CP02 | CP02 | Auxiliary switch block, 1 NC, del., EN 50005 screw terminal, for motor contactors, 1-pole | - | 0 | 0
3RH1921-1CD10 |  | 3RH1921-1CD10 | 1 | UN | 1 | 1 | A | D | N | N | 85365080 | 1 | 4011209367982 | 0.02 | KG | 8.27 | 8.27 | CP02 | CP02 | front-side auxiliary switch, 1 NO, leading, screw terminal, for contactors 3RT1 |  | 0 | 0
3RH1921-1CD10-Z | I45 | 3RH1921-1CD10-ZI45 | 1 | UN | 1 | 1 | A | D | N | N | 85365080 | 1 | 4047621020907 | 0.02 | KG | 10.26 | 10.26 | CP02 | CP02 | Auxiliary switch block, 1 NO, leading, EN 50005 screw terminal, for motor contactors, 1-pole | - | 0 | 0
3RH1921-1DA11 |  | 3RH1921-1DA11 | 1 | UN | 1 | 1 | A | D | N | N | 85365080 | 1 | 4011209379862 | 48 | G | 12.92 | 12.54 | CP02 | CP02 | first lateral auxiliary switch 1 NO, 1 NC, screw terminal, for contactors 3RT1 | Lista Papel 2020 SI | 0 | 0
3RH1921-1DA11-0KR0 |  | 3RH1921-1DA11-0KR0 | 1 | UN | 1 | 5 | B | D | N | N | 85365080 | 1 | 4011209779181 | 53 | G | 17.48 | 17.48 | CP02 | CP02 | Auxiliary switch block 1 NO + 1 NC EN 50012, on the side, 10 mm, screw terminal, Size S0 ... S12 for motor contactors 1st lateral auxiliary switch Special-purpose device ! Phased-out product! Successor is SIRIUS 3RH2 | - | 0 | 0
3RH1921-1DA11-0KR0-Z | X90 | 3RH1921-1DA11-0KR0-ZX90 | 1 | UN | 1 | 20 | D | D | N | N | 85365080 | 144 | 4011209789210 | 0.045 | KG | 17.48 | 17.48 | CP02 | CP02 | Auxiliary switch block 1 NO + 1 NC EN 50012, on the side, 10 mm, screw terminal, Size S0 ... S12 for motor contactors 1st lateral auxiliary switch Special-purpose device ! Phased-out product! Successor is SIRIUS 3RH2 | - | 0 | 0
3RH1921-1DA11-0KR0-Z | X91 | 3RH1921-1DA11-0KR0-ZX91 | 1 | UN | 1 | 5 | B | D | N | N | 85365080 | 60 | 4011209789227 | 46 | G | 17.48 | 17.48 | CP02 | CP02 | Auxiliary switch block 1 NO + 1 NC EN 50012, on the side, 10 mm, screw terminal, Size S0 ... S12 for motor contactors 1st lateral auxiliary switch Special-purpose device ! Phased-out product! Successor is SIRIUS 3RH2 | - | 0 | 0
3RH1921-1DA11-Z | I45 | 3RH1921-1DA11-ZI45 | 1 | UN | 1 | 1 | A | D | N | N | 85365080 | 1 | 4047621018409 | 48 | G | 16.06 | 16.06 | CP02 | CP02 | Auxiliary switch block, 1 NO + 1 NC EN 50012, lateral, 10 mm, screw terminal, Size S0 ... S12, for motor contactors, 1st lateral Auxiliary switch | - | 0 | 0
3RH1921-1DA11-Z | I45X90 | 3RH1921-1DA11-ZI45X90 | 1 | UN | 1 | 5 | B | D | N | N | 85365080 | 144 | 4047621018393 | 40 | G | 16.06 | 16.06 | CP02 | CP02 | Auxiliary switch block, 1 NO + 1 NC EN 50012, lateral, 10 mm, screw terminal, Size S0 ... S12 for motor contactors, 1st lateral auxiliary switch Reusable packaging = 144 units | - | 0 | 7
3RH1921-1DA11-Z | W95 | 3RH1921-1DA11-ZW95 | 1 | UN | 1 | 5 | B | D | N | N | 85365080 | 252 | 4011209637597 | 0.044 | KG | 12.92 | 12.92 | CP02 | CP02 | first lateral auxiliary switch 1 NO, 1 NC, screw terminal, for contactors 3RT1 Multi-unit packaging = 252 units | - | 0 | 9
3RH1921-1DA11-Z | X90 | 3RH1921-1DA11-ZX90 | 1 | UN | 1 | 5 | B | D | N | N | 85365080 | 144 | 4011209677739 | 40 | G | 12.92 | 12.92 | CP02 | CP02 | first lateral auxiliary switch 1 NO, 1 NC, screw terminal, for contactors 3RT1 Reusable packaging = 144 units | - | 0 | 0
3RH1921-1DA11-Z | X91 | 3RH1921-1DA11-ZX91 | 1 | UN | 1 | 5 | B | D | N | N | 85365080 | 60 | 4011209680975 | 0.042 | KG | 12.92 | 12.92 | CP02 | CP02 | first lateral auxiliary switch 1 NO, 1 NC, screw terminal, for contactors 3RT1 Reusable packaging = 60 units | - | 0 | 9
3RH1921-1EA02 |  | 3RH1921-1EA02 | 1 | UN | 1 | 1 | A | D | N | N | 85365080 | 1 | 4011209293540 | 48 | G | 12.92 | 12.54 | CP02 | CP02 | first lateral auxiliary switch 2 NC contacts, screw terminal, for contactors 3RT1 | Lista Papel 2020 SI | 0 | 0
3RH1921-1EA02-Z | I45 | 3RH1921-1EA02-ZI45 | 1 | UN | 1 | 1 | A | D | N | N | 85365080 | 1 | 4047621020716 | 48 | G | 16.06 | 16.06 | CP02 | CP02 | Auxiliary switch block, 2 NC, EN 50005 on the side, 10 mm, screw terminal, Size S0 ... S12 for motor contactors, 2-pole, 1st lateral auxiliary switch | - | 0 | 0
3RH1921-1EA02-Z | W97 | 3RH1921-1EA02-ZW97 | 1 | UN | 1 | 5 | B | D | N | N | 85365080 | 36 |  | 0.041 | KG | 12.92 | 12.92 | CP02 | CP02 | first lateral auxiliary switch 2 NC contacts, screw terminal, for contactors 3RT1 Multi-unit packaging = 144 units | - | 0 | 9
3RH1921-1EA02-Z | X90 | 3RH1921-1EA02-ZX90 | 1 | UN | 1 | 5 | B | D | N | N | 85365080 | 144 | 4011209677753 | 41 | G | 12.92 | 12.92 | CP02 | CP02 | first lateral auxiliary switch 2 NC contacts, screw terminal, for contactors 3RT1 Reusable packaging = 144 units | - | 0 | 0
3RH1921-1EA11 |  | 3RH1921-1EA11 | 1 | UN | 1 | 1 | A | D | N | N | 85365080 | 1 | 4011209293526 | 48 | G | 12.92 | 12.54 | CP02 | CP02 | first lateral auxiliary switch 1 NO, 1 NC, screw terminal, for contactors 3RT1 | Lista Papel 2020 SI | 0 | 0
3RH1921-1EA11-Z | I45 | 3RH1921-1EA11-ZI45 | 1 | UN | 1 | 1 | A | D | N | N | 85365080 | 144 | 4047621020723 | 48 | G | 16.06 | 16.06 | CP02 | CP02 | Auxiliary switch block, 1 NO + 1 NC EN 50005 on the side, 10 mm, screw terminal, Size S0 ... S12 for motor contactors, 2-pole, 1st lateral auxiliary switch | - | 0 | 0
3RH1921-1EA11-Z | W97 | 3RH1921-1EA11-ZW97 | 1 | UN | 1 | 5 | B | D | N | N | 85365080 | 22 |  | 0.04 | KG | 12.92 | 12.92 | CP02 | CP02 | first lateral auxiliary switch 1 NO, 1 NC, screw terminal, for contactors 3RT1 Multi-unit packaging = 22 units | - | 0 | 9
3RH1921-1EA11-Z | X90 | 3RH1921-1EA11-ZX90 | 1 | UN | 1 | 5 | B | D | N | N | 85365080 | 144 | 4011209511637 | 41 | G | 12.92 | 12.92 | CP02 | CP02 | first lateral auxiliary switch 1 NO, 1 NC, screw terminal, for contactors 3RT1 Reusable packaging = 144 units | - | 0 | 0
3RH1921-1EA20 |  | 3RH1921-1EA20 | 1 | UN | 1 | 1 | A | D | N | N | 85365080 | 1 | 4011209293618 | 49 | G | 12.92 | 12.54 | CP02 | CP02 | first lateral auxiliary switch 2 NO contacts, screw terminal, for contactors 3RT1 | Lista Papel 2020 SI | 0 | 0
3RH1921-1EA20-Z | I45 | 3RH1921-1EA20-ZI45 | 1 | UN | 1 | 1 | A | D | N | N | 85365080 | 1 | 4047621020730 | 49 | G | 16.06 | 16.06 | CP02 | CP02 | Auxiliary switch block, 2 NO, EN 50005 on the side, 10 mm, screw terminal, Size S0 ... S12 for motor contactors, 2-pole, 1st lateral auxiliary switch | - | 0 | 0
3RH1921-1EA20-Z | X90 | 3RH1921-1EA20-ZX90 | 1 | UN | 1 | 5 | B | D | N | N | 85365080 | 144 | 4011209501812 | 41 | G | 12.92 | 12.92 | CP02 | CP02 | first lateral auxiliary switch 2 NO contacts, screw terminal, for contactors 3RT1 Reusable packaging = 144 units | - | 0 | 0
3RH1921-1FA04 |  | 3RH1921-1FA04 | 1 | UN | 1 | 1 | A | D | N | N | 85365080 | 1 | 4011209281400 | 0.074 | KG | 16.53 | 16.53 | CP02 | CP02 | Attachable block, 4-pole, 4 NC EN 50005 ! Phased-out product! Successor is SIRIUS 3RH2 |  | 0 | 0
3RH1921-1FA11 |  | 3RH1921-1FA11 | 1 | UN | 1 | 2 | A | D | N | N | 85365080 | 1 | 4011209281448 | 0.06 | KG | 14.44 | 14.44 | CP02 | CP02 | Attachable block, 2-pole, 1 NO + 1 NC ! Phased-out product! Successor is SIRIUS 3RH2 | - | 0 | 0
3RH1921-1FA22 |  | 3RH1921-1FA22 | 1 | UN | 1 | 1 | A | D | N | N | 85365080 | 1 | 4011209281417 | 0.075 | KG | 16.53 | 16.53 | CP02 | CP02 | Attachable block, 4-pole, 2 NO + 2 NC, EN 50005 ! Phased-out product! Successor is SIRIUS 3RH2 |  | 0 | 0
3RH1921-1FA22-Z | W95 | 3RH1921-1FA22-ZW95 | 1 | UN | 1 | 15 | C | D | N | N | 85365080 | 252 |  | 0.068 | KG | 16.53 | 16.53 | CP02 | CP02 | Attachable block, 4-pole, 2 NO + 2 NC, EN 50005 Multi-unit packaging = 252 units ! Phased-out product! Successor is SIRIUS 3RH2 | - | 0 | 9
3RH1921-1FA22-Z | W97 | 3RH1921-1FA22-ZW97 | 1 | UN | 1 | 15 | C | D | N | N | 85365080 | 80 | 4011209513624 | 0.076 | KG | 16.53 | 16.53 | CP02 | CP02 | Attachable block, 4-pole, 2 NO + 2 NC, EN 50005 Multi-unit packaging = 80 units ! Phased-out product! Successor is SIRIUS 3RH2 | - | 0 | 0
3RH1921-1FA22-Z | W98 | 3RH1921-1FA22-ZW98 | 1 | UN | 1 | 15 | C | D | N | N | 85365080 | 40 | 4011209513631 | 0.076 | KG | 16.53 | 16.53 | CP02 | CP02 | Attachable block, 4-pole, 2 NO + 2 NC, EN 50005 Multi-unit packaging = 40 units ! Phased-out product! Successor is SIRIUS 3RH2 | - | 0 | 0
3RH1921-1FA22-Z | X95 | 3RH1921-1FA22-ZX95 | 1 | UN | 1 | 5 | B | D | N | N | 85365080 | 252 | 4011209478541 | 0.066 | KG | 16.53 | 16.53 | CP02 | CP02 | Attachable block, 4-pole, 2 NO + 2 NC, EN 50005 Reusable packaging = 252 units ! Phased-out product! Successor is SIRIUS 3RH2 | - | 0 | 0
3RH1921-1FA31 |  | 3RH1921-1FA31 | 1 | UN | 1 | 1 | A | D | N | N | 85365080 | 1 | 4011209281424 | 0.077 | KG | 16.53 | 16.53 | CP02 | CP02 | Attachable block, 4-pole, 3 NO + 1 NC, EN 50005 ! Phased-out product! Successor is SIRIUS 3RH2 |  | 0 | 0
3RH1921-1FA40 |  | 3RH1921-1FA40 | 1 | UN | 1 | 1 | A | D | N | N | 85365080 | 1 | 4011209281394 | 0.077 | KG | 16.53 | 16.53 | CP02 | CP02 | Attachable block, 4-pole, 4 NO EN 50005 ! Phased-out product! Successor is SIRIUS 3RH2 |  | 0 | 0
3RH1921-1FC22 |  | 3RH1921-1FC22 | 1 | UN | 1 | 1 | A | D | N | N | 85365080 | 1 | 4011209281509 | 0.075 | KG | 26.7 | 26.7 | CP02 | CP02 | Auxiliary switch block, 22 U, 2 NO + 2 NC, EN 50005 screw terminal, Size S0 ... S12 ! Phased-out product! Successor is SIRIUS 3RH2 |  | 0 | 0
3RH1921-1FE11 |  | 3RH1921-1FE11 | 1 | UN | 1 | 20 | D | D | N | N | 85365080 | 1 | 4011209544734 | 0.062 | KG | 16.15 | 16.15 | CP02 | CP02 | Auxiliary switch solid- state-compatible for attaching on contactor relay 3RT1 in size S0 ! Phased-out product! Successor is SIRIUS 3RH2 | - | 0 | 9
3RH1921-1FE13 |  | 3RH1921-1FE13 | 1 | UN | 1 | 20 | D | D | N | N | 85365080 | 1 | 4011209544710 | 0.075 | KG | 48.74 | 48.74 | CP02 | CP02 | Auxiliary switch solid- state-compatible, 2 NC (solid-state-compatible), 1 NO + 1 NC, on front ! Phased-out product! Successor is SIRIUS 3RH2 | - | 0 | 9
3RH1921-1FE22 |  | 3RH1921-1FE22 | 1 | UN | 1 | 1 | A | D | N | N | 85365080 | 1 | 4011209362420 | 0.075 | KG | 48.74 | 48.74 | CP02 | CP02 | Auxiliary switch solid- state-compatible, EN 50005 1 NO + 1 NC, encapsulated, 1 NO + +1 NC, not encapsulated, Size S0 ... S12, front, ! Phased-out product! Successor is SIRIUS 3RH2 | - | 0 | 0
3RH1921-1FE22-Z | X95 | 3RH1921-1FE22-ZX95 | 1 | UN | 1 | 20 | D | D | N | N | 85365080 | 252 | 4011209513662 | 0.066 | KG | 48.74 | 48.74 | CP02 | CP02 | Auxiliary switch solid- state-compatible, EN 50005 1 NO + 1 NC, encapsulated, 1 NO + +1 NC, not encapsulated, Size S0 ... S12, front, Reusable packaging Pack = 252 units ! Phased-out product! Successor is SIRIUS 3RH2 | - | 0 | 0
3RH1921-1FE31 |  | 3RH1921-1FE31 | 1 | UN | 1 | 20 | D | D | N | N | 85365080 | 1 | 4011209470835 | 0.075 | KG | 48.74 | 48.74 | CP02 | CP02 | Auxiliary switch solid- 2 NO (encapsulated), 1 NO+1 NC (not encapsulated) Size S0 ... S12 front ! Phased-out product! Successor is SIRIUS 3RH2 | - | 0 | 9
3RH1921-1HA11 |  | 3RH1921-1HA11 | 1 | UN | 1 | 20 | D | D | N | N | 85365080 | 1 | 4011209326491 | 0.06 | KG | 16.15 | 16.15 | CP02 | CP02 | Auxiliary switch block, 1 NO + 1 NC, EN 50012, front screw terminal, Size S0 ... S3, for motor contactors, 2-pole ! Phased-out product! Successor is SIRIUS 3RH2 | - | 0 | 0
3RH1921-1HA11-8YY8 |  | 3RH1921-1HA11-8YY8 | 1 | UN | 1 | 15 | C | D | N | N | 85365080 | 1 | 4011209387492 | 60 | G | 16.15 | 16.15 | CP02 | CP02 | Auxiliary switch block, 1 NO + 1 NC, EN 50012, front screw terminal, Size S0...S3 for motor contactors, 2-pole, without device identification label ! Phased-out product! Successor is SIRIUS 3RH2 | - | 0 | 9
3RH1921-1HA13 |  | 3RH1921-1HA13 | 1 | UN | 1 | 1 | A | D | N | N | 85365080 | 1 | 4011209336469 | 0.074 | KG | 16.53 | 16.53 | CP02 | CP02 | Auxiliary switch block, 13, 1 NO + 3 NC, EN 50012, 4-pole, screw terminal, Size S0...S3 for motor contactors, 2-pole, ! Phased-out product! Successor is SIRIUS 3RH2 |  | 0 | 0
3RH1921-1HA22 |  | 3RH1921-1HA22 | 1 | UN | 1 | 1 | A | D | N | N | 85365080 | 1 | 4011209293489 | 0.075 | KG | 16.53 | 16.53 | CP02 | CP02 | Auxiliary switch block, 22, 2 NO + 2 NC, EN 50012, 4-pole, screw terminal, for motor contactors, Size S0 .. S3 ! Phased-out product! Successor is SIRIUS 3RH2 |  | 0 | 0
3RH1921-1HA22-0MA1 |  | 3RH1921-1HA22-0MA1 | 1 | UN | 1 | 5 | B | D | N | N | 85365080 | 1 | 4011209688315 | 0.075 | KG | 18.91 | 18.91 | CP02 | CP02 | Auxiliary switch block, 22, 2 NO + 2 NC, EN 50012, 4-pole, screw terminal, for motor contactors, Size S0 .. S3 without switch position indicator ! Phased-out product! Successor is SIRIUS 3RH2 | - | 0 | 9
3RH1921-1HA22-8YY8 |  | 3RH1921-1HA22-8YY8 | 1 | UN | 1 | 20 | D | D | N | N | 85365080 | 1 | 4011209387508 | 0.075 | KG | 16.53 | 16.53 | CP02 | CP02 | Auxiliary switch block, 22, 2 NO + 2 NC, EN 50012, 4-pole, screw terminal, for motor contactors, Size S0 .. S12 without device identification label ! Phased-out product! Successor is SIRIUS 3RH2 | - | 0 | 9
3RH1921-1HA22-8YY8-Z | X95 | 3RH1921-1HA22-8YY8-ZX95 | 1 | UN | 1 | 20 | D | D | N | N | 85365080 | 252 | 4011209470040 | 0.066 | KG | 16.53 | 16.53 | CP02 | CP02 | Auxiliary switch block, 22, 2 NO + 2 NC, EN 50012, 4-pole, screw terminal, for motor contactors, Size S0 .. S12 without device identification label Reusable packaging = 252 units ! Phased-out product! Successor is SIRIUS 3RH2 | - | 0 | 9
3RH1921-1HA22-Z | W95 | 3RH1921-1HA22-ZW95 | 1 | UN | 1 | 20 | D | D | N | N | 85365080 | 252 | 4047621009551 | 0.068 | KG | 16.53 | 16.53 | CP02 | CP02 | Auxiliary switch block, 22, 2 NO + 2 NC, EN 50012, 4-pole, screw terminal, for motor contactors, Size S0 .. S12 Multi-unit packaging = 252 units ! Phased-out product! Successor is SIRIUS 3RH2 | - | 0 | 9
3RH1921-1HA22-Z | X95 | 3RH1921-1HA22-ZX95 | 1 | UN | 1 | 20 | D | D | N | N | 85365080 | 252 | 4011209467552 | 0.066 | KG | 16.53 | 16.53 | CP02 | CP02 | Auxiliary switch block, 22, 2 NO + 2 NC, EN 50012, 4-pole, screw terminal, for motor contactors, Size S0 .. S12 Reusable packaging = 252 units ! Phased-out product! Successor is SIRIUS 3RH2 | - | 0 | 0
3RH1921-1HA31 |  | 3RH1921-1HA31 | 1 | UN | 1 | 1 | A | D | N | N | 85365080 | 1 | 4011209293496 | 0.077 | KG | 16.53 | 16.53 | CP02 | CP02 | Auxiliary switch block, 31, 3 NO + 1 NC, EN 50012, 4-pole, screw terminal, for motor contactors, Size S0 .. S12 ! Phased-out product! Successor is SIRIUS 3RH2 |  | 0 | 0
3RH1921-1HK22 |  | 3RH1921-1HK22 | 1 | UN | 1 | 20 | D | D | N | N | 85365080 | 1 | 4011209535695 | 0.075 | KG | 20.33 | 20.33 | CP02 | CP02 | ATTACHABLE CONTACT BLOCK, 4POLE 2NO+1NC A. 1NC(AFTER/2ND POLE) SCREW CONNECTION FOR MOTOR CONTACTORS, | - | 0 | 7
3RH1921-1JA11 |  | 3RH1921-1JA11 | 1 | UN | 1 | 1 | A | D | N | N | 85365080 | 1 | 4011209379879 | 48 | G | 12.92 | 12.54 | CP02 | CP02 | second lateral Auxiliary switch, 1 NO, 1 NC, screw terminal, for contactors 3RT1 | Lista Papel 2020 SI | 0 | 0
3RH1921-1JA11-Z | I45 | 3RH1921-1JA11-ZI45 | 1 | UN | 1 | 1 | A | D | N | N | 85365080 | 1 | 4047621020747 | 47 | G | 16.06 | 16.06 | CP02 | CP02 | Auxiliary switch block, 1 NO + 1 NC EN 50012, lateral, 10 mm, screw terminal, Size S3 ... S12, for motor contactors, 2-pole, 2nd lateral auxiliary switch | - | 0 | 0
3RH1921-1KA02 |  | 3RH1921-1KA02 | 1 | UN | 1 | 1 | A | D | N | N | 85365080 | 1 | 4011209293571 | 48 | G | 12.92 | 12.54 | CP02 | CP02 | second lateral EN 50005 on the side, 10 mm, 2 NC contacts, screw terminal, for contactors 3RT1 | Lista Papel 2020 SI | 0 | 0
3RH1921-1KA02-Z | I45 | 3RH1921-1KA02-ZI45 | 1 | UN | 1 | 1 | A | D | N | N | 85365080 | 1 | 4047621020785 | 49 | G | 16.06 | 16.06 | CP02 | CP02 | Auxiliary switch block, 2 NC, EN 50005 on the side, 10 mm, screw terminal, Size S3 ... S12 for motor contactors, 2-pole, 2nd lateral auxiliary switch | - | 0 | 0
3RH1921-1KA11 |  | 3RH1921-1KA11 | 1 | UN | 1 | 1 | A | D | N | N | 85365080 | 1 | 4011209293557 | 47 | G | 12.92 | 12.54 | CP02 | CP02 | second lateral Auxiliary switch, 1 NO, 1 NC, screw terminal, for contactors 3RT1 | Lista Papel 2020 SI | 0 | 0
3RH1921-1KA11-Z | I45 | 3RH1921-1KA11-ZI45 | 1 | UN | 1 | 1 | A | D | N | N | 85365080 | 1 | 4047621020754 | 48 | G | 16.06 | 16.06 | CP02 | CP02 | Auxiliary switch block, 1 NO + 1 NC EN 50005 on the side, 10 mm, screw terminal, Size S3 ... S12 for motor contactors, 2-pole, 2nd lateral auxiliary switch | - | 0 | 0
3RH1921-1KA20 |  | 3RH1921-1KA20 | 1 | UN | 1 | 1 | A | D | N | N | 85365080 | 1 | 4011209293564 | 48 | G | 12.92 | 12.54 | CP02 | CP02 | second lateral Auxiliary switch, 2 NO contacts, screw terminal, for contactors 3RT1 | Lista Papel 2020 SI | 0 | 0
3RH1921-1KA20-Z | I45 | 3RH1921-1KA20-ZI45 | 1 | UN | 1 | 1 | A | D | N | N | 85365080 | 1 | 4047621020761 | 48 | G | 16.06 | 16.06 | CP02 | CP02 | Auxiliary switch block, 2 NO, EN 50005 on the side, 10 mm, screw terminal, Size S3 ... S12 for motor contactors, 2-pole, 2nd lateral auxiliary switch | - | 0 | 0
3RH1921-1LA02 |  | 3RH1921-1LA02 | 1 | UN | 1 | 1 | A | D | N | N | 85365080 | 1 | 4011209293922 | 0.074 | KG | 15.87 | 15.87 | CP02 | CP02 | Auxiliary switch block 2 NC, EN 50005 2-pole, screw terminal, for motor contactors, cable entry at the top ! Phased-out product! Successor is SIRIUS 3RH2 |  | 0 | 0
3RH1921-1LA11 |  | 3RH1921-1LA11 | 1 | UN | 1 | 1 | A | D | N | N | 85365080 | 1 | 4011209293939 | 0.075 | KG | 15.87 | 15.87 | CP02 | CP02 | Auxiliary switch block, 1 NO + 1 NC, EN 50005 2-pole, screw terminal, for motor contactors, cable entry at the top ! Phased-out product! Successor is SIRIUS 3RH2 |  | 0 | 0
3RH1921-1LA20 |  | 3RH1921-1LA20 | 1 | UN | 1 | 1 | A | D | N | N | 85365080 | 1 | 4011209293946 | 0.077 | KG | 15.87 | 15.87 | CP02 | CP02 | Auxiliary switch block, 2 NC, EN 50005 2-pole, screw terminal, for motor contactors, cable entry at the top ! Phased-out product! Successor is SIRIUS 3RH2 |  | 0 | 0
3RH1921-1MA02 |  | 3RH1921-1MA02 | 1 | UN | 1 | 1 | A | D | N | N | 85365080 | 1 | 4011209293953 | 0.074 | KG | 15.87 | 15.87 | CP02 | CP02 | Auxiliary switch block 2 NC, EN 50005 2-pole, screw terminal, for motor contactors, cable entry at bottom ! Phased-out product! Successor is SIRIUS 3RH2 |  | 0 | 0
3RH1921-1MA11 |  | 3RH1921-1MA11 | 1 | UN | 1 | 1 | A | D | N | N | 85365080 | 1 | 4011209293960 | 0.075 | KG | 15.87 | 15.87 | CP02 | CP02 | Auxiliary switch block, 1 NO + 1 NC, EN 50005 2-pole, screw terminal, for motor contactors, cable entry at bottom ! Phased-out product! Successor is SIRIUS 3RH2 |  | 0 | 0
3RH1921-1MA20 |  | 3RH1921-1MA20 | 1 | UN | 1 | 1 | A | D | N | N | 85365080 | 1 | 4011209293977 | 0.077 | KG | 15.87 | 15.87 | CP02 | CP02 | Auxiliary switch block, 2 NC, EN 50005 2-pole screw terminal, for motor contactors, cable entry at bottom ! Phased-out product! Successor is SIRIUS 3RH2 |  | 0 | 0
3RH1921-1PA22 |  | 3RH1921-1PA22 | 1 | UN | 1 | 20 | D | D | N | N | 85365080 | 1 | 4011209441095 | 0.075 | KG | 16.53 | 16.53 | CP02 | CP02 | Auxiliary switch block, 22, NO + 2 NC EN 50005 4-pole, screw terminal, front for motor contactors, Size S0 ... S3 ! Phased-out product! Successor is SIRIUS 3RH2 | - | 0 | 9
3RH1921-1RA10 |  | 3RH1921-1RA10 | 1 | UN | 1 | 1 | A | D | N | N | 85365080 | 1 | 4011209472457 | 41 | G | 14.44 | 14.44 | CP02 | CP02 | Auxiliary switch block, 1 NC, EN 50005, on the side, 10 mm, screw terminal, Size S0 ... S3, for motor contactors, 1-pole ! Phased-out product! Successor is SIRIUS 3RH2 | - | 0 | 9
3RH1921-1XA01-0AX0 |  | 3RH1921-1XA01-0AX0 | 1 | UN | 1 | 20 | D | D | N | N | 85365080 | 1 | 4011209574960 | 0.077 | KG | 26.89 | 26.89 | CP02 | CP02 | auxiliary switch block, only internal MLFB ! Phased-out product! Successor is SIRIUS 3RH2 | - | 0 | 9
3RH1921-1XA01-3NB1 |  | 3RH1921-1XA01-3NB1 | 1 | UN | 1 | 30 | D | D | N | N | 85365080 | 1 | 4011209546585 | 0.019 | KG | 6.12 | 6.12 | CP02 | CP02 | Auxiliary switch block, 1 NC cable entry at the top screw terminal, for contactors, 1-pole S0 ... S12 captive ! Phased-out product! Successor is SIRIUS 3RH2 | - | 0 | 9
3RH1921-1XA10-0AX0-Z | X95 | 3RH1921-1XA10-0AX0-ZX95 | 1 | UN | 1 | 5 | B | D | N | N | 85365080 | 252 | 4011209470033 | 0.068 | KG | 26.89 | 26.89 | CP02 | CP02 | Auxiliary switch block, 4-pole 3 NO (specially for capacitor contactors) ! Phased-out product! Successor is SIRIUS 3RH2 | - | 0 | 9
3RH1921-1XA10-0PA1 |  | 3RH1921-1XA10-0PA1 | 1 | UN | 1 | 5 | B | D | N | N | 85365080 | 1 | 4011209673083 | 43 | G | 14.92 | 14.92 | CP02 | CP02 | first lateral auxiliary switch 1 NO contact, screw terminal, for contactors 3RT1, sequence number 1 | - | 0 | 9
3RH1921-1XA10-0PA1-Z | I45 | 3RH1921-1XA10-0PA1-ZI45 | 1 | UN | 1 | 20 | D | D | N | N | 85365080 | 1 | 4047621020778 | 43 | G | 18.53 | 18.53 | CP02 | CP02 | Auxiliary switch block, 1 NC, EN 50005 Sequence number 1 screw terminal ! Phased-out product! Successor is SIRIUS 3RH2 | - | 0 | 9
3RH1921-1XA10-0PA1-Z | X90 | 3RH1921-1XA10-0PA1-ZX90 | 1 | UN | 1 | 5 | B | D | N | N | 85365080 | 144 | 4011209677746 | 0.034 | KG | 14.92 | 14.92 | CP02 | CP02 | first lateral auxiliary switch 1 NO contact, screw terminal, for contactors 3RT1, Sequence number 1 | - | 0 | 9
3RH1921-1XA20-0PA0 |  | 3RH1921-1XA20-0PA0 | 1 | UN | 1 | 5 | B | D | N | N | 85365080 | 50 | 4011209612549 | 50 | G | 14.44 | 14.44 | CP02 | CP02 | Auxiliary switch block, 2 NC, with sequence numbers 1 ... 4 EN 50005, on the side, 10 mm, screw terminal, for contactors size S0 ... S12 ! Phased-out product! Successor is SIRIUS 3RH2 | - | 0 | 9
3RH1921-1XA20-0PA0-Z | X95 | 3RH1921-1XA20-0PA0-ZX95 | 1 | UN | 1 | 10 | C | D | N | N | 85365080 | 252 |  | 0.048 | KG | 14.44 | 14.44 | CP02 | CP02 | Auxiliary switch block, 2 NC, with sequence numbers 1 ... 4 EN 50005, on the side, 10 mm, screw terminal, for contactors size S0 ... S12 Reusable packaging = 252 units ! Phased-out product! Successor is SIRIUS 3RH2 | - | 0 | 9
3RH1921-1XA22-0MA0 |  | 3RH1921-1XA22-0MA0 | 1 | UN | 1 | 5 | B | D | N | N | 85365080 | 1 | 4011209548046 | 0.075 | KG | 16.91 | 16.91 | CP02 | CP02 | front-side auxiliary switch, 2 NO contacts, 2 NC contacts, screw terminal, for contactors 3RT1, sequence numbers 5â€¦8 | - | 0 | 0
3RH1921-1XA22-0MA0-Z | I45 | 3RH1921-1XA22-0MA0-ZI45 | 1 | UN | 1 | 5 | B | D | N | N | 85365080 | 1 | 4047621020945 | 0.075 | KG | 21 | 21 | CP02 | CP02 | Auxiliary switch block, 2 NO + 2 NC, with sequence numbers 5 ... 8, EN 50012, 4-pole screw terminal, for contactors size S0 ... S12 | - | 0 | 0
3RH1921-1XA22-0MA2 |  | 3RH1921-1XA22-0MA2 | 1 | UN | 1 | 20 | D | D | N | N | 85365080 | 1 | 4011209673090 | 0.075 | KG | 18.91 | 18.91 | CP02 | CP02 | Auxiliary switch block, 2 NO + 2 NC, with sequence numbers 2 ... 5, EN 50012, 4-pole, screw terminal, for contactors size S0 ... S12 ! Phased-out product! Successor is SIRIUS 3RH2 | - | 0 | 9
3RH1921-1XA22-0MS0 |  | 3RH1921-1XA22-0MS0 | 1 | UN | 1 | 5 | B | D | N | N | 85365080 | 1 | 4011209649002 | 0.075 | KG | 16.53 | 16.53 | CP02 | CP02 | Auxiliary switch block, 22, 2 NO + 2 NC, EN 50012, 4-pole, screw terminal, for motor contactors, Size S0 ... S12, customized ! Phased-out product! Successor is SIRIUS 3RH2 | - | 0 | 9
3RH1921-1XA22-0MS0-Z | X95 | 3RH1921-1XA22-0MS0-ZX95 | 1 | UN | 1 | 5 | B | D | N | N | 85365080 | 252 | 4011209657021 | 0.075 | KG | 16.53 | 16.53 | CP02 | CP02 | Auxiliary switch block, 22, 2 NO + 2 NC, EN 50012, 4-pole, screw terminal, for motor contactors, Size S0 ... S12, customized ! Phased-out product! Successor is SIRIUS 3RH2 | - | 0 | 9
3RH1921-1XA31-0MA3 |  | 3RH1921-1XA31-0MA3 | 1 | UN | 1 | 20 | D | D | N | N | 85365080 | 1 | 4011209799363 | 0.077 | KG | 16.53 | 16.53 | CP02 | CP02 | Auxiliary switch block, 3 NO + 1 NC, EN 50012, 4-pole, screw terminal, for motor contactors, Size S0 ... S12, ! Phased-out product! Successor is SIRIUS 3RH2 | - | 0 | 0
3RH1921-1XA31-0MA3-Z | X95 | 3RH1921-1XA31-0MA3-ZX95 | 1 | UN | 1 | 20 | D | D | N | N | 85365080 | 252 | 4011209822580 | 0.077 | KG | 16.53 | 16.53 | CP02 | CP02 | Attachable block, 4-pole, 3 NO + 1 NC, EN 50012, Reusable packaging = 252 units screw terminal ! Phased-out product! Successor is SIRIUS 3RH2 | - | 0 | 0
3RH1921-2CA01 |  | 3RH1921-2CA01 | 1 | UN | 1 | 1 | A | D | N | N | 85365080 | 1 | 4011209281363 | 0.017 | KG | 4.95 | 4.95 | CP02 | CP02 | front-side auxiliary switch, 1 NC contact, spring-type terminal, for contactors 3RT1 |  | 0 | 0
3RH1921-2CA01-Z | I45 | 3RH1921-2CA01-ZI45 | 1 | UN | 1 | 1 | A | D | N | N | 85365080 | 1 | 4047621020938 | 0.017 | KG | 6.14 | 6.14 | CP02 | CP02 | Auxiliary switch block, 1 NC, EN 50005 spring-type terminal, for motor contactors, 1-pole | - | 0 | 0
3RH1921-2CA01-Z | W97 | 3RH1921-2CA01-ZW97 | 1 | UN | 1 | 15 | C | D | N | N | 85365080 | 344 | 4011209591240 | 0.016 | KG | 4.95 | 4.95 | CP02 | CP02 | front-side auxiliary switch, 1 NC contact, Spring-type terminal, for contactors 3RT1 Multi-unit packaging = 344 units | - | 0 | 9
3RH1921-2CA01-Z | W98 | 3RH1921-2CA01-ZW98 | 1 | UN | 1 | 15 | C | D | N | N | 85365080 | 188 | 4011209591257 | 0.015 | KG | 4.95 | 4.95 | CP02 | CP02 | front-side auxiliary switch, 1 NC contact, Spring-type terminal, for contactors 3RT1 Multi-unit packaging = 188 units | - | 0 | 9
3RH1921-2CA01-Z | X95 | 3RH1921-2CA01-ZX95 | 1 | UN | 1 | 5 | B | D | N | N | 85365080 | 1452 | 4011209420205 | 0.015 | KG | 4.95 | 4.95 | CP02 | CP02 | front-side auxiliary switch, 1 NC contact, Spring-type terminal, for contactors 3RT1 Reusable packaging = 1452 units | - | 0 | 0
3RH1921-2CA10 |  | 3RH1921-2CA10 | 1 | UN | 1 | 1 | A | D | N | N | 85365080 | 1 | 4011209281356 | 0.018 | KG | 4.95 | 4.95 | CP02 | CP02 | front-side auxiliary switch, 1 NO contact, spring-type terminal, for contactors 3RT1 |  | 0 | 0
3RH1921-2CA10-Z | I45 | 3RH1921-2CA10-ZI45 | 1 | UN | 1 | 1 | A | D | N | N | 85365080 | 1 | 4047621020921 | 0.018 | KG | 6.14 | 6.14 | CP02 | CP02 | Auxiliary switch block, 1 NO, EN 50005 spring-type terminal, for motor contactors, 1-pole | - | 0 | 0
3RH1921-2CA10-Z | W97 | 3RH1921-2CA10-ZW97 | 1 | UN | 1 | 15 | C | D | N | N | 85365080 | 344 | 4011209591295 | 0.016 | KG | 4.95 | 4.95 | CP02 | CP02 | front-side auxiliary switch, 1 NO contact, Spring-type terminal, for contactors 3RT1 Multi-unit packaging = 344 units | - | 0 | 0
3RH1921-2CA10-Z | W98 | 3RH1921-2CA10-ZW98 | 1 | UN | 1 | 15 | C | D | N | N | 85365080 | 188 | 4011209591264 | 0.016 | KG | 4.95 | 4.95 | CP02 | CP02 | front-side auxiliary switch, 1 NO contact, Spring-type terminal, for contactors 3RT1 Multi-unit packaging = 188 units | - | 0 | 9
3RH1921-2CA10-Z | X95 | 3RH1921-2CA10-ZX95 | 1 | UN | 1 | 5 | B | D | N | N | 85365080 | 1452 | 4011209420199 | 0.016 | KG | 4.95 | 4.95 | CP02 | CP02 | front-side auxiliary switch, 1 NO contact, Spring-type terminal, for contactors 3RT1 Reusable packaging = 1452 units | - | 0 | 0
3RH1921-2DA11 |  | 3RH1921-2DA11 | 1 | UN | 1 | 1 | A | D | N | N | 85365080 | 1 | 4011209407107 | 51 | G | 12.92 | 12.54 | CP02 | CP02 | first lateral auxiliary switch 1 NO, 1 NC, spring-type terminal, for contactors 3RT1 | Lista Papel 2020 SI | 0 | 0
3RH1921-2DA11-Z | I45 | 3RH1921-2DA11-ZI45 | 1 | UN | 1 | 1 | A | D | N | N | 85365080 | 1 | 4047621020792 | 51 | G | 16.06 | 16.06 | CP02 | CP02 | Auxiliary switch block, 1 NO + 1 NC EN 50012, lateral, 10 mm, spring-type terminal, for motor contactors, Size S0 ... S12 1st lateral auxiliary switch | - | 0 | 0
3RH1921-2DA11-Z | X90 | 3RH1921-2DA11-ZX90 | 1 | UN | 1 | 5 | B | D | N | N | 85365080 | 144 | 4011209742185 | 40 | G | 12.92 | 12.92 | CP02 | CP02 | first lateral auxiliary switch 1 NO, 1 NC, spring-type terminal, for contactors 3RT1 Reusable packaging = 144 units | - | 0 | 0
3RH1921-2DE11 |  | 3RH1921-2DE11 | 1 | UN | 1 | 1 | A | D | N | N | 85365080 | 1 | 4011209517936 | 50 | G | 35.34 | 35.34 | CP02 | CP02 | first lateral auxiliary switch 1 NO, 1 NC, encapsulated (solid-state compatible), spring-type terminal, for contactors 3RT1 | - | 0 | 0
3RH1921-2DE11-Z | I45 | 3RH1921-2DE11-ZI45 | 1 | UN | 1 | 1 | A | D | N | N | 85365080 | 1 | 4047621020853 | 50 | G | 43.89 | 43.89 | CP02 | CP02 | Auxiliary switch solid-state compatible EN 50012 lateral, spring-type terminal, 1 NO + 1 NC, encapsulated Size S0 ... S12 | - | 0 | 0
3RH1921-2DE11-Z | X90 | 3RH1921-2DE11-ZX90 | 1 | UN | 1 | 20 | D | D | N | N | 85365080 | 144 | 4011209680982 | 44 | G | 35.34 | 35.34 | CP02 | CP02 | first lateral auxiliary switch 1 NO, 1 NC, encapsulated (solid-state compatible), spring-type terminal, for contactors 3RT1 Reusable packaging = 144 units | - | 0 | 0
3RH1921-2DE11-Z | X95 | 3RH1921-2DE11-ZX95 | 1 | UN | 1 | 20 | D | D | N | N | 85365080 | 252 |  | 0.043 | KG | 35.34 | 35.34 | CP02 | CP02 | first lateral auxiliary switch 1 NO, 1 NC, encapsulated (solid-state compatible), spring-type terminal, for contactors 3RT1 Reusable packaging = 252 units | - | 0 | 0
3RH1921-2EA02 |  | 3RH1921-2EA02 | 1 | UN | 1 | 1 | A | D | N | N | 85365080 | 1 | 4011209407121 | 51 | G | 12.92 | 12.54 | CP02 | CP02 | first lateral auxiliary switch 2 NC contacts, spring-type terminal, for contactors 3RT1 | Lista Papel 2020 SI | 0 | 0
3RH1921-2EA02-Z | I45 | 3RH1921-2EA02-ZI45 | 1 | UN | 1 | 1 | A | D | N | N | 85365080 | 1 | 4047621020815 | 51 | G | 16.06 | 16.06 | CP02 | CP02 | Auxiliary switch block, 2 NC, EN 50005 on the side, 10 mm, Spring-type, Size S0 ... S12 for motor contactors, 2-pole 1st lateral auxiliary switch | - | 0 | 0
3RH1921-2EA20 |  | 3RH1921-2EA20 | 1 | UN | 1 | 1 | A | D | N | N | 85365080 | 1 | 4011209407114 | 50 | G | 12.92 | 12.54 | CP02 | CP02 | first lateral auxiliary switch 2 NO contacts, spring-type terminal, for contactors 3RT1 | Lista Papel 2020 SI | 0 | 0
3RH1921-2EA20-Z | I45 | 3RH1921-2EA20-ZI45 | 1 | UN | 1 | 1 | A | D | N | N | 85365080 | 1 | 4047621020808 | 50 | G | 16.06 | 16.06 | CP02 | CP02 | Auxiliary switch block, 2 NO, EN 50005 on the side, 10 mm, Spring-type, Size S0 ... S12 for motor contactors, 2-pole 1st lateral auxiliary switch | - | 0 | 0
3RH1921-2EA20-Z | X95 | 3RH1921-2EA20-ZX95 | 1 | UN | 1 | 5 | B | D | N | N | 85365080 | 144 |  | 0.05 | KG | 12.92 | 12.92 | CP02 | CP02 | first lateral auxiliary switch 2 NO contacts, spring-type terminal, for contactors 3RT1 Reusable packaging = 144 units | - | 0 | 0
3RH1921-2EE02 |  | 3RH1921-2EE02 | 1 | UN | 1 | 1 | A | D | N | N | 85365080 | 1 | 4011209517929 | 50 | G | 35.34 | 35.34 | CP02 | CP02 | first lateral auxiliary switch 2 NC contacts, encapsulated (solid-state compatible), spring-type terminal, for contactors 3RT1 | - | 0 | 0
3RH1921-2EE02-Z | I45 | 3RH1921-2EE02-ZI45 | 1 | UN | 1 | 1 | A | D | N | N | 85365080 | 1 | 4047621020860 | 50 | G | 43.89 | 43.89 | CP02 | CP02 | Auxiliary switch solid-state compatible EN 50005 lateral, spring-type terminal, 2 NC, encapsulated, Size S0 ... S12 | - | 0 | 0
3RH1921-2EE02-Z | X95 | 3RH1921-2EE02-ZX95 | 1 | UN | 1 | 5 | B | D | N | N | 85365080 | 144 |  | 0.05 | KG | 35.34 | 35.34 | CP02 | CP02 | first lateral auxiliary switch 2 NC contacts, encapsulated (solid-state compatible), spring-type terminal, for contactors 3RT1 Reusable packaging = 144 units | - | 0 | 0
3RH1921-2FA04 |  | 3RH1921-2FA04 | 1 | UN | 1 | 2 | A | D | N | N | 85365080 | 1 | 4011209281523 | 0.069 | KG | 16.53 | 16.53 | CP02 | CP02 | Auxiliary switch block, 4 NC, EN 50005 Spring type, size S0 ... S12 for contactor relays and motor contactors ! Phased-out product! Successor is SIRIUS 3RH2 |  | 0 | 0
3RH1921-2FA11 |  | 3RH1921-2FA11 | 1 | UN | 1 | 5 | B | D | N | N | 85365080 | 1 | 4011209281561 | 0.054 | KG | 14.44 | 14.44 | CP02 | CP02 | Auxiliary switch block, 1 NO + 1 NC, EN 50005 Spring type, size S0 ... S12 for contactor relays and motor contactors ! Phased-out product! Successor is SIRIUS 3RH2 | - | 0 | 0
3RH1921-2FA22 |  | 3RH1921-2FA22 | 1 | UN | 1 | 1 | A | D | N | N | 85365080 | 1 | 4011209281530 | 0.071 | KG | 16.53 | 16.53 | CP02 | CP02 | Auxiliary switch block, 2 NO + 2 NC, EN 50005 Spring type, size S0 ... S12 for contactor relays and motor contactors ! Phased-out product! Successor is SIRIUS 3RH2 |  | 0 | 0
3RH1921-2FA22-Z | W96 | 3RH1921-2FA22-ZW96 | 1 | UN | 1 | 5 | B | D | N | N | 85365080 | 168 |  | 0.017 | KG | 16.53 | 16.53 | CP02 | CP02 | Auxiliary switch block, 2 NO + 2 NC, EN 50005 Spring type, size S0 ... S12 for contactor relays and motor contactors Multi-unit packaging = 168 units ! Phased-out product! Successor is SIRIUS 3RH2 | - | 0 | 0
3RH1921-2FA22-Z | X95 | 3RH1921-2FA22-ZX95 | 1 | UN | 1 | 10 | C | D | N | N | 85365080 | 252 | 4011209513761 | 0.071 | KG | 16.53 | 16.53 | CP02 | CP02 | Auxiliary switch block, 2 NO + 2 NC, EN 50005 Spring type, size S0 ... S12 for contactor relays and motor contactors Reusable packaging = 252 units ! Phased-out product! Successor is SIRIUS 3RH2 | - | 0 | 0
3RH1921-2FA31 |  | 3RH1921-2FA31 | 1 | UN | 1 | 1 | A | D | N | N | 85365080 | 1 | 4011209281547 | 0.072 | KG | 16.53 | 16.53 | CP02 | CP02 | Auxiliary switch block, 3 NO + 1 NC, EN 50005 Spring type, size S0 ... S12 for contactor relays and motor contactors ! Phased-out product! Successor is SIRIUS 3RH2 |  | 0 | 0
3RH1921-2FA40 |  | 3RH1921-2FA40 | 1 | UN | 1 | 1 | A | D | N | N | 85365080 | 1 | 4011209281516 | 0.072 | KG | 16.53 | 16.53 | CP02 | CP02 | Auxiliary switch block, 4 NC, EN 50005 Spring type, size S0 ... S12 for contactor relays and motor contactors ! Phased-out product! Successor is SIRIUS 3RH2 |  | 0 | 0
3RH1921-2FC22 |  | 3RH1921-2FC22 | 1 | UN | 1 | 2 | A | D | N | N | 85365080 | 1 | 4011209281622 | 0.071 | KG | 26.7 | 26.7 | CP02 | CP02 | Auxiliary switch block 22U, 2 NO + 2 NC, EN 50005 spring-type terminal, for motor contactors, Size S0 ... S12 ! Phased-out product! Successor is SIRIUS 3RH2 |  | 0 | 0
3RH1921-2FE22 |  | 3RH1921-2FE22 | 1 | UN | 1 | 5 | B | D | N | N | 85365080 | 1 | 4011209467477 | 0.069 | KG | 48.74 | 48.74 | CP02 | CP02 | Solid-state-compatible auxiliary switch EN 50005 front, spring-type terminal 1 NO + 1 NC, encapsulated, und 1 N NO + 1 NC (not encapsulated) ! Phased-out product! Successor is SIRIUS 3RH2 | - | 0 | 0
3RH1921-2FE22-Z | X95 | 3RH1921-2FE22-ZX95 | 1 | UN | 1 | 20 | D | D | N | N | 85365080 | 252 | 4011209513723 | 0.06 | KG | 48.74 | 48.74 | CP02 | CP02 | Solid-state-compatible auxiliary switch EN 50005 front, spring-type terminal 1 NO + 1 NC, encapsulated, and 1 NO + 1 NC (not encapsulated) Size S0...S12 Reusable packaging Pack = 252 units ! Phased-out product! Successor is SIRIUS 3RH2 | - | 0 | 0
3RH1921-2FJ22 |  | 3RH1921-2FJ22 | 1 | UN | 1 | 5 | B | D | N | N | 85365080 | 1 | 4011209517912 | 0.069 | KG | 48.74 | 48.74 | CP02 | CP02 | auxiliary switch block solid-state-compatible front, spring-type Size S0 ... S12, for 3RT102, 3RT103, 3RT104, 2 NC (encapsulated) 2 NO (not encapsulated) ! Phased-out product! Successor is SIRIUS 3RH2 | - | 0 | 9
3RH1921-2FJ22-Z | X95 | 3RH1921-2FJ22-ZX95 | 1 | UN | 1 | 20 | D | D | N | N | 85365080 | 252 | 4011209545144 | 0.06 | KG | 48.74 | 48.74 | CP02 | CP02 | auxiliary switch block solid-state-compatible front-side spring-type Size S0...S3 for 3RT102, 3RT103, 3RT104 2 NC (encapsulated) 2 NO (not encapsulated) Reusable packaging Pack = 252 units ! Phased-out product! Successor is SIRIUS 3RH2 | - | 0 | 9
3RH1921-2FJ31 |  | 3RH1921-2FJ31 | 1 | UN | 1 | 20 | D | D | N | N | 85365080 | 1 | 4011209517905 | 0.069 | KG | 48.74 | 48.74 | CP02 | CP02 | Solid-state-compatible auxiliary switch 1 NO + 1 NC, solid-state compatible 2 NO conventional Size S0 ... S12 front, spring type ! Phased-out product! Successor is SIRIUS 3RH2 | - | 0 | 9
3RH1921-2HA11 |  | 3RH1921-2HA11 | 1 | UN | 1 | 5 | B | D | N | N | 85365080 | 1 | 4011209326507 | 0.054 | KG | 14.44 | 14.44 | CP02 | CP02 | Auxiliary switch block, 1 NO + 1 NC, EN 50012, front, screw terminal, Size S0 ... S12 for motor contactors, 2-pole, spring-type connection system ! Phased-out product! Successor is SIRIUS 3RH2 | - | 0 | 9
3RH1921-2HA11-8YY8 |  | 3RH1921-2HA11-8YY8 | 1 | UN | 1 | 15 | C | D | EAR99 | N | 85365080 | 1 | 4011209387515 | 0.015 | KG | 14.44 | 14.44 | CP02 | CP02 | Auxiliary switch block 1 NO + 1 NC EN 50012, front, screw terminal, Size S0 ... S3 for motor contactors, 2-pole spring-type terminal without device identification label ! Phased-out product! Successor is SIRIUS 3RH2 | - | 0 | 9
3RH1921-2HA13 |  | 3RH1921-2HA13 | 1 | UN | 1 | 1 | A | D | N | N | 85365080 | 1 | 4011209357068 | 0.069 | KG | 16.53 | 16.53 | CP02 | CP02 | Auxiliary switch block, 13, 1 NO + 3 NC, EN 50012, spring-type connection system, for motor contactors, 4-pole ! Phased-out product! Successor is SIRIUS 3RH2 |  | 0 | 0
3RH1921-2HA22 |  | 3RH1921-2HA22 | 1 | UN | 1 | 1 | A | D | N | N | 85365080 | 1 | 4011209305762 | 0.071 | KG | 16.53 | 16.53 | CP02 | CP02 | Auxiliary switch block, 22, 2 NO + 2 NC, EN 50012, spring-type connection system, for motor contactors, 4-pole ! Phased-out product! Successor is SIRIUS 3RH2 |  | 0 | 0
3RH1921-2HA22-8YY8 |  | 3RH1921-2HA22-8YY8 | 1 | UN | 1 | 2 | A | D | N | N | 85365080 | 1 | 4011209387522 | 70.5 | G | 16.53 | 16.53 | CP02 | CP02 | Auxiliary switch block, 22, 2 NO + 2 NC, EN 50012, spring-type connection system, for motor contactors, 4-pole without device identification label ! Phased-out product! Successor is SIRIUS 3RH2 | - | 0 | 9
3RH1921-2HA22-Z | W97 | 3RH1921-2HA22-ZW97 | 1 | UN | 1 | 15 | C | D | N | N | 85365080 | 80 | 4011209864733 | 0.016 | KG | 16.53 | 16.53 | CP02 | CP02 | Auxiliary switch block, 22, 2 NO + 2 NC, EN 50012, spring-type connection system, for motor contactors, 4-pole Multi-unit packaging = 80 units ! Phased-out product! Successor is SIRIUS 3RH2 | - | 0 | 0
3RH1921-2HA22-Z | X95 | 3RH1921-2HA22-ZX95 | 1 | UN | 1 | 20 | D | D | N | N | 85365080 | 252 | 4011209470026 | 0.062 | KG | 16.53 | 16.53 | CP02 | CP02 | Auxiliary switch block, 22, 2 NO + 2 NC, EN 50012, spring-type terminal Reusable packaging Pack = 252 units ! Phased-out product! Successor is SIRIUS 3RH2 | - | 0 | 0
3RH1921-2HA31 |  | 3RH1921-2HA31 | 1 | UN | 1 | 1 | A | D | N | N | 85365080 | 1 | 4011209305779 | 0.072 | KG | 16.53 | 16.53 | CP02 | CP02 | Auxiliary switch block, 31, 3 NO + 1 NC, EN 50005 spring-type connection system, for motor contactors, 4-pole ! Phased-out product! Successor is SIRIUS 3RH2 |  | 0 | 0
3RH1921-2HA31-Z | W98 | 3RH1921-2HA31-ZW98 | 1 | UN | 1 | 0 | A | D | N | N | 85365080 | 40 |  | 0.072 | KG | 16.53 | 16.53 | CP02 | CP02 | Auxiliary switch block, 31, 3 NO + 1 NC, EN 50005 spring-type connection system, for motor contactors, 4-pole Multi-unit packaging = 40 units ! Phased-out product! Successor is SIRIUS 3RH2 | - | 0 | 0
3RH1921-2HA31-Z | X95 | 3RH1921-2HA31-ZX95 | 1 | UN | 1 | 0 | A | D | N | N | 85365080 | 252 |  | 0.072 | KG | 16.53 | 16.53 | CP02 | CP02 | Auxiliary switch block, 31, 3 NO + 1 NC, EN 50005 spring-type connection system, for motor contactors, 4-pole Reusable packaging = 252 units ! Phased-out product! Successor is SIRIUS 3RH2 | - | 0 | 0
3RH1921-2HK22 |  | 3RH1921-2HK22 | 1 | UN | 1 | 20 | D | D | N | N | 85365080 | 10 | 4011209535701 | 0.071 | KG | 25.65 | 25.65 | CP02 | CP02 | Attachable block 2 NO + 1 NC + 1 NC (to / 2 pole) spring-type connection system, for motor contactors ! Phased-out product! Successor is SIRIUS 3RH2 | - | 0 | 9
3RH1921-2HK22-Z | X95 | 3RH1921-2HK22-ZX95 | 1 | UN | 1 | 20 | D | D | N | N | 85365080 | 252 | 4011209650756 | 61.5 | G | 25.65 | 25.65 | CP02 | CP02 | Attachable block 2 NO + 1 NC + 1 NC (to / 2 pole) spring-type connection system, for motor contactors ! Phased-out product! Successor is SIRIUS 3RH2 | - | 0 | 9
3RH1921-2JA11 |  | 3RH1921-2JA11 | 1 | UN | 1 | 1 | A | D | N | N | 85365080 | 1 | 4011209407138 | 51 | G | 12.92 | 12.54 | CP02 | CP02 | second lateral Auxiliary switch, 1 NO, 1 NC, spring-type terminal, for contactors 3RT1 | Lista Papel 2020 SI | 0 | 0
3RH1921-2JA11-Z | X95 | 3RH1921-2JA11-ZX95 | 1 | UN | 1 | 5 | B | D | N | N | 85365080 | 252 |  | 0.051 | KG | 14.44 | 14.44 | CP02 | CP02 | Auxiliary switch block, 1 NO + 1 NC, EN 50012, on the side, 10 mm, spring-type terminal, Size S3 ... S12, for motor contactors, 2-pole 2nd lateral auxiliary switch Multi-unit packaging = 252 units ! Phased-out product! Successor is SIRIUS 3RH2 | - | 0 | 0
3RH1921-2JE11 |  | 3RH1921-2JE11 | 1 | UN | 1 | 1 | A | D | N | N | 85365080 | 1 | 4011209557444 | 50 | G | 35.34 | 35.34 | CP02 | CP02 | second lateral Auxiliary switch, 1 NO, 1 NC, spring-type terminal, for contactors 3RT1 | - | 0 | 0
3RH1921-2KA02 |  | 3RH1921-2KA02 | 1 | UN | 1 | 20 | D | D | N | N | 85365080 | 1 | 4011209407152 | 51 | G | 12.92 | 12.54 | CP02 | CP02 | second lateral Auxiliary switch, 2 NC contacts, spring-type terminal, for contactors 3RT1 | Lista Papel 2020 SI | 0 | 0
3RH1921-2KA20 |  | 3RH1921-2KA20 | 1 | UN | 1 | 20 | D | D | N | N | 85365080 | 1 | 4011209407145 | 50 | G | 12.92 | 12.54 | CP02 | CP02 | second lateral Auxiliary switch, 2 NO contacts, spring-type terminal, for contactors 3RT1 | Lista Papel 2020 SI | 0 | 0
3RH1921-2TA11-Z | W98 | 3RH1921-2TA11-ZW98 | 1 | UN | 1 | 0 | A | D | EAR99 | N | 85365080 | 46 |  | 0.072 | KG | 12.92 | 12.92 | CP02 | CP02 | Auxiliary switch block, 1 NO + 1 NC, DIN EN 50005, lateral spring-type connection system for motor contactors, 4-pole Multi-unit packaging = 46 units |  | 0 | 7
3RH1921-2XA22-0MA0 |  | 3RH1921-2XA22-0MA0 | 1 | UN | 1 | 20 | D | D | N | N | 85365080 | 1 | 4011209548053 | 0.071 | KG | 16.91 | 16.91 | CP02 | CP02 | front-side auxiliary switch, 2 NO contacts, 2 NC contacts, spring-type terminal, for contactors 3RT1, sequence numbers 5â€¦8 | - | 0 | 0
3RH1924-1GP11 |  | 3RH1924-1GP11 | 1 | UN | 1 | 1 | A | D | N | N | 85364190 | 1 | 4011209321526 | 0.056 | KG | 63.46 | 55.2 | CP02 | CP02 | Coupling link for direct coil mounting for SIRIUS contactors, Size S0 ... S3, 24 V DC ! Phased-out product! Successor is SIRIUS 3RH2 | Lista Papel 2020 SI | 0 | 0
3RH1951-1SA11 |  | 3RH1951-1SA11 | 1 | UN | 1 | 20 | D | D | N | N | 85365080 | 1 | 4047621048949 | 0.04 | KG | 12.16 | 12.16 | CP04 | CP04 | Additional auxiliary contact block for 3RT135, 3RT136, 3RT137 1 NC 1 NO, can be mounted on the side, screw terminal | - | 0 | 0
3RH1951-1TA11 |  | 3RH1951-1TA11 | 1 | UN | 1 | 20 | D | D | N | N | 85365080 | 1 | 4047621048956 | 0.04 | KG | 12.16 | 12.16 | CP04 | CP04 | Auxiliary contact block for 3RT135, 3RT136, 3RT137 1 NC 1 NO, can be mounted on the side, screw terminal | - | 0 | 0
3RH2122-1AB00 |  | 3RH2122-1AB00 | 1 | UN | 1 | 1 | A | D | N | N | 85364900 | 1 | 4011209786592 | 0.231 | KG | 37.27 | 36.26 | CP23 | CP23 | Contactor relay, 2 NO + 2 NC, 24 V AC, 50 / 60 Hz, Size S00, screw terminal | Lista Papel 2020 SI | 0 | 0
3RH2122-1AB00-1AA0 |  | 3RH2122-1AB00-1AA0 | 1 | UN | 1 | 5 | B | D | N | N | 85364900 | 1 | 4047621054377 | 0.23 | KG | 40.8 | 40.8 | CP23 | CP23 | Contactor relay, 2 NO + 2 NC, 24 V AC, 50 / 60 Hz, Size S00, screw terminal upright mounting position | - | 0 | 7
3RH2122-1AB00-Z | W96 | 3RH2122-1AB00-ZW96 | 1 | UN | 1 | 5 | B | D | N | N | 85364900 | 72 | 4047621029511 | 0.231 | KG | 37.27 | 37.27 | CP23 | CP23 | Contactor relay, 2 NC+2 NO 24 V AC, 50/60 Hz Size S00, screw terminal Multi-unit packaging = 72 units | - | 0 | 0
3RH2122-1AB00-Z | W97 | 3RH2122-1AB00-ZW97 | 1 | UN | 1 | 5 | B | D | N | N | 85364900 | 40 | 4047621029528 | 0.231 | KG | 37.27 | 37.27 | CP23 | CP23 | Contactor relay, 2 NC+2 NO 24 V AC, 50/60 Hz Size S00, screw terminal Multi-unit packaging = 40 units | - | 0 | 0
3RH2122-1AB00-Z | X95 | 3RH2122-1AB00-ZX95 | 1 | UN | 1 | 5 | B | D | N | N | 85364900 | 144 | 4047621029504 | 0.231 | KG | 37.27 | 37.27 | CP23 | CP23 | Contactor relay, 2 NC+2 NO 24 V AC, 50/60 Hz Size S00, screw terminal Reusable packaging 144 units | - | 0 | 0
3RH2122-1AC60 |  | 3RH2122-1AC60 | 1 | UN | 1 | 5 | B | D | N | N | 85364900 | 1 | 4047621010199 | 0.232 | KG | 40.91 | 40.91 | CP23 | CP23 | Contactor relay, 2 NO + 2 NC, 32 V AC, 50 Hz, 38 V, 60 Hz, Size S00, screw terminal | - | 0 | 0
3RH2122-1AD00 |  | 3RH2122-1AD00 | 1 | UN | 1 | 5 | B | D | N | N | 85364900 | 1 | 4011209847958 | 0.233 | KG | 40.91 | 40.91 | CP23 | CP23 | Contactor relay, 2 NO + 2 NC, 42 V AC, 50 / 60 Hz, Size S00, screw terminal | - | 0 | 0
3RH2122-1AE00 |  | 3RH2122-1AE00 | 1 | UN | 1 | 5 | B | D | N | N | 85364900 | 1 | 4047621046686 | 0.24 | KG | 40.91 | 40.91 | CP23 | CP23 | Contactor relay, 2 NO + 2 NC, 60 V AC, 50 / 60 Hz, Size S00, screw terminal | - | 0 | 7
3RH2122-1AF00 |  | 3RH2122-1AF00 | 1 | UN | 1 | 1 | A | D | N | N | 85364900 | 1 | 4011209847569 | 0.232 | KG | 37.27 | 36.26 | CP23 | CP23 | Contactor relay, 2 NO + 2 NC, 110 V AC, 50 / 60 Hz, Size S00, screw terminal | Lista Papel 2020 SI | 0 | 0
3RH2122-1AF00-1AA0 |  | 3RH2122-1AF00-1AA0 | 1 | UN | 1 | 5 | B | D | N | N | 85364900 | 1 | 4011209974722 | 0.23 | KG | 40.7 | 40.7 | CP23 | CP23 | Contactor relay, 2 NO + 2 NC, 110 V AC, 50 / 60 Hz, Size S00, screw terminal upright mounting position | - | 0 | 0
3RH2122-1AG60 |  | 3RH2122-1AG60 | 1 | UN | 1 | 5 | B | D | N | N | 85364900 | 1 | 4011209929784 | 0.231 | KG | 40.91 | 40.91 | CP23 | CP23 | Contactor relay, 2 NO + 2 NC, 100 V AC, 50 Hz, 100 ... 110 V, 60 Hz, Size S00, screw terminal | - | 0 | 0
3RH2122-1AH00 |  | 3RH2122-1AH00 | 1 | UN | 1 | 5 | B | D | N | N | 85364900 | 1 | 4011209847651 | 0.235 | KG | 37.27 | 37.27 | CP23 | CP23 | Contactor relay, 2 NO + 2 NC, 48 V AC, 50 / 60 Hz, Size S00, screw terminal | - | 0 | 0
3RH2122-1AK20 |  | 3RH2122-1AK20 | 1 | UN | 1 | 5 | B | D | N | N | 85364900 | 1 | 4011209929791 | 0.232 | KG | 40.91 | 40.91 | CP23 | CP23 | Contactor relay, 2 NO + 2 NC, 120 V AC, 50 / 60 Hz Size S00, screw terminal | - | 0 | 0
3RH2122-1AK60 |  | 3RH2122-1AK60 | 1 | UN | 1 | 2 | A | D | N | N | 85364900 | 1 | 4011209845022 | 0.233 | KG | 37.27 | 37.27 | CP23 | CP23 | Contactor relay, 2 NO + 2 NC, 110 V AC, 50 Hz, 120 V, 60 Hz, Size S00, screw terminal | - | 0 | 0
3RH2122-1AL00 |  | 3RH2122-1AL00 | 1 | UN | 1 | 5 | B | D | N | N | 85364900 | 1 | 4011209929807 | 0.23 | KG | 40.91 | 40.91 | CP23 | CP23 | Contactor relay, 2 NO + 2 NC, 125 V AC, 50 / 60 Hz size S00, screw terminals | - | 0 | 0
3RH2122-1AM20 |  | 3RH2122-1AM20 | 1 | UN | 1 | 5 | B | D | N | N | 85364900 | 1 | 4011209929814 | 0.231 | KG | 40.91 | 40.91 | CP23 | CP23 | Contactor relay, 2 NO + 2 NC, 208 V AC, 50 / 60 Hz Size S00, screw terminal | - | 0 | 0
3RH2122-1AN20 |  | 3RH2122-1AN20 | 1 | UN | 1 | 2 | A | D | N | N | 85364900 | 1 | 4011209848511 | 0.234 | KG | 37.27 | 37.27 | CP23 | CP23 | Contactor relay, 2 NO + 2 NC, 220 V AC, 50 / 60 Hz, Size S00, screw terminal | - | 0 | 0
3RH2122-1AN60 |  | 3RH2122-1AN60 | 1 | UN | 1 | 5 | B | D | N | N | 85364900 | 1 | 4011209948679 | 0.23 | KG | 40.91 | 40.91 | CP23 | CP23 | Contactor relay, 2 NO + 2 NC, 200 V AC, 50 / 60 Hz, 220 V AC 60 Hz, Size S00, screw terminal | - | 0 | 0
3RH2122-1AP00 |  | 3RH2122-1AP00 | 1 | UN | 1 | 1 | A | D | N | N | 85364900 | 1 | 4011209786622 | 0.232 | KG | 37.27 | 36.26 | CP23 | CP23 | Contactor relay, 2 NO + 2 NC, 230 V AC, 50 / 60 Hz, Size S00, screw terminal | Lista Papel 2020 SI | 0 | 0
3RH2122-1AP00-0AA6 |  | 3RH2122-1AP00-0AA6 | 1 | UN | 1 | 5 | B | D | N | N | 85364900 | 1 | 4011209915244 | 0.23 | KG | 57.37 | 57.37 | CP23 | CP23 | Contactor relay, 2 NO + 2 NC, 230 V AC, 50 / 60 Hz, Size S00, screw terminal reinforced standard mounting rail installation | - | 0 | 7
3RH2122-1AP00-Z | W96 | 3RH2122-1AP00-ZW96 | 1 | UN | 1 | 5 | B | D | N | N | 85364900 | 72 | 4011209903371 | 0.296 | KG | 37.27 | 37.27 | CP23 | CP23 | Contactor relay, 2 NO + 2 NC, 230 V AC, 50 / 60 Hz, Size S00, screw terminal Multi-unit packaging = 72 units | - | 0 | 0
3RH2122-1AP00-Z | W97 | 3RH2122-1AP00-ZW97 | 1 | UN | 1 | 5 | B | D | EAR99 | N | 85364900 | 40 | 4011209974746 | 0.296 | KG | 37.27 | 37.27 | CP23 | CP23 | Contactor relay, 2 NO + 2 NC, 230 V AC, 50 / 60 Hz, Size S00, Screw terminal Multi-unit packaging = 40 units | - | 0 | 0
3RH2122-1AP00-Z | X95 | 3RH2122-1AP00-ZX95 | 1 | UN | 1 | 5 | B | D | N | N | 85364900 | 144 | 4011209844391 | 0.219 | KG | 37.27 | 37.27 | CP23 | CP23 | Contactor relay, 2 NO + 2 NC, 230 V AC, 50 / 60 Hz, Size S00, screw terminal Reusable packaging = 144 units | - | 0 | 0
3RH2122-1AP60 |  | 3RH2122-1AP60 | 1 | UN | 1 | 5 | B | D | N | N | 85364900 | 1 | 4011209847835 | 0.237 | KG | 37.27 | 37.27 | CP23 | CP23 | Contactor relay, 2 NO + 2 NC, 220 V AC, 50 Hz, 240 V, 60 Hz, Size S00, screw terminal | - | 0 | 0
3RH2122-1AQ00 |  | 3RH2122-1AQ00 | 1 | UN | 1 | 5 | B | D | N | N | 85364900 | 1 | 4011209867161 | 0.23 | KG | 40.91 | 40.91 | CP23 | CP23 | Contactor relay, 2 NO + 2 NC, 380 V AC, 50 / 60 Hz, Size S00, screw terminal | - | 0 | 0
3RH2122-1AR60 |  | 3RH2122-1AR60 | 1 | UN | 1 | 20 | D | D | N | N | 85364900 | 1 | 4011209867109 | 0.23 | KG | 40.91 | 40.91 | CP23 | CP23 | Contactor relay, 2 NO + 2 NC, 400 V 50Hz / 400 ... 440 V 60Hz Size S00, screw terminal | - | 0 | 0
3RH2122-1AT60 |  | 3RH2122-1AT60 | 1 | UN | 1 | 5 | B | D | N | N | 85364900 | 1 | 4011209953093 | 0.27 | KG | 40.91 | 40.91 | CP23 | CP23 | Contactor relay, 2 NO + 2 NC, 600 V AC, 60 Hz, Size S00, screw terminal | - | 0 | 0
3RH2122-1AU00 |  | 3RH2122-1AU00 | 1 | UN | 1 | 5 | B | D | N | N | 85364900 | 1 | 4011209786912 | 0.235 | KG | 37.27 | 37.27 | CP23 | CP23 | Contactor relay, 2 NO + 2 NC, 240 V AC, 50 / 60 Hz, Size S00, screw terminal | - | 0 | 0
3RH2122-1AU60 |  | 3RH2122-1AU60 | 1 | UN | 1 | 5 | B | D | N | N | 85364900 | 1 | 4011209953130 | 0.235 | KG | 40.91 | 40.91 | CP23 | CP23 | Contactor relay, 2 NO + 2 NC, 277 V AC, 60 Hz, Size S00, screw terminal | - | 0 | 0
3RH2122-1AU60-1AA0 |  | 3RH2122-1AU60-1AA0 | 1 | UN | 1 | 20 | D | D | N | N | 85364900 | 1 | 4047621052021 | 0.235 | KG | 44.34 | 44.34 | CP23 | CP23 | Contactor relay, 2 NO + 2 NC, 277 V AC, 60 Hz, Size S00, screw terminal upright mounting position | - | 0 | 0
3RH2122-1AV00 |  | 3RH2122-1AV00 | 1 | UN | 1 | 2 | A | D | N | N | 85364900 | 1 | 4011209896314 | 0.23 | KG | 40.91 | 39.79 | CP23 | CP23 | Contactor relay, 2 NO + 2 NC, 400 V AC, 50 / 60 Hz, Size S00, screw terminal | Lista Papel 2020 SI | 0 | 0
3RH2122-1AV60 |  | 3RH2122-1AV60 | 1 | UN | 1 | 5 | B | D | N | N | 85364900 | 1 | 4011209938311 | 0.236 | KG | 40.91 | 40.91 | CP23 | CP23 | Contactor relay, 2 NO + 2 NC, 480 V AC, 60 Hz Size S00, screw terminal | - | 0 | 0
3RH2122-1BA40 |  | 3RH2122-1BA40 | 1 | UN | 1 | 5 | B | D | N | N | 85364900 | 1 | 4011209786714 | 0.296 | KG | 47.77 | 47.77 | CP23 | CP23 | Contactor relay, 2 NO + 2 NC, 12 V DC, Size S00, screw terminal | - | 0 | 0
3RH2122-1BA40-0AA6 |  | 3RH2122-1BA40-0AA6 | 1 | UN | 1 | 5 | B | D | N | N | 85364900 | 1 | 4011209912960 | 0.293 | KG | 65.85 | 65.85 | CP23 | CP23 | Contactor relay, 2 NO + 2 NC, 12 V DC, Size S00, screw terminal reinforced standard mounting rail installation | - | 0 | 7
3RH2122-1BB40 |  | 3RH2122-1BB40 | 1 | UN | 1 | 1 | A | D | N | N | 85364900 | 1 | 4011209786721 | 0.271 | KG | 43.13 | 41.92 | CP23 | CP23 | Contactor relay, 2 NO + 2 NC, 24 V DC, Size S00, screw terminal | Lista Papel 2020 SI | 0 | 0
3RH2122-1BB40-1AA0 |  | 3RH2122-1BB40-1AA0 | 1 | UN | 1 | 5 | B | D | N | N | 85365019 | 1 | 4047621004280 | 0.289 | KG | 46.46 | 46.46 | CP23 | CP23 | Contactor relay, 2 NO + 2 NC, 24 V DC, Size S00, screw terminal upright mounting position | - | 0 | 0
3RH2122-1BB40-Z | W97 | 3RH2122-1BB40-ZW97 | 1 | UN | 1 | 5 | B | D | N | N | 85364900 | 40 | 4011209890480 | 0.296 | KG | 43.13 | 43.13 | CP23 | CP23 | Contactor relay, 2 NO + 2 NC, 24 V DC, Size S00, screw terminal Multi-unit packaging = 40 units | - | 0 | 0
3RH2122-1BB40-Z | X95 | 3RH2122-1BB40-ZX95 | 1 | UN | 1 | 5 | B | D | N | N | 85364900 | 144 | 4011209848474 | 0.259 | KG | 43.13 | 43.13 | CP23 | CP23 | Contactor relay, 2 NO + 2 NC, 24 V DC, Size S00, screw terminal Reusable packaging = 72 units | - | 0 | 0
3RH2122-1BC40 |  | 3RH2122-1BC40 | 1 | UN | 1 | 5 | B | D | N | N | 85364900 | 1 | 4047621052014 | 0.285 | KG | 47.77 | 47.77 | CP23 | CP23 | Contactor relay, 2 NO + 2 NC, 30 V DC, Size S00, screw terminal | - | 0 | 7
3RH2122-1BD40 |  | 3RH2122-1BD40 | 1 | UN | 1 | 5 | B | D | N | N | 85364900 | 1 | 4011209928039 | 0.29 | KG | 47.77 | 47.77 | CP23 | CP23 | Contactor relay, 2 NO + 2 NC, 42 V DC, Size S00, screw terminal | - | 0 | 0
3RH2122-1BE40 |  | 3RH2122-1BE40 | 1 | UN | 1 | 5 | B | D | N | N | 85364900 | 1 | 4011209846531 | 0.291 | KG | 47.77 | 47.77 | CP23 | CP23 | Contactor relay, 2 NO + 2 NC, 60 V DC, Size S00, screw terminal | - | 0 | 0
3RH2122-1BE40-0AA6 |  | 3RH2122-1BE40-0AA6 | 1 | UN | 1 | 5 | B | D | N | N | 85364900 | 1 | 4011209944442 | 0.28 | KG | 65.85 | 65.85 | CP23 | CP23 | Contactor relay, 2 NO + 2 NC, 60 V DC, Size S00, screw terminal reinforced standard mounting rail installation | - | 0 | 7
3RH2122-1BE80 |  | 3RH2122-1BE80 | 1 | UN | 1 | 10 | C | D | N | N | 85364900 | 1 | 4011209896420 | 0.297 | KG | 47.77 | 47.77 | CP23 | CP23 | Contactor relay, 2 NO + 2 NC, 80 V DC, Size S00, screw terminal | - | 0 | 0
3RH2122-1BF40 |  | 3RH2122-1BF40 | 1 | UN | 1 | 1 | A | D | N | N | 85364900 | 1 | 4011209786752 | 0.267 | KG | 43.13 | 41.92 | CP23 | CP23 | Contactor relay, 2 NO + 2 NC, 110 V DC, Size S00, screw terminal | Lista Papel 2020 SI | 0 | 0
3RH2122-1BF40-0AA6 |  | 3RH2122-1BF40-0AA6 | 1 | UN | 1 | 0 | A | D | EAR99 | N | 85364900 | 1 |  | 0.28 | KG | 65.85 | 65.85 | CP23 | CP23 | Contactor relay, 2 NO + 2 NC, 110 V DC, Size S00, screw terminal reinforced standard mounting rail installation | - | 0 | 7
3RH2122-1BF40-1AA0 |  | 3RH2122-1BF40-1AA0 | 1 | UN | 1 | 5 | B | D | N | N | 85364900 | 1 | 4011209932296 | 0.29 | KG | 46.46 | 46.46 | CP23 | CP23 | Contactor relay, 2 NO + 2 NC, 110 V DC, Size S00, screw terminal upright mounting position | - | 0 | 0
3RH2122-1BG40 |  | 3RH2122-1BG40 | 1 | UN | 1 | 2 | A | D | N | N | 85364900 | 1 | 4011209848993 | 0.29 | KG | 47.77 | 47.77 | CP23 | CP23 | Contactor relay, 2 NO + 2 NC, 125 V DC, Size S00, screw terminal | - | 0 | 0
3RH2122-1BG40-0AA6 |  | 3RH2122-1BG40-0AA6 | 1 | UN | 1 | 5 | B | D | N | N | 85364900 | 1 | 4011209944053 | 0.289 | KG | 65.85 | 65.85 | CP23 | CP23 | Contactor relay, 2 NO + 2 NC, 125 V DC, Size S00, screw terminal reinforced standard mounting rail installation | - | 0 | 7
3RH2122-1BJ80 |  | 3RH2122-1BJ80 | 1 | UN | 1 | 5 | B | D | N | N | 85364900 | 1 | 4011209915077 | 0.286 | KG | 47.77 | 47.77 | CP23 | CP23 | Contactor relay, 2 NO + 2 NC, DC 72 V, Size S00, screw terminal | - | 0 | 0
3RH2122-1BM40 |  | 3RH2122-1BM40 | 1 | UN | 1 | 1 | A | D | N | N | 85364900 | 1 | 4011209786783 | 0.293 | KG | 43.13 | 41.92 | CP23 | CP23 | Contactor relay, 2 NO + 2 NC, 220 V DC, Size S00, screw terminal | Lista Papel 2020 SI | 0 | 0
3RH2122-1BM40-0AA6 |  | 3RH2122-1BM40-0AA6 | 1 | UN | 1 | 5 | B | D | N | N | 85364900 | 1 | 4011209929548 | 0.286 | KG | 65.85 | 65.85 | CP23 | CP23 | Contactor relay, 2 NO + 2 NC, 220 V DC, Size S00, screw terminal reinforced standard mounting rail installation | - | 0 | 7
3RH2122-1BN40 |  | 3RH2122-1BN40 | 1 | UN | 1 | 5 | B | D | N | N | 85364900 | 1 | 4011209948709 | 0.28 | KG | 47.77 | 47.77 | CP23 | CP23 | Contactor relay, 2 NO + 2 NC, 250 V DC, Size S00, screw terminal | - | 0 | 0
3RH2122-1BN40-0AA6 |  | 3RH2122-1BN40-0AA6 | 1 | UN | 1 | 5 | B | D | N | N | 85364900 | 1 | 4011209942264 | 0.288 | KG | 65.85 | 65.85 | CP23 | CP23 | Contactor relay, 2 NO + 2 NC, 250 V DC, Size S00, screw terminal reinforced standard mounting rail installation | - | 0 | 7
3RH2122-1BP40 |  | 3RH2122-1BP40 | 1 | UN | 1 | 10 | C | D | N | N | 85364900 | 1 | 4011209896390 | 0.29 | KG | 47.77 | 47.77 | CP23 | CP23 | Contactor relay, 2 NO + 2 NC, 230 V DC, Size S00, screw terminal | - | 0 | 0
3RH2122-1BW40 |  | 3RH2122-1BW40 | 1 | UN | 1 | 2 | A | D | N | N | 85364900 | 1 | 4011209848887 | 0.288 | KG | 43.13 | 43.13 | CP23 | CP23 | Contactor relay, 2 NO + 2 NC, 48 V DC, Size S00, screw terminal | - | 0 | 0
3RH2122-1BW40-0AA6 |  | 3RH2122-1BW40-0AA6 | 1 | UN | 1 | 5 | B | D | N | N | 85364900 | 1 | 4011209917750 | 0.287 | KG | 65.85 | 65.85 | CP23 | CP23 | Contactor relay, 2 NO + 2 NC, 48 V DC, Size S00, screw terminal reinforced standard mounting rail installation | - | 0 | 7
3RH2122-1FB40 |  | 3RH2122-1FB40 | 1 | UN | 1 | 1 | A | D | N | N | 85364900 | 1 | 4011209847194 | 0.291 | KG | 49.79 | 49.79 | CP23 | CP23 | Contactor relay, 2 NO + 2 NC, 24 V DC, with integrated diode, Size S00, screw terminal | - | 0 | 0
3RH2122-1FB40-1AA0 |  | 3RH2122-1FB40-1AA0 | 1 | UN | 1 | 5 | B | D | EAR99 | N | 85364900 | 1 | 4047621071022 | 0.29 | KG | 53.23 | 53.23 | CP23 | CP23 | Contactor relay, 2 NO + 2 NC, 24 V DC, with integrated diode, size S00, screw terminals Upright mounting position |  | 0 | 7
3RH2122-1HB40 |  | 3RH2122-1HB40 | 1 | UN | 1 | 5 | B | D | N | N | 85364900 | 1 | 4011209786813 | 0.3 | KG | 43.13 | 41.92 | CP23 | CP23 | Coupling contactor relay, 2 NO + 2 NC, 24 V DC, 0.7 ... 1.25* US, Size S00, screw terminal suitable for PLC outputs | Lista Papel 2020 SI | 0 | 0
3RH2122-1JB40 |  | 3RH2122-1JB40 | 1 | UN | 1 | 1 | A | D | N | N | 85364900 | 1 | 4011209828032 | 0.294 | KG | 49.79 | 48.38 | CP23 | CP23 | Coupling contactor relay, 2 NO + 2 NC, 24 V DC, 0.7 ... 1.25* US, with integrated diode, Size S00, screw terminal suitable for PLC outputs | Lista Papel 2020 SI | 0 | 0
3RH2122-1KB40 |  | 3RH2122-1KB40 | 1 | UN | 1 | 1 | A | D | N | N | 85364900 | 1 | 4011209847064 | 0.294 | KG | 48.48 | 47.07 | CP23 | CP23 | Coupling contactor relay, 2 NO + 2 NC, 24 V DC, 0.7 ... 1.25* US, with integrated suppressor diode, Size S00, screw terminal suitable for PLC outputs | Lista Papel 2020 SI | 0 | 0
3RH2122-1KE40 |  | 3RH2122-1KE40 | 1 | UN | 1 | 5 | B | D | N | N | 85364900 | 1 | 4047621051994 | 0.285 | KG | 53.13 | 53.13 | CP23 | CP23 | Coupling contactor relay, 2 NO + 2 NC, 60 V DC, 0.7 ... 1.25* US, with integrated suppressor diode, Size S00, screw terminal suitable for PLC outputs | - | 0 | 0
3RH2122-1KF40 |  | 3RH2122-1KF40 | 1 | UN | 1 | 10 | C | D | N | N | 85364900 | 1 | 4011209849051 | 0.296 | KG | 48.48 | 48.48 | CP23 | CP23 | Coupling contactor relay, 2 NO + 2 NC, 110 V DC, 0.7 ... 1.25* US, with integrated suppressor diode, Size S00, screw terminal suitable for PLC outputs | - | 0 | 0
3RH2122-1KF40-0LA4 |  | 3RH2122-1KF40-0LA4 | 1 | UN | 1 | 5 | B | D | N | N | 85364900 | 1 | 4011209937680 | 0.302 | KG | 77.57 | 77.57 | CP23 | CP23 | Contactor relay railway, 2 NO + 1 NC, 110 V DC, 0.7 ... 1.25* US, with integrated suppressor diode, Size S00, screw terminal installation on standard mounting rail optimized (20 G) suitable for PLC outputs | - | 0 | 0
3RH2122-1KG40-0LA4 |  | 3RH2122-1KG40-0LA4 | 1 | UN | 1 | 5 | B | D | N | N | 85364900 | 1 | 4011209936799 | 0.303 | KG | 82.32 | 82.32 | CP23 | CP23 | Contactor relay railway, 2 NO + 1 NC 125 V DC, 0.7 ... 1.25* US, with integrated suppressor diode, Size S00, screw terminal installation on standard mounting rail optimized (20 G) suitable for PLC outputs | - | 0 | 0
3RH2122-1KJ80 |  | 3RH2122-1KJ80 | 1 | UN | 1 | 5 | B | D | N | N | 85364900 | 1 | 4011209917668 | 0.29 | KG | 53.13 | 53.13 | CP23 | CP23 | Coupling contactor relay, 2 NO + 2 NC, DC 72 V, 0.7... 1.25* US, with integrated suppressor diode, Size S00, screw terminal suitable for PLC outputs | - | 0 | 0
3RH2122-1KM40-0LA4 |  | 3RH2122-1KM40-0LA4 | 1 | UN | 1 | 5 | B | D | N | N | 85364900 | 1 | 4047621034294 | 0.302 | KG | 77.57 | 77.57 | CP23 | CP23 | Contactor relay railway, 2 NO + 1 NC 220 V DC, 0.7 ... 1.25* US, with integrated suppressor diode, Size S00, screw terminal installation on standard mounting rail optimized (20 G) suitable for PLC outputs | - | 0 | 0
3RH2122-1MB40-0KT0 |  | 3RH2122-1MB40-0KT0 | 1 | UN | 1 | 5 | B | D | N | N | 85364900 | 1 | 4011209849174 | 0.295 | KG | 43.13 | 41.92 | CP23 | CP23 | Coupling contactor relay, 2 NO + 2 NC 24 V DC, 0.85 ... 1.85* US, Size S00, screw terminal | Lista Papel 2020 SI | 0 | 0
3RH2122-1QB40 |  | 3RH2122-1QB40 | 1 | UN | 1 | 5 | B | D | N | N | 85364900 | 1 | 4011209846357 | 0.31 | KG | 48.48 | 48.48 | CP23 | CP23 | Coupling contactor relay, 2 NO + 2 NC, 24 V DC, 0.7 ... 1.25* US, with varistor plugged on, Size S00, screw terminal | - | 0 | 0
3RH2122-1RB40-Z | X95 | 3RH2122-1RB40-ZX95 | 1 | UN | 1 | 5 | B | D | N | N | 85364900 | 72 | 4011209938144 | 0.281 | KG | 58.28 | 58.28 | CP23 | CP23 | Contactor relay, 2 NO + 2 NC, 24 V DC, Diode combination plugged on, Size S00, screw terminal, Reusable packaging = 72 units | - | 0 | 0
3RH2122-1SB40 |  | 3RH2122-1SB40 | 1 | UN | 1 | 2 | A | D | N | N | 85364900 | 1 | 4011209846739 | 0.295 | KG | 48.48 | 47.07 | CP23 | CP23 | Coupling contactor relay, 2 NC+2 NO 24 V DC, 0.85-1.85*US with integrated suppressor diode Size S00 screw terminal | Lista Papel 2020 SI | 0 | 0
3RH2122-1TP00-0RA0 |  | 3RH2122-1TP00-0RA0 | 1 | UN | 1 | 5 | B | D | N | N | 85364900 | 1 | 4011209947597 | 0.231 | KG | 51.31 | 51.31 | CP23 | CP23 | Contactor relay, 2 NC+2 NO 230 V AC, 50/60 Hz Size S00, screw terminal integrated varistor Ambient temperature -30 Â°C up to 70 Â°C, thermal rating max. 0.857 Operating range coil 0.95-1.03 US US = 230 V, Tmax 70 Â°C Frequency of operation 0.857 z | - | 0 | 9
3RH2122-1UB40-0KV0 |  | 3RH2122-1UB40-0KV0 | 1 | UN | 1 | 5 | B | D | N | N | 85364900 | 1 | 4047621015064 | 0.292 | KG | 51.71 | 51.71 | CP23 | CP23 | Contactor relay, 2 NO + 2 NC, 24 V DC, integrated varistor Size S00, screw terminal Package label according to VW equipment regulation | - | 0 | 0
3RH2122-1VB40 |  | 3RH2122-1VB40 | 1 | UN | 1 | 5 | B | D | N | N | 85364900 | 1 | 4011209848948 | 0.296 | KG | 49.79 | 48.38 | CP23 | CP23 | Coupling contactor relay, 2 NO + 2 NC, 24 V DC, 0.85 ... 1.85* US, with integrated diode, Size S00, screw terminal | Lista Papel 2020 SI | 0 | 0
3RH2122-1VB40-1AA0 |  | 3RH2122-1VB40-1AA0 | 1 | UN | 1 | 5 | B | D | N | N | 85364900 | 1 | 4047621054346 | 0.295 | KG | 53.33 | 53.33 | CP23 | CP23 | Coupling contactor relay, 2 NO + 2 NC, 24 V DC, 0.85 ... 1.85* US, with integrated diode, Size S00, screw terminal upright mounting position | - | 0 | 7
3RH2122-1VB40-Z | W96 | 3RH2122-1VB40-ZW96 | 1 | UN | 1 | 5 | B | D | N | N | 85364900 | 72 | 4047621029603 | 0.296 | KG | 49.79 | 49.79 | CP23 | CP23 | Coupling contactor relay, 2 NC+2 NO 24 V DC, 0.85-1.85*US with diode integrated Size S00 screw terminal Multi-unit packaging = 72 units | - | 0 | 0
3RH2122-1VB40-Z | W97 | 3RH2122-1VB40-ZW97 | 1 | UN | 1 | 5 | B | D | N | N | 85364900 | 40 | 4047621029610 | 0.296 | KG | 49.79 | 49.79 | CP23 | CP23 | Coupling contactor relay, 2 NC+2 NO 24 V DC, 0.85-1.85*US with diode integrated Size S00 screw terminal Multi-unit packaging = 40 units | - | 0 | 0
3RH2122-1VB40-Z | X95 | 3RH2122-1VB40-ZX95 | 1 | UN | 1 | 5 | B | D | N | N | 85364900 | 72 | 4047621029597 | 0.296 | KG | 49.79 | 49.79 | CP23 | CP23 | Coupling contactor relay, 2 NC+2 NO 24 V DC, 0.85-1.85*US with diode integrated Size S00 screw terminal Reusable packaging = 72 units | - | 0 | 0
3RH2122-1WB40 |  | 3RH2122-1WB40 | 1 | UN | 1 | 5 | B | D | N | N | 85364900 | 1 | 4011209846883 | 0.3 | KG | 48.48 | 48.48 | CP23 | CP23 | Coupling contactor relay, 2 NO + 2 NC, 24 V DC, 0.85 ... 1.85* US, with varistor plugged on, Size S00, screw terminal | - | 0 | 0
3RH2122-1XF40-0LA2 |  | 3RH2122-1XF40-0LA2 | 1 | UN | 1 | 5 | B | D | N | N | 85364900 | 1 | 4047621019574 | 0.29 | KG | 76.96 | 76.96 | CP23 | CP23 | Contactor relay for railway 2 NO + 2 NC, DC 72-125V, 0,7...1,25*US, with integrated varistor Size S00, screw terminal suitable for PLC outputs | - | 0 | 0
3RH2122-1XG40-0LA2 |  | 3RH2122-1XG40-0LA2 | 1 | UN | 1 | 5 | B | D | EAR99 | N | 85364900 | 1 | 4047621019567 | 0.331 | KG | 102.01 | 102.01 | CP23 | CP23 | Contactor relay for railway 2 NO + 2 NC, 125 V DC, 0,7...1,25*US, with integrated varistor Size S00, screw terminal suitable for PLC outputs successor: 3RH2122-1XF40-0LA2 | - | 0 | 7
3RH2122-2AB00 |  | 3RH2122-2AB00 | 1 | UN | 1 | 2 | A | D | N | N | 85364900 | 1 | 4011209786608 | 0.252 | KG | 37.27 | 36.26 | CP23 | CP23 | Contactor relay, 2 NO + 2 NC, 24 V AC, 50 / 60 Hz, Size S00, Spring-type terminal | Lista Papel 2020 SI | 0 | 0
3RH2122-2AB00-Z | W97 | 3RH2122-2AB00-ZW97 | 1 | UN | 1 | 5 | B | D | N | N | 85364900 | 32 | 4011209945425 | 0.296 | KG | 37.27 | 37.27 | CP23 | CP23 | Contactor relay, 2 NO + 2 NC, 24 V AC, 50 / 60 Hz, Size S00, Spring-type terminal Multi-unit packaging = 32 units | - | 0 | 0
3RH2122-2AB00-Z | X95 | 3RH2122-2AB00-ZX95 | 1 | UN | 1 | 5 | B | D | N | N | 85364900 | 120 | 4011209929685 | 0.24 | KG | 37.27 | 37.27 | CP23 | CP23 | Contactor relay, 2 NO + 2 NC, 24 V AC, 50 / 60 Hz, Size S00, Spring-type terminal Reusable packaging = 120 units | - | 0 | 0
3RH2122-2AD00 |  | 3RH2122-2AD00 | 1 | UN | 1 | 5 | B | D | N | N | 85364900 | 1 | 4011209847989 | 0.253 | KG | 40.91 | 40.91 | CP23 | CP23 | Contactor relay, 2 NO + 2 NC, 42 V AC, 50 / 60 Hz, Size S00, Spring-type terminal | - | 0 | 0
3RH2122-2AF00 |  | 3RH2122-2AF00 | 1 | UN | 1 | 1 | A | D | N | N | 85364900 | 1 | 4011209847606 | 0.254 | KG | 37.27 | 36.26 | CP23 | CP23 | Contactor relay, 2 NO + 2 NC, 110 V AC, 50 / 60 Hz, Size S00, Spring-type terminal | Lista Papel 2020 SI | 0 | 0
3RH2122-2AH00 |  | 3RH2122-2AH00 | 1 | UN | 1 | 5 | B | D | N | N | 85364900 | 1 | 4011209847682 | 0.254 | KG | 37.27 | 37.27 | CP23 | CP23 | Contactor relay, 2 NO + 2 NC, 48 V AC, 50 / 60 Hz, Size S00, Spring-type terminal | - | 0 | 0
3RH2122-2AK60 |  | 3RH2122-2AK60 | 1 | UN | 1 | 5 | B | D | N | N | 85364900 | 1 | 4011209847903 | 0.255 | KG | 37.27 | 37.27 | CP23 | CP23 | Contactor relay, 2 NO + 2 NC, 110 V AC, 50 Hz, 120 V, 60 Hz, Size S00, Spring-type terminal | - | 0 | 0
3RH2122-2AN20 |  | 3RH2122-2AN20 | 1 | UN | 1 | 5 | B | D | N | N | 85364900 | 1 | 4011209848566 | 0.257 | KG | 37.27 | 37.27 | CP23 | CP23 | Contactor relay, 2 NO + 2 NC, 220 V AC, 50 / 60 Hz, Size S00, Spring-type terminal | - | 0 | 0
3RH2122-2AP00 |  | 3RH2122-2AP00 | 1 | UN | 1 | 1 | A | D | N | N | 85364900 | 1 | 4011209786639 | 0.255 | KG | 37.27 | 36.26 | CP23 | CP23 | Contactor relay, 2 NO + 2 NC, 230 V AC, 50 / 60 Hz, Size S00, Spring-type terminal | Lista Papel 2020 SI | 0 | 0
3RH2122-2AP00-1AA0 |  | 3RH2122-2AP00-1AA0 | 1 | UN | 1 | 5 | B | D | N | N | 85364900 | 1 | 4011209974715 | 0.255 | KG | 40.7 | 40.7 | CP23 | CP23 | Contactor relay, 2 NO + 2 NC, 230 V AC, 50 / 60 Hz, Size S00, Spring-type terminal upright mounting position | - | 0 | 0
3RH2122-2AP00-Z | W97 | 3RH2122-2AP00-ZW97 | 1 | UN | 1 | 5 | B | D | N | N | 85364900 | 32 | 4011209946859 | 0.296 | KG | 37.27 | 37.27 | CP23 | CP23 | Contactor relay, 2 NO + 2 NC, 230 V AC, 50 / 60 Hz, Size S00, Spring-type terminal Multi-unit packaging = 32 units | - | 0 | 0
3RH2122-2AP00-Z | X95 | 3RH2122-2AP00-ZX95 | 1 | UN | 1 | 5 | B | D | N | N | 85364900 | 120 | 4011209847767 | 0.241 | KG | 37.27 | 37.27 | CP23 | CP23 | Contactor relay, 2 NO + 2 NC, 230 V AC, 50 / 60 Hz, Size S00, Spring-type terminal Reusable packaging = 120 units | - | 0 | 0
3RH2122-2AP60 |  | 3RH2122-2AP60 | 1 | UN | 1 | 5 | B | D | N | N | 85364900 | 1 | 4011209847866 | 0.258 | KG | 37.27 | 37.27 | CP23 | CP23 | Contactor relay, 2 NO + 2 NC, 220 V AC, 50 Hz, 240 V, 60 Hz, Size S00, Spring-type terminal | - | 0 | 0
3RH2122-2AR60 |  | 3RH2122-2AR60 | 1 | UN | 1 | 10 | C | D | N | N | 85364900 | 1 | 4047621046587 | 0.267 | KG | 40.91 | 40.91 | CP23 | CP23 | Contactor relay, 2 NO + 2 NC, 400 V AC, 50 Hz, 400 ... 440 V AC 60 Hz, Size S00, Spring-type terminal | - | 0 | 0
3RH2122-2AT60 |  | 3RH2122-2AT60 | 1 | UN | 1 | 5 | B | D | N | N | 85364900 | 1 | 4047621051307 | 0.256 | KG | 40.91 | 40.91 | CP23 | CP23 | Contactor relay, 2 NO + 2 NC, 600 V AC, 60 Hz, Size S00, Spring-type terminal | - | 0 | 0
3RH2122-2AV00 |  | 3RH2122-2AV00 | 1 | UN | 1 | 5 | B | D | N | N | 85364900 | 1 | 4011209896352 | 0.252 | KG | 40.91 | 39.79 | CP23 | CP23 | Contactor relay, 2 NO + 2 NC, 400 V AC, 50 / 60 Hz, Size S00, Spring-type terminal | Lista Papel 2020 SI | 0 | 0
3RH2122-2AV60 |  | 3RH2122-2AV60 | 1 | UN | 1 | 5 | B | D | N | N | 85364900 | 1 | 4011209896369 | 0.257 | KG | 40.91 | 40.91 | CP23 | CP23 | Contactor relay, 2 NO + 2 NC, 480 V AC, 60 Hz, Size S00, Spring-type terminal | - | 0 | 0
3RH2122-2BA40 |  | 3RH2122-2BA40 | 1 | UN | 1 | 5 | B | D | N | N | 85364900 | 1 | 4011209848788 | 0.315 | KG | 47.77 | 47.77 | CP23 | CP23 | Contactor relay, 2 NO + 2 NC, 12 V DC, Size S00, Spring-type terminal | - | 0 | 0
3RH2122-2BB40 |  | 3RH2122-2BB40 | 1 | UN | 1 | 1 | A | D | N | N | 85364900 | 1 | 4011209786738 | 0.295 | KG | 43.13 | 41.92 | CP23 | CP23 | Contactor relay, 2 NO + 2 NC, 24 V DC, Size S00, Spring-type terminal | Lista Papel 2020 SI | 0 | 0
3RH2122-2BB40-Z | W96 | 3RH2122-2BB40-ZW96 | 1 | UN | 1 | 5 | B | D | N | N | 85364900 | 60 | 4011209921764 | 0.296 | KG | 43.13 | 43.13 | CP23 | CP23 | Contactor relay, 2 NO + 2 NC, 24 V DC, Size S00, Spring-type terminal Multi-unit packaging = 60 units | - | 0 | 0
3RH2122-2BB40-Z | W97 | 3RH2122-2BB40-ZW97 | 1 | UN | 1 | 5 | B | D | N | N | 85364900 | 32 | 4011209919549 | 0.296 | KG | 43.13 | 43.13 | CP23 | CP23 | Contactor relay, 2 NO + 2 NC, 24 V DC, Size S00, Spring-type terminal Multi-unit packaging = 32 units | - | 0 | 0
3RH2122-2BB40-Z | X95 | 3RH2122-2BB40-ZX95 | 1 | UN | 1 | 5 | B | D | N | N | 85364900 | 120 | 4011209848634 | 0.276 | KG | 43.13 | 43.13 | CP23 | CP23 | Contactor relay, 2 NO + 2 NC, 24 V DC, Size S00, Spring-type terminal Reusable packaging = 120 units | - | 0 | 0
3RH2122-2BE40 |  | 3RH2122-2BE40 | 1 | UN | 1 | 5 | B | D | N | N | 85364900 | 1 | 4011209846562 | 0.312 | KG | 47.77 | 47.77 | CP23 | CP23 | Contactor relay, 2 NO + 2 NC, 60 V DC, Size S00, Spring-type terminal | - | 0 | 0
3RH2122-2BF40 |  | 3RH2122-2BF40 | 1 | UN | 1 | 5 | B | D | N | N | 85364900 | 1 | 4011209786769 | 0.287 | KG | 43.13 | 41.92 | CP23 | CP23 | Contactor relay, 2 NO + 2 NC, 110 V DC, Size S00, Spring-type terminal | Lista Papel 2020 SI | 0 | 0
3RH2122-2BF40-0AA6 |  | 3RH2122-2BF40-0AA6 | 1 | UN | 1 | 0 | A | D | EAR99 | N | 85364900 | 1 |  | 0.3 | KG | 65.85 | 65.85 | CP23 | CP23 | Contactor relay, 2 NO + 2 NC, 110 V DC, Size S00, Spring-type terminal reinforced standard mounting rail installation | - | 0 | 7
3RH2122-2BG40 |  | 3RH2122-2BG40 | 1 | UN | 1 | 5 | B | D | N | N | 85364900 | 1 | 4011209849020 | 0.313 | KG | 47.77 | 47.77 | CP23 | CP23 | Contactor relay, 2 NO + 2 NC, 125 V DC, Size S00, Spring-type terminal | - | 0 | 0
3RH2122-2BG40-0AA6 |  | 3RH2122-2BG40-0AA6 | 1 | UN | 1 | 0 | A | D | EAR99 | N | 85364900 | 1 |  | 0.3 | KG | 65.85 | 65.85 | CP23 | CP23 | Contactor relay, 2 NO + 2 NC, 125 V DC, Size S00, Spring-type terminal reinforced standard mounting rail installation | - | 0 | 7
3RH2122-2BM40 |  | 3RH2122-2BM40 | 1 | UN | 1 | 5 | B | D | N | N | 85364900 | 1 | 4011209786790 | 0.314 | KG | 43.13 | 41.92 | CP23 | CP23 | Contactor relay, 2 NO + 2 NC, 220 V DC, Size S00, Spring-type terminal | Lista Papel 2020 SI | 0 | 0
3RH2122-2BM40-0AA6 |  | 3RH2122-2BM40-0AA6 | 1 | UN | 1 | 5 | B | D | N | N | 85364900 | 1 | 4011209912311 | 0.312 | KG | 65.85 | 65.85 | CP23 | CP23 | Contactor relay, 2 NO + 2 NC, 220 V DC, Size S00, Spring-type terminal reinforced standard mounting rail installation | - | 0 | 7
3RH2122-2BN40 |  | 3RH2122-2BN40 | 1 | UN | 1 | 5 | B | D | N | N | 85364900 | 1 | 4011209891487 | 0.3 | KG | 47.77 | 47.77 | CP23 | CP23 | Contactor relay, 2 NO + 2 NC, 250 V DC, Size S00, Spring-type terminal | - | 0 | 0
3RH2122-2BN40-0AA6 |  | 3RH2122-2BN40-0AA6 | 1 | UN | 1 | 0 | A | D | EAR99 | N | 85364900 | 1 |  | 0.1 | KG | 65.85 | 65.85 | CP23 | CP23 | Contactor relay, 2 NO + 2 NC, 250 V DC, Size S00, Spring-type terminal reinforced standard mounting rail installation | - | 0 | 7
3RH2122-2BW40 |  | 3RH2122-2BW40 | 1 | UN | 1 | 5 | B | D | N | N | 85364900 | 1 | 4011209848917 | 0.304 | KG | 43.13 | 43.13 | CP23 | CP23 | Contactor relay, 2 NO + 2 NC, 48 V DC, Size S00, Spring-type terminal | - | 0 | 0
3RH2122-2EP00 |  | 3RH2122-2EP00 | 1 | UN | 1 | 5 | B | D | N | N | 85364900 | 1 | 4047621011035 | 0.268 | KG | 52.72 | 52.72 | CP23 | CP23 | Contactor relay, 2 NO + 2 NC, 230 V AC, 50 / 60 Hz, Size S00, Spring-type terminal with RC element plugged on | - | 0 | 0
3RH2122-2EP00-1AA0 |  | 3RH2122-2EP00-1AA0 | 1 | UN | 1 | 5 | B | D | N | N | 85364900 | 1 | 4047621046556 | 0.29 | KG | 56.06 | 56.06 | CP23 | CP23 | Contactor relay, 2 NO + 2 NC, 230 V AC, 50 / 60 Hz, Size S00, Spring-type terminal with RC element plugged on upright mounting position | - | 0 | 0
3RH2122-2FB40 |  | 3RH2122-2FB40 | 1 | UN | 1 | 1 | A | D | N | N | 85364900 | 1 | 4011209847224 | 0.314 | KG | 49.79 | 49.79 | CP23 | CP23 | Contactor relay, 2 NO + 2 NC, 24 V DC, with integrated diode, Size S00, Spring-type terminal | - | 0 | 0
3RH2122-2FB40-1AA0 |  | 3RH2122-2FB40-1AA0 | 1 | UN | 1 | 5 | B | D | N | N | 85364900 | 1 | 4047621021874 | 0.31 | KG | 53.23 | 53.23 | CP23 | CP23 | Contactor relay, 2 NO + 2 NC, 24 V DC, with integrated diode, Size S00, Spring-type terminal upright mounting position | - | 0 | 0
3RH2122-2FW40 |  | 3RH2122-2FW40 | 1 | UN | 1 | 5 | B | D | N | N | 85364900 | 1 | 4011209944770 | 0.311 | KG | 49.79 | 49.79 | CP23 | CP23 | Contactor relay, 2 NO + 2 NC, 48 V DC, with integrated diode, Size S00, Spring-type terminal | - | 0 | 0
3RH2122-2GG20 |  | 3RH2122-2GG20 | 1 | UN | 1 | 5 | B | D | EAR99 | N | 85364900 | 1 | 4011209828636 | 0.314 | KG | 50 | 50 | CP23 | CP23 | Contactor relay, 2 NO + 2 NC, 110 V AC, 50 / 60 Hz, with full-wave rectifier, Size S00, Spring-type terminal | - | 0 | 0
3RH2122-2HB40 |  | 3RH2122-2HB40 | 1 | UN | 1 | 5 | B | D | N | N | 85364900 | 1 | 4011209786820 | 0.315 | KG | 43.13 | 41.92 | CP23 | CP23 | Coupling contactor relay, 2 NO + 2 NC, 24 V DC, 0.7 ... 1.25* US, Size S00, Spring-type terminal suitable for PLC outputs | Lista Papel 2020 SI | 0 | 0
3RH2122-2JB40 |  | 3RH2122-2JB40 | 1 | UN | 1 | 2 | A | D | N | N | 85364900 | 1 | 4011209828056 | 0.316 | KG | 49.79 | 48.38 | CP23 | CP23 | Coupling contactor relay, 2 NO + 2 NC, 24 V DC, 0.7 ... 1.25* US, with integrated diode, Size S00, Spring-type terminal suitable for PLC outputs | Lista Papel 2020 SI | 0 | 0
3RH2122-2JC40 |  | 3RH2122-2JC40 | 1 | UN | 1 | 5 | B | D | N | N | 85364900 | 1 | 4047621030692 | 0.323 | KG | 54.44 | 54.44 | CP23 | CP23 | Coupling contactor relay, 2 NC+2 NO 30 V DC, 0.7-1.25*US with diode integrated Size S00 spring-type terminal suitable for PLC outputs | - | 0 | 0
3RH2122-2KB40 |  | 3RH2122-2KB40 | 1 | UN | 1 | 1 | A | D | N | N | 85364900 | 1 | 4011209847095 | 0.316 | KG | 48.48 | 47.07 | CP23 | CP23 | Coupling contactor relay, 2 NO + 2 NC, 24 V DC, 0.7 ... 1.25* US, with integrated suppressor diode, Size S00, Spring-type terminal suitable for PLC outputs | Lista Papel 2020 SI | 0 | 0
3RH2122-2KB40-0LA0 |  | 3RH2122-2KB40-0LA0 | 1 | UN | 1 | 5 | B | D | N | N | 85364900 | 1 | 4011209849310 | 0.331 | KG | 74.24 | 74.24 | CP23 | CP23 | Contactor relay for railway, 2 NO + 1 NC, 24 V DC, 0.7 ... 1.25* US, with integrated suppressor diode, Size S00, Spring-type terminal suitable for PLC outputs | - | 0 | 0
3RH2122-2KF40 |  | 3RH2122-2KF40 | 1 | UN | 1 | 2 | A | D | N | N | 85364900 | 1 | 4011209849082 | 0.309 | KG | 48.48 | 48.48 | CP23 | CP23 | Coupling contactor relay, 2 NO + 2 NC, 110 V DC, 0.7 ... 1.25* US, with integrated suppressor diode, Size S00, Spring-type terminal suitable for PLC outputs | - | 0 | 0
3RH2122-2KF40-0LA0 |  | 3RH2122-2KF40-0LA0 | 1 | UN | 1 | 5 | B | D | N | N | 85364900 | 1 | 4011209786851 | 0.322 | KG | 77.57 | 77.57 | CP23 | CP23 | Contactor relay for railway, 2 NO + 1 NC, 110 V DC, 0.7 ... 1.25* US, with integrated suppressor diode, Size S00, Spring-type terminal suitable for PLC outputs | - | 0 | 0
3RH2122-2KF40-1AA0 |  | 3RH2122-2KF40-1AA0 | 1 | UN | 1 | 10 | C | D | N | N | 85364900 | 1 | 4011209914353 | 0.31 | KG | 51.71 | 51.71 | CP23 | CP23 | Coupling contactor relay, 2 NO + 2 NC 110 V DC, 0.7 ... 1.25* US, with integrated suppressor diode, Size S00, Spring-type terminal upright mounting position suitable for PLC outputs | - | 0 | 0
3RH2122-2KG40-0LA4 |  | 3RH2122-2KG40-0LA4 | 1 | UN | 1 | 5 | B | D | N | N | 85364900 | 1 | 4047621006611 | 0.318 | KG | 82.32 | 82.32 | CP23 | CP23 | Contactor relay railway, 2 NO + 1 NC 125 V DC, 0.7 ... 1.25* US, with integrated suppressor diode, Size S00, Spring-type terminal installation on standard mounting rail optimized (20G) suitable for PLC outputs | - | 0 | 0
3RH2122-2KJ80 |  | 3RH2122-2KJ80 | 1 | UN | 1 | 5 | B | D | N | N | 85364900 | 1 | 4011209901278 | 0.311 | KG | 53.13 | 53.13 | CP23 | CP23 | Coupling contactor relay, 2 NO + 2 NC DC 72 V, 0.7 ... 1.25* US, with integrated suppressor diode, Size S00, Spring-type terminal suitable for PLC outputs | - | 0 | 0
3RH2122-2KJ80-0LA0 |  | 3RH2122-2KJ80-0LA0 | 1 | UN | 1 | 10 | C | D | N | N | 85364900 | 1 | 4011209901285 | 0.326 | KG | 82.32 | 82.32 | CP23 | CP23 | Contactor relay for railway, 2 NO + 2 NC DC 72 V, 0.7 ... 1.25* US, with integrated suppressor diode, Size S00, Spring-type terminal suitable for PLC outputs | - | 0 | 0
3RH2122-2KM40-0LA0 |  | 3RH2122-2KM40-0LA0 | 1 | UN | 1 | 10 | C | D | N | N | 85364900 | 1 | 4011209953222 | 0.331 | KG | 74.24 | 74.24 | CP23 | CP23 | Contactor relay for railway, 2 NO + 1 NC, 220 V DC, 0.7 ... 1.25* US, with integrated suppressor diode, Size S00, Spring-type terminal suitable for PLC outputs | - | 0 | 0
3RH2122-2LA40-1AA0 |  | 3RH2122-2LA40-1AA0 | 1 | UN | 1 | 5 | B | D | EAR99 | N | 85364900 | 1 | 4047621068299 | 0.324 | KG | 56.66 | 56.66 | CP23 | CP23 | Coupling contactor relay railway, 2 NO + 2 NC, 12 V DC, 0.7 ... 1.25* Us, with varistor integrated, Size S00, spring-type terminal for upright mounting position |  | 0 | 7
3RH2122-2LB40 |  | 3RH2122-2LB40 | 1 | UN | 1 | 5 | B | D | N | N | 85364900 | 1 | 4011209890121 | 0.32 | KG | 48.68 | 48.68 | CP23 | CP23 | Coupling contactor relay railway 2 NO + 2 NC, 24 V DC, 0.7 ... 1.25* US, with varistor integrated, Size S00, Spring-type terminal | - | 0 | 0
3RH2122-2LB40-0LA0 |  | 3RH2122-2LB40-0LA0 | 1 | UN | 1 | 2 | A | D | N | N | 85364900 | 1 | 4011209890145 | 0.332 | KG | 74.24 | 74.24 | CP23 | CP23 | Contactor relay for railway, 2 NO + 1 NC, 24 V DC, 0.7 ... 1.25* US, with integrated varistor, 3-pole, Size S00, Spring-type terminal | - | 0 | 0
3RH2122-2LB40-1AA0 |  | 3RH2122-2LB40-1AA0 | 1 | UN | 1 | 5 | B | D | N | N | 85364900 | 1 | 4011209938304 | 0.315 | KG | 51.91 | 51.91 | CP23 | CP23 | Coupling contactor relay railway 2 NO + 2 NC, 24 V DC, 0.7 ... 1.25* US, with varistor integrated, Size S00, Spring-type terminal for upright mounting position | - | 0 | 0
3RH2122-2LB40-1LA0 |  | 3RH2122-2LB40-1LA0 | 1 | UN | 1 | 5 | B | D | N | N | 85364900 | 1 | 4011209944848 | 0.335 | KG | 77.67 | 77.67 | CP23 | CP23 | Contactor relay for railway, 2 NO + 1 NC, 24 V DC, 0.7 ... 1.25* US, with integrated varistor, 3-pole, Size S00, Spring-type terminal for upright mounting position | - | 0 | 0
3RH2122-2LB40-2LA0 |  | 3RH2122-2LB40-2LA0 | 1 | UN | 1 | 5 | B | D | N | N | 85364900 | 1 | 4011209946255 | 0.332 | KG | 77.67 | 77.67 | CP23 | CP23 | Contactor relay for railway, 2 NO + 1 NC, 24 V DC, 0.7 ... 1.25* US, with integrated varistor, 3-pole, Size S00, Spring-type terminal suspended mounting position | - | 0 | 0
3RH2122-2LF40 |  | 3RH2122-2LF40 | 1 | UN | 1 | 2 | A | D | N | N | 85364900 | 1 | 4011209890138 | 0.317 | KG | 48.68 | 48.68 | CP23 | CP23 | Coupling contactor relay railway 2 NO + 2 NC, 110 V DC, 0.7 ... 1.25* US, with varistor integrated, Size S00, Spring-type terminal | - | 0 | 0
3RH2122-2LF40-0LA0 |  | 3RH2122-2LF40-0LA0 | 1 | UN | 1 | 2 | A | D | N | N | 85364900 | 1 | 4011209890114 | 0.323 | KG | 74.24 | 74.24 | CP23 | CP23 | Contactor relay for railway, 2 NO + 1 NC, 110 V DC, 0.7 ... 1.25* US, with integrated varistor, 3-pole, Size S00, Spring-type terminal | - | 0 | 0
3RH2122-2LF40-1AA0 |  | 3RH2122-2LF40-1AA0 | 1 | UN | 1 | 10 | C | D | N | N | 85364900 | 1 | 4047621014739 | 0.318 | KG | 51.91 | 51.91 | CP23 | CP23 | Coupling contactor relay railway 2 NO + 2 NC, 110 V DC, 0.7 ... 1.25* US, with varistor integrated, Size S00, Spring-type terminal for upright mounting position | - | 0 | 0
3RH2122-2LF40-1LA0 |  | 3RH2122-2LF40-1LA0 | 1 | UN | 1 | 5 | B | D | N | N | 85364900 | 1 | 4011209944794 | 0.327 | KG | 84.03 | 84.03 | CP23 | CP23 | Contactor relay for railway, 2 NO + 1 NC, 110 V DC, 0.7 ... 1.25* US, with integrated varistor, 3-pole, Size S00, Spring-type terminal for upright mounting position | - | 0 | 0
3RH2122-2LJ80 |  | 3RH2122-2LJ80 | 1 | UN | 1 | 5 | B | D | N | N | 85364900 | 1 | 4011209911819 | 0.31 | KG | 53.33 | 53.33 | CP23 | CP23 | Coupling contactor relay railway 2 NO + 2 NC, DC 72 V, 0.7 ... 1.25* US, with varistor integrated, Size S00, Spring-type terminal | - | 0 | 0
3RH2122-2LJ80-0LA0 |  | 3RH2122-2LJ80-0LA0 | 1 | UN | 1 | 5 | B | D | N | N | 85364900 | 1 | 4011209911826 | 0.329 | KG | 79.08 | 79.08 | CP23 | CP23 | Contactor relay for railway, 2 NO + 1 NC, DC 72 V, 0.7 ... 1.25* US, with integrated varistor, 3-pole, Size S00, Spring-type terminal | - | 0 | 0
3RH2122-2MB40-0KT0 |  | 3RH2122-2MB40-0KT0 | 1 | UN | 1 | 5 | B | D | N | N | 85364900 | 1 | 4011209849112 | 0.314 | KG | 43.13 | 41.92 | CP23 | CP23 | Coupling contactor relay, 2 NO + 2 NC 24 V DC, 0.85 ... 1.85* US, Size S00, Spring-type terminal | Lista Papel 2020 SI | 0 | 0
3RH2122-2QB40 |  | 3RH2122-2QB40 | 1 | UN | 1 | 5 | B | D | N | N | 85364900 | 1 | 4011209846364 | 0.339 | KG | 48.48 | 48.48 | CP23 | CP23 | Coupling contactor relay, 2 NO + 2 NC, 24 V DC, 0.7 ... 1.25* US, with varistor plugged on, Size S00, Spring-type terminal | - | 0 | 0
3RH2122-2SB40 |  | 3RH2122-2SB40 | 1 | UN | 1 | 5 | B | D | N | N | 85364900 | 1 | 4011209846746 | 0.32 | KG | 48.48 | 47.07 | CP23 | CP23 | Coupling contactor relay, 2 NO + 2 NC, 24 V DC, 0.85 ... 1.85* US, with integrated suppressor diode, Size S00, Spring-type terminal | Lista Papel 2020 SI | 0 | 0
3RH2122-2UB40 |  | 3RH2122-2UB40 | 1 | UN | 1 | 5 | B | D | N | N | 85364190 | 1 | 4011209912274 | 0.312 | KG | 50 | 50 | CP23 | CP23 | Contactor relay, 2 NO + 2 NC, 24 V DC, integrated varistor Size S00, Spring-type terminal | - | 0 | 0
3RH2122-2VB40 |  | 3RH2122-2VB40 | 1 | UN | 1 | 5 | B | D | N | N | 85364900 | 1 | 4011209844025 | 0.33 | KG | 49.79 | 48.38 | CP23 | CP23 | Coupling contactor relay, 2 NO + 2 NC, 24 V DC, 0.85 ... 1.85* US, with integrated diode, Size S00, Spring-type terminal | Lista Papel 2020 SI | 0 | 0
3RH2122-2WB40 |  | 3RH2122-2WB40 | 1 | UN | 1 | 5 | B | D | N | N | 85364900 | 1 | 4011209846913 | 0.335 | KG | 48.48 | 48.48 | CP23 | CP23 | Coupling contactor relay, 2 NO + 2 NC, 24 V DC, 0.85 ... 1.85* US, with varistor plugged on, Size S00, Spring-type terminal | - | 0 | 0
3RH2122-2XB40-0LA2 |  | 3RH2122-2XB40-0LA2 | 1 | UN | 1 | 5 | B | D | N | N | 85364900 | 1 | 4047621016139 | 0.31 | KG | 76.96 | 76.96 | CP23 | CP23 | Contactor relay for railway 2 NO + 2 NC, DC 24-34V, 0,7...1,25*US, with integrated varistor Size S00, Spring-type terminal suitable for PLC outputs | - | 0 | 0
3RH2122-2XB40-0LB2 |  | 3RH2122-2XB40-0LB2 | 1 | UN | 1 | 5 | B | D | N | N | 85364900 | 1 | 4047621056418 | 0.305 | KG | 76.96 | 76.96 | CP23 | CP23 | Contactor relay for railway 2 NO + 2 NC, 24-34 V DC, 0.7...1.25*Us, with integrated varistor Size S00, Spring-type terminals suitable for PLC outputs | - | 0 | 0
3RH2122-2XB40-2LA2 |  | 3RH2122-2XB40-2LA2 | 1 | UN | 1 | 5 | B | D | N | N | 85364900 | 1 | 4047621019482 | 0.314 | KG | 80.4 | 80.4 | CP23 | CP23 | Contactor relay for railway 2 NO + 2 NC, 24 V DC, 0,7...1,25*US, with integrated varistor Size S00, Spring-type terminal suitable for PLC outputs | - | 0 | 0
3RH2122-2XF40-0LA2 |  | 3RH2122-2XF40-0LA2 | 1 | UN | 1 | 5 | B | D | N | N | 85364900 | 1 | 4047621016160 | 0.31 | KG | 76.96 | 76.96 | CP23 | CP23 | Contactor relay for railway 2 NO + 2 NC, DC 72-125V, 0,7...1,25*US, with integrated varistor Size S00, Spring-type terminal suitable for PLC outputs | - | 0 | 0
3RH2122-2XF40-0LB2 |  | 3RH2122-2XF40-0LB2 | 1 | UN | 1 | 5 | B | D | N | N | 85364900 | 1 | 4047621059020 | 0.307 | KG | 76.96 | 76.96 | CP23 | CP23 | Contactor relay for railway 2 NO + 2 NC, 72-125 V DC, 0.7 ... 1.25*US, with integrated varistor Size S00, spring-type terminal suitable for PLC outputs | - | 0 | 0
3RH2122-2XF40-2LA2 |  | 3RH2122-2XF40-2LA2 | 1 | UN | 1 | 5 | B | D | N | N | 85364900 | 1 | 4047621049229 | 0.31 | KG | 80.4 | 80.4 | CP23 | CP23 | Contactor relay for railway 2 NO + 2 NC, DC 72-125V, 0,7...1,25*US, with integrated varistor Size S00, Spring-type terminal suitable for PLC outputs | - | 0 | 0
3RH2122-2XG40-0LA2 |  | 3RH2122-2XG40-0LA2 | 1 | UN | 1 | 0 | A | D | EAR99 | N | 85364900 | 1 | 4047621019581 | 0.323 | KG | 102.01 | 102.01 | CP23 | CP23 | Contactor relay for railway 2 NO + 2 NC, 125 V DC, 0,7...1,25*US, with integrated varistor Size S00, Spring-type terminal suitable for PLC outputs successor: 3RH2122-2XF40-0LA2 | - | 0 | 7
3RH2122-2XJ40-0LA2 |  | 3RH2122-2XJ40-0LA2 | 1 | UN | 1 | 0 | A | D | EAR99 | N | 85364900 | 1 | 4047621019468 | 0.326 | KG | 113.12 | 113.12 | CP23 | CP23 | Contactor relay for railway 2 NO + 2 NC 72 V DC, 0.7...1.25*US, with integrated varistor Size S00, Spring-type terminal suitable for PLC outputs successor: 3RH2122-2XF40-0LA2 | - | 0 | 7
3RH2122-4AB00 |  | 3RH2122-4AB00 | 1 | UN | 1 | 5 | B | D | N | N | 85364900 | 1 | 4011209786615 | 0.226 | KG | 37.27 | 37.27 | CP23 | CP23 | Contactor relay, 2 NO + 2 NC, 24 V AC, 50 / 60 Hz, Size S00, ring cable lug connection | - | 0 | 0
3RH2122-4AG60 |  | 3RH2122-4AG60 | 1 | UN | 1 | 5 | B | D | N | N | 85364900 | 1 | 4011209848573 | 0.228 | KG | 40.91 | 40.91 | CP23 | CP23 | Contactor relay, 2 NO + 2 NC, 100 V AC, 50 Hz, 100 .. 110 V, 60 Hz, Size S00, ring cable lug connection | - | 0 | 0
3RH2122-4AN60 |  | 3RH2122-4AN60 | 1 | UN | 1 | 5 | B | D | N | N | 85364900 | 1 | 4011209828063 | 0.23 | KG | 40.91 | 40.91 | CP23 | CP23 | Contactor relay, 2 NO + 2 NC, 200 V AC, 50 Hz, 200 .. 220 V, 60 Hz, Size S00, ring cable lug connection | - | 0 | 0
3RH2122-4AR60 |  | 3RH2122-4AR60 | 1 | UN | 1 | 5 | B | D | N | N | 85364900 | 1 | 4011209848603 | 0.226 | KG | 40.91 | 40.91 | CP23 | CP23 | Contactor relay, 2 NO + 2 NC, 400 V AC, 50 Hz, 400 .. 440 V, 60 Hz, Size S00, ring cable lug connection | - | 0 | 0
3RH2122-4BB40 |  | 3RH2122-4BB40 | 1 | UN | 1 | 5 | B | D | N | N | 85364900 | 1 | 4011209786745 | 0.257 | KG | 43.13 | 43.13 | CP23 | CP23 | Contactor relay, 2 NO + 2 NC, 24 V DC, Size S00, ring cable lug connection | - | 0 | 0
3RH2122-4BB40-Z | X95 | 3RH2122-4BB40-ZX95 | 1 | UN | 1 | 5 | B | D | N | N | 85364900 | 132 | 4011209848719 | 0.27 | KG | 43.13 | 43.13 | CP23 | CP23 | Contactor relay, 2 NO + 2 NC, 24 V DC, Size S00, Ring cable lug connection, Reusable packaging = 132 units | - | 0 | 0
3RH2122-4BG40 |  | 3RH2122-4BG40 | 1 | UN | 1 | 5 | B | D | N | N | 85364900 | 1 | 4011209897625 | 0.285 | KG | 47.77 | 47.77 | CP23 | CP23 | Contactor relay, 2 NO + 2 NC, 125 V DC, Size S00, ring cable lug connection | - | 0 | 0
3RH2122-4KB40 |  | 3RH2122-4KB40 | 1 | UN | 1 | 10 | C | D | N | N | 85364900 | 1 | 4011209904330 | 0.29 | KG | 48.48 | 48.48 | CP23 | CP23 | Coupling contactor relay, 2 NO + 2 NC, 24 V DC, 0.7 ... 1.25* US, with integrated suppressor diode, Size S00, Ring cable lug connection, suitable for PLC outputs | - | 0 | 0
3RH2122-4KB40-0LA0 |  | 3RH2122-4KB40-0LA0 | 1 | UN | 1 | 10 | C | D | N | N | 85364900 | 1 | 4011209910041 | 0.304 | KG | 74.24 | 74.24 | CP23 | CP23 | Contactor relay for railway, 2 NO + 1 NC, 24 V DC, 0.7 ... 1.25* US, with integrated suppressor diode, Size S00, ring cable lug connection suitable for PLC outputs | - | 0 | 0
3RH2122-4LB40 |  | 3RH2122-4LB40 | 1 | UN | 1 | 10 | C | D | N | N | 85364900 | 1 | 4011209918016 | 0.288 | KG | 48.68 | 48.68 | CP23 | CP23 | Coupling contactor relay railway 2 NO + 2 NC, 24 V DC, 0.7 ... 1.25* US, with varistor integrated, Size S00, ring cable lug connection | - | 0 | 0
3RH2122-4LB40-0LA0 |  | 3RH2122-4LB40-0LA0 | 1 | UN | 1 | 5 | B | D | N | N | 85364900 | 1 | 4011209912144 | 0.308 | KG | 74.24 | 74.24 | CP23 | CP23 | Contactor relay for railway, 2 NO + 1 NC, 24 V DC, 0.7 ... 1.25* US, with integrated varistor, 3-pole, Size S00, ring cable lug connection | - | 0 | 0
3RH2122-4LV80-0LA0 |  | 3RH2122-4LV80-0LA0 | 1 | UN | 1 | 0 | A | D | N | N | 85364900 | 1 | 4011209948716 | 0.3 | KG | 79.08 | 79.08 | CP23 | CP23 | Contactor relay for railway, 2 NO + 1 NC, 34 V DC, 0.7 ... 1.25* US, with integrated varistor, 3-pole, Size S00, ring cable lug connection | - | 0 | 0
3RH2131-1AB00 |  | 3RH2131-1AB00 | 1 | UN | 1 | 1 | A | D | N | N | 85364900 | 1 | 4011209847521 | 0.233 | KG | 37.27 | 36.26 | CP23 | CP23 | Contactor relay, 3 NO + 1 NC, 24 V AC, 50 / 60 Hz, Size S00, screw terminal | Lista Papel 2020 SI | 0 | 0
3RH2131-1AB00-1AA0 |  | 3RH2131-1AB00-1AA0 | 1 | UN | 1 | 5 | B | D | N | N | 85364900 | 1 | 4047621045405 | 0.23 | KG | 40.7 | 40.7 | CP23 | CP23 | Contactor relay, 3 NO + 1 NC, 24 V AC, 50 / 60 Hz, screw terminal, Size S00, upright mounting position | - | 0 | 7
3RH2131-1AB00-Z | W96 | 3RH2131-1AB00-ZW96 | 1 | UN | 1 | 5 | B | D | N | N | 85364900 | 72 | 4047621029542 | 0.233 | KG | 37.27 | 37.27 | CP23 | CP23 | Contactor relay, 3 NO+1 NC 24 V AC, 50/60 Hz Size S00, screw terminal Multi-unit packaging = 72 units | - | 0 | 0
3RH2131-1AB00-Z | W97 | 3RH2131-1AB00-ZW97 | 1 | UN | 1 | 5 | B | D | N | N | 85364900 | 40 | 4047621029559 | 0.233 | KG | 37.27 | 37.27 | CP23 | CP23 | Contactor relay, 3 NO+1 NC 24 V AC, 50/60 Hz, size S00 screw terminal Multi-unit packaging = 40 units | - | 0 | 0
3RH2131-1AB00-Z | X95 | 3RH2131-1AB00-ZX95 | 1 | UN | 1 | 5 | B | D | N | N | 85364900 | 144 | 4047621029535 | 0.223 | KG | 37.27 | 37.27 | CP23 | CP23 | Contactor relay, 3 NO+1 NC 24 V AC, 50/60 Hz Size S00, screw terminal Reusable packaging 144 units | - | 0 | 0
3RH2131-1AD00 |  | 3RH2131-1AD00 | 1 | UN | 1 | 5 | B | D | N | N | 85364900 | 1 | 4011209847965 | 0.23 | KG | 40.91 | 40.91 | CP23 | CP23 | Contactor relay, 3 NO + 1 NC, 42 V AC, 50 / 60 Hz, Size S00, screw terminal | - | 0 | 0
3RH2131-1AF00 |  | 3RH2131-1AF00 | 1 | UN | 1 | 1 | A | D | N | N | 85364900 | 1 | 4011209847576 | 0.231 | KG | 37.27 | 36.26 | CP23 | CP23 | Contactor relay, 3 NO + 1 NC, 110 V AC, 50 / 60 Hz, Size S00, screw terminal | Lista Papel 2020 SI | 0 | 0
3RH2131-1AH00 |  | 3RH2131-1AH00 | 1 | UN | 1 | 5 | B | D | N | N | 85364900 | 1 | 4011209847668 | 0.239 | KG | 37.27 | 37.27 | CP23 | CP23 | Contactor relay, 3 NO + 1 NC, 48 V AC, 50 / 60 Hz, Size S00, screw terminal | - | 0 | 0
3RH2131-1AK20 |  | 3RH2131-1AK20 | 1 | UN | 1 | 5 | B | D | N | N | 85364900 | 1 | 4047621013770 | 0.228 | KG | 40.91 | 40.91 | CP23 | CP23 | Contactor relay, 3 NO + 1 NC, 120 V AC, 50 / 60 Hz, Size S00, screw terminal | - | 0 | 0
3RH2131-1AK60 |  | 3RH2131-1AK60 | 1 | UN | 1 | 2 | A | D | N | N | 85364900 | 1 | 4011209847897 | 0.233 | KG | 37.27 | 37.27 | CP23 | CP23 | Contactor relay, 3 NO + 1 NC, 110 V AC, 50 Hz, 120 V, 60 Hz, Size S00, screw terminal | - | 0 | 0
3RH2131-1AM20 |  | 3RH2131-1AM20 | 1 | UN | 1 | 5 | B | D | N | N | 85364900 | 1 | 4047621013237 | 0.235 | KG | 40.91 | 40.91 | CP23 | CP23 | Contactor relay, 3 NO + 1 NC, 208 V AC, 50 / 60 Hz, Size S00, screw terminal | - | 0 | 0
3RH2131-1AN00 |  | 3RH2131-1AN00 | 1 | UN | 1 | 5 | B | D | N | N | 85364900 | 1 | 4047621017907 | 0.232 | KG | 40.91 | 40.91 | CP23 | CP23 | Contactor relay, 3 NO + 1 NC, 220 V AC, 50 Hz, Size S00, screw terminal | - | 0 | 0
3RH2131-1AN20 |  | 3RH2131-1AN20 | 1 | UN | 1 | 5 | B | D | N | N | 85364900 | 1 | 4011209848528 | 0.233 | KG | 37.27 | 37.27 | CP23 | CP23 | Contactor relay, 3 NO + 1 NC, 220 V AC, 50 / 60 Hz, Size S00, screw terminal | - | 0 | 0
3RH2131-1AN60 |  | 3RH2131-1AN60 | 1 | UN | 1 | 5 | B | D | N | N | 85364900 | 1 | 4011209948686 | 0.231 | KG | 40.91 | 40.91 | CP23 | CP23 | Contactor relay, 3 NO + 1 NC, 200 V AC, 50 / 60 Hz, 220 V AC, 60 Hz, Size S00, screw terminal | - | 0 | 0
3RH2131-1AP00 |  | 3RH2131-1AP00 | 1 | UN | 1 | 1 | A | D | N | N | 85364900 | 1 | 4011209847484 | 0.233 | KG | 37.27 | 36.26 | CP23 | CP23 | Contactor relay, 3 NO + 1 NC, 230 V AC, 50 / 60 Hz, Size S00, screw terminal | Lista Papel 2020 SI | 0 | 0
3RH2131-1AP00-1AA0 |  | 3RH2131-1AP00-1AA0 | 1 | UN | 1 | 5 | B | D | N | N | 85364900 | 1 | 4047621047676 | 0.24 | KG | 40.7 | 40.7 | CP23 | CP23 | Contactor relay, 3 NO + 1 NC, 230 V AC, 50 / 60 Hz, Size S00, screw terminal upright mounting position | - | 0 | 7
3RH2131-1AP00-Z | W96 | 3RH2131-1AP00-ZW96 | 1 | UN | 1 | 5 | B | D | N | N | 85364900 | 72 | 4011209917422 | 0.296 | KG | 37.27 | 37.27 | CP23 | CP23 | Contactor relay, 3 NO + 1 NC 230 V AC, 50 / 60 Hz, Size S00, screw terminal Multi-unit packaging = 72 units | - | 0 | 0
3RH2131-1AP00-Z | X95 | 3RH2131-1AP00-ZX95 | 1 | UN | 1 | 5 | B | D | N | N | 85364900 | 144 | 4011209847491 | 0.22 | KG | 37.27 | 37.27 | CP23 | CP23 | Contactor relay, 3 NO + 1 NC, 230 V AC, 50 / 60 Hz, Size S00, screw terminal Reusable packaging = 144 units | - | 0 | 0
3RH2131-1AP60 |  | 3RH2131-1AP60 | 1 | UN | 1 | 5 | B | D | N | N | 85364900 | 1 | 4011209847842 | 0.232 | KG | 37.27 | 37.27 | CP23 | CP23 | Contactor relay, 3 NO + 1 NC, 220 V AC, 50 Hz, 240 V, 60 Hz, Size S00, screw terminal | - | 0 | 0
3RH2131-1AQ00 |  | 3RH2131-1AQ00 | 1 | UN | 1 | 5 | B | D | N | N | 85364900 | 1 | 4011209867178 | 0.25 | KG | 40.91 | 40.91 | CP23 | CP23 | Contactor relay, 3 NO + 1 NC, 380 V AC, 50 / 60 Hz, Size S00, screw terminal | - | 0 | 0
3RH2131-1AR60 |  | 3RH2131-1AR60 | 1 | UN | 1 | 5 | B | D | N | N | 85364900 | 1 | 4011209867116 | 0.231 | KG | 40.91 | 40.91 | CP23 | CP23 | Contactor relay, 3 NO + 1 NC, 400 V AC, 50 / 60 Hz, 440 V AC, 60 Hz, Size S00, screw terminal | - | 0 | 0
3RH2131-1AU00 |  | 3RH2131-1AU00 | 1 | UN | 1 | 5 | B | D | N | N | 85364900 | 1 | 4011209919655 | 0.232 | KG | 37.27 | 37.27 | CP23 | CP23 | Contactor relay, 3 NO + 1 NC, 240 V AC, 50 / 60 Hz, Size S00, screw terminal | - | 0 | 0
3RH2131-1AU60 |  | 3RH2131-1AU60 | 1 | UN | 1 | 0 | A | D | EAR99 | N | 85364900 | 1 | 4047621062372 | 0.235 | KG | 40.91 | 40.91 | CP23 | CP23 | Contactor relay, 3 NO+1 NC 277 V AC, 60 Hz Size S00, screw terminal | - | 0 | 0
3RH2131-1AV00 |  | 3RH2131-1AV00 | 1 | UN | 1 | 5 | B | D | N | N | 85364900 | 1 | 4011209896345 | 0.233 | KG | 40.91 | 39.79 | CP23 | CP23 | Contactor relay, 3 NO + 1 NC, 400 V AC, 50 / 60 Hz, Size S00, screw terminal | Lista Papel 2020 SI | 0 | 0
3RH2131-1AV60 |  | 3RH2131-1AV60 | 1 | UN | 1 | 5 | B | D | N | N | 85365080 | 1 | 4047621003917 | 0.227 | KG | 40.91 | 40.91 | CP23 | CP23 | Contactor relay, 3 NO + 1 NC, 480 V AC, 60 Hz, Size S00, screw terminal | - | 0 | 0
3RH2131-1BA40 |  | 3RH2131-1BA40 | 1 | UN | 1 | 5 | B | D | N | N | 85364900 | 1 | 4011209848764 | 0.292 | KG | 47.77 | 47.77 | CP23 | CP23 | Contactor relay, 3 NO + 1 NC, 12 V DC, Size S00, screw terminal | - | 0 | 0
3RH2131-1BB40 |  | 3RH2131-1BB40 | 1 | UN | 1 | 1 | A | D | N | N | 85364900 | 1 | 4011209848450 | 0.27 | KG | 43.13 | 41.92 | CP23 | CP23 | Contactor relay, 3 NO + 1 NC, 24 V DC, Size S00, screw terminal | Lista Papel 2020 SI | 0 | 0
3RH2131-1BB40-1AA0 |  | 3RH2131-1BB40-1AA0 | 1 | UN | 1 | 0 | A | D | EAR99 | N | 85364900 | 1 |  | 0.27 | KG | 46.56 | 46.56 | CP23 | CP23 | Contactor relay, 3 NO + 1 NC, 24 V DC, Size S00, screw terminal Upright mounting position | - | 0 | 7
3RH2131-1BB40-Z | W97 | 3RH2131-1BB40-ZW97 | 1 | UN | 1 | 5 | B | D | N | N | 85364900 | 40 | 4011209937703 | 0.296 | KG | 43.13 | 43.13 | CP23 | CP23 | Contactor relay, 3 NO + 1 NC, 24 V DC, Size S00, Screw terminal Multi-unit packaging = 40 units | - | 0 | 0
3RH2131-1BB40-Z | X95 | 3RH2131-1BB40-ZX95 | 1 | UN | 1 | 5 | B | D | N | N | 85364900 | 72 | 4011209848467 | 0.257 | KG | 43.13 | 43.13 | CP23 | CP23 | Contactor relay, 3 NO + 1 NC, 24 V DC, Size S00, screw terminal Reusable packaging = 72 units | - | 0 | 0
3RH2131-1BC40 |  | 3RH2131-1BC40 | 1 | UN | 1 | 5 | B | D | N | N | 85364900 | 1 | 4047621054704 | 0.285 | KG | 47.77 | 47.77 | CP23 | CP23 | Contactor relay, 3 NO + 1 NC, 30 V DC, Size S00, screw terminal | - | 0 | 7
3RH2131-1BE40 |  | 3RH2131-1BE40 | 1 | UN | 1 | 5 | B | D | N | N | 85364900 | 1 | 4011209846586 | 0.292 | KG | 47.77 | 47.77 | CP23 | CP23 | Contactor relay, 3 NO + 1 NC, 60 V DC, Size S00, screw terminal | - | 0 | 0
3RH2131-1BE80 |  | 3RH2131-1BE80 | 1 | UN | 1 | 5 | B | D | N | N | 85364900 | 1 | 4011209896413 | 0.29 | KG | 47.77 | 47.77 | CP23 | CP23 | Contactor relay, 3 NO + 1 NC, 80 V DC, Size S00, screw terminal | - | 0 | 0
3RH2131-1BF40 |  | 3RH2131-1BF40 | 1 | UN | 1 | 2 | A | D | N | N | 85364900 | 1 | 4011209848849 | 0.267 | KG | 43.13 | 41.92 | CP23 | CP23 | Contactor relay, 3 NO + 1 NC, 110 V DC, Size S00, screw terminal | Lista Papel 2020 SI | 0 | 0
3RH2131-1BF40-1AA0 |  | 3RH2131-1BF40-1AA0 | 1 | UN | 1 | 5 | B | D | N | N | 85364900 | 1 | 4011209932302 | 0.287 | KG | 46.46 | 46.46 | CP23 | CP23 | Contactor relay, 3 NO + 1 NC, 110 V DC, Size S00, screw terminal upright mounting position | - | 0 | 0
3RH2131-1BG40 |  | 3RH2131-1BG40 | 1 | UN | 1 | 2 | A | D | N | N | 85364900 | 1 | 4011209849006 | 0.291 | KG | 47.77 | 47.77 | CP23 | CP23 | Contactor relay, 3 NO + 1 NC, 125 V DC, Size S00, screw terminal | - | 0 | 0
3RH2131-1BM40 |  | 3RH2131-1BM40 | 1 | UN | 1 | 2 | A | D | N | N | 85364900 | 1 | 4011209848801 | 0.29 | KG | 43.13 | 41.92 | CP23 | CP23 | Contactor relay, 3 NO + 1 NC, 220 V DC, Size S00, screw terminal | Lista Papel 2020 SI | 0 | 0
3RH2131-1BP40 |  | 3RH2131-1BP40 | 1 | UN | 1 | 5 | B | D | N | N | 85364900 | 1 | 4011209896383 | 0.29 | KG | 47.77 | 47.77 | CP23 | CP23 | Contactor relay, 3 NO + 1 NC, 230 V DC, Size S00, screw terminal | - | 0 | 0
3RH2131-1BW40 |  | 3RH2131-1BW40 | 1 | UN | 1 | 5 | B | D | N | N | 85364900 | 1 | 4011209848894 | 0.286 | KG | 43.13 | 43.13 | CP23 | CP23 | Contactor relay, 3 NO + 1 NC, 48 V DC, Size S00, screw terminal | - | 0 | 0
3RH2131-1FB40 |  | 3RH2131-1FB40 | 1 | UN | 1 | 1 | A | D | N | N | 85364900 | 1 | 4011209847200 | 0.29 | KG | 49.79 | 49.79 | CP23 | CP23 | Contactor relay, 3 NO + 1 NC, 24 V DC, with integrated diode, Size S00, screw terminal | - | 0 | 0
3RH2131-1HB40 |  | 3RH2131-1HB40 | 1 | UN | 1 | 5 | B | D | N | N | 85364900 | 1 | 4011209848726 | 0.297 | KG | 43.13 | 41.92 | CP23 | CP23 | Coupling contactor relay, 3 NO + 1 NC, 24 V DC, 0.7 ... 1.25* US, Size S00, screw terminal suitable for PLC outputs | Lista Papel 2020 SI | 0 | 0
3RH2131-1JB40 |  | 3RH2131-1JB40 | 1 | UN | 1 | 1 | A | D | N | N | 85364900 | 1 | 4011209846197 | 0.297 | KG | 49.79 | 48.38 | CP23 | CP23 | Coupling contactor relay, 3 NO + 1 NC, 24 V DC, 0.7 ... 1.25* US, with integrated diode, Size S00, screw terminal suitable for PLC outputs | Lista Papel 2020 SI | 0 | 0
3RH2131-1KB40 |  | 3RH2131-1KB40 | 1 | UN | 1 | 1 | A | D | N | N | 85364900 | 1 | 4011209847071 | 0.294 | KG | 48.48 | 47.07 | CP23 | CP23 | Coupling contactor relay, 3 NO + 1 NC, 24 V DC, 0.7 ... 1.25* US, with integrated suppressor diode, Size S00, screw terminal suitable for PLC outputs | Lista Papel 2020 SI | 0 | 0
3RH2131-1KF40 |  | 3RH2131-1KF40 | 1 | UN | 1 | 5 | B | D | N | N | 85364900 | 1 | 4011209849068 | 0.283 | KG | 48.48 | 48.48 | CP23 | CP23 | Coupling contactor relay, 3 NO + 1 NC, 110 V DC, 0.7 ... 1.25* US, with integrated suppressor diode, Size S00, screw terminal suitable for PLC outputs | - | 0 | 0
3RH2131-1KG40-0LA4 |  | 3RH2131-1KG40-0LA4 | 1 | UN | 1 | 5 | B | D | N | N | 85364900 | 1 | 4011209929623 | 0.301 | KG | 82.32 | 82.32 | CP23 | CP23 | Contactor relay railway, 2 NO + 1 NC 125 V DC, 0.7 ... 1.25* US, with integrated suppressor diode, Size S00, screw terminal installation on standard mounting rail optimized (20G), suitable for PLC outputs | - | 0 | 0
3RH2131-1MB40-0KT0 |  | 3RH2131-1MB40-0KT0 | 1 | UN | 1 | 2 | A | D | N | N | 85364900 | 1 | 4011209849181 | 0.297 | KG | 43.13 | 41.92 | CP23 | CP23 | Coupling contactor relay, 3 NO + 1 NC 24 V DC, 0.85 ... 1.85* US, Size S00, screw terminal | Lista Papel 2020 SI | 0 | 0
3RH2131-1SB40 |  | 3RH2131-1SB40 | 1 | UN | 1 | 2 | A | D | N | N | 85364900 | 1 | 4011209899315 | 0.29 | KG | 48.48 | 47.07 | CP23 | CP23 | Coupling contactor relay, 3 NO+1 NC 24 V DC, 0.85-1.85*US with integrated suppressor diode Size S00 screw terminal | Lista Papel 2020 SI | 0 | 0
3RH2131-1VB40 |  | 3RH2131-1VB40 | 1 | UN | 1 | 5 | B | D | N | N | 85364900 | 1 | 4011209848955 | 0.292 | KG | 49.79 | 48.38 | CP23 | CP23 | Coupling contactor relay, 3 NO + 1 NC, 24 V DC, 0.85 ... 1.85* US, with integrated diode, Size S00, screw terminal | Lista Papel 2020 SI | 0 | 0
3RH2131-1VB40-1AA0 |  | 3RH2131-1VB40-1AA0 | 1 | UN | 1 | 5 | B | D | N | N | 85364900 | 1 | 4047621054353 | 0.295 | KG | 53.33 | 53.33 | CP23 | CP23 | Coupling contactor relay, 3 NO + 1 NC, 24 V DC, 0.85 ... 1.85* US, with integrated diode, Size S00, screw terminal upright mounting position | - | 0 | 7
3RH2131-1VB40-Z | W96 | 3RH2131-1VB40-ZW96 | 1 | UN | 1 | 5 | B | D | N | N | 85364900 | 72 | 4047621029634 | 0.292 | KG | 49.79 | 49.79 | CP23 | CP23 | Coupling contactor relay, 3 NO+1 NC 24 V DC, 0.85-1.85*US with diode integrated Size S00 screw terminal Multi-unit packaging = 72 units | - | 0 | 0
3RH2131-1VB40-Z | W97 | 3RH2131-1VB40-ZW97 | 1 | UN | 1 | 5 | B | D | N | N | 85364900 | 40 | 4047621029641 | 0.292 | KG | 49.79 | 49.79 | CP23 | CP23 | Coupling contactor relay, 3 NO+1 NC 24 V DC, 0.85-1.85*US with diode integrated Size S00 screw terminal Multi-unit packaging = 40 units | - | 0 | 0
3RH2131-1VB40-Z | X95 | 3RH2131-1VB40-ZX95 | 1 | UN | 1 | 5 | B | D | N | N | 85364900 | 72 | 4047621029627 | 0.292 | KG | 49.79 | 49.79 | CP23 | CP23 | Coupling contactor relay, 3 NO+1 NC 24 V DC, 0.85-1.85*US with diode integrated Size S00 screw terminal Reusable packaging = 72 units | - | 0 | 0
3RH2131-1WB40 |  | 3RH2131-1WB40 | 1 | UN | 1 | 5 | B | D | N | N | 85364900 | 1 | 4011209846890 | 0.313 | KG | 48.48 | 48.48 | CP23 | CP23 | Coupling contactor relay, 3 NO + 1 NC, 24 V DC, 0.85 ... 1.85* US, with varistor plugged on, Size S00, screw terminal | - | 0 | 0
3RH2131-1XB40-0LA2 |  | 3RH2131-1XB40-0LA2 | 1 | UN | 1 | 5 | B | D | N | N | 85364900 | 1 | 4047621016894 | 0.29 | KG | 76.96 | 76.96 | CP23 | CP23 | Contactor relay for railway 3 NO + 1 NC DC 24-34V, 0,7...1,25*US, with integrated varistor Size S00, screw terminal suitable for PLC outputs | - | 0 | 0
3RH2131-1XF40-0LA2 |  | 3RH2131-1XF40-0LA2 | 1 | UN | 1 | 5 | B | D | N | N | 85364900 | 1 | 4047621016900 | 0.31 | KG | 76.96 | 76.96 | CP23 | CP23 | Contactor relay for railway 3 NO + 1 NC DC 72-125V, 0,7...1,25*US, with integrated varistor Size S00, screw terminal suitable for PLC outputs | - | 0 | 0
3RH2131-1XG40-0LA2 |  | 3RH2131-1XG40-0LA2 | 1 | UN | 1 | 0 | A | D | EAR99 | N | 85364900 | 1 | 4047621019550 | 0.324 | KG | 102.01 | 102.01 | CP23 | CP23 | Contactor relay for railway 3 NO + 1 NC 125 V DC, 0,7...1,25*US, with integrated varistor Size S00, Spring-type terminal suitable for PLC outputs | - | 0 | 7
3RH2131-2AB00 |  | 3RH2131-2AB00 | 1 | UN | 1 | 2 | A | D | N | N | 85364900 | 1 | 4011209847552 | 0.25 | KG | 37.27 | 36.26 | CP23 | CP23 | Contactor relay, 3 NO + 1 NC, 24 V AC, 50 / 60 Hz, Size S00, Spring-type terminal | Lista Papel 2020 SI | 0 | 0
3RH2131-2AB00-Z | W97 | 3RH2131-2AB00-ZW97 | 1 | UN | 1 | 5 | B | D | N | N | 85364900 | 32 | 4011209945432 | 0.241 | KG | 37.27 | 37.27 | CP23 | CP23 | Contactor relay, 3 NO + 1 NC, 24 V AC, 50 / 60 Hz, Size S00, Spring-type terminal Multi-unit packaging = 32 units | - | 0 | 0
3RH2131-2AB00-Z | X95 | 3RH2131-2AB00-ZX95 | 1 | UN | 1 | 5 | B | D | N | N | 85364900 | 120 | 4011209929692 | 0.236 | KG | 37.27 | 37.27 | CP23 | CP23 | Contactor relay, 3 NO + 1 NC, 24 V AC, 50 / 60 Hz, Size S00, Spring-type terminal Reusable packaging = 120 units | - | 0 | 0
3RH2131-2AD00 |  | 3RH2131-2AD00 | 1 | UN | 1 | 5 | B | D | N | N | 85364900 | 1 | 4011209847996 | 0.252 | KG | 40.91 | 40.91 | CP23 | CP23 | Contactor relay, 3 NO + 1 NC, 42 V AC, 50 / 60 Hz, Size S00, Spring-type terminal | - | 0 | 0
3RH2131-2AF00 |  | 3RH2131-2AF00 | 1 | UN | 1 | 1 | A | D | N | N | 85364900 | 1 | 4011209847613 | 0.254 | KG | 37.27 | 36.26 | CP23 | CP23 | Contactor relay, 3 NO + 1 NC, 110 V AC, 50 / 60 Hz, Size S00, Spring-type terminal | Lista Papel 2020 SI | 0 | 0
3RH2131-2AH00 |  | 3RH2131-2AH00 | 1 | UN | 1 | 5 | B | D | N | N | 85364900 | 1 | 4011209847699 | 0.255 | KG | 37.27 | 37.27 | CP23 | CP23 | Contactor relay, 3 NO + 1 NC, 48 V AC, 50 / 60 Hz, Size S00, Spring-type terminal | - | 0 | 0
3RH2131-2AK60 |  | 3RH2131-2AK60 | 1 | UN | 1 | 5 | B | D | N | N | 85364900 | 1 | 4011209847910 | 0.253 | KG | 37.27 | 37.27 | CP23 | CP23 | Contactor relay, 3 NO + 1 NC, 110 V AC, 50 Hz, 120 V, 60 Hz, Size S00, Spring-type terminal | - | 0 | 0
3RH2131-2AN20 |  | 3RH2131-2AN20 | 1 | UN | 1 | 5 | B | D | N | N | 85364900 | 1 | 4011209848559 | 0.256 | KG | 37.27 | 37.27 | CP23 | CP23 | Contactor relay, 3 NO + 1 NC, 220 V AC, 50 / 60 Hz, Size S00, Spring-type terminal | - | 0 | 0
3RH2131-2AP00 |  | 3RH2131-2AP00 | 1 | UN | 1 | 1 | A | D | N | N | 85364900 | 1 | 4011209847750 | 0.253 | KG | 37.27 | 36.26 | CP23 | CP23 | Contactor relay, 3 NO + 1 NC, 230 V AC, 50 / 60 Hz, Size S00, Spring-type terminal | Lista Papel 2020 SI | 0 | 0
3RH2131-2AP00-Z | W97 | 3RH2131-2AP00-ZW97 | 1 | UN | 1 | 5 | B | D | N | N | 85364900 | 32 | 4011209946866 | 0.241 | KG | 37.27 | 37.27 | CP23 | CP23 | Contactor relay, 3 NO + 1 NC, 230 V AC, 50 / 60 Hz, Size S00, Spring-type terminal Multi-unit packaging = 32 units | - | 0 | 0
3RH2131-2AP00-Z | X95 | 3RH2131-2AP00-ZX95 | 1 | UN | 1 | 5 | B | D | N | N | 85364900 | 120 | 4011209847774 | 0.241 | KG | 37.27 | 37.27 | CP23 | CP23 | Contactor relay, 3 NO + 1 NC, 230 V AC, 50 / 60 Hz, Size S00, Spring-type terminal Reusable packaging = 120 units | - | 0 | 0
3RH2131-2AP60 |  | 3RH2131-2AP60 | 1 | UN | 1 | 5 | B | D | N | N | 85364900 | 1 | 4011209847873 | 0.257 | KG | 37.27 | 37.27 | CP23 | CP23 | Contactor relay, 3 NO + 1 NC, 220 V AC, 50 Hz, 240 V, 60 Hz, Size S00, Spring-type terminal | - | 0 | 0
3RH2131-2BA40 |  | 3RH2131-2BA40 | 1 | UN | 1 | 5 | B | D | N | N | 85364900 | 1 | 4011209828094 | 0.315 | KG | 47.77 | 47.77 | CP23 | CP23 | Contactor relay, 3 NO + 1 NC, 12 V DC, Size S00, Spring-type terminal | - | 0 | 0
3RH2131-2BB40 |  | 3RH2131-2BB40 | 1 | UN | 1 | 1 | A | D | N | N | 85364900 | 1 | 4011209828100 | 0.289 | KG | 43.13 | 41.92 | CP23 | CP23 | Contactor relay, 3 NO + 1 NC, 24 V DC, Size S00, Spring-type terminal | Lista Papel 2020 SI | 0 | 0
3RH2131-2BB40-1AA0 |  | 3RH2131-2BB40-1AA0 | 1 | UN | 1 | 5 | B | D | EAR99 | N | 85364900 | 1 | 4047621066851 | 0.31 | KG | 46.56 | 46.56 | CP23 | CP23 | Contactor relay, 3 NO + 1 NC, 24 V DC, Size S00, spring-type terminal Upright mounting position | - | 0 | 7
3RH2131-2BB40-Z | W96 | 3RH2131-2BB40-ZW96 | 1 | UN | 1 | 5 | B | D | N | N | 85364900 | 60 | 4011209910089 | 0.296 | KG | 43.13 | 43.13 | CP23 | CP23 | Contactor relay, 3 NO + 1 NC, 24 V DC, Size S00, Spring-type terminal Multi-unit packaging = 60 units | - | 0 | 0
3RH2131-2BB40-Z | W97 | 3RH2131-2BB40-ZW97 | 1 | UN | 1 | 5 | B | D | N | N | 85364900 | 32 | 4011209910096 | 0.296 | KG | 43.13 | 43.13 | CP23 | CP23 | Contactor relay, 3 NO + 1 NC, 24 V DC, Size S00, Spring-type terminal Multi-unit packaging = 32 units | - | 0 | 0
3RH2131-2BB40-Z | X95 | 3RH2131-2BB40-ZX95 | 1 | UN | 1 | 5 | B | D | N | N | 85364900 | 120 | 4011209848641 | 0.279 | KG | 43.13 | 43.13 | CP23 | CP23 | Contactor relay, 3 NO + 1 NC, 24 V DC, Size S00, Spring-type terminal Reusable packaging = 120 units | - | 0 | 0
3RH2131-2BE40 |  | 3RH2131-2BE40 | 1 | UN | 1 | 5 | B | D | N | N | 85364900 | 1 | 4011209846579 | 0.315 | KG | 47.77 | 47.77 | CP23 | CP23 | Contactor relay, 3 NO + 1 NC, 60 V DC, Size S00, Spring-type terminal | - | 0 | 0
3RH2131-2BF40 |  | 3RH2131-2BF40 | 1 | UN | 1 | 5 | B | D | N | N | 85364900 | 1 | 4011209848863 | 0.29 | KG | 43.13 | 41.92 | CP23 | CP23 | Contactor relay, 3 NO + 1 NC, 110 V DC, Size S00, Spring-type terminal | Lista Papel 2020 SI | 0 | 0
3RH2131-2BG40 |  | 3RH2131-2BG40 | 1 | UN | 1 | 5 | B | D | N | N | 85364900 | 1 | 4011209849037 | 0.33 | KG | 47.77 | 47.77 | CP23 | CP23 | Contactor relay, 3 NO + 1 NC, 125 V DC, Size S00, Spring-type terminal | - | 0 | 0
3RH2131-2BM40 |  | 3RH2131-2BM40 | 1 | UN | 1 | 5 | B | D | N | N | 85364900 | 1 | 4011209848825 | 0.3 | KG | 43.13 | 41.92 | CP23 | CP23 | Contactor relay, 3 NO + 1 NC, 220 V DC, Size S00, Spring-type terminal | Lista Papel 2020 SI | 0 | 0
3RH2131-2BW40 |  | 3RH2131-2BW40 | 1 | UN | 1 | 5 | B | D | N | N | 85364900 | 1 | 4011209848924 | 0.304 | KG | 43.13 | 43.13 | CP23 | CP23 | Contactor relay, 3 NO + 1 NC, 48 V DC, Size S00, Spring-type terminal | - | 0 | 0
3RH2131-2EP00 |  | 3RH2131-2EP00 | 1 | UN | 1 | 5 | B | D | N | N | 85364900 | 1 | 4047621011042 | 0.271 | KG | 52.22 | 52.22 | CP23 | CP23 | Contactor relay, 3 NO + 1 NC, 230 V AC, 50 / 60 Hz, Size S00, Spring-type terminal with RC element plugged on | - | 0 | 0
3RH2131-2EP00-1AA0 |  | 3RH2131-2EP00-1AA0 | 1 | UN | 1 | 5 | B | D | N | N | 85364900 | 1 | 4047621028507 | 0.276 | KG | 56.06 | 56.06 | CP23 | CP23 | Contactor relay, 3 NO + 1 NC, 230 V AC, 50 / 60 Hz, Size S00, Spring-type terminal with RC element plugged on upright mounting position | - | 0 | 0
3RH2131-2FB40 |  | 3RH2131-2FB40 | 1 | UN | 1 | 1 | A | D | N | N | 85364900 | 1 | 4011209847231 | 0.313 | KG | 49.79 | 49.79 | CP23 | CP23 | Contactor relay, 3 NO + 1 NC, 24 V DC, with integrated diode, Size S00, Spring-type terminal | - | 0 | 0
3RH2131-2FB40-1AA0 |  | 3RH2131-2FB40-1AA0 | 1 | UN | 1 | 5 | B | D | N | N | 85364900 | 1 | 4047621030708 | 0.31 | KG | 53.23 | 53.23 | CP23 | CP23 | Contactor relay, 3 NO + 1 NC, 24 V DC, with integrated diode, Size S00, Spring-type terminal upright mounting position | - | 0 | 0
3RH2131-2GG20 |  | 3RH2131-2GG20 | 1 | UN | 1 | 5 | B | D | EAR99 | N | 85364900 | 1 | 4011209849143 | 0.311 | KG | 50 | 50 | CP23 | CP23 | Contactor relay, 3 NO + 1 NC, 110 V AC, 50 / 60 Hz, with full-wave rectifier, Size S00, Spring-type terminal | - | 0 | 0
3RH2131-2HB40 |  | 3RH2131-2HB40 | 1 | UN | 1 | 5 | B | D | N | N | 85364900 | 1 | 4011209848740 | 0.316 | KG | 43.13 | 41.92 | CP23 | CP23 | Coupling contactor relay, 3 NO + 1 NC, 24 V DC, 0.7 ... 1.25* US, Size S00, Spring-type terminal suitable for PLC outputs | Lista Papel 2020 SI | 0 | 0
3RH2131-2JB40 |  | 3RH2131-2JB40 | 1 | UN | 1 | 1 | A | D | N | N | 85364900 | 1 | 4011209846203 | 0.317 | KG | 49.79 | 48.38 | CP23 | CP23 | Coupling contactor relay, 3 NO + 1 NC, 24 V DC, 0.7 ... 1.25* US, with integrated diode, Size S00, Spring-type terminal suitable for PLC outputs | Lista Papel 2020 SI | 0 | 0
3RH2131-2JC40 |  | 3RH2131-2JC40 | 1 | UN | 1 | 5 | B | D | N | N | 85364900 | 1 | 4047621024394 | 0.307 | KG | 54.44 | 54.44 | CP23 | CP23 | Coupling contactor relay, 3 NO + 1 NC, 30 V DC, 0.7 ... 1.25* US, with integrated diode, Size S00, Spring-type terminal suitable for PLC outputs | - | 0 | 0
3RH2131-2KB40 |  | 3RH2131-2KB40 | 1 | UN | 1 | 1 | A | D | N | N | 85364900 | 1 | 4011209847101 | 0.316 | KG | 48.48 | 47.07 | CP23 | CP23 | Coupling contactor relay, 3 NO + 1 NC, 24 V DC, 0.7 ... 1.25* US, with integrated suppressor diode, Size S00, Spring-type terminal suitable for PLC outputs | Lista Papel 2020 SI | 0 | 0
3RH2131-2KF40 |  | 3RH2131-2KF40 | 1 | UN | 1 | 5 | B | D | N | N | 85364900 | 1 | 4011209849099 | 0.316 | KG | 48.48 | 48.48 | CP23 | CP23 | Coupling contactor relay, 3 NO + 1 NC, 110 V DC, 0.7 ... 1.25* US, with integrated suppressor diode, Size S00, Spring-type terminal suitable for PLC outputs | - | 0 | 0
3RH2131-2KF40-0LA0 |  | 3RH2131-2KF40-0LA0 | 1 | UN | 1 | 5 | B | D | N | N | 85364900 | 1 | 4047621028828 | 0.337 | KG | 74.24 | 74.24 | CP23 | CP23 | Contactor relay for railway, 3 NO, 110 V DC, 0.7 ... 1.25* US, with integrated suppressor diode, Size S00, Spring-type terminal suitable for PLC outputs | - | 0 | 0
3RH2131-2KV40 |  | 3RH2131-2KV40 | 1 | UN | 1 | 5 | B | D | N | N | 85364900 | 1 | 4047621014937 | 0.315 | KG | 52.32 | 52.32 | CP23 | CP23 | Coupling contactor relay, 3 NO + 1 NC, 36 V DC, 0.7 ... 1.25* US, with integrated suppressor diode, Size S00, Spring-type terminal suitable for PLC outputs | - | 0 | 0
3RH2131-2LA40-1AA0 |  | 3RH2131-2LA40-1AA0 | 1 | UN | 1 | 5 | B | D | EAR99 | N | 85364900 | 1 | 4047621070179 | 0.315 | KG | 56.66 | 56.66 | CP23 | CP23 | Coupling contactor relay railway, 3 NO + 1 NC, 12 V DC, 0.7 ... 1.25* Us, with varistor integrated, Size S00, Spring-type terminal for upright mounting position |  | 0 | 7
3RH2131-2LB40 |  | 3RH2131-2LB40 | 1 | UN | 1 | 5 | B | D | N | N | 85364900 | 1 | 4011209917712 | 0.313 | KG | 48.68 | 48.68 | CP23 | CP23 | Coupling contactor relay railway 3 NO + 1 NC, 24 V DC, 0.7 ... 1.25* US, with varistor integrated, Size S00, Spring-type terminal | - | 0 | 0
3RH2131-2LB40-1AA0 |  | 3RH2131-2LB40-1AA0 | 1 | UN | 1 | 5 | B | D | N | N | 85364900 | 1 | 4011209944862 | 0.321 | KG | 51.91 | 51.91 | CP23 | CP23 | Coupling contactor relay railway 3 NO + 1 NC, 24 V DC, 0.7 ... 1.25* US, with varistor integrated, Size S00, Spring-type terminal upright mounting position | - | 0 | 0
3RH2131-2LF40 |  | 3RH2131-2LF40 | 1 | UN | 1 | 2 | A | D | N | N | 85364900 | 1 | 4011209900776 | 0.306 | KG | 48.68 | 48.68 | CP23 | CP23 | Coupling contactor relay railway 3 NO + 1 NC, 110 V DC, 0.7 ... 1.25* US, with varistor integrated, Size S00, Spring-type terminal | - | 0 | 0
3RH2131-2LF40-0LA0 |  | 3RH2131-2LF40-0LA0 | 1 | UN | 1 | 5 | B | D | N | N | 85364900 | 1 | 4011209897601 | 0.324 | KG | 74.24 | 74.24 | CP23 | CP23 | Contactor relay for railway, 3 NO, 110 V DC, 0.7 ... 1.25* US, with integrated varistor, 3-pole, integrated, Size S00, Spring-type terminal | - | 0 | 0
3RH2131-2MB40-0KT0 |  | 3RH2131-2MB40-0KT0 | 1 | UN | 1 | 5 | B | D | N | N | 85364900 | 1 | 4011209849129 | 0.319 | KG | 43.13 | 41.92 | CP23 | CP23 | Coupling contactor relay, 3 NO + 1 NC 24 V DC, 0.85 ... 1.85* US, Size S00, Spring-type terminal | Lista Papel 2020 SI | 0 | 0
3RH2131-2SB40 |  | 3RH2131-2SB40 | 1 | UN | 1 | 5 | B | D | N | N | 85364190 | 1 | 4011209916005 | 0.315 | KG | 48.48 | 47.07 | CP23 | CP23 | Coupling contactor relay, 3 NO + 1 NC, 24 V DC, 0.85 ... 1.85* US, with integrated suppressor diode, Size S00, Spring-type terminal | Lista Papel 2020 SI | 0 | 0
3RH2131-2UB40 |  | 3RH2131-2UB40 | 1 | UN | 1 | 5 | B | D | N | N | 85364190 | 1 | 4011209912304 | 0.31 | KG | 50 | 50 | CP23 | CP23 | Contactor relay, 3 NO + 1 NC, 24 V DC, integrated varistor Size S00, Spring-type terminal | - | 0 | 0
3RH2131-2VB40 |  | 3RH2131-2VB40 | 1 | UN | 1 | 5 | B | D | N | N | 85364900 | 1 | 4011209848979 | 0.32 | KG | 49.79 | 48.38 | CP23 | CP23 | Coupling contactor relay, 3 NO + 1 NC, 24 V DC, 0.85 ... 1.85* US, with integrated diode, Size S00, Spring-type terminal | Lista Papel 2020 SI | 0 | 0
3RH2131-2WB40 |  | 3RH2131-2WB40 | 1 | UN | 1 | 5 | B | D | N | N | 85364900 | 1 | 4011209846920 | 0.35 | KG | 48.48 | 48.48 | CP23 | CP23 | Coupling contactor relay, 3 NO + 1 NC, 24 V DC, 0.85 ... 1.85* US, with varistor plugged on, Size S00, Spring-type terminal | - | 0 | 0
3RH2131-2XB40-0LA2 |  | 3RH2131-2XB40-0LA2 | 1 | UN | 1 | 5 | B | D | N | N | 85364900 | 1 | 4047621016184 | 0.321 | KG | 76.96 | 76.96 | CP23 | CP23 | Contactor relay for railway 3 NO + 1 NC DC 24-34V, 0,7...1,25*US, with integrated varistor Size S00, Spring-type terminal suitable for PLC outputs | - | 0 | 0
3RH2131-2XF40-0LA2 |  | 3RH2131-2XF40-0LA2 | 1 | UN | 1 | 5 | B | D | N | N | 85364900 | 1 | 4047621016177 | 0.31 | KG | 76.96 | 76.96 | CP23 | CP23 | Contactor relay for railway 3 NO + 1 NC DC 72-125V, 0,7...1,25*US, with integrated varistor Size S00, Spring-type terminal suitable for PLC outputs | - | 0 | 0
3RH2131-4AG60 |  | 3RH2131-4AG60 | 1 | UN | 1 | 5 | B | D | N | N | 85364900 | 1 | 4011209848580 | 0.225 | KG | 40.91 | 40.91 | CP23 | CP23 | Contactor relay, 3 NO + 1 NC, 100 V AC, 50 Hz, 100 .. 110 V, 60 Hz, Size S00 ring cable lug connection | - | 0 | 0
3RH2131-4AN60 |  | 3RH2131-4AN60 | 1 | UN | 1 | 5 | B | D | N | N | 85364900 | 1 | 4011209848016 | 0.21 | KG | 40.91 | 40.91 | CP23 | CP23 | Contactor relay, 3 NO + 1 NC, 200 V AC, 50 Hz, 200 .. 220 V, 60 Hz, Size S00, ring cable lug connection | - | 0 | 0
3RH2131-4AR60 |  | 3RH2131-4AR60 | 1 | UN | 1 | 5 | B | D | N | N | 85364900 | 1 | 4011209848610 | 0.225 | KG | 40.91 | 40.91 | CP23 | CP23 | Contactor relay, 3 NO + 1 NC, 400 V AC, 50 Hz, 400 .. 440 V, 60 Hz, Size S00, ring cable lug connection | - | 0 | 0
3RH2131-4BB40 |  | 3RH2131-4BB40 | 1 | UN | 1 | 5 | B | D | N | N | 85364900 | 1 | 4011209848696 | 0.268 | KG | 43.13 | 43.13 | CP23 | CP23 | Contactor relay, 3 NO + 1 NC, 24 V DC, Size S00, ring cable lug connection | - | 0 | 0
3RH2140-1AB00 |  | 3RH2140-1AB00 | 1 | UN | 1 | 1 | A | D | N | N | 85364900 | 1 | 4011209847538 | 0.231 | KG | 37.27 | 36.26 | CP23 | CP23 | Contactor relay, 4 NO, 24 V AC, 50 / 60 Hz, Size S00, screw terminal | Lista Papel 2020 SI | 0 | 0
3RH2140-1AB00-1AA0 |  | 3RH2140-1AB00-1AA0 | 1 | UN | 1 | 5 | B | D | N | N | 85364900 | 1 | 4047621054360 | 0.23 | KG | 40.8 | 40.8 | CP23 | CP23 | Contactor relay, 4 NO, 24 V AC, 50 / 60 Hz, Size S00, screw terminal Upright mounting position | - | 0 | 7
3RH2140-1AB00-Z | W96 | 3RH2140-1AB00-ZW96 | 1 | UN | 1 | 5 | B | D | N | N | 85364900 | 72 | 4047621029573 | 0.231 | KG | 37.27 | 37.27 | CP23 | CP23 | Contactor relay, 4 NO 24 V AC, 50/60 Hz Size S00, screw terminal Multi-unit packaging = 72 units | - | 0 | 0
3RH2140-1AB00-Z | W97 | 3RH2140-1AB00-ZW97 | 1 | UN | 1 | 5 | B | D | N | N | 85364900 | 40 | 4047621029580 | 0.231 | KG | 37.27 | 37.27 | CP23 | CP23 | Contactor relay, 4 NO 24 V AC, 50/60 Hz Size S00, screw terminal Multi-unit packaging = 40 units | - | 0 | 0
3RH2140-1AB00-Z | X95 | 3RH2140-1AB00-ZX95 | 1 | UN | 1 | 5 | B | D | N | N | 85364900 | 144 | 4047621029566 | 0.231 | KG | 37.27 | 37.27 | CP23 | CP23 | Contactor relay, 4 NO 24 V AC, 50/60 Hz Size S00, screw terminal Reusable packaging 144 units | - | 0 | 0
3RH2140-1AD00 |  | 3RH2140-1AD00 | 1 | UN | 1 | 5 | B | D | N | N | 85364900 | 1 | 4011209847972 | 0.225 | KG | 40.91 | 40.91 | CP23 | CP23 | Contactor relay, 4 NO, 42 V AC, 50 / 60 Hz, Size S00, screw terminal | - | 0 | 0
3RH2140-1AE00 |  | 3RH2140-1AE00 | 1 | UN | 1 | 5 | B | D | EAR99 | N | 85364900 | 1 | 4047621071787 | 0.235 | KG | 40.91 | 40.91 | CP23 | CP23 | Contactor relay, 4 NO, 60 V AC, 50 / 60 Hz, Size S00, screw terminal |  | 0 | 7
3RH2140-1AF00 |  | 3RH2140-1AF00 | 1 | UN | 1 | 1 | A | D | N | N | 85364900 | 1 | 4011209847583 | 0.231 | KG | 37.27 | 36.26 | CP23 | CP23 | Contactor relay, 4 NO, 110 V AC, 50 / 60 Hz, Size S00, screw terminal | Lista Papel 2020 SI | 0 | 0
3RH2140-1AH00 |  | 3RH2140-1AH00 | 1 | UN | 1 | 5 | B | D | N | N | 85364900 | 1 | 4011209847675 | 0.234 | KG | 37.27 | 37.27 | CP23 | CP23 | Contactor relay, 4 NO, 48 V AC, 50 / 60 Hz, Size S00, screw terminal | - | 0 | 0
3RH2140-1AK20 |  | 3RH2140-1AK20 | 1 | UN | 1 | 5 | B | D | N | N | 85364900 | 1 | 4011209901445 | 0.233 | KG | 40.91 | 40.91 | CP23 | CP23 | Contactor relay, 4 NO, 120 V AC, 50 / 60 Hz, Size S00, screw terminal | - | 0 | 0
3RH2140-1AK60 |  | 3RH2140-1AK60 | 1 | UN | 1 | 2 | A | D | N | N | 85364900 | 1 | 4011209845039 | 0.232 | KG | 37.27 | 37.27 | CP23 | CP23 | Contactor relay, 4 NO, 110 V AC, 50 Hz, 120 V, 60 Hz, Size S00, screw terminal | - | 0 | 0
3RH2140-1AL00 |  | 3RH2140-1AL00 | 1 | UN | 1 | 5 | B | D | N | N | 85364900 | 1 | 4011209929821 | 0.232 | KG | 40.91 | 40.91 | CP23 | CP23 | Contactor relay, 4 NO, 125 V AC, 50 / 60 Hz, size S00, screw terminals | - | 0 | 0
3RH2140-1AM20 |  | 3RH2140-1AM20 | 1 | UN | 1 | 5 | B | D | N | N | 85364900 | 1 | 4011209929838 | 0.234 | KG | 40.91 | 40.91 | CP23 | CP23 | Contactor relay, 4 NO, 208 V AC, 50 / 60 Hz, Size S00, screw terminal | - | 0 | 0
3RH2140-1AN00 |  | 3RH2140-1AN00 | 1 | UN | 1 | 5 | B | D | N | N | 85364900 | 1 | 4011209974852 | 0.233 | KG | 40.91 | 40.91 | CP23 | CP23 | Contactor relay, 4 NO, 220 V AC, 50 Hz, Size S00, screw terminal | - | 0 | 0
3RH2140-1AN20 |  | 3RH2140-1AN20 | 1 | UN | 1 | 5 | B | D | N | N | 85364900 | 1 | 4011209848535 | 0.233 | KG | 37.27 | 37.27 | CP23 | CP23 | Contactor relay, 4 NO, 220 V AC, 50 / 60 Hz, Size S00, screw terminal | - | 0 | 0
3RH2140-1AN60 |  | 3RH2140-1AN60 | 1 | UN | 1 | 5 | B | D | N | N | 85364900 | 1 | 4011209948693 | 0.232 | KG | 40.91 | 40.91 | CP23 | CP23 | Contactor relay, 4 NO, 200 V AC, 50 / 60 Hz, 220 V AC, 60 Hz, Size S00, screw terminal | - | 0 | 0
3RH2140-1AP00 |  | 3RH2140-1AP00 | 1 | UN | 1 | 1 | A | D | N | N | 85364900 | 1 | 4011209828506 | 0.233 | KG | 37.27 | 36.26 | CP23 | CP23 | Contactor relay, 4 NO, 230 V AC, 50 / 60 Hz, Size S00, screw terminal | Lista Papel 2020 SI | 0 | 0
3RH2140-1AP00-0AA6 |  | 3RH2140-1AP00-0AA6 | 1 | UN | 1 | 5 | B | D | N | N | 85364900 | 1 | 4011209919662 | 0.231 | KG | 57.37 | 57.37 | CP23 | CP23 | Contactor relay, 4 NO, 230 V AC, 50 / 60 Hz, Size S00, screw terminal reinforced standard mounting rail installation | - | 0 | 7
3RH2140-1AP00-Z | W96 | 3RH2140-1AP00-ZW96 | 1 | UN | 1 | 5 | B | D | N | N | 85364900 | 72 | 4011209917439 | 0.296 | KG | 37.27 | 37.27 | CP23 | CP23 | Contactor relay, 4 NO 230 V AC, 50 / 60 Hz, Size S00, screw terminal Multi-unit packaging = 72 units | - | 0 | 0
3RH2140-1AP00-Z | W97 | 3RH2140-1AP00-ZW97 | 1 | UN | 1 | 5 | B | D | N | N | 85364900 | 40 |  | 0.219 | KG | 37.27 | 37.27 | CP23 | CP23 | Contactor relay, 4 NO, 230 V AC, 50 / 60 Hz, Size S00, Screw terminal Multi-unit packaging = 40 units | - | 0 | 0
3RH2140-1AP00-Z | X95 | 3RH2140-1AP00-ZX95 | 1 | UN | 1 | 5 | B | D | N | N | 85364900 | 144 | 4011209844407 | 0.219 | KG | 37.27 | 37.27 | CP23 | CP23 | Contactor relay, 4 NO, 230 V AC, 50 / 60 Hz, Size S00, screw terminal Reusable packaging = 144 units | - | 0 | 0
3RH2140-1AP60 |  | 3RH2140-1AP60 | 1 | UN | 1 | 5 | B | D | N | N | 85364900 | 1 | 4011209847859 | 0.235 | KG | 37.27 | 37.27 | CP23 | CP23 | Contactor relay, 4 NO, 220 V AC, 50 Hz, 240 V, 60 Hz, Size S00, screw terminal | - | 0 | 0
3RH2140-1AQ00 |  | 3RH2140-1AQ00 | 1 | UN | 1 | 5 | B | D | N | N | 85364900 | 1 | 4011209867185 | 0.229 | KG | 40.91 | 40.91 | CP23 | CP23 | Contactor relay, 4 NO, 380 V AC, 50 / 60 Hz, Size S00, screw terminal | - | 0 | 0
3RH2140-1AT60 |  | 3RH2140-1AT60 | 1 | UN | 1 | 5 | B | D | N | N | 85364900 | 1 | 4047621021133 | 0.236 | KG | 40.91 | 40.91 | CP23 | CP23 | Contactor relay, 4 NO 600 V AC, 60 Hz Size S00, screw terminal | - | 0 | 0
3RH2140-1AU00 |  | 3RH2140-1AU00 | 1 | UN | 1 | 5 | B | D | N | N | 85364900 | 1 | 4011209929845 | 0.255 | KG | 37.27 | 37.27 | CP23 | CP23 | Contactor relay, 4 NO, 240 V AC, 50 / 60 Hz, Size S00, screw terminal | - | 0 | 0
3RH2140-1AU60 |  | 3RH2140-1AU60 | 1 | UN | 1 | 5 | B | D | N | N | 85364900 | 1 | 4047621026541 | 0.242 | KG | 40.91 | 40.91 | CP23 | CP23 | Contactor relay, 4 NO 277 V AC, 60 Hz Size S00, screw terminal | - | 0 | 0
3RH2140-1AV00 |  | 3RH2140-1AV00 | 1 | UN | 1 | 5 | B | D | N | N | 85364900 | 1 | 4011209896321 | 0.231 | KG | 40.91 | 39.79 | CP23 | CP23 | Contactor relay, 4 NO, 400 V AC, 50 / 60 Hz, Size S00, screw terminal | Lista Papel 2020 SI | 0 | 0
3RH2140-1AV60 |  | 3RH2140-1AV60 | 1 | UN | 1 | 5 | B | D | N | N | 85364900 | 1 | 4047621012377 | 0.23 | KG | 40.91 | 40.91 | CP23 | CP23 | Contactor relay, 4 NO, 480 V AC, 60 Hz, Size S00, screw terminal | - | 0 | 0
3RH2140-1BA40 |  | 3RH2140-1BA40 | 1 | UN | 1 | 5 | B | D | N | N | 85364900 | 1 | 4011209848771 | 0.28 | KG | 47.77 | 47.77 | CP23 | CP23 | Contactor relay, 4 NO, 12 V DC, Size S00, screw terminal | - | 0 | 0
3RH2140-1BB40 |  | 3RH2140-1BB40 | 1 | UN | 1 | 1 | A | D | N | N | 85364900 | 1 | 4011209828612 | 0.271 | KG | 43.13 | 41.92 | CP23 | CP23 | Contactor relay, 4 NO, 24 V DC, Size S00, screw terminal | Lista Papel 2020 SI | 0 | 0
3RH2140-1BB40-0AA6 |  | 3RH2140-1BB40-0AA6 | 1 | UN | 1 | 5 | B | D | N | N | 85364900 | 1 | 4011209915831 | 0.295 | KG | 65.85 | 65.85 | CP23 | CP23 | Contactor relay, 4 NO, 24 V DC, Size S00, screw terminal reinforced standard mounting rail installation | - | 0 | 7
3RH2140-1BB40-1AA0 |  | 3RH2140-1BB40-1AA0 | 1 | UN | 1 | 5 | B | D | N | N | 85364900 | 1 | 4011209933996 | 0.289 | KG | 46.46 | 46.46 | CP23 | CP23 | Contactor relay, 4 NO, 24 V DC, Size S00, screw terminal upright mounting position | - | 0 | 0
3RH2140-1BB40-Z | X95 | 3RH2140-1BB40-ZX95 | 1 | UN | 1 | 5 | B | D | N | N | 85364900 | 72 | 4011209848481 | 0.258 | KG | 43.13 | 43.13 | CP23 | CP23 | Contactor relay, 4 NO, 24 V DC, Size S00, screw terminal Reusable packaging = 72 units | - | 0 | 0
3RH2140-1BC40 |  | 3RH2140-1BC40 | 1 | UN | 1 | 5 | B | D | N | N | 85364900 | 1 | 4011209900158 | 0.291 | KG | 47.77 | 47.77 | CP23 | CP23 | Contactor relay, 4 NO, 30 V DC, Size S00, screw terminal | - | 0 | 0
3RH2140-1BD40 |  | 3RH2140-1BD40 | 1 | UN | 1 | 5 | B | D | N | N | 85364900 | 1 | 4047621021799 | 0.29 | KG | 47.77 | 47.77 | CP23 | CP23 | Contactor relay, 4 NO, 42 V DC, Size S00, screw terminal | - | 0 | 0
3RH2140-1BE40 |  | 3RH2140-1BE40 | 1 | UN | 1 | 5 | B | D | N | N | 85364900 | 1 | 4011209846548 | 0.294 | KG | 47.77 | 47.77 | CP23 | CP23 | Contactor relay, 4 NO, 60 V DC, Size S00, screw terminal | - | 0 | 0
3RH2140-1BE40-0AA6 |  | 3RH2140-1BE40-0AA6 | 1 | UN | 1 | 0 | A | D | EAR99 | N | 85364900 | 1 |  | 0.28 | KG | 65.85 | 65.85 | CP23 | CP23 | Contactor relay, 4 NO, 60 V DC, Size S00, screw terminal reinforced standard mounting rail installation | - | 0 | 7
3RH2140-1BE80 |  | 3RH2140-1BE80 | 1 | UN | 1 | 5 | B | D | N | N | 85364900 | 1 | 4011209953109 | 0.288 | KG | 47.77 | 47.77 | CP23 | CP23 | Contactor relay, 4 NO, 80 V DC, Size S00, screw terminal | - | 0 | 0
3RH2140-1BF40 |  | 3RH2140-1BF40 | 1 | UN | 1 | 1 | A | D | N | N | 85364900 | 1 | 4011209848856 | 0.268 | KG | 43.13 | 41.92 | CP23 | CP23 | Contactor relay, 4 NO, 110 V DC, Size S00, screw terminal | Lista Papel 2020 SI | 0 | 0
3RH2140-1BF40-0AA6 |  | 3RH2140-1BF40-0AA6 | 1 | UN | 1 | 0 | A | D | EAR99 | N | 85364900 | 1 |  | 0.28 | KG | 65.85 | 65.85 | CP23 | CP23 | Contactor relay, 4 NO, 110 V DC, Size S00, screw terminal reinforced standard mounting rail installation | - | 0 | 7
3RH2140-1BG40 |  | 3RH2140-1BG40 | 1 | UN | 1 | 2 | A | D | N | N | 85364900 | 1 | 4011209849013 | 0.29 | KG | 47.77 | 47.77 | CP23 | CP23 | Contactor relay, 4 NO, 125 V DC, Size S00, screw terminal | - | 0 | 0
3RH2140-1BG40-0AA6 |  | 3RH2140-1BG40-0AA6 | 1 | UN | 1 | 5 | B | D | N | N | 85364900 | 1 | 4011209934030 | 0.285 | KG | 65.85 | 65.85 | CP23 | CP23 | Contactor relay, 4 NO, 125 V DC, Size S00, screw terminal reinforced standard mounting rail installation | - | 0 | 7
3RH2140-1BM40 |  | 3RH2140-1BM40 | 1 | UN | 1 | 1 | A | D | N | N | 85364900 | 1 | 4011209848818 | 0.293 | KG | 43.13 | 41.92 | CP23 | CP23 | Contactor relay, 4 NO, 220 V DC, Size S00, screw terminal | Lista Papel 2020 SI | 0 | 0
3RH2140-1BM40-0AA6 |  | 3RH2140-1BM40-0AA6 | 1 | UN | 1 | 5 | B | D | N | N | 85364900 | 1 | 4011209923676 | 0.29 | KG | 65.85 | 65.85 | CP23 | CP23 | Contactor relay, 4 NO, 220 V DC, Size S00, screw terminal reinforced standard mounting rail installation | - | 0 | 7
3RH2140-1BN40 |  | 3RH2140-1BN40 | 1 | UN | 1 | 5 | B | D | N | N | 85364900 | 1 | 4047621000343 | 0.285 | KG | 47.77 | 47.77 | CP23 | CP23 | Contactor relay, 4 NO, 250 V DC, Size S00, screw terminal | - | 0 | 0
3RH2140-1BN40-0AA6 |  | 3RH2140-1BN40-0AA6 | 1 | UN | 1 | 0 | A | D | EAR99 | N | 85364900 | 1 |  | 0.1 | KG | 65.85 | 65.85 | CP23 | CP23 | Contactor relay, 4 NO, 250 V DC, Size S00, screw terminal reinforced standard mounting rail installation | - | 0 | 7
3RH2140-1BP40 |  | 3RH2140-1BP40 | 1 | UN | 1 | 5 | B | D | N | N | 85364900 | 1 | 4011209896376 | 0.31 | KG | 47.77 | 47.77 | CP23 | CP23 | Contactor relay, 4 NO, 230 V DC, Size S00, screw terminal | - | 0 | 0
3RH2140-1BW40 |  | 3RH2140-1BW40 | 1 | UN | 1 | 5 | B | D | N | N | 85364900 | 1 | 4011209848900 | 0.286 | KG | 43.13 | 43.13 | CP23 | CP23 | Contactor relay, 4 NO, 48 V DC, Size S00, screw terminal | - | 0 | 0
3RH2140-1BW40-0AA6 |  | 3RH2140-1BW40-0AA6 | 1 | UN | 1 | 0 | A | D | EAR99 | N | 85364900 | 1 |  | 0.28 | KG | 65.85 | 65.85 | CP23 | CP23 | Contactor relay, 4 NO, 48 V DC, Size S00, screw terminal reinforced standard mounting rail installation | - | 0 | 7
3RH2140-1FB40 |  | 3RH2140-1FB40 | 1 | UN | 1 | 1 | A | D | N | N | 85364900 | 1 | 4011209847217 | 0.292 | KG | 49.79 | 49.79 | CP23 | CP23 | Contactor relay, 4 NO, 24 V DC, with integrated diode, Size S00, screw terminal | - | 0 | 0
3RH2140-1HB40 |  | 3RH2140-1HB40 | 1 | UN | 1 | 5 | B | D | N | N | 85364900 | 1 | 4011209848733 | 0.292 | KG | 43.13 | 41.92 | CP23 | CP23 | Coupling contactor relay, 4 NO, 24 V DC, 0.7 ... 1.25* US, Size S00, screw terminal suitable for PLC outputs | Lista Papel 2020 SI | 0 | 0
3RH2140-1JB40 |  | 3RH2140-1JB40 | 1 | UN | 1 | 2 | A | D | N | N | 85364900 | 1 | 4011209846180 | 0.293 | KG | 49.79 | 48.38 | CP23 | CP23 | Coupling contactor relay, 4 NO, 24 V DC, 0.7 ... 1.25* US, with integrated diode, Size S00, screw terminal suitable for PLC outputs | Lista Papel 2020 SI | 0 | 0
3RH2140-1KB40 |  | 3RH2140-1KB40 | 1 | UN | 1 | 5 | B | D | N | N | 85364900 | 1 | 4011209847088 | 0.29 | KG | 48.48 | 47.07 | CP23 | CP23 | Coupling contactor relay, 4 NO, 24 V DC, 0.7 ... 1.25* US, with integrated suppressor diode, Size S00, screw terminal suitable for PLC outputs | Lista Papel 2020 SI | 0 | 0
3RH2140-1KF40 |  | 3RH2140-1KF40 | 1 | UN | 1 | 5 | B | D | N | N | 85364900 | 1 | 4011209849075 | 0.28 | KG | 48.48 | 48.48 | CP23 | CP23 | Coupling contactor relay, 4 NO, 110 V DC, 0.7 ... 1.25* US, with integrated suppressor diode, Size S00, screw terminal suitable for PLC outputs | - | 0 | 0
3RH2140-1MB40-0KT0 |  | 3RH2140-1MB40-0KT0 | 1 | UN | 1 | 5 | B | D | N | N | 85364900 | 1 | 4011209849198 | 0.297 | KG | 43.13 | 41.92 | CP23 | CP23 | Coupling contactor relay, 4 NO 24 V DC, 0.85 ... 1.85* US, Size S00, screw terminal | Lista Papel 2020 SI | 0 | 0
3RH2140-1SB40 |  | 3RH2140-1SB40 | 1 | UN | 1 | 5 | B | D | N | N | 85364900 | 1 | 4011209899322 | 0.298 | KG | 48.48 | 47.07 | CP23 | CP23 | Coupling contactor relay, 4 NO 24 V DC, 0.85-1.85*US with integrated suppressor diode Size S00 screw terminal | Lista Papel 2020 SI | 0 | 0
3RH2140-1SB40-Z | W97 | 3RH2140-1SB40-ZW97 | 1 | UN | 1 | 0 | A | D | N | N | 85364900 | 40 |  | 0.298 | KG | 48.48 | 48.48 | CP23 | CP23 | Coupling contactor relay, 4 NO 24 V DC, 0.85-1.85*US with integrated suppressor diode Size S00 screw terminal Multi-unit packaging = 40 units | - | 0 | 7
3RH2140-1SB40-Z | X95 | 3RH2140-1SB40-ZX95 | 1 | UN | 1 | 0 | A | D | N | N | 85364900 | 144 |  | 0.298 | KG | 48.48 | 48.48 | CP23 | CP23 | Coupling contactor relay, 4 NO 24 V DC, 0.85-1.85*US with integrated suppressor diode Size S00 screw terminal Reusable packaging = 144 units | - | 0 | 0
3RH2140-1VB40 |  | 3RH2140-1VB40 | 1 | UN | 1 | 5 | B | D | N | N | 85364900 | 1 | 4011209848962 | 0.296 | KG | 49.79 | 48.38 | CP23 | CP23 | Coupling contactor relay, 4 NO, 24 V DC, 0.85 ... 1.85* US, with integrated diode, Size S00, screw terminal | Lista Papel 2020 SI | 0 | 0
3RH2140-1WB40 |  | 3RH2140-1WB40 | 1 | UN | 1 | 5 | B | D | N | N | 85364900 | 1 | 4011209846906 | 0.31 | KG | 48.48 | 48.48 | CP23 | CP23 | Coupling contactor relay, 4 NO, 24 V DC, 0.85 ... 1.85* US, with varistor plugged on, Size S00, screw terminal | - | 0 | 0
3RH2140-2AB00 |  | 3RH2140-2AB00 | 1 | UN | 1 | 2 | A | D | N | N | 85364900 | 1 | 4011209847545 | 0.253 | KG | 37.27 | 36.26 | CP23 | CP23 | Contactor relay, 4 NO, 24 V AC, 50 / 60 Hz, Size S00, Spring-type terminal | Lista Papel 2020 SI | 0 | 0
3RH2140-2AB00-Z | W97 | 3RH2140-2AB00-ZW97 | 1 | UN | 1 | 5 | B | D | N | N | 85364900 | 32 | 4011209947559 | 0.296 | KG | 37.27 | 37.27 | CP23 | CP23 | Contactor relay, 4 NO, 24 V AC, 50 / 60 Hz, Size S00, Spring-type terminal Multi-unit packaging = 32 units | - | 0 | 0
3RH2140-2AB00-Z | X95 | 3RH2140-2AB00-ZX95 | 1 | UN | 1 | 5 | B | D | N | N | 85364900 | 120 | 4011209929708 | 0.237 | KG | 37.27 | 37.27 | CP23 | CP23 | Contactor relay, 4 NO, 24 V AC, 50 / 60 Hz, Size S00, Spring-type terminal Reusable packaging = 120 units | - | 0 | 0
3RH2140-2AD00 |  | 3RH2140-2AD00 | 1 | UN | 1 | 5 | B | D | N | N | 85364900 | 1 | 4011209848009 | 0.254 | KG | 40.91 | 40.91 | CP23 | CP23 | Contactor relay, 4 NO, 42 V AC, 50 / 60 Hz, Size S00, Spring-type terminal | - | 0 | 0
3RH2140-2AD00-Z | X95 | 3RH2140-2AD00-ZX95 | 1 | UN | 1 | 0 | A | D | N | N | 85364900 | 120 |  | 0.24 | KG | 40.91 | 40.91 | CP23 | CP23 | Contactor relay, 4 NO, 42 V AC, 50 / 60 Hz, Size S00, Spring-type terminal Reusable packaging = 120 units | - | 0 | 0
3RH2140-2AF00 |  | 3RH2140-2AF00 | 1 | UN | 1 | 2 | A | D | N | N | 85364900 | 1 | 4011209847620 | 0.254 | KG | 37.27 | 36.26 | CP23 | CP23 | Contactor relay, 4 NO, 110 V AC, 50 / 60 Hz, Size S00, Spring-type terminal | Lista Papel 2020 SI | 0 | 0
3RH2140-2AH00 |  | 3RH2140-2AH00 | 1 | UN | 1 | 5 | B | D | N | N | 85364900 | 1 | 4011209847705 | 0.257 | KG | 37.27 | 37.27 | CP23 | CP23 | Contactor relay, 4 NO, 48 V AC, 50 / 60 Hz, Size S00, Spring-type terminal | - | 0 | 0
3RH2140-2AK60 |  | 3RH2140-2AK60 | 1 | UN | 1 | 5 | B | D | N | N | 85364900 | 1 | 4011209847927 | 0.254 | KG | 37.27 | 37.27 | CP23 | CP23 | Contactor relay, 4 NO, 110 V AC, 50 Hz, 120 V, 60 Hz, Size S00, Spring-type terminal | - | 0 | 0
3RH2140-2AN20 |  | 3RH2140-2AN20 | 1 | UN | 1 | 5 | B | D | N | N | 85364900 | 1 | 4011209848542 | 0.257 | KG | 37.27 | 37.27 | CP23 | CP23 | Contactor relay, 4 NO, 220 V AC, 50 / 60 Hz, Size S00, Spring-type terminal | - | 0 | 0
3RH2140-2AP00 |  | 3RH2140-2AP00 | 1 | UN | 1 | 1 | A | D | N | N | 85364900 | 1 | 4011209828513 | 0.255 | KG | 37.27 | 36.26 | CP23 | CP23 | Contactor relay, 4 NO, 230 V AC, 50 / 60 Hz, Size S00, Spring-type terminal | Lista Papel 2020 SI | 0 | 0
3RH2140-2AP00-1AA0 |  | 3RH2140-2AP00-1AA0 | 1 | UN | 1 | 5 | B | D | N | N | 85364900 | 1 | 4011209938342 | 0.257 | KG | 40.7 | 40.7 | CP23 | CP23 | Contactor relay, 4 NO, 230 V AC, 50 / 60 Hz, Size S00, Spring-type terminal upright mounting position | - | 0 | 0
3RH2140-2AP00-Z | W97 | 3RH2140-2AP00-ZW97 | 1 | UN | 1 | 5 | B | D | N | N | 85364900 | 32 | 4011209936805 | 0.296 | KG | 37.27 | 37.27 | CP23 | CP23 | Contactor relay, 4 NO, 230 V AC, 50 / 60 Hz, Size S00, Spring-type terminal Multi-unit packaging = 32 units | - | 0 | 0
3RH2140-2AP00-Z | X95 | 3RH2140-2AP00-ZX95 | 1 | UN | 1 | 5 | B | D | N | N | 85364900 | 120 | 4011209847781 | 0.238 | KG | 37.27 | 37.27 | CP23 | CP23 | Contactor relay, 4 NO, 230 V AC, 50 / 60 Hz, Size S00, Spring-type terminal Reusable packaging = 120 units | - | 0 | 0
3RH2140-2AP60 |  | 3RH2140-2AP60 | 1 | UN | 1 | 5 | B | D | N | N | 85364900 | 1 | 4011209847880 | 0.258 | KG | 37.27 | 37.27 | CP23 | CP23 | Contactor relay, 4 NO, 220 V AC, 50 Hz, 240 V, 60 Hz, Size S00, Spring-type terminal | - | 0 | 0
3RH2140-2AV00 |  | 3RH2140-2AV00 | 1 | UN | 1 | 5 | B | D | N | N | 85364900 | 1 | 4011209902619 | 0.249 | KG | 40.91 | 39.79 | CP23 | CP23 | Contactor relay, 4 NO, 400 V AC, 50 / 60 Hz, Size S00, Spring-type terminal | Lista Papel 2020 SI | 0 | 0
3RH2140-2AV60 |  | 3RH2140-2AV60 | 1 | UN | 1 | 5 | B | D | N | N | 85364900 | 1 | 4047621008547 | 0.256 | KG | 40.91 | 40.91 | CP23 | CP23 | Contactor relay, 4 NO, 440 V AC, 50 Hz, 480 V, 60 Hz, Size S00, Spring-type terminal | - | 0 | 0
3RH2140-2BA40 |  | 3RH2140-2BA40 | 1 | UN | 1 | 5 | B | D | N | N | 85364900 | 1 | 4011209848795 | 0.315 | KG | 47.77 | 47.77 | CP23 | CP23 | Contactor relay, 4 NO, 12 V DC, Size S00, Spring-type terminal | - | 0 | 0
3RH2140-2BB40 |  | 3RH2140-2BB40 | 1 | UN | 1 | 1 | A | D | N | N | 85364900 | 1 | 4011209828629 | 0.288 | KG | 43.13 | 41.92 | CP23 | CP23 | Contactor relay, 4 NO, 24 V DC, Size S00, Spring-type terminal | Lista Papel 2020 SI | 0 | 0
3RH2140-2BB40-Z | D01 | 3RH2140-2BB40-ZD01 | 1 | UN | 1 | 1 | A | D | N | N | 85364900 | 1 | 4011209915817 | 0.289 | KG | 43.13 | 43.13 | CP23 | CP23 | Contactor relay, 4 NO, 24 V DC, Size S00, Spring-type terminal Design DMG | - | 0 | 9
3RH2140-2BB40-Z | W96 | 3RH2140-2BB40-ZW96 | 1 | UN | 1 | 5 | B | D | N | N | 85364900 | 60 | 4011209946873 | 0.296 | KG | 43.13 | 43.13 | CP23 | CP23 | Contactor relay, 4 NO, 24 V DC, Size S00, Spring-type terminal Multi-unit packaging = 60 units | - | 0 | 0
3RH2140-2BB40-Z | W97 | 3RH2140-2BB40-ZW97 | 1 | UN | 1 | 5 | B | D | N | N | 85364900 | 32 | 4011209953857 | 0.296 | KG | 43.13 | 43.13 | CP23 | CP23 | Contactor relay, 4 NO, 24 V DC, Size S00, Spring-type terminal Multi-unit packaging = 32 units | - | 0 | 0
3RH2140-2BB40-Z | X95 | 3RH2140-2BB40-ZX95 | 1 | UN | 1 | 5 | B | D | N | N | 85364900 | 120 | 4011209848658 | 0.277 | KG | 43.13 | 43.13 | CP23 | CP23 | Contactor relay, 4 NO, 24 V DC, Size S00, Spring-type terminal Reusable packaging = 120 units | - | 0 | 0
3RH2140-2BE40 |  | 3RH2140-2BE40 | 1 | UN | 1 | 5 | B | D | N | N | 85364900 | 1 | 4011209846555 | 0.316 | KG | 47.77 | 47.77 | CP23 | CP23 | Contactor relay, 4 NO, 60 V DC, Size S00, Spring-type terminal | - | 0 | 0
3RH2140-2BF40 |  | 3RH2140-2BF40 | 1 | UN | 1 | 5 | B | D | N | N | 85364900 | 1 | 4011209848870 | 0.287 | KG | 43.13 | 41.92 | CP23 | CP23 | Contactor relay, 4 NO, 110 V DC, Size S00, Spring-type terminal | Lista Papel 2020 SI | 0 | 0
3RH2140-2BG40 |  | 3RH2140-2BG40 | 1 | UN | 1 | 5 | B | D | N | N | 85364900 | 1 | 4011209849044 | 0.31 | KG | 47.77 | 47.77 | CP23 | CP23 | Contactor relay, 4 NO, 125 V DC, Size S00, Spring-type terminal | - | 0 | 0
3RH2140-2BM40 |  | 3RH2140-2BM40 | 1 | UN | 1 | 5 | B | D | N | N | 85364900 | 1 | 4011209848832 | 0.308 | KG | 43.13 | 41.92 | CP23 | CP23 | Contactor relay, 4 NO, 220 V DC, Size S00, Spring-type terminal | Lista Papel 2020 SI | 0 | 0
3RH2140-2BM40-1AA0 |  | 3RH2140-2BM40-1AA0 | 1 | UN | 1 | 5 | B | D | N | N | 85364900 | 1 | 4047621026954 | 0.308 | KG | 46.56 | 46.56 | CP23 | CP23 | Contactor relay, 4 NO 220 V DC Size S00, Spring-type terminal upright mounting position | - | 0 | 0
3RH2140-2BP40 |  | 3RH2140-2BP40 | 1 | UN | 1 | 5 | B | D | N | N | 85364900 | 1 | 4011209902688 | 0.312 | KG | 47.77 | 47.77 | CP23 | CP23 | Contactor relay, 4 NO, 230 V DC, Size S00, Spring-type terminal | - | 0 | 0
3RH2140-2BW40 |  | 3RH2140-2BW40 | 1 | UN | 1 | 5 | B | D | N | N | 85364900 | 1 | 4011209848931 | 0.312 | KG | 43.13 | 43.13 | CP23 | CP23 | Contactor relay, 4 NO, 48 V DC, Size S00, Spring-type terminal | - | 0 | 0
3RH2140-2EP00 |  | 3RH2140-2EP00 | 1 | UN | 1 | 5 | B | D | N | N | 85364900 | 1 | 4047621011028 | 0.268 | KG | 52.72 | 52.72 | CP23 | CP23 | Contactor relay, 4 NO, 230 V AC, 50 / 60 Hz, Size S00, Spring-type terminal | - | 0 | 0
3RH2140-2EP00-1AA0 |  | 3RH2140-2EP00-1AA0 | 1 | UN | 1 | 0 | A | D | EAR99 | N | 85364900 | 1 |  | 0.268 | KG | 56.06 | 56.06 | CP23 | CP23 | Contactor relay, 4 NO, 230 V AC, 50 / 60 Hz, Size S00, Spring-type terminal upright mounting position | - | 0 | 0
3RH2140-2FB40 |  | 3RH2140-2FB40 | 1 | UN | 1 | 1 | A | D | N | N | 85364900 | 1 | 4011209847248 | 0.313 | KG | 49.79 | 49.79 | CP23 | CP23 | Contactor relay, 4 NO, 24 V DC, with integrated diode, Size S00, Spring-type terminal | - | 0 | 0
3RH2140-2FB40-1AA0 |  | 3RH2140-2FB40-1AA0 | 1 | UN | 1 | 5 | B | D | N | N | 85364900 | 1 | 4047621030784 | 0.31 | KG | 53.23 | 53.23 | CP23 | CP23 | Contactor relay, 4 NO, 24 V DC, with integrated diode, Size S00, Spring-type terminal upright mounting position | - | 0 | 0
3RH2140-2GG20 |  | 3RH2140-2GG20 | 1 | UN | 1 | 5 | B | D | EAR99 | N | 85364900 | 1 | 4011209849150 | 0.314 | KG | 50 | 50 | CP23 | CP23 | Contactor relay, 4 NO, 110 V AC, 50 / 60 Hz, with full-wave rectifier, Size S00, Spring-type terminal | - | 0 | 0
3RH2140-2HB40 |  | 3RH2140-2HB40 | 1 | UN | 1 | 5 | B | D | N | N | 85364900 | 1 | 4011209848757 | 0.321 | KG | 43.13 | 41.92 | CP23 | CP23 | Coupling contactor relay, 4 NO, 24 V DC, 0.7 ... 1.25* US, Size S00, Spring-type terminal suitable for PLC outputs | Lista Papel 2020 SI | 0 | 0
3RH2140-2JB40 |  | 3RH2140-2JB40 | 1 | UN | 1 | 1 | A | D | N | N | 85364900 | 1 | 4011209846210 | 0.315 | KG | 49.79 | 48.38 | CP23 | CP23 | Coupling contactor relay, 4 NO, 24 V DC, 0.7 ... 1.25* US, with integrated diode, Size S00, Spring-type terminal suitable for PLC outputs | Lista Papel 2020 SI | 0 | 0
3RH2140-2JC40 |  | 3RH2140-2JC40 | 1 | UN | 1 | 5 | B | D | N | N | 85364900 | 1 | 4047621042398 | 0.318 | KG | 54.44 | 54.44 | CP23 | CP23 | Coupling contactor relay, 4 NO, 30 V DC, 0.7 ... 1.25* US, with integrated diode, Size S00, Spring-type terminal suitable for PLC outputs | - | 0 | 0
3RH2140-2KB40 |  | 3RH2140-2KB40 | 1 | UN | 1 | 5 | B | D | N | N | 85364900 | 1 | 4011209847118 | 0.315 | KG | 48.48 | 47.07 | CP23 | CP23 | Coupling contactor relay, 4 NO, 24 V DC, 0.7 ... 1.25* US, with integrated suppressor diode, Size S00, Spring-type terminal suitable for PLC outputs | Lista Papel 2020 SI | 0 | 0
3RH2140-2KF40 |  | 3RH2140-2KF40 | 1 | UN | 1 | 5 | B | D | N | N | 85364900 | 1 | 4011209849105 | 0.317 | KG | 48.48 | 48.48 | CP23 | CP23 | Coupling contactor relay, 4 NO, 110 V DC, 0.7 ... 1.25* US, with integrated suppressor diode, Size S00, Spring-type terminal suitable for PLC outputs | - | 0 | 0
3RH2140-2LB40 |  | 3RH2140-2LB40 | 1 | UN | 1 | 2 | A | D | N | N | 85364900 | 1 | 4011209905160 | 0.316 | KG | 50 | 50 | CP23 | CP23 | Coupling contactor relay railway 4 NO, 24 V DC, 0.7 ... 1.25* US with integrated varistor, Size S00, Spring-type terminal | - | 0 | 0
3RH2140-2LF40 |  | 3RH2140-2LF40 | 1 | UN | 1 | 2 | A | D | N | N | 85364900 | 1 | 4011209900769 | 0.293 | KG | 50 | 50 | CP23 | CP23 | Coupling contactor relay railway 4 NO, 110 V DC, 0.7 ... 1.25* US, with integrated varistor, Size S00, Spring-type terminal | - | 0 | 0
3RH2140-2LJ80 |  | 3RH2140-2LJ80 | 1 | UN | 1 | 5 | B | D | N | N | 85364900 | 1 | 4047621001364 | 0.31 | KG | 54.74 | 54.74 | CP23 | CP23 | Coupling contactor relay railway 4 NO, DC 72 V, 0.7 ... 1.25* US with integrated varistor, Size S00, Spring-type terminal | - | 0 | 0
3RH2140-2MB40-0KT0 |  | 3RH2140-2MB40-0KT0 | 1 | UN | 1 | 5 | B | D | N | N | 85364900 | 1 | 4011209849136 | 0.319 | KG | 43.13 | 41.92 | CP23 | CP23 | Coupling contactor relay, 4 NO 24 V DC, 0.85 ... 1.85* US, Size S00, Spring-type terminal | Lista Papel 2020 SI | 0 | 0
3RH2140-2SB40 |  | 3RH2140-2SB40 | 1 | UN | 1 | 5 | B | D | N | N | 85364900 | 1 | 4011209916173 | 0.316 | KG | 48.48 | 47.07 | CP23 | CP23 | Coupling contactor relay, 4 NO, 24 V DC, 0.85 ... 1.85* US, with integrated suppressor diode, Size S00, Spring-type terminal | Lista Papel 2020 SI | 0 | 0
3RH2140-2VB40 |  | 3RH2140-2VB40 | 1 | UN | 1 | 5 | B | D | N | N | 85364900 | 1 | 4011209848986 | 0.319 | KG | 49.79 | 48.38 | CP23 | CP23 | Coupling contactor relay, 4 NO, 24 V DC, 0.85 ... 1.85* US, with integrated diode, Size S00, Spring-type terminal | Lista Papel 2020 SI | 0 | 0
3RH2140-2WB40 |  | 3RH2140-2WB40 | 1 | UN | 1 | 5 | B | D | N | N | 85364900 | 1 | 4011209846937 | 0.328 | KG | 48.48 | 48.48 | CP23 | CP23 | Coupling contactor relay, 4 NO, 24 V DC, 0.85 ... 1.85* US, with varistor plugged on, Size S00, Spring-type terminal | - | 0 | 0
3RH2140-2XB40-0LA2 |  | 3RH2140-2XB40-0LA2 | 1 | UN | 1 | 5 | B | D | N | N | 85364900 | 1 | 4047621016146 | 0.311 | KG | 76.96 | 76.96 | CP23 | CP23 | Contactor relay for railway 4 NO DC 24-34V, 0,7...1,25*US, with integrated varistor Size S00, Spring-type terminal suitable for PLC outputs | - | 0 | 0
3RH2140-2XF40-0LA2 |  | 3RH2140-2XF40-0LA2 | 1 | UN | 1 | 5 | B | D | N | N | 85364900 | 1 | 4047621016153 | 0.31 | KG | 76.96 | 76.96 | CP23 | CP23 | Contactor relay for railway 4 NO DC 72-125V, 0,7...1,25*US, with integrated varistor Size S00, Spring-type terminal suitable for PLC outputs | - | 0 | 0
3RH2140-4AG60 |  | 3RH2140-4AG60 | 1 | UN | 1 | 5 | B | D | N | N | 85364900 | 1 | 4011209848597 | 0.25 | KG | 40.91 | 40.91 | CP23 | CP23 | Contactor relay, 4 NO, 100 V AC, 50 Hz, 100 ... 110 V, 60 Hz, Size S00 ring cable lug connection | - | 0 | 0
3RH2140-4AN60 |  | 3RH2140-4AN60 | 1 | UN | 1 | 5 | B | D | N | N | 85364900 | 1 | 4011209848504 | 0.229 | KG | 40.91 | 40.91 | CP23 | CP23 | Contactor relay, 4 NO, 200 V AC, 50 Hz, 200 .. 220 V, 60 Hz, Size S00, ring cable lug connection | - | 0 | 0
3RH2140-4AR60 |  | 3RH2140-4AR60 | 1 | UN | 1 | 5 | B | D | N | N | 85364900 | 1 | 4011209848627 | 0.225 | KG | 40.91 | 40.91 | CP23 | CP23 | Contactor relay, 4 NO, 400 V AC, 50 Hz, 400 .. 440 V, 60 Hz, Size S00, ring cable lug connection | - | 0 | 0
3RH2140-4BB40 |  | 3RH2140-4BB40 | 1 | UN | 1 | 5 | B | D | N | N | 85364900 | 1 | 4011209848702 | 0.264 | KG | 43.13 | 43.13 | CP23 | CP23 | Contactor relay, 4 NO, 24 V DC, Size S00, ring cable lug connection | - | 0 | 0
3RH2140-4BG40 |  | 3RH2140-4BG40 | 1 | UN | 1 | 5 | B | D | N | N | 85364900 | 1 | 4011209897298 | 0.284 | KG | 47.77 | 47.77 | CP23 | CP23 | Contactor relay, 4 NO, 125 V DC, Size S00, ring cable lug connection | - | 0 | 0
3RH2140-4BW40 |  | 3RH2140-4BW40 | 1 | UN | 1 | 5 | B | D | N | N | 85364900 | 1 | 4047621049342 | 0.289 | KG | 43.13 | 43.13 | CP23 | CP23 | Contactor relay, 4 NO, 48 V DC, Size S00, ring cable lug connection | - | 0 | 7
3RH2140-4KB40 |  | 3RH2140-4KB40 | 1 | UN | 1 | 5 | B | D | N | N | 85364900 | 1 | 4011209902695 | 0.287 | KG | 48.48 | 48.48 | CP23 | CP23 | Coupling contactor relay, 4 NO, 24 V DC, 0.7 ... 1.25* US, with integrated suppressor diode, Size S00, Ring cable lug connection, suitable for PLC outputs | - | 0 | 0
3RH2235-2BB40 |  | 3RH2235-2BB40 | 1 | UN | 1 | 0 | A | D | N | N | 85364900 | 1 |  | 0.348 | KG | 66.16 | 66.16 | CP23 | CP23 | Contactor relay, 3 NO + 1 NC, 24 V DC, 0.9 ...1.1*US, Size S00, spring-type terminal, Captive auxiliary switch, for SUVA applications | - | 0 | 7
3RH2244-1AF00 |  | 3RH2244-1AF00 | 1 | UN | 1 | 5 | B | D | EAR99 | N | 85364900 | 1 | 4047621067681 | 0.28 | KG | 61 | 61 | CP23 | CP23 | Contactor relay, 4 NO + 4 NC, 110 V AC, 50/60 Hz, Size S00, screw terminal, Captive auxiliary switch, for SUVA applications |  | 0 | 7
3RH2244-1AK60 |  | 3RH2244-1AK60 | 1 | UN | 1 | 5 | B | D | N | N | 85364900 | 1 | 4011209910300 | 0.281 | KG | 61 | 61 | CP23 | CP23 | Contactor relay, 4 NO + 4 NC, 110 V AC, 50 Hz / 120 V, 60 Hz, Size S00, screw terminal, Captive auxiliary switch, for SUVA applications | - | 0 | 0
3RH2244-1AP00 |  | 3RH2244-1AP00 | 1 | UN | 1 | 1 | A | D | N | N | 85364900 | 1 | 4011209828117 | 0.284 | KG | 61 | 59.29 | CP23 | CP23 | Contactor relay, 4 NO + 4 NC, 230 V AC, 50 / 60 Hz, Size S00, screw terminal, Captive auxiliary switch, for SUVA applications | Lista Papel 2020 SI | 0 | 0
3RH2244-1AP00-Z | X95 | 3RH2244-1AP00-ZX95 | 1 | UN | 1 | 5 | B | D | N | N | 85364900 | 144 | 4011209847736 | 0.267 | KG | 61 | 61 | CP23 | CP23 | Contactor relay, 4 NO + 4 NC, 230 V AC, 50 / 60 Hz, Size S00, screw terminal, Captive auxiliary switch, for SUVA applications Reusable packaging = 72 units | - | 0 | 0
3RH2244-1AP60 |  | 3RH2244-1AP60 | 1 | UN | 1 | 5 | B | D | N | N | 85364900 | 1 | 4047621042428 | 0.285 | KG | 61 | 61 | CP23 | CP23 | Contactor relay, 4 NO + 4 NC, 220 V AC 50 Hz / 240 V 60 Hz, Size S00, screw terminal, Captive auxiliary switch, for SUVA applications | - | 0 | 0
3RH2244-1BB40 |  | 3RH2244-1BB40 | 1 | UN | 1 | 1 | A | D | N | N | 85364900 | 1 | 4011209828124 | 0.322 | KG | 66.16 | 64.34 | CP23 | CP23 | Contactor relay, 4 NO + 4 NC, 24 V DC, Size S00, screw terminal, Captive auxiliary switch, for SUVA applications | Lista Papel 2020 SI | 0 | 0
3RH2244-1BF40 |  | 3RH2244-1BF40 | 1 | UN | 1 | 5 | B | D | N | N | 85364900 | 1 | 4011209944787 | 0.32 | KG | 66.16 | 66.16 | CP23 | CP23 | Contactor relay, 4 NO + 4 NC, 110 V DC, Size S00, screw terminal, Captive auxiliary switch, for SUVA applications | - | 0 | 0
3RH2244-2AK60 |  | 3RH2244-2AK60 | 1 | UN | 1 | 5 | B | D | N | N | 85364900 | 1 | 4011209900448 | 0.312 | KG | 61 | 61 | CP23 | CP23 | Contactor relay, 4 NO + 4 NC, 110 V AC, 50 Hz / 120 V, 60 Hz, Size S00, spring-type terminal, Captive auxiliary switch, for SUVA applications | - | 0 | 0
3RH2244-2AP00 |  | 3RH2244-2AP00 | 1 | UN | 1 | 2 | A | D | N | N | 85364900 | 1 | 4011209828131 | 0.312 | KG | 61 | 59.29 | CP23 | CP23 | Contactor relay, 4 NO + 4 NC, 230 V AC, 50 / 60 Hz, Size S00, spring-type terminal, Captive auxiliary switch, for SUVA applications | Lista Papel 2020 SI | 0 | 0
3RH2244-2AP00-Z | X95 | 3RH2244-2AP00-ZX95 | 1 | UN | 1 | 5 | B | D | N | N | 85364900 | 120 | 4011209847798 | 0.292 | KG | 61 | 61 | CP23 | CP23 | Contactor relay, 4 NO + 4 NC, 230 V AC, 50 / 60 Hz, Size S00, spring-type terminal, Captive auxiliary switch, for SUVA applications Reusable packaging = 60 units | - | 0 | 0
3RH2244-2BB40 |  | 3RH2244-2BB40 | 1 | UN | 1 | 1 | A | D | N | N | 85364900 | 1 | 4011209828148 | 0.348 | KG | 66.16 | 64.34 | CP23 | CP23 | Contactor relay, 4 NO + 4 NC, 24 V DC, Size S00, spring-type terminal, Captive auxiliary switch, for SUVA applications | Lista Papel 2020 SI | 0 | 0
3RH2244-2BD80 |  | 3RH2244-2BD80 | 1 | UN | 1 | 5 | B | D | N | N | 85364900 | 1 | 4011209899650 | 0.369 | KG | 71 | 71 | CP23 | CP23 | Contactor relay, 4 NO + 4 NC, 115 V DC, Size S00, spring-type terminal, Captive auxiliary switch, for SUVA applications | - | 0 | 9
3RH2244-2BE40 |  | 3RH2244-2BE40 | 1 | UN | 1 | 5 | B | D | N | N | 85364900 | 1 | 4011209947269 | 0.372 | KG | 71 | 71 | CP23 | CP23 | Contactor relay, 4 NO + 4 NC, 60 V DC, Size S00, spring-type terminal, Captive auxiliary switch, for SUVA applications | - | 0 | 0
3RH2244-4AK60 |  | 3RH2244-4AK60 | 1 | UN | 1 | 5 | B | D | N | N | 85364900 | 1 | 4011209867840 | 0.279 | KG | 61 | 61 | CP23 | CP23 | Contactor relay, 4 NO + 4 NC, 110 V AC, 50 Hz / 120 V, 60 Hz, Size S00, Ring cable lug connection, Captive auxiliary switch, for SUVA applications | - | 0 | 0
3RH2244-4AM20 |  | 3RH2244-4AM20 | 1 | UN | 1 | 5 | B | D | N | N | 85364900 | 1 | 4011209867864 | 0.278 | KG | 64.64 | 64.64 | CP23 | CP23 | Contactor relay, 4 NO + 4 NC, 208 V AC, 50 / 60 Hz, Size S00, Ring cable lug connection, Captive auxiliary switch, for SUVA applications | - | 0 | 0
3RH2244-4AP60 |  | 3RH2244-4AP60 | 1 | UN | 1 | 5 | B | D | N | N | 85364900 | 1 | 4011209867857 | 0.275 | KG | 61 | 61 | CP23 | CP23 | Contactor relay, 4 NO + 4 NC, 220 V AC, 50 Hz, 240 V, 60 Hz, Size S00, Ring cable lug connection, Captive auxiliary switch, for SUVA applications | - | 0 | 0
3RH2244-4AW20 |  | 3RH2244-4AW20 | 1 | UN | 1 | 5 | B | D | N | N | 85364900 | 1 | 4011209867871 | 0.27 | KG | 64.64 | 64.64 | CP23 | CP23 | Contactor relay, 4 NO + 4 NC, 480 V AC, 50 / 60 Hz, Size S00, Ring cable lug connection, Captive auxiliary switch, for SUVA applications | - | 0 | 0
3RH2244-4BG40 |  | 3RH2244-4BG40 | 1 | UN | 1 | 5 | B | D | N | N | 85364900 | 1 | 4011209867888 | 0.333 | KG | 71 | 71 | CP23 | CP23 | Contactor relay, 4 NO + 4 NC, 125 V DC, Size S00, Ring cable lug connection, Captive auxiliary switch, for SUVA applications | - | 0 | 0
3RH2244-4BN40 |  | 3RH2244-4BN40 | 1 | UN | 1 | 5 | B | D | N | N | 85364900 | 1 | 4011209867895 | 0.335 | KG | 71 | 71 | CP23 | CP23 | Contactor relay, 4 NO + 4 NC, 250 V DC, Size S00, Ring cable lug connection, Captive auxiliary switch, for SUVA applications | - | 0 | 0
3RH2244-4BW40 |  | 3RH2244-4BW40 | 1 | UN | 1 | 5 | B | D | N | N | 85364900 | 1 | 4011209868328 | 0.328 | KG | 66.16 | 66.16 | CP23 | CP23 | Contactor relay, 4 NO + 4 NC, 48 V DC, Size S00, Ring cable lug connection, Captive auxiliary switch, for SUVA applications | - | 0 | 0
3RH2253-1BB40 |  | 3RH2253-1BB40 | 1 | UN | 1 | 5 | B | D | N | N | 85364900 | 1 | 4011209953116 | 0.318 | KG | 67.37 | 67.37 | CP23 | CP23 | Contactor relay, 5 NO + 3 NC, 24 V DC, Size S00, screw terminal, Captive auxiliary switch, for SUVA applications | - | 0 | 0
3RH2262-1AK60 |  | 3RH2262-1AK60 | 1 | UN | 1 | 5 | B | D | N | N | 85364900 | 1 | 4011209912182 | 0.285 | KG | 61 | 61 | CP23 | CP23 | Contactor relay, 6 NO + 2 NC, 110 V AC, 50 Hz / 120 V, 60 Hz, Size S00, screw terminal, Captive auxiliary switch | - | 0 | 0
3RH2262-1AP00 |  | 3RH2262-1AP00 | 1 | UN | 1 | 1 | A | D | N | N | 85364900 | 1 | 4011209847743 | 0.285 | KG | 61 | 59.29 | CP23 | CP23 | Contactor relay, 6 NO + 2 NC, 230 V AC, 50 / 60 Hz, Size S00, screw terminal, Captive auxiliary switch, for SUVA applications | Lista Papel 2020 SI | 0 | 0
3RH2262-1AP60 |  | 3RH2262-1AP60 | 1 | UN | 1 | 5 | B | D | N | N | 85364900 | 1 | 4011209917958 | 0.284 | KG | 61 | 61 | CP23 | CP23 | Contactor relay, 6 NO + 2 NC, 220 V AC, 50 Hz, 240 V, 60 Hz, Size S00, screw terminal, Captive auxiliary switch, for SUVA applications | - | 0 | 0
3RH2262-1BB40 |  | 3RH2262-1BB40 | 1 | UN | 1 | 1 | A | D | N | N | 85364900 | 1 | 4011209848498 | 0.322 | KG | 66.16 | 64.34 | CP23 | CP23 | Contactor relay, 6 NO + 2 NC, 24 V DC, Size S00, screw terminal, Captive auxiliary switch, for SUVA applications | Lista Papel 2020 SI | 0 | 0
3RH2262-2AK60 |  | 3RH2262-2AK60 | 1 | UN | 1 | 5 | B | D | N | N | 85364900 | 1 | 4011209900455 | 0.312 | KG | 61 | 61 | CP23 | CP23 | Contactor relay, 6 NO + 2 NC, 110 V AC 50 Hz / 120 V 60 Hz, Size S00, spring-type terminal, Captive auxiliary switch, | - | 0 | 0
3RH2262-2AP00 |  | 3RH2262-2AP00 | 1 | UN | 1 | 2 | A | D | N | N | 85364900 | 1 | 4011209847804 | 0.313 | KG | 61 | 59.29 | CP23 | CP23 | Contactor relay, 6 NO + 2 NC, 230 V AC, 50 / 60 Hz, Size S00, spring-type terminal, Captive auxiliary switch, for SUVA applications | Lista Papel 2020 SI | 0 | 0
3RH2262-2AP60 |  | 3RH2262-2AP60 | 1 | UN | 1 | 0 | A | D | EAR99 | N | 85364900 | 1 |  | 0.29 | KG | 61 | 61 | CP23 | CP23 | Contactor relay, 6 NO + 2 NC, 220 V AC 50 Hz 240 V 60 Hz, Size S00, spring-type terminal, Captive auxiliary switch, for SUVA applications | - | 0 | 0
3RH2262-2BB40 |  | 3RH2262-2BB40 | 1 | UN | 1 | 1 | A | D | N | N | 85364900 | 1 | 4011209848672 | 0.348 | KG | 66.16 | 64.34 | CP23 | CP23 | Contactor relay, 6 NO + 2 NC, 24 V DC, Size S00, spring-type terminal, Captive auxiliary switch, for SUVA applications | Lista Papel 2020 SI | 0 | 0
3RH2262-2BD80 |  | 3RH2262-2BD80 | 1 | UN | 1 | 5 | B | D | N | N | 85364900 | 1 | 4011209899667 | 0.37 | KG | 71 | 71 | CP23 | CP23 | Contactor relay, 6 NO + 2 NC, 115 V DC, Size S00, spring-type terminal, Captive auxiliary switch, Size S00 | - | 0 | 9
3RH2262-4AK60 |  | 3RH2262-4AK60 | 1 | UN | 1 | 5 | B | D | N | N | 85364900 | 1 | 4011209918405 | 0.276 | KG | 61 | 61 | CP23 | CP23 | Contactor relay, 6 NO + 2 NC, 110 V AC 50 Hz / 120 V 60 Hz, Size S00, Ring cable lug connection, Captive auxiliary switch, | - | 0 | 0
3RH2262-4AM20 |  | 3RH2262-4AM20 | 1 | UN | 1 | 5 | B | D | EAR99 | N | 85364900 | 1 | 4047621070049 | 0.275 | KG | 64.64 | 64.64 | CP23 | CP23 | Contactor relay, 6 NO + 2 NC, 208 V AC 50/60 Hz, Size S00, Ring cable lug connection, Captive auxiliary switch, | - | 0 | 7
3RH2262-4AP60 |  | 3RH2262-4AP60 | 1 | UN | 1 | 5 | B | D | N | N | 85364900 | 1 | 4011209938359 | 0.277 | KG | 61 | 61 | CP23 | CP23 | Contactor relay, 6 NO + 2 NC, 220 V AC 50 Hz 240 V 60 Hz, Size S00, Ring cable lug connection, Captive auxiliary switch, for SUVA applications | - | 0 | 0
3RH2262-4BB40 |  | 3RH2262-4BB40 | 1 | UN | 1 | 5 | B | D | N | N | 85364900 | 1 | 4011209917651 | 0.34 | KG | 66.16 | 66.16 | CP23 | CP23 | Contactor relay, 6 NO + 2 NC, 24 V DC, Size S00, Ring cable lug connection, Captive auxiliary switch, for SUVA applications | - | 0 | 0
3RH2262-4BG40 |  | 3RH2262-4BG40 | 1 | UN | 1 | 5 | B | D | N | N | 85364900 | 1 | 4011209908994 | 0.333 | KG | 71 | 71 | CP23 | CP23 | Contactor relay, 6 NO + 2 NC, 125 V DC, Size S00, Ring cable lug connection, Captive auxiliary switch, | - | 0 | 0
3RH2262-4BN40 |  | 3RH2262-4BN40 | 1 | UN | 1 | 5 | B | D | N | N | 85364900 | 1 | 4011209932197 | 0.328 | KG | 71 | 71 | CP23 | CP23 | Contactor relay, 6 NO + 2 NC, 250 V DC, Size S00, Ring cable lug connection, Captive auxiliary switch, | - | 0 | 0
3RH2262-4BW40 |  | 3RH2262-4BW40 | 1 | UN | 1 | 5 | B | D | N | N | 85364900 | 1 | 4011209911321 | 0.33 | KG | 66.16 | 66.16 | CP23 | CP23 | Contactor relay, 6 NO + 2 NC, 48 V DC, Size S00, Ring cable lug connection, Captive auxiliary switch, | - | 0 | 0
3RH2271-1AK60 |  | 3RH2271-1AK60 | 1 | UN | 1 | 5 | B | D | N | N | 85364900 | 1 | 4011209953123 | 0.287 | KG | 61.71 | 61.71 | CP23 | CP23 | Contactor relay, 7 NO + 1 NC, 110 V AC, 50 Hz / 120 V, 60 Hz, Size S00, screw terminal, Captive auxiliary switch, for SUVA applications | - | 0 | 0
3RH2271-1AP60 |  | 3RH2271-1AP60 | 1 | UN | 1 | 5 | B | D | N | N | 85364900 | 1 | 4047621031736 | 0.293 | KG | 61.71 | 61.71 | CP23 | CP23 | Contactor relay, 7 NO + 1 NC, 220 V AC, 50 Hz / 240 V, 60 Hz, Size S00, screw terminal, Captive auxiliary switch, for SUVA applications | - | 0 | 0
3RH2271-1BB40 |  | 3RH2271-1BB40 | 1 | UN | 1 | 5 | B | D | N | N | 85364900 | 1 | 4011209947443 | 0.32 | KG | 66.16 | 66.16 | CP23 | CP23 | Contactor relay, 7 NO + 1 NC, 24 V DC, Size S00, screw terminal, Captive auxiliary switch, for SUVA applications | - | 0 | 0
3RH2271-2BB40 |  | 3RH2271-2BB40 | 1 | UN | 1 | 5 | B | D | N | N | 85364900 | 1 | 4047621016320 | 0.368 | KG | 66.16 | 66.16 | CP23 | CP23 | Contactor relay, 7 NO + 1 NC, 24 V DC, Size S00, spring-type terminal, Captive auxiliary switch, for SUVA applications | - | 0 | 0
3RH2344-1AF00 |  | 3RH2344-1AF00 | 1 | UN | 1 | 5 | B | D | N | N | 85364900 | 1 | 4011209847590 | 0.29 | KG | 61 | 61 | CP23 | CP23 | Contactor relay, 4 NO + 4 NC, 110 V AC, 50 / 60 Hz, Size S00, screw terminal, Removable auxiliary switch | - | 0 | 0
3RH2344-1AK20-0KA0 |  | 3RH2344-1AK20-0KA0 | 1 | UN | 1 | 5 | B | D | EAR99 | N | 85364900 | 1 | 4047621059785 | 0.285 | KG | 64.14 | 64.14 | CP23 | CP23 | CONTACTOR RELAY, 4NO+4NC, AC 120V, 50/60 HZ, SIZE S00, SCREW TERMINAL, REMOVABLE AUX. SWITCH DIN EN 50005 | - | 0 | 7
3RH2344-1AP00-0KA0 |  | 3RH2344-1AP00-0KA0 | 1 | UN | 1 | 5 | B | D | N | N | 85364900 | 1 | 4011209847811 | 0.286 | KG | 60.5 | 60.5 | CP23 | CP23 | Contactor relay, 4 NO + 4 NC, 230 V AC, 50 / 60 Hz, Size S00, screw terminal, Removable auxiliary switch EN 50005 | - | 0 | 0
3RH2344-1BG40 |  | 3RH2344-1BG40 | 1 | UN | 1 | 5 | B | D | N | N | 85364900 | 1 | 4047621016245 | 0.34 | KG | 70.3 | 70.3 | CP23 | CP23 | Contactor relay with auxiliary switch 125 V DC Size S00, screw terminal, 4 NC basic unit / EN | - | 0 | 0
3RH2344-1CF00 |  | 3RH2344-1CF00 | 1 | UN | 1 | 5 | B | D | N | N | 85364900 | 1 | 4011209931435 | 0.284 | KG | 76.36 | 76.36 | CP23 | CP23 | Contactor relay with auxiliary switch 110 V AC, 50 / 60 Hz Size S00, screw terminal, 4 NC basic unit / EN Varistor plugged on | - | 0 | 9
3RH2344-1CF00-0KA0 |  | 3RH2344-1CF00-0KA0 | 1 | UN | 1 | 5 | B | D | N | N | 85364900 | 1 | 4011209930773 | 0.281 | KG | 73.83 | 73.83 | CP23 | CP23 | Contactor relay, 4 NO + 4 NC, 110 V AC, 50 / 60 Hz, Size S00, screw terminal, 2 NO + 2 NC basic unit / EN Varistor plugged on | - | 0 | 9
3RH2344-1CG60-0KA0 |  | 3RH2344-1CG60-0KA0 | 1 | UN | 1 | 5 | B | D | N | N | 85364900 | 1 | 4011209930766 | 0.254 | KG | 73.83 | 73.83 | CP23 | CP23 | Contactor relay, 4 NO + 4 NC, 100 V AC, 50 / 60 Hz, Size S00, screw terminal, 2 NO + 2 NC basic unit / EN Varistor plugged on | - | 0 | 9
3RH2344-1CH00 |  | 3RH2344-1CH00 | 1 | UN | 1 | 5 | B | D | N | N | 85364900 | 1 | 4011209931428 | 0.287 | KG | 74.54 | 74.54 | CP23 | CP23 | Contactor relay with auxiliary switch 48 V AC, 50 / 60 Hz Size S00, screw terminal, 4 NC basic unit / EN Varistor plugged on | - | 0 | 9
3RH2344-1CH00-0KA0 |  | 3RH2344-1CH00-0KA0 | 1 | UN | 1 | 5 | B | D | N | N | 85364900 | 1 | 4011209930759 | 0.29 | KG | 73.83 | 73.83 | CP23 | CP23 | Contactor relay, 4 NO + 4 NC, 48 V AC, 50 / 60 Hz, Size S00, screw terminal, 2 NO + 2 NC basic unit / EN Varistor plugged on | - | 0 | 9
3RH2344-1CK20 |  | 3RH2344-1CK20 | 1 | UN | 1 | 5 | B | D | N | N | 85364900 | 1 | 4011209931442 | 0.287 | KG | 78.28 | 78.28 | CP23 | CP23 | Contactor relay with auxiliary switch 120 V AC, 50 / 60 Hz Size S00, screw terminal, 4 NC basic unit / EN Varistor plugged on | - | 0 | 9
3RH2344-1CK20-0KA0 |  | 3RH2344-1CK20-0KA0 | 1 | UN | 1 | 5 | B | D | N | N | 85364900 | 1 | 4011209930780 | 0.287 | KG | 75.65 | 75.65 | CP23 | CP23 | Contactor relay, 4 NO + 4 NC, 120 V AC, 50 / 60 Hz, Size S00, screw terminal, 2 NO + 2 NC basic unit / EN Varistor plugged on | - | 0 | 0
3RH2344-1CL00 |  | 3RH2344-1CL00 | 1 | UN | 1 | 5 | B | D | N | N | 85364900 | 1 | 4011209931459 | 0.287 | KG | 78.28 | 78.28 | CP23 | CP23 | Contactor relay with auxiliary switch 125 V AC, 50 / 60 Hz Size S00, screw terminal, 4 NC basic unit / EN Varistor plugged on | - | 0 | 9
3RH2344-1CL00-0KA0 |  | 3RH2344-1CL00-0KA0 | 1 | UN | 1 | 5 | B | D | N | N | 85364900 | 1 | 4011209930797 | 0.285 | KG | 75.65 | 75.65 | CP23 | CP23 | Contactor relay, 4 NO + 4 NC, 125 V AC, 50 / 60 Hz, Size S00, screw terminal, 2 NO + 2 NC basic unit / EN Varistor plugged on | - | 0 | 9
3RH2344-1CM20 |  | 3RH2344-1CM20 | 1 | UN | 1 | 5 | B | D | N | N | 85364900 | 1 | 4011209931466 | 0.285 | KG | 78.28 | 78.28 | CP23 | CP23 | Contactor relay with auxiliary switch 208 V AC, 50 / 60 Hz Size S00, screw terminal, 4 NC basic unit / EN Varistor plugged on | - | 0 | 9
3RH2344-1CM20-0KA0 |  | 3RH2344-1CM20-0KA0 | 1 | UN | 1 | 5 | B | D | N | N | 85364900 | 1 | 4011209930803 | 0.287 | KG | 75.65 | 75.65 | CP23 | CP23 | Contactor relay, 4 NO + 4 NC, 208 V AC, 50 / 60 Hz, Size S00, screw terminal, 2 NO + 2 NC basic unit / EN Varistor plugged on | - | 0 | 9
3RH2344-1CN20 |  | 3RH2344-1CN20 | 1 | UN | 1 | 5 | B | D | N | N | 85364900 | 1 | 4011209931473 | 0.289 | KG | 74.54 | 74.54 | CP23 | CP23 | Contactor relay with auxiliary switch 220 V AC, 50 / 60 Hz Size S00, screw terminal, 4 NC basic unit / EN Varistor plugged on | - | 0 | 9
3RH2344-1CN20-0KA0 |  | 3RH2344-1CN20-0KA0 | 1 | UN | 1 | 5 | B | D | N | N | 85364900 | 1 | 4011209930810 | 0.289 | KG | 73.83 | 73.83 | CP23 | CP23 | Contactor relay, 4 NO + 4 NC, 220 V AC, 50 / 60 Hz, Size S00, screw terminal, 2 NO + 2 NC basic unit / EN Varistor plugged on | - | 0 | 9
3RH2344-1CP00 |  | 3RH2344-1CP00 | 1 | UN | 1 | 5 | B | D | N | N | 85364900 | 1 | 4011209931480 | 0.289 | KG | 74.54 | 74.54 | CP23 | CP23 | Contactor relay with auxiliary switch 230 V AC, 50 / 60 Hz Size S00, screw terminal, 4 NC basic unit / EN Varistor plugged on | - | 0 | 9
3RH2344-1CP00-0KA0 |  | 3RH2344-1CP00-0KA0 | 1 | UN | 1 | 5 | B | D | N | N | 85364900 | 1 | 4011209930827 | 0.288 | KG | 73.83 | 73.83 | CP23 | CP23 | Contactor relay, 4 NO + 4 NC, 230 V AC, 50 / 60 Hz, Size S00, screw terminal, 2 NO + 2 NC basic unit / EN Varistor plugged on | - | 0 | 9
3RH2344-1CU00 |  | 3RH2344-1CU00 | 1 | UN | 1 | 5 | B | D | N | N | 85364900 | 1 | 4011209931497 | 0.29 | KG | 74.54 | 74.54 | CP23 | CP23 | Contactor relay with auxiliary switch 240 V AC, 50 / 60 Hz Size S00, screw terminal, 4 NC basic unit / EN Varistor plugged on | - | 0 | 9
3RH2344-1CU00-0KA0 |  | 3RH2344-1CU00-0KA0 | 1 | UN | 1 | 5 | B | D | N | N | 85364900 | 1 | 4011209930834 | 0.287 | KG | 73.83 | 73.83 | CP23 | CP23 | Contactor relay, 4 NO + 4 NC, 240 V AC, 50 / 60 Hz, Size S00, screw terminal, 2 NO + 2 NC basic unit / EN Varistor plugged on | - | 0 | 9
3RH2344-1DB40 |  | 3RH2344-1DB40 | 1 | UN | 1 | 5 | B | D | N | N | 85364900 | 1 | 4011209931503 | 0.38 | KG | 79.99 | 79.99 | CP23 | CP23 | Contactor relay with auxiliary switch 24 V DC Size S00, screw terminal, 4 NC basic unit / EN Varistor plugged on | - | 0 | 9
3RH2344-1DB40-0KA0 |  | 3RH2344-1DB40-0KA0 | 1 | UN | 1 | 5 | B | D | N | N | 85364900 | 1 | 4011209930858 | 0.343 | KG | 79.99 | 79.99 | CP23 | CP23 | Contactor relay, 4 NO + 4 NC, 24 V DC, screw terminal Size S00, plugged-on varistor | - | 0 | 9
3RH2344-1DE40 |  | 3RH2344-1DE40 | 1 | UN | 1 | 5 | B | D | N | N | 85364900 | 1 | 4011209931527 | 0.347 | KG | 84.84 | 84.84 | CP23 | CP23 | Contactor relay with auxiliary switch 60V DC Size S00, screw terminal, 4 NC basic unit / EN Varistor plugged on | - | 0 | 9
3RH2344-1DE40-0KA0 |  | 3RH2344-1DE40-0KA0 | 1 | UN | 1 | 5 | B | D | N | N | 85364900 | 1 | 4011209930872 | 0.346 | KG | 79.99 | 79.99 | CP23 | CP23 | Contactor relay, 4 NO + 4 NC, 60 V DC, screw terminal, Size S00, plugged-on varistor | - | 0 | 9
3RH2344-1DF40 |  | 3RH2344-1DF40 | 1 | UN | 1 | 5 | B | D | N | N | 85364900 | 1 | 4011209931534 | 0.34 | KG | 79.99 | 79.99 | CP23 | CP23 | Contactor relay with auxiliary switch 110 V DC Size S00, screw terminal, 4 NC basic unit / EN Varistor plugged on | - | 0 | 9
3RH2344-1DF40-0KA0 |  | 3RH2344-1DF40-0KA0 | 1 | UN | 1 | 5 | B | D | N | N | 85364900 | 1 | 4011209930889 | 0.344 | KG | 79.99 | 79.99 | CP23 | CP23 | Contactor relay, 4 NO + 4 NC, 110 V DC, screw terminal, Size S00, plugged-on varistor | - | 0 | 9
3RH2344-1DG40 |  | 3RH2344-1DG40 | 1 | UN | 1 | 5 | B | D | N | N | 85364900 | 1 | 4011209931541 | 0.345 | KG | 84.84 | 84.84 | CP23 | CP23 | Contactor relay with auxiliary switch 125 V DC Size S00, screw terminal, 4 NC basic unit / EN Varistor plugged on | - | 0 | 9
3RH2344-1DG40-0KA0 |  | 3RH2344-1DG40-0KA0 | 1 | UN | 1 | 5 | B | D | N | N | 85364900 | 1 | 4011209930896 | 0.345 | KG | 79.99 | 79.99 | CP23 | CP23 | Contactor relay, 4 NO + 4 NC, 125 V DC, screw terminal, Size S00, plugged-on varistor | - | 0 | 9
3RH2344-1DM40 |  | 3RH2344-1DM40 | 1 | UN | 1 | 5 | B | D | N | N | 85364900 | 1 | 4011209931558 | 0.342 | KG | 79.99 | 79.99 | CP23 | CP23 | Contactor relay with auxiliary switch 220 V DC Size S00, screw terminal, 4 NC basic unit / EN Varistor plugged on | - | 0 | 9
3RH2344-1DM40-0KA0 |  | 3RH2344-1DM40-0KA0 | 1 | UN | 1 | 5 | B | D | N | N | 85364900 | 1 | 4011209930902 | 0.337 | KG | 79.99 | 79.99 | CP23 | CP23 | Contactor relay, 4 NO + 4 NC, 220 V DC, screw terminal, Size S00, plugged-on varistor | - | 0 | 9
3RH2344-1DW40 |  | 3RH2344-1DW40 | 1 | UN | 1 | 5 | B | D | N | N | 85364900 | 1 | 4011209931510 | 0.342 | KG | 79.99 | 79.99 | CP23 | CP23 | Contactor relay with auxiliary switch 48 V DC Size S00, screw terminal, 4 NC basic unit / EN Varistor plugged on | - | 0 | 9
3RH2344-1DW40-0KA0 |  | 3RH2344-1DW40-0KA0 | 1 | UN | 1 | 5 | B | D | N | N | 85364900 | 1 | 4011209930865 | 0.342 | KG | 79.99 | 79.99 | CP23 | CP23 | Contactor relay, 4 NO + 4 NC, 48 V DC,screw terminal, Size S00, plugged-on Varistor | - | 0 | 9
3RH2344-2AF00 |  | 3RH2344-2AF00 | 1 | UN | 1 | 5 | B | D | N | N | 85364900 | 1 | 4011209847637 | 0.313 | KG | 61 | 61 | CP23 | CP23 | Contactor relay, 4 NO + 4 NC, 110 V AC, 50 / 60 Hz, Size S00, spring-type terminal, Removable auxiliary switch | - | 0 | 0
3RH2344-2AP00-0KA0 |  | 3RH2344-2AP00-0KA0 | 1 | UN | 1 | 5 | B | D | N | N | 85364900 | 1 | 4011209847828 | 0.313 | KG | 60.5 | 60.5 | CP23 | CP23 | Contactor relay, 4 NO + 4 NC, 230 V AC, 50 / 60 Hz, Size S00, spring-type terminal, Removable auxiliary switch EN 50005 | - | 0 | 0
3RH2344-2BB40 |  | 3RH2344-2BB40 | 1 | UN | 1 | 5 | B | D | N | N | 85364900 | 1 | 4011209848689 | 0.347 | KG | 66.96 | 66.96 | CP23 | CP23 | Contactor relay, 4 NO + 4 NC, 24 V DC, Size S00, spring-type terminal, Removable auxiliary switch | - | 0 | 0
3RH2353-1CF00-0KA0 |  | 3RH2353-1CF00-0KA0 | 1 | UN | 1 | 5 | B | D | N | N | 85364900 | 1 | 4011209931107 | 0.286 | KG | 73.83 | 73.83 | CP23 | CP23 | Contactor relay, 5 NO + 3 NC, 110 V AC, 50 / 60 Hz, Size S00, screw terminal, 2 NO + 2 NC basic unit / EN Varistor plugged on | - | 0 | 9
3RH2353-1CG60-0KA0 |  | 3RH2353-1CG60-0KA0 | 1 | UN | 1 | 5 | B | D | N | N | 85364900 | 1 | 4011209931138 | 0.286 | KG | 73.83 | 73.83 | CP23 | CP23 | Contactor relay, 5 NO + 3 NC, 100 V AC, 50 / 60 Hz, Size S00, screw terminal, 2 NO + 2 NC basic unit / EN Varistor plugged on | - | 0 | 9
3RH2353-1CH00-0KA0 |  | 3RH2353-1CH00-0KA0 | 1 | UN | 1 | 5 | B | D | N | N | 85364900 | 1 | 4011209931091 | 0.254 | KG | 73.83 | 73.83 | CP23 | CP23 | Contactor relay, 5 NO + 3 NC, 48 V AC, 50 / 60 Hz, Size S00, screw terminal, 2 NO + 2 NC basic unit / EN Varistor plugged on | - | 0 | 9
3RH2353-1CK20-0KA0 |  | 3RH2353-1CK20-0KA0 | 1 | UN | 1 | 5 | B | D | N | N | 85364900 | 1 | 4011209931145 | 0.29 | KG | 75.65 | 75.65 | CP23 | CP23 | Contactor relay, 5 NO + 3 NC, 120 V AC, 50 / 60 Hz, Size S00, screw terminal, 2 NO + 2 NC basic unit / EN Varistor plugged on | - | 0 | 0
3RH2353-1CL00-0KA0 |  | 3RH2353-1CL00-0KA0 | 1 | UN | 1 | 5 | B | D | N | N | 85364900 | 1 | 4011209931114 | 0.286 | KG | 75.65 | 75.65 | CP23 | CP23 | Contactor relay, 5 NO + 3 NC, 125 V AC, 50 / 60 Hz, size S00, screw terminal, 2 NO + 2 NC basic unit / DIN EN Varistor plugged on | - | 0 | 9
3RH2353-1CM20-0KA0 |  | 3RH2353-1CM20-0KA0 | 1 | UN | 1 | 5 | B | D | N | N | 85364900 | 1 | 4011209931152 | 0.283 | KG | 75.65 | 75.65 | CP23 | CP23 | Contactor relay, 5 NO + 3 NC, 208 V AC, 50 / 60 Hz, Size S00, screw terminal, 2 NO + 2 NC basic unit / EN Varistor plugged on | - | 0 | 9
3RH2353-1CN20-0KA0 |  | 3RH2353-1CN20-0KA0 | 1 | UN | 1 | 5 | B | D | N | N | 85364900 | 1 | 4011209931169 | 0.293 | KG | 73.83 | 73.83 | CP23 | CP23 | Contactor relay, 5 NO + 3 NC, 220 V AC, 50 / 60 Hz, Size S00, screw terminal, 2 NO + 2 NC basic unit / EN Varistor plugged on | - | 0 | 9
3RH2353-1CP00-0KA0 |  | 3RH2353-1CP00-0KA0 | 1 | UN | 1 | 5 | B | D | N | N | 85364900 | 1 | 4011209931084 | 0.285 | KG | 73.83 | 73.83 | CP23 | CP23 | Contactor relay, 5 NO + 3 NC, 230 V AC, 50 / 60 Hz, Size S00, screw terminal, 2 NO + 2 NC basic unit / EN Varistor plugged on | - | 0 | 9
3RH2353-1CU00-0KA0 |  | 3RH2353-1CU00-0KA0 | 1 | UN | 1 | 5 | B | D | N | N | 85364900 | 1 | 4011209931121 | 0.285 | KG | 73.83 | 73.83 | CP23 | CP23 | Contactor relay, 5 NO + 3 NC, 240 V AC, 50 / 60 Hz, Size S00, screw terminal, 2 NO + 2 NC basic unit / EN Varistor plugged on | - | 0 | 9
3RH2353-1DB40-0KA0 |  | 3RH2353-1DB40-0KA0 | 1 | UN | 1 | 5 | B | D | N | N | 85364900 | 1 | 4011209931176 | 0.345 | KG | 79.99 | 79.99 | CP23 | CP23 | Contactor relay, 5 NO + 3 NC, 24 V DC, Size S00, screw terminal, plugged-on varistor | - | 0 | 9
3RH2353-1DE40-0KA0 |  | 3RH2353-1DE40-0KA0 | 1 | UN | 1 | 5 | B | D | N | N | 85364900 | 1 | 4011209931190 | 0.347 | KG | 79.99 | 79.99 | CP23 | CP23 | Contactor relay, 5 NO + 3 NC, 60 V DC, Size S00, screw terminal, plugged-on varistor | - | 0 | 9
3RH2353-1DF40-0KA0 |  | 3RH2353-1DF40-0KA0 | 1 | UN | 1 | 5 | B | D | N | N | 85364900 | 1 | 4011209931206 | 0.339 | KG | 79.99 | 79.99 | CP23 | CP23 | Contactor relay, 5 NO + 3 NC, 110 V DC, Size S00, screw terminal, plugged-on varistor | - | 0 | 9
3RH2353-1DG40-0KA0 |  | 3RH2353-1DG40-0KA0 | 1 | UN | 1 | 5 | B | D | N | N | 85364900 | 1 | 4011209931213 | 0.345 | KG | 79.99 | 79.99 | CP23 | CP23 | Contactor relay, 5 NO + 3 NC, 125 V DC, Size S00, screw terminal, plugged-on varistor | - | 0 | 9
3RH2353-1DM40-0KA0 |  | 3RH2353-1DM40-0KA0 | 1 | UN | 1 | 5 | B | D | N | N | 85364900 | 1 | 4011209931220 | 0.34 | KG | 79.99 | 79.99 | CP23 | CP23 | Contactor relay, 5 NO + 3 NC, 220 V DC, Size S00, screw terminal, plugged-on varistor | - | 0 | 9
3RH2353-1DW40-0KA0 |  | 3RH2353-1DW40-0KA0 | 1 | UN | 1 | 5 | B | D | N | N | 85364900 | 1 | 4011209931183 | 0.342 | KG | 79.99 | 79.99 | CP23 | CP23 | Contactor relay, 5 NO + 3 NC, 48 V DC, Size S00, screw terminal, plugged-on varistor | - | 0 | 9
3RH2362-2AF00 |  | 3RH2362-2AF00 | 1 | UN | 1 | 5 | B | D | N | N | 85364900 | 1 | 4011209847644 | 0.312 | KG | 61.31 | 61.31 | CP23 | CP23 | Contactor relay, 6 NO + 2 NC, 110 V AC, 50 / 60 Hz, Size S00, spring-type terminal, Removable auxiliary switch | - | 0 | 0
3RH2362-2BB40 |  | 3RH2362-2BB40 | 1 | UN | 1 | 2 | A | D | N | N | 85364900 | 1 | 4011209848665 | 0.351 | KG | 66.96 | 66.96 | CP23 | CP23 | Contactor relay, 6 NO + 2 NC, 24 V DC, Size S00, spring-type terminal, Removable auxiliary switch | - | 0 | 0
3RH2362-2BC40 |  | 3RH2362-2BC40 | 1 | UN | 1 | 5 | B | D | N | N | 85364900 | 1 | 4011209896406 | 0.371 | KG | 71.61 | 71.61 | CP23 | CP23 | Contactor relay, 6 NO + 2 NC, 30 V DC, Size S00, spring-type terminal, Removable auxiliary switch | - | 0 | 0
3RH2362-2GG20 |  | 3RH2362-2GG20 | 1 | UN | 1 | 5 | B | D | N | N | 85364900 | 1 | 4011209849167 | 0.382 | KG | 76.36 | 76.36 | CP23 | CP23 | Contactor relay, 6 NO + 2 NC, 110 V AC, 50 / 60 Hz, with full-wave rectifier, Size S00, Spring-type connection, Removable auxiliary switch | - | 0 | 0
3RH2371-2FB40 |  | 3RH2371-2FB40 | 1 | UN | 1 | 2 | A | D | N | N | 85364900 | 1 | 4011209897113 | 0.37 | KG | 76.15 | 76.15 | CP23 | CP23 | Contactor relay, 7 NO + 1 NC, 24 V DC, with integrated diode Size. S00, spring-type terminal, Removable auxiliary switch | - | 0 | 0
3RH2422-1AB00 |  | 3RH2422-1AB00 | 1 | UN | 1 | 5 | B | D | N | N | 85364900 | 1 | 4011209850071 | 0.444 | KG | 128.27 | 124.23 | CP23 | CP23 | Contactor relay, latched, 2 NO + 2 NC, 24 V AC, 50 / 60 Hz, Size S00, screw terminal | Lista Papel 2020 SI | 0 | 0
3RH2422-1AD00 |  | 3RH2422-1AD00 | 1 | UN | 1 | 5 | B | D | N | N | 85364900 | 1 | 4011209850088 | 0.454 | KG | 132.31 | 132.31 | CP23 | CP23 | Contactor relay, latched, 2 NO + 2 NC, 42 V AC, 50 / 60 Hz, Size S00, screw terminal | - | 0 | 0
3RH2422-1AF00 |  | 3RH2422-1AF00 | 1 | UN | 1 | 5 | B | D | N | N | 85364900 | 1 | 4011209850095 | 0.43 | KG | 128.27 | 124.23 | CP23 | CP23 | Contactor relay, latched, 2 NO + 2 NC, 110 V AC, 50 / 60 Hz, Size S00, screw terminal | Lista Papel 2020 SI | 0 | 0
3RH2422-1AK60 |  | 3RH2422-1AK60 | 1 | UN | 1 | 5 | B | D | N | N | 85364900 | 1 | 4011209914308 | 0.47 | KG | 128.27 | 128.27 | CP23 | CP23 | Contactor relay, latched, 2 NO + 2 NC, 110 V AC, 50 Hz, 120 V, 60 Hz, Size S00, screw terminal | - | 0 | 0
3RH2422-1AN20 |  | 3RH2422-1AN20 | 1 | UN | 1 | 5 | B | D | N | N | 85364900 | 1 | 4011209936676 | 0.449 | KG | 128.27 | 128.27 | CP23 | CP23 | Contactor relay, latched, 2 NO + 2 NC, 220 V AC, 50 / 60 Hz, Size S00, screw terminal | - | 0 | 0
3RH2422-1AP00 |  | 3RH2422-1AP00 | 1 | UN | 1 | 5 | B | D | N | N | 85364900 | 1 | 4011209850101 | 0.448 | KG | 128.27 | 124.23 | CP23 | CP23 | Contactor relay, latched, 2 NO + 2 NC, 230 V AC, 50 / 60 Hz, Size S00, screw terminal | Lista Papel 2020 SI | 0 | 0
3RH2422-1AP60 |  | 3RH2422-1AP60 | 1 | UN | 1 | 5 | B | D | N | N | 85364900 | 1 | 4011209913967 | 0.45 | KG | 128.27 | 128.27 | CP23 | CP23 | Contactor relay, latched, 2 NO + 2 NC, 220 V AC, 50 Hz, 240 V, 60 Hz, Size S00, screw terminal | - | 0 | 0
3RH2422-1AU00 |  | 3RH2422-1AU00 | 1 | UN | 1 | 5 | B | D | N | N | 85364900 | 1 | 4047621013787 | 0.445 | KG | 128.27 | 128.27 | CP23 | CP23 | Contactor relay, latched, 2 NO + 2 NC, 240 V AC, 50 / 60 Hz, Size S00, screw terminal | - | 0 | 0
3RH2422-1BB40 |  | 3RH2422-1BB40 | 1 | UN | 1 | 2 | A | D | N | N | 85364900 | 1 | 4011209850118 | 0.571 | KG | 134.33 | 130.29 | CP23 | CP23 | Contactor relay, latched, 2 NO + 2 NC, 24 V DC, Size S00, screw terminal | Lista Papel 2020 SI | 0 | 0
3RH2422-1BC40 |  | 3RH2422-1BC40 | 1 | UN | 1 | 5 | B | D | N | N | 85364900 | 1 | 4011209929715 | 0.555 | KG | 139.38 | 139.38 | CP23 | CP23 | Contactor relay, latched, 2 NO + 2 NC, 30 V DC, Size S00, screw terminal | - | 0 | 0
3RH2422-1BF40 |  | 3RH2422-1BF40 | 1 | UN | 1 | 5 | B | D | N | N | 85364900 | 1 | 4011209850125 | 0.568 | KG | 134.33 | 130.29 | CP23 | CP23 | Contactor relay, latched, 2 NO + 2 NC, 110 V DC, Size S00, screw terminal | Lista Papel 2020 SI | 0 | 0
3RH2422-1BG40 |  | 3RH2422-1BG40 | 1 | UN | 1 | 5 | B | D | N | N | 85364900 | 1 | 4011209850132 | 0.562 | KG | 140.39 | 140.39 | CP23 | CP23 | Contactor relay, latched, 2 NO + 2 NC, 125 V DC, Size S00, screw terminal | - | 0 | 0
3RH2422-1BJ80 |  | 3RH2422-1BJ80 | 1 | UN | 1 | 5 | B | D | N | N | 85364900 | 1 | 4011209929104 | 0.535 | KG | 140.39 | 140.39 | CP23 | CP23 | Contactor relay, latched, 2 NO + 2 NC, DC 72 V, Size S00, screw terminal | - | 0 | 0
3RH2422-1BM40 |  | 3RH2422-1BM40 | 1 | UN | 1 | 5 | B | D | N | N | 85364900 | 1 | 4011209850149 | 0.56 | KG | 134.33 | 130.29 | CP23 | CP23 | Contactor relay, latched, 2 NO + 2 NC, 220 V DC, Size S00, screw terminal | Lista Papel 2020 SI | 0 | 0
3RH2422-1BW40 |  | 3RH2422-1BW40 | 1 | UN | 1 | 5 | B | D | N | N | 85364900 | 1 | 4047621045962 | 0.555 | KG | 134.33 | 134.33 | CP23 | CP23 | Contactor relay, latched, 2 NO + 2 NC, 48 V DC Size S00, screw terminal | - | 0 | 0
3RH2422-1HB40-0LA0 |  | 3RH2422-1HB40-0LA0 | 1 | UN | 1 | 0 | A | D | EAR99 | N | 85364900 | 1 |  | 0.584 | KG | 172.71 | 172.71 | CP23 | CP23 | Contactor relay latched railway, 2 NO + 1 NC, 24 V DC, 0.7 ... 1.25* US, without coil circuit, Size S00, screw terminal suitable for PLC outputs | - | 0 | 0
3RH2422-1LB40-0LA0 |  | 3RH2422-1LB40-0LA0 | 1 | UN | 1 | 5 | B | D | N | N | 85364900 | 1 | 4047621006000 | 0.593 | KG | 181.8 | 181.8 | CP23 | CP23 | Contactor relay latched railway, 2 NO + 1 NC, 24 V DC, 0.7 ... 1.25* US, with varistor integrated, Size S00, screw terminal | - | 0 | 0
3RH2422-1LF40-0LA0 |  | 3RH2422-1LF40-0LA0 | 1 | UN | 1 | 5 | B | D | N | N | 85364900 | 1 | 4011209915220 | 0.584 | KG | 181.8 | 181.8 | CP23 | CP23 | Contactor relay latched railway, 2 NO + 1 NC, 110 V DC, 0.7 ... 1.25* US, with varistor integrated, Size S00, screw terminal | - | 0 | 0
3RH2422-1XB40-0LA2 |  | 3RH2422-1XB40-0LA2 | 1 | UN | 1 | 0 | A | D | EAR99 | N | 85364900 | 1 | 4047621064222 | 0.573 | KG | 190.89 | 190.89 | CP23 | CP23 | Contactor relay latched railway, 2 NO + 1 NC, 110 V DC, 0.7 ... 1.25* US, without coil circuit, Size S00, screw terminal suitable for PLC outputs | - | 0 | 7
3RH2422-1XF40-0LA2 |  | 3RH2422-1XF40-0LA2 | 1 | UN | 1 | 5 | B | D | N | N | 85364900 | 1 | 4047621047393 | 0.56 | KG | 190.89 | 190.89 | CP23 | CP23 | Contactor relay latched railway, 2 NO + 2 NC, 72..125 V DC, 0.7 ... 1.25* Us, with integr. varistor, Size S00, screw terminal Suitable for PLC outputs | - | 0 | 0
3RH2422-2LF40-0LA0 |  | 3RH2422-2LF40-0LA0 | 1 | UN | 1 | 0 | A | D | EAR99 | N | 85364900 | 1 |  | 0.28 | KG | 244.42 | 244.42 | CP23 | CP23 | Contactor relay latched railway, 2 NO + 1 NC, 110 V DC, 0.7 ... 1.25* US, with varistor integrated, Size S00, screw terminal | - | 0 | 7
3RH2422-2LJ80-0LA0 |  | 3RH2422-2LJ80-0LA0 | 1 | UN | 1 | 0 | A | D | EAR99 | N | 85364900 | 1 |  | 0.28 | KG | 253.51 | 253.51 | CP23 | CP23 | Contactor relay latched railway, 2 NO + 1 NC, DC 72 V, 0.7 ... 1.25* US, with varistor integrated, Size S00, Spring-type terminal | - | 0 | 7
3RH2431-1AB00 |  | 3RH2431-1AB00 | 1 | UN | 1 | 5 | B | D | N | N | 85364900 | 1 | 4011209850156 | 0.44 | KG | 128.27 | 124.23 | CP23 | CP23 | Contactor relay, latched, 3 NO + 1 NC, 24 V AC, 50 / 60 Hz, Size S00, screw terminal | Lista Papel 2020 SI | 0 | 0
3RH2431-1AF00 |  | 3RH2431-1AF00 | 1 | UN | 1 | 5 | B | D | N | N | 85364900 | 1 | 4011209850170 | 0.445 | KG | 128.27 | 124.23 | CP23 | CP23 | Contactor relay, latched, 3 NO + 1 NC, 110 V AC, 50 / 60 Hz, Size S00, screw terminal | Lista Papel 2020 SI | 0 | 0
3RH2431-1AK60 |  | 3RH2431-1AK60 | 1 | UN | 1 | 5 | B | D | N | N | 85364900 | 1 | 4011209947580 | 0.446 | KG | 128.27 | 128.27 | CP23 | CP23 | Contactor relay, latched, 3 NO + 1 NC, 110 V AC, 50 Hz, 120 V, 60 Hz, Size S00, screw terminal | - | 0 | 0
3RH2431-1AP00 |  | 3RH2431-1AP00 | 1 | UN | 1 | 5 | B | D | N | N | 85364900 | 1 | 4011209850187 | 0.447 | KG | 128.27 | 124.23 | CP23 | CP23 | Contactor relay, latched, 3 NO + 1 NC, 230 V AC, 50 / 60 Hz, Size S00, screw terminal | Lista Papel 2020 SI | 0 | 0
3RH2431-1AP60 |  | 3RH2431-1AP60 | 1 | UN | 1 | 5 | B | D | N | N | 85364900 | 1 | 4047621021942 | 0.455 | KG | 128.27 | 128.27 | CP23 | CP23 | Contactor relay, latched, 3 NO + 1 NC, 220 V AC, 50 Hz, 240 V, 60 Hz, Size S00, screw terminal | - | 0 | 0
3RH2431-1AU00 |  | 3RH2431-1AU00 | 1 | UN | 1 | 0 | A | D | EAR99 | N | 85364900 | 1 | 4047621062846 | 0.452 | KG | 128.27 | 128.27 | CP23 | CP23 | Contactor relay, latched, 3 NO + 1 NC, 240 V AC, 50 / 60 Hz, Size S00, screw terminal | - | 0 | 0
3RH2431-1BB40 |  | 3RH2431-1BB40 | 1 | UN | 1 | 5 | B | D | N | N | 85364900 | 1 | 4011209850194 | 0.57 | KG | 134.33 | 130.29 | CP23 | CP23 | Contactor relay, latched, 3 NO + 1 NC, 24 V DC, Size S00, screw terminal | Lista Papel 2020 SI | 0 | 0
3RH2431-1BF40 |  | 3RH2431-1BF40 | 1 | UN | 1 | 5 | B | D | N | N | 85364900 | 1 | 4011209850200 | 0.565 | KG | 134.33 | 130.29 | CP23 | CP23 | Contactor relay, latched, 3 NO + 1 NC, 110 V DC, Size S00, screw terminal | Lista Papel 2020 SI | 0 | 0
3RH2431-1BG40 |  | 3RH2431-1BG40 | 1 | UN | 1 | 5 | B | D | N | N | 85364900 | 1 | 4047621007960 | 0.564 | KG | 140.39 | 140.39 | CP23 | CP23 | Contactor relay, latched, 3 NO + 1 NC, 125 V DC, Size S00, screw terminal | - | 0 | 0
3RH2431-1BM40 |  | 3RH2431-1BM40 | 1 | UN | 1 | 5 | B | D | N | N | 85364900 | 1 | 4011209850217 | 0.564 | KG | 134.33 | 130.29 | CP23 | CP23 | Contactor relay, latched, 3 NO + 1 NC, 220 V DC, Size S00, screw terminal | Lista Papel 2020 SI | 0 | 0
3RH2431-1LW80-0LA0 |  | 3RH2431-1LW80-0LA0 | 1 | UN | 1 | 5 | B | D | N | N | 85364900 | 1 | 4011209900615 | 0.592 | KG | 186.85 | 186.85 | CP23 | CP23 | Contactor relay, latched railway, 3 NO, 32 V DC, 0.7 ... 1.25* US, with integrated varistor, and series resistor, Size S00, screw terminal | - | 0 | 0
3RH2431-1UW80 |  | 3RH2431-1UW80 | 1 | UN | 1 | 5 | B | D | N | N | 85364900 | 1 | 4011209914438 | 0.564 | KG | 173.72 | 173.72 | CP23 | CP23 | Contactor relay, latched, 3 NO + 1 NC, 32 V DC, Integrated varistor, Size S00, screw terminal | - | 0 | 0
3RH2431-1XF40-0LA2 |  | 3RH2431-1XF40-0LA2 | 1 | UN | 1 | 5 | B | D | N | N | 85364900 | 1 | 4047621056500 | 0.555 | KG | 190.89 | 190.89 | CP23 | CP23 | Contactor relay, latched, railway, 3 NO + 1 NC, 72..125 V DC, 0.7 ... 1.25* US, without coil circuit, size S00 Screw terminal Suitable for PLC outputs | - | 0 | 7
3RH2440-1AB00 |  | 3RH2440-1AB00 | 1 | UN | 1 | 5 | B | D | N | N | 85364900 | 1 | 4011209850224 | 0.441 | KG | 128.27 | 124.23 | CP23 | CP23 | Contactor relay, latched, 4 NO, 24 V AC, 50 / 60 Hz, Size S00, screw terminal | Lista Papel 2020 SI | 0 | 0
3RH2440-1AF00 |  | 3RH2440-1AF00 | 1 | UN | 1 | 5 | B | D | N | N | 85364900 | 1 | 4011209850248 | 0.445 | KG | 128.27 | 124.23 | CP23 | CP23 | Contactor relay, latched, 4 NO, 110 V AC, 50 / 60 Hz, Size S00, screw terminal | Lista Papel 2020 SI | 0 | 0
3RH2440-1AK60 |  | 3RH2440-1AK60 | 1 | UN | 1 | 5 | B | D | N | N | 85364900 | 1 | 4011209935716 | 0.443 | KG | 128.27 | 128.27 | CP23 | CP23 | Contactor relay, latched, 4 NO, 110 V AC, 50 Hz, 120 V, 60 Hz, Size S00, screw terminal | - | 0 | 0
3RH2440-1AN20 |  | 3RH2440-1AN20 | 1 | UN | 1 | 5 | B | D | N | N | 85364900 | 1 | 4047621010632 | 0.445 | KG | 127.26 | 127.26 | CP23 | CP23 | Contactor relay, latched, 4 NO, 220 V AC, 50 / 60 Hz, Size S00, screw terminal | - | 0 | 0
3RH2440-1AP00 |  | 3RH2440-1AP00 | 1 | UN | 1 | 5 | B | D | N | N | 85364900 | 1 | 4011209849457 | 0.446 | KG | 128.27 | 124.23 | CP23 | CP23 | Contactor relay, latched, 4 NO, 230 V AC, 50 / 60 Hz, Size S00, screw terminal | Lista Papel 2020 SI | 0 | 0
3RH2440-1AP60 |  | 3RH2440-1AP60 | 1 | UN | 1 | 5 | B | D | N | N | 85364900 | 1 | 4047621008325 | 0.451 | KG | 128.27 | 128.27 | CP23 | CP23 | Contactor relay, latched, 4 NO, 220 V AC, 50 Hz, 240 V, 60 Hz, Size S00, screw terminal | - | 0 | 0
3RH2440-1AU00 |  | 3RH2440-1AU00 | 1 | UN | 1 | 5 | B | D | N | N | 85364900 | 1 | 4047621044446 | 0.45 | KG | 128.27 | 128.27 | CP23 | CP23 | Contactor relay, latched, 4 NO, 240 V AC, 50 / 60 Hz, Size S00, screw terminal | - | 0 | 0
3RH2440-1BB40 |  | 3RH2440-1BB40 | 1 | UN | 1 | 5 | B | D | N | N | 85364900 | 1 | 4011209850255 | 0.554 | KG | 134.33 | 130.29 | CP23 | CP23 | Contactor relay, latched, 4 NO, 24 V DC, Size S00, screw terminal | Lista Papel 2020 SI | 0 | 0
3RH2440-1BF40 |  | 3RH2440-1BF40 | 1 | UN | 1 | 5 | B | D | N | N | 85364900 | 1 | 4011209850262 | 0.561 | KG | 134.33 | 130.29 | CP23 | CP23 | Contactor relay, latched, 4 NO, 110 V DC, Size S00, screw terminal | Lista Papel 2020 SI | 0 | 0
3RH2440-1BG40 |  | 3RH2440-1BG40 | 1 | UN | 1 | 5 | B | D | N | N | 85364900 | 1 | 4011209850279 | 0.559 | KG | 140.39 | 140.39 | CP23 | CP23 | Contactor relay, latched, 4 NO, 125 V DC, Size S00, screw terminal | - | 0 | 0
3RH2440-1BM40 |  | 3RH2440-1BM40 | 1 | UN | 1 | 5 | B | D | N | N | 85364900 | 1 | 4011209850286 | 0.563 | KG | 134.33 | 130.29 | CP23 | CP23 | Contactor relay, latched, 4 NO, 220 V DC, Size S00, screw terminal | Lista Papel 2020 SI | 0 | 0
3RH2440-1BN40 |  | 3RH2440-1BN40 | 1 | UN | 1 | 5 | B | D | EAR99 | N | 85364900 | 1 | 4047621069777 | 0.555 | KG | 140.39 | 140.39 | CP23 | CP23 | Contactor relay, latched, 4 NO, 250 V DC, Size S00, Screw terminal | - | 0 | 7
3RH2440-1BW40 |  | 3RH2440-1BW40 | 1 | UN | 1 | 5 | B | D | N | N | 85364900 | 1 | 4047621050621 | 0.554 | KG | 134.33 | 134.33 | CP23 | CP23 | Contactor relay, latched, 4 NO, 48 V DC, Size S00, screw terminal | - | 0 | 0
3RH2911-1AA01 |  | 3RH2911-1AA01 | 1 | UN | 1 | 1 | A | D | N | N | 85365080 | 1 | 4011209830035 | 0.02 | KG | 7.12 | 6.92 | CP26 | CP26 | Auxiliary switch on the front, 1 NC Current path 1 NC Connection from top for 3RH and 3RT screw terminal 71/72 | Lista Papel 2020 SI | 0 | 0
3RH2911-1AA01-Z | X90 | 3RH2911-1AA01-ZX90 | 1 | UN | 1 | 5 | B | D | N | N | 85365080 | 10 | 4011209921832 | 0.02 | KG | 7.12 | 7.12 | CP26 | CP26 | Auxiliary switch on the front, 1 NC Current path 1 NC Connection from top for 3RH and 3RT screw terminal 71/72 Pack of 10 | - | 0 | 0
3RH2911-1AA10 |  | 3RH2911-1AA10 | 1 | UN | 1 | 1 | A | D | N | N | 85365080 | 1 | 4011209830028 | 51.3 | G | 7.12 | 6.92 | CP26 | CP26 | Auxiliary switch on the front, 1 NO Current path 1 NO Connection from top for 3RH and 3RT screw terminal 73/74 | Lista Papel 2020 SI | 0 | 0
3RH2911-1AA10-Z | X90 | 3RH2911-1AA10-ZX90 | 1 | UN | 1 | 5 | B | D | N | N | 85365080 | 10 | 4011209921849 | 51.3 | G | 7.12 | 7.12 | CP26 | CP26 | Auxiliary switch on the front, 1 NO Current path 1 NO Connection from top for 3RH and 3RT screw terminal 73/74 Pack of 10 | - | 0 | 0
3RH2911-1BA01 |  | 3RH2911-1BA01 | 1 | UN | 1 | 1 | A | D | N | N | 85365080 | 1 | 4011209830059 | 51.3 | G | 7.12 | 6.92 | CP26 | CP26 | Auxiliary switch on the front, 1 NC Current path 1 NC Connection from below for 3RH and 3RT screw terminal 71/72 | Lista Papel 2020 SI | 0 | 0
3RH2911-1BA10 |  | 3RH2911-1BA10 | 1 | UN | 1 | 1 | A | D | N | N | 85365080 | 1 | 4011209830042 | 51.3 | G | 7.12 | 6.92 | CP26 | CP26 | Auxiliary switch on the front, 1 NO Current path 1 NO Connection from below for 3RH and 3RT screw terminal 73/74 | Lista Papel 2020 SI | 0 | 0
3RH2911-1DA02 |  | 3RH2911-1DA02 | 1 | UN | 1 | 2 | A | D | N | N | 85365080 | 1 | 4011209790254 | 40 | G | 13.68 | 13.3 | CP26 | CP26 | Auxiliary switch lateral, 2 NC Current path 1 NC, 1 NC for 3RH and 3RT screw terminal R: 21/22, 31/32 L: 41/42, 51/52 | Lista Papel 2020 SI | 0 | 0
3RH2911-1DA11 |  | 3RH2911-1DA11 | 1 | UN | 1 | 2 | A | D | N | N | 85365080 | 1 | 4011209787094 | 40 | G | 13.68 | 13.3 | CP26 | CP26 | Auxiliary switch lateral, 1 NO + 1 NC Current path 1 NC, 1 NO for 3RH and 3RT screw terminal R: 21/22, 33/34 L: 41/42, 53/54 | Lista Papel 2020 SI | 0 | 0
3RH2911-1DA20 |  | 3RH2911-1DA20 | 1 | UN | 1 | 2 | A | D | N | N | 85365080 | 1 | 4011209790261 | 40 | G | 13.68 | 13.3 | CP26 | CP26 | Auxiliary switch lateral, 2 NO Current path 1 NO, 1 NO for 3RH and 3RT screw terminal R: 23/24, 33/34 L: 43/44, 53/54 | Lista Papel 2020 SI | 0 | 0
3RH2911-1FA04 |  | 3RH2911-1FA04 | 1 | UN | 1 | 1 | A | D | N | N | 85365080 | 1 | 4011209829404 | 0.052 | KG | 15.3 | 14.82 | CP26 | CP26 | Auxiliary switch on the front, 4 NC Current path 1 NC, 1 NC, 1 NC, 1 NC for 3RH and 3RT screw terminal .1/.2, .1/.2, .1/.2, .1/.2 | Lista Papel 2020 SI | 0 | 0
3RH2911-1FA22 |  | 3RH2911-1FA22 | 1 | UN | 1 | 1 | A | D | N | N | 85365080 | 1 | 4011209878174 | 0.052 | KG | 15.3 | 15.3 | CP26 | CP26 | Auxiliary switch on the front, 2 NO + 2 NC Current path 1 NO, 1 NC, 1 NC, 1 NO for 3RH and 3RT screw terminal .3/.4, .1/.2, .1/.2, .3/.4 | - | 0 | 0
3RH2911-1FA22-0MA0 |  | 3RH2911-1FA22-0MA0 | 1 | UN | 1 | 5 | B | D | N | N | 85365080 | 1 | 4011209900783 | 0.055 | KG | 15.3 | 15.3 | CP26 | CP26 | Auxiliary switch on the front, 2 NO + 2 NC Current path 1 NO, 1 NO, 1 NC, 1 NC for 3RH and 3RT screw terminal .3/.4, .3/.4, .1/.2, .1/.2 | - | 0 | 0
3RH2911-1FA22-Z | W97 | 3RH2911-1FA22-ZW97 | 1 | UN | 1 | 5 | B | D | N | N | 85365080 | 120 | 4011209936058 | 0.05 | KG | 15.3 | 15.3 | CP26 | CP26 | Auxiliary switch on the front, 2 NO + 2 NC Current path 1 NO, 1 NC, 1 NC, 1 NO for 3RH and 3RT screw terminal .3/.4, .1/.2, .1/.2, .3/.4 Multi-unit packaging = 120 units | - | 0 | 0
3RH2911-1FA40 |  | 3RH2911-1FA40 | 1 | UN | 1 | 1 | A | D | N | N | 85365080 | 1 | 4011209829398 | 0.052 | KG | 15.3 | 14.82 | CP26 | CP26 | Auxiliary switch on the front, 4 NO Current path 1 NO, 1 NO, 1 NO, 1 NO for 3RH and 3RT screw terminal .3/.4, .3/.4, .3/.4, .3/.4 | Lista Papel 2020 SI | 0 | 0
3RH2911-1FA40-Z | W96 | 3RH2911-1FA40-ZW96 | 1 | UN | 1 | 5 | B | D | N | N | 85365080 | 240 | 4011209892477 | 0.05 | KG | 15.3 | 15.3 | CP26 | CP26 | Auxiliary switch on the front, 4 NO Current path 1 NO, 1 NO, 1 NO, 1 NO for 3RH and 3RT screw terminal .3/.4, .3/.4, .3/.4, .3/.4 Multi-unit packaging = 240 units | - | 0 | 0
3RH2911-1FA40-Z | W97 | 3RH2911-1FA40-ZW97 | 1 | UN | 1 | 5 | B | D | N | N | 85365080 | 120 | 4011209892484 | 0.05 | KG | 15.3 | 15.3 | CP26 | CP26 | Auxiliary switch on the front, 4 NO Current path 1 NO, 1 NO, 1 NO, 1 NO for 3RH and 3RT screw terminal .3/.4, .3/.4, .3/.4, .3/.4 Multi-unit packaging = 120 units | - | 0 | 0
3RH2911-1FA40-Z | W98 | 3RH2911-1FA40-ZW98 | 1 | UN | 1 | 5 | B | D | N | N | 85365080 | 60 | 4011209895409 | 0.05 | KG | 15.3 | 15.3 | CP26 | CP26 | Auxiliary switch on the front, 4 NO Current path 1 NO, 1 NO, 1 NO, 1 NO for 3RH and 3RT screw terminal .3/.4, .3/.4, .3/.4, .3/.4 Multi-unit packaging = 60 units | - | 0 | 0
3RH2911-1FA40-Z | X95 | 3RH2911-1FA40-ZX95 | 1 | UN | 1 | 5 | B | D | N | N | 85365080 | 351 | 4011209892453 | 0.052 | KG | 15.3 | 15.3 | CP26 | CP26 | Auxiliary switch on the front, 4 NO Current path 1 NO, 1 NO, 1 NO, 1 NO for 3RH and 3RT screw terminal .3/.4, .3/.4, .3/.4, .3/.4 Reusable packaging = 351 units | - | 0 | 0
3RH2911-1FB11 |  | 3RH2911-1FB11 | 1 | UN | 1 | 1 | A | D | N | N | 85365080 | 1 | 4011209829428 | 0.051 | KG | 18.24 | 17.77 | CP26 | CP26 | Auxiliary switch 11 U, on the front, 1 NO + 1 NC Current path 1 NO, --, 1 NC, -- for 3RH and 3RT screw terminal .7/.8, --/--, .5/.6, --/-- | Lista Papel 2020 SI | 0 | 0
3RH2911-1FB11-Z | W97 | 3RH2911-1FB11-ZW97 | 1 | UN | 1 | 5 | B | D | N | N | 85365080 | 120 | 4011209947641 | 0.05 | KG | 18.24 | 18.24 | CP26 | CP26 | Auxiliary switch 11 U, on the front, 1 NO + 1 NC Current path 1 NO, --, 1 NC, -- for 3RH and 3RT screw terminal .7/.8, --/--, .5/.6, --/-- | - | 0 | 0
3RH2911-1FB11-Z | X95 | 3RH2911-1FB11-ZX95 | 1 | UN | 1 | 5 | B | D | N | N | 85365080 | 351 | 4011209947627 | 0.04 | KG | 18.24 | 18.24 | CP26 | CP26 | Auxiliary switch 11 U, on the front, 1 NO + 1 NC Current path 1 NO, --, 1 NC, -- for 3RH and 3RT screw terminal .7/.8, --/--, .5/.6, --/-- | - | 0 | 0
3RH2911-1FB22 |  | 3RH2911-1FB22 | 1 | UN | 1 | 1 | A | D | N | N | 85365080 | 1 | 4011209829435 | 0.052 | KG | 27.36 | 26.6 | CP26 | CP26 | Auxiliary switch 11 U, on the front, 2 NO + 2 NC Current path 1 NO, 1 NC, 1 NC, 1 NO for 3RH and 3RT screw terminal .3/.4, .1/.2, .5/.6, .7/.8 | Lista Papel 2020 SI | 0 | 0
3RH2911-1FB22-Z | W98 | 3RH2911-1FB22-ZW98 | 1 | UN | 1 | 5 | B | D | N | N | 85365080 | 60 | 4011209949089 | 0.05 | KG | 27.36 | 27.36 | CP26 | CP26 | Auxiliary switch 11 U, on the front, 2 NO + 2 NC Current path 1 NO, 1 NC, 1 NC, 1 NO for 3RH and 3RT screw terminal .3/.4, .1/.2, .5/.6, .7/.8 Multi-unit packaging = 60 units | - | 0 | 0
3RH2911-1FB22-Z | X95 | 3RH2911-1FB22-ZX95 | 1 | UN | 1 | 5 | B | D | N | N | 85365080 | 351 | 4011209949058 | 0.075 | KG | 27.36 | 27.36 | CP26 | CP26 | Auxiliary switch 11 U, on the front, 2 NO + 2 NC Current path 1 NO, 1 NC, 1 NC, 1 NO for 3RH and 3RT screw terminal .3/.4, .1/.2, .5/.6, .7/.8 Reusable packaging = 351 units | - | 0 | 0
3RH2911-1FC22 |  | 3RH2911-1FC22 | 1 | UN | 1 | 1 | A | D | N | N | 85365080 | 1 | 4011209829411 | 0.052 | KG | 24.42 | 23.75 | CP26 | CP26 | Auxiliary switch 22 U, on the front, 2 NO + 2 NC Current path 1 NO, 1 NO, 1 NC, 1 NC for 3RH and 3RT screw terminal .7/.8, .7/.8, .5/.6, .5/.6 | Lista Papel 2020 SI | 0 | 0
3RH2911-1FC30 |  | 3RH2911-1FC30 | 1 | UN | 1 | 10 | C | D | N | N | 85365080 | 1 | 4047621025025 | 0.052 | KG | 25.65 | 25.65 | CP26 | CP26 | Auxiliary switch 30 U, on the front, 3 NO Leading NO contacts for 3RH and 3RT screw terminal 57/58, 67/68, 77/78, -/- | - | 0 | 0
3RH2911-1GA04 |  | 3RH2911-1GA04 | 1 | UN | 1 | 1 | A | D | N | N | 85365080 | 1 | 4011209829268 | 51.3 | G | 15.3 | 14.82 | CP26 | CP26 | Auxiliary switch on the front, 4 NC Current path 1 NC, 1 NC, 1 NC, 1 NC for contactor relays Size S00 screw terminal 51/52, 61/62, 71/72, 81/82 Physically coded; only with contactor relays 3RH2140* and 3RH2440* can be combined (according to EN 50011) | Lista Papel 2020 SI | 0 | 0
3RH2911-1GA04-Z | W96 | 3RH2911-1GA04-ZW96 | 1 | UN | 1 | 5 | B | D | N | N | 85365080 | 120 | 4047621029061 | 0.046 | KG | 15.3 | 15.3 | CP26 | CP26 | Auxiliary switch on the front, 4 NC Current path 1 NC, 1 NC, 1 NC, 1 NC for contactor relays Size S00 screw terminal 51/52, 61/62, 71/72, 81/82 Multi-unit packaging = 240 units for 3RH2140/3RH2440 Physically coded; only with contactor relays 3RH2140* and 3RH2440* can be combined (according to EN 50011) | - | 0 | 0
3RH2911-1GA04-Z | W97 | 3RH2911-1GA04-ZW97 | 1 | UN | 1 | 5 | B | D | N | N | 85365080 | 120 | 4047621029078 | 0.046 | KG | 15.3 | 15.3 | CP26 | CP26 | Auxiliary switch on the front, 4 NC Current path 1 NC, 1 NC, 1 NC, 1 NC for contactor relays Size S00 screw terminal 51/52, 61/62, 71/72, 81/82 Multi-unit packaging = 120 units for 3RH2140/3RH2440 Physically coded; only with contactor relays 3RH2140* and 3RH2440* can be combined (according to EN 50011) | - | 0 | 0
3RH2911-1GA04-Z | W98 | 3RH2911-1GA04-ZW98 | 1 | UN | 1 | 5 | B | D | N | N | 85365080 | 60 | 4047621029085 | 0.046 | KG | 15.3 | 15.3 | CP26 | CP26 | Auxiliary switch on the front, 4 NC Current path 1 NC, 1 NC, 1 NC, 1 NC for contactor relays Size S00 screw terminal 51/52, 61/62, 71/72, 81/82 Multi-unit packaging = 60 units for 3RH2140/3RH2440 Physically coded; only with contactor relays 3RH2140* and 3RH2440* can be combined (according to EN 50011) | - | 0 | 0
3RH2911-1GA04-Z | X95 | 3RH2911-1GA04-ZX95 | 1 | UN | 1 | 5 | B | D | N | N | 85365080 | 351 | 4011209851528 | 0.046 | KG | 15.3 | 15.3 | CP26 | CP26 | Auxiliary switch on the front, 4 NC Current path 1 NC, 1 NC, 1 NC, 1 NC for contactor relays Size S00 screw terminal 51/52, 61/62, 71/72, 81/82 Reusable packaging = 351 units for 3RH2140/3RH2440 Physically coded; only with contactor relays 3RH2140* and 3RH2440* can be combined (according to EN 50011) | - | 0 | 0
3RH2911-1GA13 |  | 3RH2911-1GA13 | 1 | UN | 1 | 1 | A | D | N | N | 85365080 | 1 | 4011209829251 | 51.3 | G | 15.3 | 14.82 | CP26 | CP26 | Auxiliary switch on the front, 1 NO + 3 NC Current path 1 NO, 1 NC, 1 NC, 1 NC for contactor relays Size S00 screw terminal 51/52, 61/62, 71/72, 81/82 Physically coded; only with contactor relays 3RH2140* and 3RH2440* can be combined (according to EN 50011) | Lista Papel 2020 SI | 0 | 0
3RH2911-1GA13-Z | W96 | 3RH2911-1GA13-ZW96 | 1 | UN | 1 | 5 | B | D | N | N | 85365080 | 240 | 4047621029108 | 51.3 | KG | 15.3 | 15.3 | CP26 | CP26 | Auxiliary switch on the front, 1 NO + 3 NC Current path 1 NO, 1 NC, 1 NC, 1 NC for contactor relays Size S00 screw terminal 53/54, 61/62, 71/72, 81/82 Multi-unit packaging = 240 units for 3RH2140/3RH2440 Physically coded; only with contactor relays 3RH2140* and 3RH2440* can be combined (according to EN 50011) | - | 0 | 0
3RH2911-1GA13-Z | W97 | 3RH2911-1GA13-ZW97 | 1 | UN | 1 | 5 | B | D | N | N | 85365080 | 120 | 4047621029115 | 51.3 | KG | 15.3 | 15.3 | CP26 | CP26 | Auxiliary switch on the front, 1 NO + 3 NC Current path 1 NO, 1 NC, 1 NC, 1 NC for contactor relays Size S00 screw terminal 53/54, 61/62, 71/72, 81/82 Multi-unit packaging = 120 units for 3RH2140/3RH2440 Physically coded; only with contactor relays 3RH2140* and 3RH2440* can be combined (according to EN 50011) | - | 0 | 0
3RH2911-1GA13-Z | W98 | 3RH2911-1GA13-ZW98 | 1 | UN | 1 | 5 | B | D | N | N | 85365080 | 60 | 4047621029122 | 51.3 | KG | 15.3 | 15.3 | CP26 | CP26 | Auxiliary switch on the front, 1 NO + 3 NC Current path 1 NO, 1 NC, 1 NC, 1 NC for contactor relays Size S00 screw terminal 53/54, 61/62, 71/72, 81/82 Multi-unit packaging = 60 units for 3RH2140/3RH2440 Physically coded; only with contactor relays 3RH2140* and 3RH2440* can be combined (according to EN 50011) | - | 0 | 0
3RH2911-1GA13-Z | X95 | 3RH2911-1GA13-ZX95 | 1 | UN | 1 | 5 | B | D | N | N | 85365080 | 351 | 4047621029092 | 51.3 | G | 15.3 | 15.3 | CP26 | CP26 | Auxiliary switch on the front, 1 NO + 3 NC Current path 1 NO, 1 NC, 1 NC, 1 NC for contactor relays Size S00 screw terminal 53/54, 61/62, 71/72, 81/82 Reusable packaging = 351 units for 3RH2140/3RH2440 Physically coded; only with contactor relays 3RH2140* and 3RH2440* can be combined (according to EN 50011) | - | 0 | 0
3RH2911-1GA22 |  | 3RH2911-1GA22 | 1 | UN | 1 | 1 | A | D | N | N | 85365080 | 1 | 4011209829244 | 51.3 | G | 15.3 | 14.82 | CP26 | CP26 | Auxiliary switch on the front, 2 NO + 2 NC Current path 1 NO, 1 NC, 1 NC, 1 NO for contactor relays Size S00 screw terminal 53/54, 61/62, 71/72, 81/82 Physically coded; only with contactor relays 3RH2140* and 3RH2440* can be combined (according to EN 50011) | Lista Papel 2020 SI | 0 | 0
3RH2911-1GA22-Z | W96 | 3RH2911-1GA22-ZW96 | 1 | UN | 1 | 5 | B | D | N | N | 85365080 | 240 | 4047621029030 | 0.046 | KG | 15.3 | 15.3 | CP26 | CP26 | Auxiliary switch on the front, 2 NO + 2 NC Current path 1 NO, 1 NC, 1 NC, 1 NO for contactor relays Size S00 screw terminal 53/54, 63/64, 73/74, 83/84 Multi-unit packaging = 240 units for 3RH2140/3RH2440 Physically coded; only with contactor relays 3RH2140* and 3RH2440* can be combined (according to EN 50011) | - | 0 | 0
3RH2911-1GA22-Z | W97 | 3RH2911-1GA22-ZW97 | 1 | UN | 1 | 5 | B | D | N | N | 85365080 | 120 | 4047621029047 | 0.046 | KG | 15.3 | 15.3 | CP26 | CP26 | Auxiliary switch on the front, 2 NO + 2 NC Current path 1 NO, 1 NC, 1 NC, 1 NO for contactor relays Size S00 screw terminal 53/54, 63/64, 73/74, 83/84 Multi-unit packaging = 120 units for 3RH2140/3RH2440 Physically coded; only with contactor relays 3RH2140* and 3RH2440* can be combined (according to EN 50011) | - | 0 | 0
3RH2911-1GA22-Z | W98 | 3RH2911-1GA22-ZW98 | 1 | UN | 1 | 5 | B | D | N | N | 85365080 | 60 | 4047621029054 | 0.046 | KG | 15.3 | 15.3 | CP26 | CP26 | Auxiliary switch on the front, 2 NO + 2 NC Current path 1 NO, 1 NC, 1 NC, 1 NO for contactor relays Size S00 screw terminal 53/54, 63/64, 73/74, 83/84 Multi-unit packaging = 60 units for 3RH2140/3RH2440 Physically coded; only with contactor relays 3RH2140* and 3RH2440* can be combined (according to EN 50011) | - | 0 | 0
3RH2911-1GA22-Z | X95 | 3RH2911-1GA22-ZX95 | 1 | UN | 1 | 5 | B | D | N | N | 85365080 | 351 | 4011209851511 | 0.049 | KG | 15.3 | 15.3 | CP26 | CP26 | Auxiliary switch on the front, 2 NO + 2 NC Current path 1 NO, 1 NC, 1 NC, 1 NO for contactor relays Size S00 screw terminal 53/54, 63/64, 73/74, 83/84 Reusable packaging = 351 units for 3RH2140/3RH2440 Physically coded; only with contactor relays 3RH2140* and 3RH2440* can be combined (according to EN 50011) | - | 0 | 0
3RH2911-1GA31 |  | 3RH2911-1GA31 | 1 | UN | 1 | 1 | A | D | N | N | 85365080 | 1 | 4011209829442 | 51.3 | G | 15.3 | 14.82 | CP26 | CP26 | Auxiliary switch on the front, 3 NO + 1 NC Current path 1 NO, 1 NC, 1 NO, 1 NO for contactor relays Size S00 screw terminal 53/54, 63/64, 73/74, 83/84 Physically coded; only with contactor relays 3RH2140* and 3RH2440* can be combined (according to EN 50011) | Lista Papel 2020 SI | 0 | 0
3RH2911-1GA31-Z | W96 | 3RH2911-1GA31-ZW96 | 1 | UN | 1 | 5 | B | D | N | N | 85365080 | 240 | 4011209947696 | 0.05 | KG | 15.3 | 15.3 | CP26 | CP26 | Auxiliary switch on the front, 3 NO + 1 NC Current path 1 NO, 1 NC, 1 NO, 1 NO for contactor relays Size S00 screw terminal 53/54, 63/64, 73/74, 83/84 Multi-unit packaging = 240 units for 3RH2140/3RH2440 Physically coded; only with contactor relays 3RH2140* and 3RH2440* can be combined (according to EN 50011) | - | 0 | 0
3RH2911-1GA31-Z | W97 | 3RH2911-1GA31-ZW97 | 1 | UN | 1 | 5 | B | D | N | N | 85365080 | 160 | 4011209947702 | 0.05 | KG | 15.3 | 15.3 | CP26 | CP26 | Auxiliary switch on the front, 3 NO + 1 NC Current path 1 NO, 1 NC, 1 NO, 1 NO for contactor relays Size S00 screw terminal 53/54, 63/64, 73/74, 83/84 Multi-unit packaging = 120 units for 3RH2140/3RH2440 Physically coded; only with contactor relays 3RH2140* and 3RH2440* can be combined (according to EN 50011) | - | 0 | 0
3RH2911-1GA31-Z | W98 | 3RH2911-1GA31-ZW98 | 1 | UN | 1 | 5 | B | D | N | N | 85365080 | 60 | 4011209947719 | 0.05 | KG | 15.3 | 15.3 | CP26 | CP26 | Auxiliary switch on the front, 3 NO + 1 NC Current path 1 NO, 1 NC, 1 NO, 1 NO for contactor relays Size S00 screw terminal, 53/54, 63/64, 73/74, 83/84 Multi-unit packaging = 60 units Physically coded; only with contactor relays 3RH2140* and 3RH2440* can be combined (according to EN 50011) | - | 0 | 0
3RH2911-1GA31-Z | X95 | 3RH2911-1GA31-ZX95 | 1 | UN | 1 | 5 | B | D | N | N | 85365080 | 351 | 4011209947610 | 0.058 | KG | 15.3 | 15.3 | CP26 | CP26 | Auxiliary switch on the front, 3 NO + 1 NC Current path 1 NO, 1 NC, 1 NO, 1 NO for contactor relays Size S00 screw terminal 53/54, 63/64, 73/74, 83/84 Reusable packaging = 351 units Physically coded; only with contactor relays 3RH2140* and 3RH2440* can be combined (according to EN 50011) | - | 0 | 0
3RH2911-1GA40 |  | 3RH2911-1GA40 | 1 | UN | 1 | 1 | A | D | N | N | 85365080 | 1 | 4011209829237 | 51.3 | G | 15.3 | 14.82 | CP26 | CP26 | Auxiliary switch on the front, 4 NO Current path 1 NO, 1 NO, 1 NO, 1 NO for contactor relays Size S00 screw terminal 53/54, 63/64, 73/74, 83/84 for 3RH2140/3RH2440 acc. to EN 50011 Physically coded; only with contactor relays 3RH2140* and 3RH2440* can be combined (according to EN 50011) | Lista Papel 2020 SI | 0 | 0
3RH2911-1HA01 |  | 3RH2911-1HA01 | 1 | UN | 1 | 1 | A | D | N | N | 85365080 | 1 | 4011209829275 | 0.035 | KG | 7.22 | 7.02 | CP26 | CP26 | Auxiliary switch on the front, 1 NC Current path 1 NC for 3RH and 3RT screw terminal .1/.2, --/-- | Lista Papel 2020 SI | 0 | 0
3RH2911-1HA01-Z | W96 | 3RH2911-1HA01-ZW96 | 1 | UN | 1 | 5 | B | D | N | N | 85365080 | 240 | 4047621002798 | 0.05 | KG | 7.22 | 7.22 | CP26 | CP26 | Auxiliary switch on the front, 1 NC Current path 1 NC for 3RH and 3RT screw terminal .1/.2, --/-- Multi-unit packaging Pack = 240 units | - | 0 | 0
3RH2911-1HA01-Z | W97 | 3RH2911-1HA01-ZW97 | 1 | UN | 1 | 5 | B | D | N | N | 85365080 | 120 | 4047621002804 | 0.05 | KG | 7.22 | 7.22 | CP26 | CP26 | Auxiliary switch on the front, 1 NC Current path 1 NC for 3RH and 3RT screw terminal .1/.2, --/-- Multi-unit packaging Pack = 120 units | - | 0 | 0
3RH2911-1HA01-Z | X95 | 3RH2911-1HA01-ZX95 | 1 | UN | 1 | 5 | B | D | N | N | 85365080 | 351 | 4047621002781 | 0.035 | KG | 7.22 | 7.22 | CP26 | CP26 | Auxiliary switch on the front, 1 NC Current path 1 NC for 3RH and 3RT screw terminal .1/.2, --/-- Reusable packaging = 351 units | - | 0 | 0
3RH2911-1HA02 |  | 3RH2911-1HA02 | 1 | UN | 1 | 1 | A | D | N | N | 85365080 | 1 | 4011209829299 | 0.052 | KG | 9.08 | 8.83 | CP26 | CP26 | Auxiliary switch on the front, 2 NC Current path 1 NC, 1 NC for 3RH and 3RT screw terminal .1/.2, .1/.2, | Lista Papel 2020 SI | 0 | 0
3RH2911-1HA02-Z | W96 | 3RH2911-1HA02-ZW96 | 1 | UN | 1 | 5 | B | D | N | N | 85365080 | 240 | 4011209902596 | 0.05 | KG | 9.08 | 9.08 | CP26 | CP26 | Auxiliary switch on the front, 2 NC Current path 1 NC, 1 NC for 3RH and 3RT screw terminal .1/.2, .1/.2, Multi-unit packaging = 240 units | - | 0 | 0
3RH2911-1HA02-Z | W98 | 3RH2911-1HA02-ZW98 | 1 | UN | 1 | 5 | B | D | N | N | 85365080 | 60 | 4011209903388 | 0.05 | KG | 9.08 | 9.08 | CP26 | CP26 | Auxiliary switch on the front, 2 NC Current path 1 NC, 1 NC for 3RH and 3RT screw terminal .1/.2, .1/.2, Multi-unit packaging = 60 units | - | 0 | 0
3RH2911-1HA02-Z | X95 | 3RH2911-1HA02-ZX95 | 1 | UN | 1 | 1 | A | D | N | N | 85365080 | 351 | 4011209901247 | 0.038 | KG | 9.08 | 9.08 | CP26 | CP26 | Auxiliary switch on the front, 2 NC Current path 1 NC, 1 NC for 3RH and 3RT screw terminal .1/.2, .1/.2, Reusable packaging = 351 units | - | 0 | 0
3RH2911-1HA03 |  | 3RH2911-1HA03 | 1 | UN | 1 | 5 | B | D | N | N | 85365080 | 1 | 4011209829329 | 0.08 | KG | 12.35 | 11.97 | CP26 | CP26 | Auxiliary switch on the front, 3 NC Current path 1 NC, 1 NC, 1 NC for 3RH and 3RT screw terminal .1/.2, .1/.2, .1/.2 | Lista Papel 2020 SI | 0 | 0
3RH2911-1HA10 |  | 3RH2911-1HA10 | 1 | UN | 1 | 1 | A | D | N | N | 85365080 | 1 | 4011209829282 | 0.052 | KG | 7.22 | 7.02 | CP26 | CP26 | Auxiliary switch on the front, 1 NO Current path 1 NO for 3RH and 3RT screw terminal .3/.4 | Lista Papel 2020 SI | 0 | 0
3RH2911-1HA10-Z | W97 | 3RH2911-1HA10-ZW97 | 1 | UN | 1 | 5 | B | D | N | N | 85365080 | 120 | 4011209947672 | 0.05 | KG | 7.22 | 7.22 | CP26 | CP26 | Auxiliary switch on the front, 1 NO Current path 1 NO for 3RH and 3RT screw terminal .3/.4 Multi-unit packaging = 120 units | - | 0 | 0
3RH2911-1HA10-Z | X95 | 3RH2911-1HA10-ZX95 | 1 | UN | 1 | 5 | B | D | N | N | 85365080 | 351 | 4011209947603 | 0.033 | KG | 7.22 | 7.22 | CP26 | CP26 | Auxiliary switch on the front, 1 NO Current path 1 NO for 3RH and 3RT screw terminal .3/.4 Reusable packaging = 351 units | - | 0 | 0
3RH2911-1HA11 |  | 3RH2911-1HA11 | 1 | UN | 1 | 1 | A | D | N | N | 85365080 | 1 | 4011209829381 | 0.052 | KG | 9.08 | 8.83 | CP26 | CP26 | Auxiliary switch on the front, 1 NO + 1 NC Current path 1 NC, 1 NO for 3RH and 3RT screw terminal .1/.2, .3/.4, | Lista Papel 2020 SI | 0 | 0
3RH2911-1HA11-Z | W98 | 3RH2911-1HA11-ZW98 | 1 | UN | 1 | 5 | B | D | N | N | 85365080 | 60 | 4011209900851 | 0.05 | KG | 9.08 | 9.08 | CP26 | CP26 | Auxiliary switch on the front, 1 NO + 1 NC Current path 1 NC, 1 NO for 3RH and 3RT screw terminal .1/.2, .3/.4, Multi-unit packaging Pack = 60 units | - | 0 | 0
3RH2911-1HA11-Z | X95 | 3RH2911-1HA11-ZX95 | 1 | UN | 1 | 1 | A | D | N | N | 85365080 | 351 | 4011209851542 | 0.046 | KG | 9.08 | 9.08 | CP26 | CP26 | Auxiliary switch on the front, 1 NO + 1 NC Current path 1 NC, 1 NO for 3RH and 3RT screw terminal .1/.2, .3/.4 Reusable packaging Pack = 351 units | - | 0 | 0
3RH2911-1HA12 |  | 3RH2911-1HA12 | 1 | UN | 1 | 1 | A | D | N | N | 85365080 | 1 | 4011209829367 | 0.055 | KG | 12.35 | 11.97 | CP26 | CP26 | Auxiliary switch on the front, 1 NO + 2 NC Current path 1 NC, 1 NC, 1 NO for 3RH and 3RT screw terminal .1/.2, .1/.2, .3/.4 | Lista Papel 2020 SI | 0 | 0
3RH2911-1HA12-Z | W97 | 3RH2911-1HA12-ZW97 | 1 | UN | 1 | 5 | B | D | N | N | 85365080 | 120 | 4047621000312 | 0.05 | KG | 12.35 | 12.35 | CP26 | CP26 | Auxiliary switch on the front, 1 NO + 2 NC Current path 1 NC, 1 NC, 1 NO for 3RH and 3RT screw terminal .1/.2, .1/.2, .3/.4 Multi-unit packaging = 120 units | - | 0 | 0
3RH2911-1HA12-Z | W98 | 3RH2911-1HA12-ZW98 | 1 | UN | 1 | 5 | B | D | N | N | 85365080 | 60 | 4047621000329 | 0.05 | KG | 12.35 | 12.35 | CP26 | CP26 | Auxiliary switch on the front, 1 NO + 2 NC Current path 1 NC, 1 NC, 1 NO for 3RH and 3RT screw terminal .1/.2, .1/.2, .3/.4 Multi-unit packaging = 60 units | - | 0 | 0
3RH2911-1HA12-Z | X95 | 3RH2911-1HA12-ZX95 | 1 | UN | 1 | 5 | B | D | N | N | 85365080 | 351 | 4011209851610 | 0.056 | KG | 12.35 | 12.35 | CP26 | CP26 | Auxiliary switch on the front, 1 NO + 2 NC Current path 1 NC, 1 NC, 1 NO for 3RH and 3RT screw terminal .1/.2, .1/.2, .3/.4 Reusable packaging = 351 units | - | 0 | 0
3RH2911-1HA13 |  | 3RH2911-1HA13 | 1 | UN | 1 | 1 | A | D | N | N | 85365080 | 1 | 4011209829343 | 0.06 | KG | 15.3 | 14.82 | CP26 | CP26 | Auxiliary switch on the front, 1 NO + 3 NC Current path 1 NC, 1 NC, 1 NC, 1 NO for 3RH and 3RT screw terminal .1/.2, .1/.2, .1/.2, .3/.4 | Lista Papel 2020 SI | 0 | 0
3RH2911-1HA20 |  | 3RH2911-1HA20 | 1 | UN | 1 | 1 | A | D | N | N | 85365080 | 1 | 4011209829305 | 0.08 | KG | 9.08 | 8.83 | CP26 | CP26 | Auxiliary switch on the front, 2 NO Current path 1 NO, 1 NO for 3RH and 3RT screw terminal .3/.4, .3/.4 | Lista Papel 2020 SI | 0 | 0
3RH2911-1HA20-Z | W97 | 3RH2911-1HA20-ZW97 | 1 | UN | 1 | 5 | B | D | N | N | 85365080 | 120 |  | 0.05 | KG | 9.08 | 9.08 | CP26 | CP26 | Auxiliary switch on the front, 2 NO Current path 1 NO, 1 NO for 3RH and 3RT screw terminal .3/.4, .3/.4 Multi-unit packaging Pack = 120 units | - | 0 | 0
3RH2911-1HA20-Z | W98 | 3RH2911-1HA20-ZW98 | 1 | UN | 1 | 5 | B | D | N | N | 85365080 | 60 | 4011209902589 | 0.05 | KG | 9.08 | 9.08 | CP26 | CP26 | Auxiliary switch on the front, 2 NO Current path 1 NO, 1 NO for 3RH and 3RT screw terminal .3/.4, .3/.4 Multi-unit packaging Pack = 60 units | - | 0 | 0
3RH2911-1HA20-Z | X95 | 3RH2911-1HA20-ZX95 | 1 | UN | 1 | 1 | A | D | N | N | 85365080 | 351 | 4011209901254 | 0.04 | KG | 9.08 | 9.08 | CP26 | CP26 | Auxiliary switch on the front, 2 NO Current path 1 NO, 1 NO for 3RH and 3RT screw terminal .3/.4, .3/.4 Reusable packaging Pack = 351 units | - | 0 | 0
3RH2911-1HA21 |  | 3RH2911-1HA21 | 1 | UN | 1 | 1 | A | D | N | N | 85365080 | 1 | 4011209829374 | 0.04 | KG | 12.35 | 11.97 | CP26 | CP26 | Auxiliary switch on the front, 2 NO + 1 NC Current path 1 NC, 1 NO, 1 NO for 3RH and 3RT screw terminal .1/.2, .3/.4, .3/.4 | Lista Papel 2020 SI | 0 | 0
3RH2911-1HA22 |  | 3RH2911-1HA22 | 1 | UN | 1 | 1 | A | D | N | N | 85365080 | 1 | 4011209829312 | 0.052 | KG | 15.3 | 14.82 | CP26 | CP26 | Auxiliary switch on the front, 2 NO + 2 NC Current path 1 NC, 1 NC, 1 NO, 1 NO for 3RH and 3RT screw terminal .1/.2, .1/.2, .3/.4, .3/.4 | Lista Papel 2020 SI | 0 | 0
3RH2911-1HA22-Z | W98 | 3RH2911-1HA22-ZW98 | 1 | UN | 1 | 5 | B | D | EAR99 | N | 85365080 | 60 | 4011209900868 | 0.05 | KG | 15.3 | 15.3 | CP26 | CP26 | Auxiliary switch on the front, 2 NO + 2 NC Current path 1 NC, 1 NC, 1 NO, 1 NO for 3RH and 3RT screw terminal .1/.2, .1/.2, .3/.4, .3/.4 Multi-unit packaging Pack = 60 units | - | 0 | 0
3RH2911-1HA22-Z | X95 | 3RH2911-1HA22-ZX95 | 1 | UN | 1 | 5 | B | D | N | N | 85365080 | 351 | 4011209851535 | 0.046 | KG | 15.3 | 15.3 | CP26 | CP26 | Auxiliary switch on the front, 2 NO + 2 NC Current path 1 NC, 1 NC, 1 NO, 1 NO for 3RH and 3RT screw terminal .1/.2, .1/.2, .3/.4, .3/.4 Reusable packaging Pack = 351 units | - | 0 | 0
3RH2911-1HA30 |  | 3RH2911-1HA30 | 1 | UN | 1 | 5 | B | D | N | N | 85365080 | 1 | 4011209829336 | 0.052 | KG | 12.35 | 11.97 | CP26 | CP26 | Auxiliary switch on the front, 3 NO Current path 1 NO, 1 NO, 1 NO for 3RH and 3RT screw terminal .3/.4, .3/.4, .3/.4 | Lista Papel 2020 SI | 0 | 0
3RH2911-1HA31 |  | 3RH2911-1HA31 | 1 | UN | 1 | 1 | A | D | N | N | 85365080 | 1 | 4011209829350 | 0.041 | KG | 15.3 | 14.82 | CP26 | CP26 | Auxiliary switch on the front, 3 NO + 1 NC Current path 1 NC, 1 NO, 1 NO, 1 NO for 3RH and 3RT screw terminal .1/.2, .1/.2, .3/.4, .3/.4 | Lista Papel 2020 SI | 0 | 0
3RH2911-1LA11 |  | 3RH2911-1LA11 | 1 | UN | 1 | 1 | A | D | N | N | 85365080 | 1 | 4011209829992 | 51.3 | G | 9.98 | 8.83 | CP26 | CP26 | Auxiliary switch on the front, 1 NO + 1 NC Current path 1 NO, 1 NC Connection from top for 3RH and 3RT screw terminal 73/74, 81/82 | Lista Papel 2020 SI | 0 | 0
3RH2911-1LA20 |  | 3RH2911-1LA20 | 1 | UN | 1 | 1 | A | D | N | N | 85365080 | 1 | 4011209829985 | 51.3 | G | 9.98 | 8.83 | CP26 | CP26 | Auxiliary switch on the front, 2 NO Current path 1 NO, 1 NO Connection from top for 3RH and 3RT screw terminal 73/74, 83/84 | Lista Papel 2020 SI | 0 | 0
3RH2911-1LA20-Z | W96 | 3RH2911-1LA20-ZW96 | 1 | UN | 1 | 5 | B | D | N | N | 85365080 | 240 | 4011209892507 | 0.05 | KG | 9.98 | 9.98 | CP26 | CP26 | Auxiliary switch on the front, 2 NO Current path 1 NO, 1 NO Connection from top for 3RH and 3RT screw terminal 73/74, 83/84 Multi-unit packaging Pack = 240 units | - | 0 | 0
3RH2911-1LA20-Z | W97 | 3RH2911-1LA20-ZW97 | 1 | UN | 1 | 5 | B | D | N | N | 85365080 | 120 | 4011209892514 | 0.05 | KG | 9.98 | 9.98 | CP26 | CP26 | Auxiliary switch on the front, 2 NO Current path 1 NO, 1 NO Connection from top for 3RH and 3RT screw terminal 73/74, 83/84 Multi-unit packaging Pack = 120 units | - | 0 | 0
3RH2911-1LA20-Z | W98 | 3RH2911-1LA20-ZW98 | 1 | UN | 1 | 5 | B | D | N | N | 85365080 | 60 | 4011209895393 | 0.05 | KG | 9.98 | 9.98 | CP26 | CP26 | Auxiliary switch on the front, 2 NO Current path 1 NO, 1 NO Connection from top for 3RH and 3RT screw terminal 73/74, 83/84 Multi-unit packaging Pack = 60 units | - | 0 | 0
3RH2911-1LA20-Z | X95 | 3RH2911-1LA20-ZX95 | 1 | UN | 1 | 5 | B | D | N | N | 85365080 | 351 | 4011209892521 | 44.8 | G | 9.98 | 9.98 | CP26 | CP26 | Auxiliary switch on the front, 2 NO Current path 1 NO, 1 NO Connection from top for 3RH and 3RT screw terminal 73/74, 83/84 Reusable packaging Pack = 351 units | - | 0 | 0
3RH2911-1MA02 |  | 3RH2911-1MA02 | 1 | UN | 1 | 0 | A | D | N | N | 85365080 | 1 | 4011209944039 | 51.3 | G | 9.98 | 9.98 | CP26 | CP26 | Auxiliary switch on the front, 2 NC Current path 1 NC, 1 NC Connection from below for 3RH and 3RT screw terminal 73/74, 81/82 | - | 0 | 0
3RH2911-1MA11 |  | 3RH2911-1MA11 | 1 | UN | 1 | 1 | A | D | N | N | 85365080 | 1 | 4011209830011 | 51.3 | G | 9.98 | 8.83 | CP26 | CP26 | Auxiliary switch on the front, 1 NO + 1 NC Current path 1 NO, 1 NC Connection from below for 3RH and 3RT screw terminal 73/74, 81/82 | Lista Papel 2020 SI | 0 | 0
3RH2911-1MA20 |  | 3RH2911-1MA20 | 1 | UN | 1 | 1 | A | D | N | N | 85365080 | 1 | 4011209830004 | 51.3 | G | 9.98 | 8.83 | CP26 | CP26 | Auxiliary switch on the front, 2 NO Current path 1 NO, 1 NO Connection from below for 3RH and 3RT screw terminal 73/74, 83/84 | Lista Papel 2020 SI | 0 | 0
3RH2911-1NE22 |  | 3RH2911-1NE22 | 1 | UN | 1 | 0 | A | D | EAR99 | N | 85365080 | 1 | 4047621030753 | 0.042 | KG | 43.61 | 43.61 | CP26 | CP26 | Auxiliary switch on the front, 2 NO + 2 NC Current path 1 NO, 1 NO, 1 NC, 1 NC for 3RH and 3RT screw terminal .3/.4, .3/.4, .1/.2, .1/.2 | - | 0 | 0
3RH2911-1NF02 |  | 3RH2911-1NF02 | 1 | UN | 1 | 2 | A | D | N | N | 85365080 | 1 | 4011209829916 | 0.041 | KG | 34.87 | 33.92 | CP26 | CP26 | Electron. contr. auxiliary switch 2 NC, current path 1 NC, --, --, 1 NC front-side for 3RH and 3RT screw terminal .1/.2, --/--, --/--, .1/.2 | Lista Papel 2020 SI | 0 | 0
3RH2911-1NF11 |  | 3RH2911-1NF11 | 1 | UN | 1 | 1 | A | D | N | N | 85365080 | 1 | 4011209829893 | 0.042 | KG | 34.87 | 33.92 | CP26 | CP26 | Electron. contr. auxiliary switch 1 NO+1 NC, Current path 1 NO,--,--, 1 NC front-side for 3RH and 3RT screw terminal .3/.4, --/--, --/--, .1/.2 | Lista Papel 2020 SI | 0 | 0
3RH2911-1NF20 |  | 3RH2911-1NF20 | 1 | UN | 1 | 1 | A | D | N | N | 85365080 | 1 | 4011209829909 | 0.041 | KG | 34.87 | 33.92 | CP26 | CP26 | Electron. contr. auxiliary switch 2 NO, Current path 1 NO,--,--,1 NO front-side for 3RH and 3RT screw terminal .3/.4, --/-- , --/-- , .3/.4 | Lista Papel 2020 SI | 0 | 0
3RH2911-1XA04-0MA0 |  | 3RH2911-1XA04-0MA0 | 1 | UN | 1 | 1 | A | D | N | N | 85365080 | 1 | 4011209904453 | 0.052 | KG | 15.3 | 15.3 | CP26 | CP26 | Auxiliary switch on the front, 4 NC Current path 1 NC, 1 NC, 1 NC, 1 NC for 3RH and 3RT screw terminal 51/52, 61/62, 71/72, 81/82 | - | 0 | 0
3RH2911-1XA22-0MA0 |  | 3RH2911-1XA22-0MA0 | 1 | UN | 1 | 1 | A | D | N | N | 85365080 | 1 | 4011209891579 | 0.052 | KG | 15.3 | 15.3 | CP26 | CP26 | Auxiliary switch on the front, 2 NO + 2 NC Current path 1 NO, 1 NC, 1 NC, 1 NO for 3RH and 3RT screw terminal 53/54, 61/62, 71/72, 83/84 | - | 0 | 0
3RH2911-1XA22-0MA0-Z | W96 | 3RH2911-1XA22-0MA0-ZW96 | 1 | UN | 1 | 0 | A | D | N | N | 85365080 | 240 | 4047621071947 | 0.051 | KG | 15.3 | 15.3 | CP26 | CP26 | Auxiliary switch front-side, 2 NO + 2 NC current path 1 NO, 1 NC, 1 NC, 1 NO, for 3RH2 and 3RT2 screw terminal 53/54, 61/62, 71/72, 83/84 |  | 0 | 7
3RH2911-1XA22-0MA0-Z | X95 | 3RH2911-1XA22-0MA0-ZX95 | 1 | UN | 1 | 0 | A | D | N | N | 85365080 | 351 | 4011209929005 | 0.052 | KG | 15.3 | 15.3 | CP26 | CP26 | Auxiliary switch front-side, 2 NO + 2 NC current path 1 NO, 1 NC, 1 NC, 1 NO, for 3RH2 and 3RT2 screw terminal 53/54, 61/62, 71/72, 83/84 |  | 0 | 7
3RH2911-1XA22-0MA7 |  | 3RH2911-1XA22-0MA7 | 1 | UN | 1 | 5 | B | D | N | N | 85365080 | 1 | 4047621018362 | 0.052 | KG | 15.3 | 15.3 | CP26 | CP26 | Auxiliary switch on the front, 2 NO + 2 NC Current path: 1 NC, 1 NC, 1 NO, 1 NO for 3RH and 3RT screw terminal 21/22, 31/32, 43/44, 53/54 | - | 0 | 9
3RH2911-1XA31-0MA0 |  | 3RH2911-1XA31-0MA0 | 1 | UN | 1 | 1 | A | D | N | N | 85365080 | 1 | 4011209896031 | 51.3 | G | 15.3 | 15.3 | CP26 | CP26 | Auxiliary switch on the front, 3 NO + 1 NC Current path 1 NO, 1 NC, 1 NO, 1 NO for 3RH and 3RT screw terminal 53/54, 61/62, 71374, 83/84 | - | 0 | 0
3RH2911-1XA40-0MA0 |  | 3RH2911-1XA40-0MA0 | 1 | UN | 1 | 1 | A | D | N | N | 85365080 | 1 | 4011209896048 | 51.3 | G | 15.3 | 15.3 | CP26 | CP26 | Auxiliary switch on the front, 4 NO Current path 1 NO, 1 NO, 1 NO, 1 NO for 3RH and 3RT screw terminal 53/54, 63/64, 73/74, 83/84 | - | 0 | 0
3RH2911-1XA40-0MA0-Z | W96 | 3RH2911-1XA40-0MA0-ZW96 | 1 | UN | 1 | 0 | A | D | N | N | 85365080 | 240 | 4047621047126 | 0.051 | KG | 15.3 | 15.3 | CP26 | CP26 | Auxiliary switch on the front, 4 NO Current path 1 NO, 1 NO, 1 NO, 1 NO for 3RH and 3RT screw terminal 53/54, 63/64, 73/74, 83/84 Reusable packaging = 120 units | - | 0 | 0
3RH2911-1XA40-0MA0-Z | X95 | 3RH2911-1XA40-0MA0-ZX95 | 1 | UN | 1 | 0 | A | D | N | N | 85365080 | 351 | 4047621047102 | 51.3 | G | 15.3 | 15.3 | CP26 | CP26 | Auxiliary switch on the front, 4 NO Current path 1 NO, 1 NO, 1 NO, 1 NO for 3RH and 3RT screw terminal 53/54, 63/64, 73/74, 83/84 Reusable packaging = 351 units | - | 0 | 0
3RH2911-1YA21-0MA0 |  | 3RH2911-1YA21-0MA0 | 1 | UN | 1 | 5 | B | D | N | N | 85365080 | 1 | 4011209895553 | 0.04 | KG | 12.35 | 12.35 | CP26 | CP26 | Auxiliary switch on the front, 2 NO + 1 NC Current path 1 NC, 1 NO, 1 NO for 3RH and 3RT screw terminal 31/32, 43/44, 53/54 Special inscription | - | 0 | 0
3RH2911-2DA02 |  | 3RH2911-2DA02 | 1 | UN | 1 | 2 | A | D | N | N | 85365080 | 1 | 4011209790346 | 50 | G | 13.68 | 13.3 | CP26 | CP26 | Auxiliary switch lateral, 2 NC Current path 1 NC, 1 NC for 3RH and 3RT spring-type terminal R: 21/22, 31/32 L: 41/42, 51/52 | Lista Papel 2020 SI | 0 | 0
3RH2911-2DA11 |  | 3RH2911-2DA11 | 1 | UN | 1 | 2 | A | D | N | N | 85365080 | 1 | 4011209787148 | 50 | G | 13.68 | 13.3 | CP26 | CP26 | Auxiliary switch lateral, 1 NO + 1 NC Current path 1 NC, 1 NO for 3RH and 3RT spring-type terminal R: 21/22, 33/34 | Lista Papel 2020 SI | 0 | 0
3RH2911-2DA11-Z | W97 | 3RH2911-2DA11-ZW97 | 1 | UN | 1 | 0 | A | D | N | N | 85365080 | 112 | 4011209953987 | 11 | G | 13.68 | 13.68 | CP26 | CP26 | Auxiliary switch lateral, 1 NO + 1 NC Current path 1 NO, 1 NO for 3RH2 and 3RT2 Spring-type terminal R: 21/22, 33/34 |  | 0 | 7
3RH2911-2DA20 |  | 3RH2911-2DA20 | 1 | UN | 1 | 2 | A | D | N | N | 85365080 | 1 | 4011209790353 | 50 | G | 13.68 | 13.3 | CP26 | CP26 | Auxiliary switch lateral, 2 NO Current path 1 NO, 1 NO for 3RH and 3RT spring-type terminal R: 23/24, 33/34 | Lista Papel 2020 SI | 0 | 0
3RH2911-2DE11 |  | 3RH2911-2DE11 | 1 | UN | 1 | 2 | A | D | N | N | 85365080 | 1 | 4011209787209 | 47 | G | 34.01 | 33.06 | CP26 | CP26 | Electron. contr. auxiliary switch lateral, 1 NO + 1 NC Current path 1 NO, 1 NC for 3RH and 3RT spring-type terminal R: 33/34, 41/42 | Lista Papel 2020 SI | 0 | 0
3RH2911-2DE11-Z | W97 | 3RH2911-2DE11-ZW97 | 1 | UN | 1 | 0 | A | D | N | N | 85365080 | 112 |  | 47 | G | 34.01 | 34.01 | CP26 | CP26 | Electron. dev. auxiliary switch lateral, 1 NO + 1 NC current path 1 NO, 1 NC for 3RH2 and 3RT2 spring-type terminals R: 33/34, 41/42 Multi-unit packaging 112 units |  | 0 | 7
3RH2911-2FA04 |  | 3RH2911-2FA04 | 1 | UN | 1 | 1 | A | D | N | N | 85365080 | 1 | 4011209829640 | 59.3 | G | 15.3 | 14.82 | CP26 | CP26 | Auxiliary switch on the front, 4 NC Current path 1 NC, 1 NC, 1 NC, 1 NC for 3RH and 3RT spring-type terminal .1/.2, .1/.2, .1/.2, .1/.2 | Lista Papel 2020 SI | 0 | 0
3RH2911-2FA22 |  | 3RH2911-2FA22 | 1 | UN | 1 | 1 | A | D | N | N | 85365080 | 1 | 4011209892996 | 59.3 | G | 15.3 | 15.3 | CP26 | CP26 | Auxiliary switch on the front, 2 NO + 2 NC Current path 1 NO, 1 NC, 1 NC, 1 NO for 3RH and 3RT spring-type terminal .3/.4, .1/.2, .1/.2, .3/.4 | - | 0 | 0
3RH2911-2FA22-Z | W98 | 3RH2911-2FA22-ZW98 | 1 | UN | 1 | 5 | B | D | N | N | 85365080 | 50 | 4047621012704 | 0.059 | KG | 15.3 | 15.3 | CP26 | CP26 | Auxiliary switch on the front, 2 NO + 2 NC Current path 1 NO, 1 NC, 1 NC, 1 NO for 3RH and 3RT spring-type terminal .3/.4, .1/.2, .1/.2, .3/.4 Multi-unit packaging Pack = 50 units | - | 0 | 0
3RH2911-2FA22-Z | X95 | 3RH2911-2FA22-ZX95 | 1 | UN | 1 | 5 | B | D | N | N | 85365080 | 321 | 4047621012674 | 59.3 | G | 15.3 | 15.3 | CP26 | CP26 | Auxiliary switch on the front, 2 NO + 2 NC Current path 1 NO, 1 NC, 1 NC, 1 NO for 3RH and 3RT spring-type terminal .3/.4, .1/.2, .1/.2, .3/.4 Reusable packaging Pack = 321 units | - | 0 | 0
3RH2911-2FA40 |  | 3RH2911-2FA40 | 1 | UN | 1 | 1 | A | D | N | N | 85365080 | 1 | 4011209829633 | 59.3 | G | 15.3 | 14.82 | CP26 | CP26 | Auxiliary switch on the front, 4 NO Current path 1 NO, 1 NO, 1 NO, 1 NO for 3RH and 3RT spring-type terminal .3/.4, .3/.4, .3/.4, .3/.4 | Lista Papel 2020 SI | 0 | 0
3RH2911-2FA40-Z | W96 | 3RH2911-2FA40-ZW96 | 1 | UN | 1 | 5 | B | D | N | N | 85365080 | 196 | 4047621011561 | 59.3 | KG | 15.3 | 15.3 | CP26 | CP26 | Auxiliary switch on the front, 4 NO Current path 1 NO, 1 NO, 1 NO, 1 NO for 3RH and 3RT spring-type terminal .3/.4, .3/.4, .3/.4, .3/.4 Multi-unit packaging Pack = 196 units | - | 0 | 0
3RH2911-2FA40-Z | W97 | 3RH2911-2FA40-ZW97 | 1 | UN | 1 | 5 | B | D | N | N | 85365080 | 100 | 4047621011578 | 59.3 | KG | 15.3 | 15.3 | CP26 | CP26 | Auxiliary switch on the front, 4 NO Current path 1 NO, 1 NO, 1 NO, 1 NO for 3RH and 3RT spring-type terminal .3/.4, .3/.4, .3/.4, .3/.4 Multi-unit packaging Pack = 100 units | - | 0 | 0
3RH2911-2FA40-Z | X95 | 3RH2911-2FA40-ZX95 | 1 | UN | 1 | 5 | B | D | N | N | 85365080 | 321 | 4047621011554 | 0.055 | KG | 15.3 | 15.3 | CP26 | CP26 | Auxiliary switch on the front, 4 NO Current path 1 NO, 1 NO, 1 NO, 1 NO for 3RH and 3RT spring-type terminal .3/.4, .3/.4, .3/.4, .3/.4 Reusable packaging Pack = 321 units | - | 0 | 0
3RH2911-2FB11 |  | 3RH2911-2FB11 | 1 | UN | 1 | 1 | A | D | N | N | 85365080 | 1 | 4011209829480 | 59.3 | G | 18.24 | 17.77 | CP26 | CP26 | Auxiliary switch on the front, 1 NO + 1 NC Current path 1 NO, --, 1 NC, -- for 3RH and 3RT spring-type terminal .7/.8, --/--, .5/.6, --/-- | Lista Papel 2020 SI | 0 | 0
3RH2911-2FB22 |  | 3RH2911-2FB22 | 1 | UN | 1 | 1 | A | D | N | N | 85365080 | 1 | 4011209829664 | 59.3 | G | 27.36 | 26.6 | CP26 | CP26 | Auxiliary switch on the front, 2 NO + 2 NC Current path 1 NO, 1 NC, 1 NC, 1 NO for 3RH and 3RT spring-type terminal .3/.4, .1/.2, .5/.6, .7/.8 | Lista Papel 2020 SI | 0 | 0
3RH2911-2FB22-0MA0 |  | 3RH2911-2FB22-0MA0 | 1 | UN | 1 | 5 | B | D | N | N | 85365080 | 1 | 4047621063416 | 59.3 | G | 27.36 | 27.36 | CP26 | CP26 | Auxiliary switch front-side, 2 NO + 2 NC Current path (1 NO, 1 NC and 1NC, 1 NO intercepting) for 3RH and 3RT Spring-type terminal 53/54, 61/62, 75/76, 87/88 | - | 0 | 0
3RH2911-2FC22 |  | 3RH2911-2FC22 | 1 | UN | 1 | 1 | A | D | N | N | 85365080 | 1 | 4011209829657 | 59.3 | G | 24.42 | 23.75 | CP26 | CP26 | Auxiliary switch on the front, 2 NO + 2 NC Current path 1 NO, 1 NO, 1 NC, 1 NC for 3RH and 3RT spring-type terminal .7/.8, .7/.8, .5/.6, .5/.6 NO leading, NC lagging | Lista Papel 2020 SI | 0 | 0
3RH2911-2GA04 |  | 3RH2911-2GA04 | 1 | UN | 1 | 1 | A | D | N | N | 85365080 | 1 | 4011209829503 | 0.06 | KG | 15.3 | 14.82 | CP26 | CP26 | Auxiliary switch on the front, 4 NC Current path 1 NC, 1 NC, 1 NC, 1 NC for contactor relays Size S00 spring-type terminal 51/52, 61/62, 71/72, 81/82 Physically coded; only with contactor relays 3RH2140* and 3RH2440* can be combined (according to EN 50011) | Lista Papel 2020 SI | 0 | 0
3RH2911-2GA04-Z | W97 | 3RH2911-2GA04-ZW97 | 1 | UN | 1 | 5 | B | D | N | N | 85365080 | 100 |  | 0.046 | KG | 15.3 | 15.3 | CP26 | CP26 | Auxiliary switch on the front, 4 NC Current path 1 NC, 1 NC, 1 NC, 1 NC for contactor relays Size S00 spring-type terminal 51/52, 61/62, 71/72, 81/82 Multi-unit packaging Pack = 120 units Physically coded; only with contactor relays 3RH2140* and 3RH2440* can be combined (according to EN 50011) | - | 0 | 0
3RH2911-2GA04-Z | W98 | 3RH2911-2GA04-ZW98 | 1 | UN | 1 | 5 | B | D | N | N | 85365080 | 50 | 4047621021911 | 0.046 | KG | 15.3 | 15.3 | CP26 | CP26 | Auxiliary switch on the front, 4 NC Current path 1 NC, 1 NC, 1 NC, 1 NC for contactor relays Size S00 spring-type terminal 51/52, 61/62, 71/72, 81/82 Multi-unit packaging Pack = 50 units for 3RH2140/3RH2440 Physically coded; only with contactor relays 3RH2140* and 3RH2440* can be combined (according to EN 50011) | - | 0 | 0
3RH2911-2GA13 |  | 3RH2911-2GA13 | 1 | UN | 1 | 1 | A | D | N | N | 85365080 | 1 | 4011209829497 | 59.3 | G | 15.3 | 14.82 | CP26 | CP26 | Auxiliary switch on the front, 1 NO + 3 NC Current path 1 NO, 1 NC, 1 NC, 1 NC for contactor relays Size S00 spring-type terminal 51/52, 61/62, 71/72, 81/82 Physically coded; only with contactor relays 3RH2140* and 3RH2440* can be combined (according to EN 50011) | Lista Papel 2020 SI | 0 | 0
3RH2911-2GA13-Z | W97 | 3RH2911-2GA13-ZW97 | 1 | UN | 1 | 5 | B | D | N | N | 85365080 | 100 |  | 59.3 | G | 15.3 | 15.3 | CP26 | CP26 | Auxiliary switch on the front, 1 NO + 3 NC Current path 1 NO, 1 NC, 1 NC, 1 NC for contactor relays Size S00 spring-type terminal 51/52, 61/62, 71/72, 81/82 Multi-unit packaging = 120 units Physically coded; only with contactor relays 3RH2140* and 3RH2440* can be combined (according to EN 50011) | - | 0 | 0
3RH2911-2GA13-Z | W98 | 3RH2911-2GA13-ZW98 | 1 | UN | 1 | 5 | B | D | N | N | 85365080 | 50 | 4047621010380 | 59.3 | G | 15.3 | 15.3 | CP26 | CP26 | Auxiliary switch on the front, 1 NO + 3 NC Current path 1 NO, 1 NC, 1 NC, 1 NC for contactor relays Size S00 spring-type terminal 51/52, 61/62, 71/72, 81/82 Multi-unit packaging Pack = 50 units Physically coded; only with contactor relays 3RH2140* and 3RH2440* can be combined (according to EN 50011) | - | 0 | 0
3RH2911-2GA13-Z | X95 | 3RH2911-2GA13-ZX95 | 1 | UN | 1 | 5 | B | D | N | N | 85365080 | 321 | 4047621010359 | 59.3 | G | 15.3 | 15.3 | CP26 | CP26 | Auxiliary switch on the front, 1 NO + 3 NC Current path 1 NO, 1 NC, 1 NC, 1 NC for contactor relays Size S00 spring-type terminal 51/52, 61/62, 71/72, 81/82 Reusable packaging Pack = 321 units Physically coded; only with contactor relays 3RH2140* and 3RH2440* can be combined (according to EN 50011) | - | 0 | 0
3RH2911-2GA22 |  | 3RH2911-2GA22 | 1 | UN | 1 | 1 | A | D | N | N | 85365080 | 1 | 4011209829473 | 59.3 | G | 15.3 | 14.82 | CP26 | CP26 | Auxiliary switch on the front, 2 NO + 2 NC Current path 1 NO, 1 NC, 1 NC, 1 NO for contactor relays Size S00 spring-type terminal 53/54, 63/64, 73/74, 83/84 Physically coded; only with contactor relays 3RH2140* and 3RH2440* can be combined (according to EN 50011) | Lista Papel 2020 SI | 0 | 0
3RH2911-2GA22-Z | W96 | 3RH2911-2GA22-ZW96 | 1 | UN | 1 | 5 | B | D | N | N | 85365080 | 196 | 4011209897366 | 0.046 | KG | 15.3 | 15.3 | CP26 | CP26 | Auxiliary switch on the front, 2 NO + 2 NC Current path 1 NO, 1 NC, 1 NC, 1 NO for contactor relays Size S00 spring-type terminal 53/54, 63/64, 73/74, 83/84 Multi-unit packaging = 196 units Physically coded; only with contactor relays 3RH2140* and 3RH2440* can be combined (according to EN 50011) | - | 0 | 0
3RH2911-2GA22-Z | W97 | 3RH2911-2GA22-ZW97 | 1 | UN | 1 | 5 | B | D | N | N | 85365080 | 100 |  | 0.046 | KG | 15.3 | 15.3 | CP26 | CP26 | Auxiliary switch on the front, 2 NO + 2 NC Current path 1 NO, 1 NC, 1 NC, 1 NO for contactor relays Size S00 spring-type terminal 53/54, 63/64, 73/74, 83/84 Multi-unit packaging = 120 units Physically coded; only with contactor relays 3RH2140* and 3RH2440* can be combined (according to EN 50011) | - | 0 | 0
3RH2911-2GA22-Z | W98 | 3RH2911-2GA22-ZW98 | 1 | UN | 1 | 5 | B | D | N | N | 85365080 | 50 | 4011209944411 | 0.046 | KG | 15.3 | 15.3 | CP26 | CP26 | Auxiliary switch on the front, 2 NO + 2 NC Current path 1 NO, 1 NC, 1 NC, 1 NO for contactor relays Size S00 spring-type terminal 53/54, 63/64, 73/74, 83/84 Multi-unit packaging = 50 units Physically coded; only with contactor relays 3RH2140* and 3RH2440* can be combined (according to EN 50011) | - | 0 | 0
3RH2911-2GA22-Z | X95 | 3RH2911-2GA22-ZX95 | 1 | UN | 1 | 5 | B | D | N | N | 85365080 | 321 | 4011209851559 | 0.046 | KG | 15.3 | 15.3 | CP26 | CP26 | Auxiliary switch on the front, 2 NO + 2 NC Current path 1 NO, 1 NC, 1 NC, 1 NO for contactor relays Size S00 spring-type terminal 53/54, 63/64, 73/74, 83/84 Reusable packaging = 321 units Physically coded; only with contactor relays 3RH2140* and 3RH2440* can be combined (according to EN 50011) | - | 0 | 0
3RH2911-2GA31 |  | 3RH2911-2GA31 | 1 | UN | 1 | 1 | A | D | N | N | 85365080 | 1 | 4011209829466 | 59.3 | G | 15.3 | 14.82 | CP26 | CP26 | Auxiliary switch on the front, 3 NO + 1 NC Current path 1 NO, 1 NC, 1 NO, 1 NO for contactor relays Size S00 spring-type terminal 53/54, 63/64, 73/74, 83/84 Physically coded; only with contactor relays 3RH2140* and 3RH2440* can be combined (according to EN 50011) | Lista Papel 2020 SI | 0 | 0
3RH2911-2GA31-Z | W97 | 3RH2911-2GA31-ZW97 | 1 | UN | 1 | 5 | B | D | N | N | 85365080 | 100 |  | 59.3 | G | 15.3 | 15.3 | CP26 | CP26 | Auxiliary switch Front-side, 3 NO + 1 NC Current path 1 NO, 1 NC, 1 NO, 1 NO For contactor relays Size S00 Spring-type terminal 53/54, 63/64, 73/74, 83/84 Multi-unit packaging = 100 units Physically coded; only with contactor relays 3RH2140* and 3RH2440* combinable (according to EN 50011) | - | 0 | 0
3RH2911-2GA31-Z | X95 | 3RH2911-2GA31-ZX95 | 1 | UN | 1 | 5 | B | D | N | N | 85365080 | 321 | 4047621010298 | 59.3 | G | 15.3 | 15.3 | CP26 | CP26 | Auxiliary switch on the front, 3 NO + 1 NC Current path 1 NO, 1 NC, 1 NO, 1 NO for contactor relays Size S00 spring-type terminal 53/54, 63/64, 73/74, 83/84 Reusable packaging = 321 units Physically coded; only with contactor relays 3RH2140* and 3RH2440* can be combined (according to EN 50011) | - | 0 | 0
3RH2911-2GA40 |  | 3RH2911-2GA40 | 1 | UN | 1 | 1 | A | D | N | N | 85365080 | 1 | 4011209829459 | 59.3 | G | 15.3 | 14.82 | CP26 | CP26 | Auxiliary switch on the front, 4 NO Current path 1 NO, 1 NO, 1 NO, 1 NO for contactor relays Size S00 spring-type terminal 53/54, 63/64, 73/74, 83/84 Physically coded; only with contactor relays 3RH2140* and 3RH2440* can be combined (according to EN 50011) | Lista Papel 2020 SI | 0 | 0
3RH2911-2GA40-Z | W97 | 3RH2911-2GA40-ZW97 | 1 | UN | 1 | 5 | B | D | N | N | 85365080 | 100 |  | 59.3 | G | 15.3 | 15.3 | CP26 | CP26 | Auxiliary switch Front-side, 4 NO Current path 1 NO, 1 NO, 1 NO, 1 NO For contactor relays Size S00 Spring-type terminal 53/54, 63/64, 73/74, 83/84 Multi-unit packaging = 100 units Physically coded; only with contactor relays 3RH2140* and 3RH2440* combinable (according to EN 50011) | - | 0 | 0
3RH2911-2GA40-Z | X95 | 3RH2911-2GA40-ZX95 | 1 | UN | 1 | 5 | B | D | N | N | 85365080 | 321 | 4047621070353 | 59.3 | G | 15.3 | 15.3 | CP26 | CP26 | Auxiliary switch on the front, 4 NO Current path 1 NO, 1 NO, 1 NO, 1 NO for contactor relays Size S00 spring-type terminal 53/54, 63/64, 73/74, 83/84 Reusable packaging = 321 units Physically coded; only with contactor relays 3RH2140* and 3RH2440* can be combined (according to EN 50011) | - | 0 | 0
3RH2911-2HA01 |  | 3RH2911-2HA01 | 1 | UN | 1 | 1 | A | D | N | N | 85365080 | 1 | 4011209829510 | 0.043 | KG | 7.22 | 7.02 | CP26 | CP26 | Auxiliary switch on the front, 1 NC Current path 1 NC for 3RH and 3RT spring-type terminal .1/.2 | Lista Papel 2020 SI | 0 | 0
3RH2911-2HA01-Z | X95 | 3RH2911-2HA01-ZX95 | 1 | UN | 1 | 5 | B | D | N | N | 85365080 | 321 | 4047621028569 | 0.043 | KG | 7.22 | 7.22 | CP26 | CP26 | Auxiliary switch on the front, 1 NC Current path: 1 NC for 3RH and 3RT spring-type terminal .1/.2 Reusable packaging = 321 units | - | 0 | 0
3RH2911-2HA02 |  | 3RH2911-2HA02 | 1 | UN | 1 | 1 | A | D | N | N | 85365080 | 1 | 4011209829534 | 0.06 | KG | 9.08 | 8.83 | CP26 | CP26 | Auxiliary switch on the front, 2 NC Current path 1 NC, 1 NC for 3RH and 3RT spring-type terminal .1/.2, .1/.2 | Lista Papel 2020 SI | 0 | 0
3RH2911-2HA02-Z | W97 | 3RH2911-2HA02-ZW97 | 1 | UN | 1 | 1 | A | D | N | N | 85365080 | 100 | 4047621047553 | 0.06 | KG | 9.08 | 9.08 | CP26 | CP26 | Auxiliary switch on the front, 2 NC Current path 1 NC, 1 NC for 3RH and 3RT spring-type terminal .1/.2, .1/.2 Multi-unit packaging Pack = 100 units | - | 0 | 0
3RH2911-2HA02-Z | X95 | 3RH2911-2HA02-ZX95 | 1 | UN | 1 | 1 | A | D | N | N | 85365080 | 321 | 4047621047539 | 0.06 | KG | 9.08 | 9.08 | CP26 | CP26 | Auxiliary switch on the front, 2 NC Current path 1 NC, 1 NC for 3RH and 3RT spring-type terminal .1/.2, .1/.2 Multi-unit packaging Pack = 321 units | - | 0 | 0
3RH2911-2HA03 |  | 3RH2911-2HA03 | 1 | UN | 1 | 5 | B | D | N | N | 85365080 | 1 | 4011209829565 | 0.061 | KG | 12.35 | 11.97 | CP26 | CP26 | Auxiliary switch on the front, 3 NC Current path 1 NC, 1 NC, 1 NC for 3RH and 3RT spring-type terminal .1/.2, .1/.2, .1/.2 | Lista Papel 2020 SI | 0 | 0
3RH2911-2HA10 |  | 3RH2911-2HA10 | 1 | UN | 1 | 1 | A | D | N | N | 85365080 | 1 | 4011209829527 | 0.054 | KG | 7.22 | 7.02 | CP26 | CP26 | Auxiliary switch on the front, 1 NO Current path 1 NO for 3RH and 3RT spring-type terminal .3/.4 | Lista Papel 2020 SI | 0 | 0
3RH2911-2HA10-Z | W96 | 3RH2911-2HA10-ZW96 | 1 | UN | 1 | 5 | B | D | N | N | 85365080 | 196 | 4047621028583 | 0.052 | KG | 7.22 | 7.22 | CP26 | CP26 | Auxiliary switch on the front, 1 NO Current path 1 NO for 3RH and 3RT spring-type terminal .3/.4 Multi-unit packaging = 196 units | - | 0 | 0
3RH2911-2HA10-Z | X95 | 3RH2911-2HA10-ZX95 | 1 | UN | 1 | 5 | B | D | N | N | 85365080 | 321 | 4047621028576 | 0.054 | KG | 7.22 | 7.22 | CP26 | CP26 | Auxiliary switch on the front, 1 NO Current path: 1 NO for 3RH and 3RT spring-type terminal .3/.4 Reusable packaging = 321 units | - | 0 | 0
3RH2911-2HA11 |  | 3RH2911-2HA11 | 1 | UN | 1 | 1 | A | D | N | N | 85365080 | 1 | 4011209829626 | 0.405 | KG | 9.08 | 8.83 | CP26 | CP26 | Auxiliary switch on the front, 1 NO + 1 NC Current path 1 NC, 1 NO for 3RH and 3RT spring-type terminal .1/.2, .3/.4 | Lista Papel 2020 SI | 0 | 0
3RH2911-2HA11-Z | W96 | 3RH2911-2HA11-ZW96 | 1 | UN | 1 | 5 | B | D | N | N | 85365080 | 196 | 4047621012636 | 0.046 | KG | 9.08 | 9.08 | CP26 | CP26 | Auxiliary switch on the front, 1 NO + 1 NC Current path 1 NC, 1 NO for 3RH and 3RT spring-type terminal .1/.2, .3/.4 Multi-unit packaging = 196 units | - | 0 | 0
3RH2911-2HA11-Z | W97 | 3RH2911-2HA11-ZW97 | 1 | UN | 1 | 5 | B | D | N | N | 85365080 | 100 | 4047621012643 | 0.046 | KG | 9.08 | 9.08 | CP26 | CP26 | Auxiliary switch on the front, 1 NO + 1 NC Current path 1 NC, 1 NO for 3RH and 3RT spring-type terminal .1/.2, .3/.4 Multi-unit packaging = 100 units | - | 0 | 0
3RH2911-2HA11-Z | W98 | 3RH2911-2HA11-ZW98 | 1 | UN | 1 | 5 | B | D | N | N | 85365080 | 50 | 4047621012650 | 0.046 | G | 9.08 | 9.08 | CP26 | CP26 | Auxiliary switch on the front, 1 NO + 1 NC Current path 1 NC, 1 NO for 3RH and 3RT spring-type terminal .1/.2, .3/.4 Multi-unit packaging = 50 units | - | 0 | 0
3RH2911-2HA11-Z | X95 | 3RH2911-2HA11-ZX95 | 1 | UN | 1 | 2 | A | D | N | N | 85365080 | 321 | 4011209851580 | 0.046 | KG | 9.08 | 9.08 | CP26 | CP26 | Auxiliary switch on the front, 1 NO + 1 NC Current path 1 NC, 1 NO for 3RH and 3RT spring-type terminal .1/.2, .3/.4 Reusable packaging = 321 units | - | 0 | 0
3RH2911-2HA12 |  | 3RH2911-2HA12 | 1 | UN | 1 | 1 | A | D | N | N | 85365080 | 1 | 4011209829602 | 0.049 | KG | 12.35 | 11.97 | CP26 | CP26 | Auxiliary switch on the front, 1 NO + 2 NC Current path 1 NC, 1 NO, 1 NO for 3RH and 3RT spring-type terminal .1/.2, .1/.2, .3/.4 | Lista Papel 2020 SI | 0 | 0
3RH2911-2HA12-0KT0 |  | 3RH2911-2HA12-0KT0 | 1 | UN | 1 | 5 | B | D | N | N | 85365080 | 1 | 4047621034973 | 59.3 | G | 12.35 | 12.35 | CP26 | CP26 | Auxiliary switch on the front, 1 NO + 2 NC Current path 1 NC, 1 NO, 1 NO for 3RH and 3RT spring-type terminal 21/22, 31/32 , 43/44 | - | 0 | 0
3RH2911-2HA12-Z | W98 | 3RH2911-2HA12-ZW98 | 1 | UN | 1 | 5 | B | D | N | N | 85365080 | 50 | 4047621028132 | 0.049 | KG | 12.35 | 12.35 | CP26 | CP26 | Auxiliary switch on the front, 1 NO + 2 NC Current path 1 NC, 1 NC, 1 NO for 3RH and 3RT spring-type terminal .1/.2, .1/.2, .3/.4 Multi-unit packaging = 50 units | - | 0 | 0
3RH2911-2HA12-Z | X95 | 3RH2911-2HA12-ZX95 | 1 | UN | 1 | 5 | B | D | N | N | 85365080 | 321 | 4011209896086 | 0.206 | KG | 12.35 | 12.35 | CP26 | CP26 | Auxiliary switch on the front, 1 NO + 2 NC Current path 1 NC, 1 NC, 1 NO for 3RH and 3RT spring-type terminal .1/.2, .1/.2, .3/.4 Reusable packaging 321 units | - | 0 | 0
3RH2911-2HA13 |  | 3RH2911-2HA13 | 1 | UN | 1 | 1 | A | D | N | N | 85365080 | 1 | 4011209829589 | 0.06 | KG | 15.3 | 14.82 | CP26 | CP26 | Auxiliary switch on the front, 1 NO + 3 NC Current path 1 NC, 1 NC, 1 NC, 1 NO for 3RH and 3RT spring-type terminal .1/.2, .1/.2, .1/.2, .3/.4 | Lista Papel 2020 SI | 0 | 0
3RH2911-2HA13-0KT0 |  | 3RH2911-2HA13-0KT0 | 1 | UN | 1 | 1 | A | D | EAR99 | N | 85365080 | 1 | 4047621034959 | 60 | G | 15.3 | 15.3 | CP26 | CP26 | Auxiliary switch on the front, 1 NO + 3 NC Current path 1 NC, 1 NC, 1 NC, 1 NO for 3RH and 3RT spring-type terminal 31/32 , 41/42, 51/52, 63/64 | - | 0 | 0
3RH2911-2HA13-0KT1 |  | 3RH2911-2HA13-0KT1 | 1 | UN | 1 | 10 | C | D | N | N | 85365080 | 1 | 4047621045030 | 0.06 | KG | 15.3 | 15.3 | CP26 | CP26 | AUX.SWITCH BLOCK,FRONT,1NO+3NC, CURR.PATH: 1NC, 1NC, 1NC, 1NO, F. CONT. RELAYS A. MOTOR CONT., 3RT2 SPRING-LOADED TERMINAL 21/22, 31/32, 41/42, 53/54 | - | 0 | 7
3RH2911-2HA20 |  | 3RH2911-2HA20 | 1 | UN | 1 | 1 | A | D | N | N | 85365080 | 1 | 4011209829541 | 0.069 | KG | 9.08 | 8.83 | CP26 | CP26 | Auxiliary switch on the front, 2 NO Current path 1 NO, 1 NO for 3RH and 3RT spring-type terminal .3/.4, .3/.4 | Lista Papel 2020 SI | 0 | 0
3RH2911-2HA20-Z | W97 | 3RH2911-2HA20-ZW97 | 1 | UN | 1 | 5 | B | D | N | N | 85365080 | 100 | 4011209944343 | 0.192 | KG | 9.08 | 9.08 | CP26 | CP26 | Auxiliary switch on the front, 2 NO Current path 1 NO, 1 NO for 3RH and 3RT spring-type terminal .3/.4, .3/.4 Multi-unit packaging = 100 units | - | 0 | 0
3RH2911-2HA20-Z | X95 | 3RH2911-2HA20-ZX95 | 1 | UN | 1 | 5 | B | D | N | N | 85365080 | 321 | 4011209899124 | 0.069 | KG | 9.08 | 9.08 | CP26 | CP26 | Auxiliary switch on the front, 2 NO Current path 1 NO, 1 NO for 3RH and 3RT spring-type terminal .3/.4, .3/.4 Reusable packaging = 321 units | - | 0 | 0
3RH2911-2HA21 |  | 3RH2911-2HA21 | 1 | UN | 1 | 1 | A | D | N | N | 85365080 | 1 | 4011209829619 | 0.048 | KG | 12.35 | 11.97 | CP26 | CP26 | Auxiliary switch on the front, 2 NO + 1 NC Current path 1 NC, 1 NO, 1 NO for 3RH and 3RT spring-type terminal .1/.2, .3/.4 , .3/.4 | Lista Papel 2020 SI | 0 | 0
3RH2911-2HA22 |  | 3RH2911-2HA22 | 1 | UN | 1 | 1 | A | D | N | N | 85365080 | 1 | 4011209829558 | 0.069 | KG | 15.3 | 14.82 | CP26 | CP26 | Auxiliary switch on the front, 2 NO + 2 NC Current path 1 NC, 1 NC, 1 NO, 1 NO for 3RH and 3RT spring-type terminal .1/.2, .1/.2, .3/.4, .3/.4 | Lista Papel 2020 SI | 0 | 0
3RH2911-2HA22-Z | W96 | 3RH2911-2HA22-ZW96 | 1 | UN | 1 | 5 | B | D | N | N | 85365080 | 196 | 4011209897359 | 0.046 | KG | 15.3 | 15.3 | CP26 | CP26 | Auxiliary switch on the front, 2 NO + 2 NC Current path 1 NC, 1 NC, 1 NO, 1 NO for 3RH and 3RT spring-type terminal .1/.2, .1/.2, .3/.4, .3/.4 Multi-unit packaging = 196 units | - | 0 | 0
3RH2911-2HA22-Z | W97 | 3RH2911-2HA22-ZW97 | 1 | UN | 1 | 5 | B | D | N | N | 85365080 | 100 | 4011209944435 | 0.046 | KG | 15.3 | 15.3 | CP26 | CP26 | Auxiliary switch on the front, 2 NO + 2 NC Current path 1 NC, 1 NC, 1 NO, 1 NO for 3RH and 3RT spring-type terminal .1/.2, .1/.2, .3/.4, .3/.4 Multi-unit packaging = 100 units | - | 0 | 0
3RH2911-2HA22-Z | X95 | 3RH2911-2HA22-ZX95 | 1 | UN | 1 | 5 | B | D | N | N | 85365080 | 321 | 4011209851573 | 0.046 | KG | 15.3 | 15.3 | CP26 | CP26 | Auxiliary switch on the front, 2 NO + 2 NC Current path 1 NC, 1 NC, 1 NO, 1 NO for 3RH and 3RT spring-type terminal .1/.2, .1/.2, .3/.4, .3/.4 Reusable packaging = 321 units Reusable packaging = 321 units | - | 0 | 0
3RH2911-2HA30 |  | 3RH2911-2HA30 | 1 | UN | 1 | 5 | B | D | N | N | 85365080 | 1 | 4011209829572 | 0.06 | KG | 12.35 | 11.97 | CP26 | CP26 | Auxiliary switch on the front, 3 NO Current path 1 NO, 1 NO, 1 NO for 3RH and 3RT spring-type terminal .3/.4, .3/.4, .3/.4 | Lista Papel 2020 SI | 0 | 0
3RH2911-2HA31 |  | 3RH2911-2HA31 | 1 | UN | 1 | 1 | A | D | N | N | 85365080 | 1 | 4011209829596 | 0.048 | KG | 15.3 | 14.82 | CP26 | CP26 | Auxiliary switch on the front, 3 NO + 1 NC Current path 1 NC, 1 NO, 1 NO, 1 NO for 3RH and 3RT spring-type terminal .1/.2, .3/.4, .3/.4, .3/.4 | Lista Papel 2020 SI | 0 | 0
3RH2911-2HA31-Z | W96 | 3RH2911-2HA31-ZW96 | 1 | UN | 1 | 5 | B | D | N | N | 85365080 | 196 | 4047621011530 | 0.046 | KG | 15.3 | 15.3 | CP26 | CP26 | Auxiliary switch on the front, 3 NO + 1 NC Current path 1 NC, 1 NO, 1 NO, 1 NO for 3RH and 3RT spring-type terminal .1/.2, .3/.4, .3/.4, .3/.4 Multi-unit packaging = 196 units | - | 0 | 0
3RH2911-2HA31-Z | W97 | 3RH2911-2HA31-ZW97 | 1 | UN | 1 | 5 | B | D | N | N | 85365080 | 100 | 4047621011547 | 0.046 | KG | 15.3 | 15.3 | CP26 | CP26 | Auxiliary switch on the front, 3 NO + 1 NC Current path 1 NC, 1 NO, 1 NO, 1 NO for 3RH and 3RT spring-type terminal .1/.2, .3/.4, .3/.4, .3/.4 Multi-unit packaging = 100 units | - | 0 | 0
3RH2911-2HA31-Z | X95 | 3RH2911-2HA31-ZX95 | 1 | UN | 1 | 5 | B | D | N | N | 85365080 | 321 | 4047621011516 | 46 | G | 15.3 | 15.3 | CP26 | CP26 | Auxiliary switch on the front, 3 NO + 1 NC Current path 1 NC, 1 NO, 1 NO, 1 NO for 3RH and 3RT spring-type terminal .1/.2, .3/.4, .3/.4, .3/.4 Reusable packaging = 321 units | - | 0 | 0
3RH2911-2NE21 |  | 3RH2911-2NE21 | 1 | UN | 1 | 0 | A | D | N | N | 85365080 | 1 | 4047621003597 | 0.048 | KG | 74.01 | 74.01 | CP26 | CP26 | Auxiliary switch on the front, 2 NO + 1 NC Current path 1 NO, 1 NO, 1 NC, 1 NC for 3RH and 3RT spring-type terminal .3/.4, --/-- , .3/.4, .1/.2 1 NO conventional 1 NO + 1 NC | - | 0 | 0
3RH2911-2NF02 |  | 3RH2911-2NF02 | 1 | UN | 1 | 2 | A | D | N | N | 85365080 | 1 | 4011209829947 | 0.048 | KG | 34.87 | 33.92 | CP26 | CP26 | Electron. contr. auxiliary switch on the front, 2 NC Current path 1 NC, 1 NC for 3RH and 3RT spring-type terminal .1/.2, --/--, --/--, .1/.2 | Lista Papel 2020 SI | 0 | 0
3RH2911-2NF11 |  | 3RH2911-2NF11 | 1 | UN | 1 | 1 | A | D | N | N | 85365080 | 1 | 4011209829923 | 0.048 | KG | 34.87 | 33.92 | CP26 | CP26 | Electron. contr. auxiliary switch on the front, 1 NO + 1 NC Current path 1 NO, 1 NC for 3RH and 3RT spring-type terminal .3/.4, --/--, --/--, .1/.2 | Lista Papel 2020 SI | 0 | 0
3RH2911-2NF20 |  | 3RH2911-2NF20 | 1 | UN | 1 | 1 | A | D | N | N | 85365080 | 1 | 4011209829930 | 0.048 | KG | 34.87 | 33.92 | CP26 | CP26 | Electron. contr. auxiliary switch on the front, 2 NO Current path 1 NO, 1 NO for 3RH and 3RT spring-type terminal .3/.4, --/--, --/--, .3/.4 | Lista Papel 2020 SI | 0 | 0
3RH2911-2NF22 |  | 3RH2911-2NF22 | 1 | UN | 1 | 10 | C | D | N | N | 85365080 | 1 | 4047621018256 | 0.048 | KG | 78.28 | 78.28 | CP26 | CP26 | Auxiliary switch on the front, 2 NO + 2 NC Current path 1 NC, 1 NO, 1 NO, 1 NC for 3RH and 3RT spring-type terminal .1/.2, .3/.4, .3/.4, .1/.2 2 NO conventional 2 NC | - | 0 | 0
3RH2911-2XA04-0MA0 |  | 3RH2911-2XA04-0MA0 | 1 | UN | 1 | 5 | B | D | N | N | 85365080 | 1 | 4011209902282 | 59.3 | G | 15.3 | 15.3 | CP26 | CP26 | Auxiliary switch Front-side, 4 NC Current path 1 NC, 1 NC, 1 NC, 1 NC for 3RH2 and 3RT2 Spring-type terminal 51/52, 61/62, 71/72, 81/82 | - | 0 | 0
3RH2911-2XA11-0MA0 |  | 3RH2911-2XA11-0MA0 | 1 | UN | 1 | 0 | A | D | N | N | 85365080 | 1 | 4047621063409 | 59.3 | G | 9.08 | 9.08 | CP26 | CP26 | Auxiliary switch Front-side, 1 NO + 1 NC Current path 1 NO, 1 NO for 3RH2 and 3RT2 Spring-type terminal 51/52, 63/64 | - | 0 | 7
3RH2911-2XA13-0MA0 |  | 3RH2911-2XA13-0MA0 | 1 | UN | 1 | 5 | B | D | N | N | 85365080 | 1 | 4047621063508 | 59.3 | G | 15.3 | 15.3 | CP26 | CP26 | Auxiliary switch Front-side, 1 NO + 3 NC Current path 1 NO, 1 NC, 1 NC, 1 NO for 3RH2 and 3RT2 Spring-type terminal 51/52, 61/62, 71/72, 83/84 | - | 0 | 7
3RH2911-2XA20-0MA0 |  | 3RH2911-2XA20-0MA0 | 1 | UN | 1 | 1 | A | D | N | N | 85365080 | 1 | 4011209899278 | 0.048 | KG | 9.08 | 9.08 | CP26 | CP26 | Auxiliary switch on the front, 2 NO Current path 1 NO, 1 NO for 3RH and 3RT spring-type terminal 53/54, 63/64 | - | 0 | 0
3RH2911-2XA22-0MA0 |  | 3RH2911-2XA22-0MA0 | 1 | UN | 1 | 1 | A | D | N | N | 85365080 | 1 | 4011209892576 | 59.3 | G | 15.3 | 15.3 | CP26 | CP26 | Auxiliary switch on the front, 2 NO + 2 NC Current path 1 NO, 1 NC, 1 NC, 1 NO for 3RH and 3RT spring-type terminal 53/54, 61/62, 71/72, 83/84 | - | 0 | 0
3RH2911-2XA22-0MA0-Z | W97 | 3RH2911-2XA22-0MA0-ZW97 | 1 | UN | 1 | 5 | B | D | N | N | 85365080 | 100 | 4011209916432 | 0.046 | KG | 15.3 | 15.3 | CP26 | CP26 | Auxiliary switch on the front, 2 NO + 2 NC Current path 1 NO, 1 NC, 1 NC, 1 NO for 3RH and 3RT spring-type terminal 53/54, 61/62, 71/72, 83/84 Multi-unit packaging = 100 units | - | 0 | 0
3RH2911-2XA31-0MA0 |  | 3RH2911-2XA31-0MA0 | 1 | UN | 1 | 1 | A | D | N | N | 85365080 | 1 | 4011209892569 | 59.3 | G | 15.3 | 15.3 | CP26 | CP26 | Auxiliary switch on the front, 3 NO + 1 NC Current path 1 NO, 1 NC, 1 NO, 1 NO for 3RH and 3RT spring-type terminal 53/54, 61/62, 73/74, 83/84 | - | 0 | 0
3RH2911-2XA31-0MA0-Z | W96 | 3RH2911-2XA31-0MA0-ZW96 | 1 | UN | 1 | 5 | B | D | N | N | 85365080 | 196 | 4047621014593 | 0.059 | KG | 15.3 | 15.3 | CP26 | CP26 | Auxiliary switch on the front, 3 NO + 1 NC Current path 1 NO, 1 NC, 1 NO, 1 NO for 3RH and 3RT spring-type terminal 53/54, 61/62, 73/74, 83/84 Multi-unit packaging = 196 units | - | 0 | 0
3RH2911-2XA31-0MA0-Z | W98 | 3RH2911-2XA31-0MA0-ZW98 | 1 | UN | 1 | 5 | B | D | N | N | 85365080 | 50 | 4047621014616 | 0.059 | KG | 15.3 | 15.3 | CP26 | CP26 | Auxiliary switch on the front, 3 NO + 1 NC Current path 1 NO, 1 NC, 1 NO, 1 NO for 3RH and 3RT spring-type terminal 53/54, 61/62, 73/74, 83/84 Multi-unit packaging = 50 units | - | 0 | 0
3RH2911-2XA31-0MA0-Z | X95 | 3RH2911-2XA31-0MA0-ZX95 | 1 | UN | 1 | 5 | B | D | N | N | 85365080 | 321 | 4047621014586 | 59.3 | G | 15.3 | 15.3 | CP26 | CP26 | Auxiliary switch on the front, 3 NO + 1 NC Current path 1 NO, 1 NC, 1 NO, 1 NO for 3RH and 3RT spring-type terminal 53/54, 61/62, 73/74, 83/84 Reusable packaging = 321 units | - | 0 | 0
3RH2911-2XA40-0MA0 |  | 3RH2911-2XA40-0MA0 | 1 | UN | 1 | 1 | A | D | N | N | 85365080 | 1 | 4011209892781 | 59.3 | G | 15.3 | 15.3 | CP26 | CP26 | Auxiliary switch on the front, 4 NO Current path 1 NO, 1 NO, 1 NO, 1 NO for 3RH and 3RT spring-type terminal 53/54, 63/64, 73/74, 83/84 | - | 0 | 0
3RH2911-2XA40-0MA0-Z | W96 | 3RH2911-2XA40-0MA0-ZW96 | 1 | UN | 1 | 5 | B | D | N | N | 85365080 | 196 | 4011209974364 | 0.192 | KG | 15.3 | 15.3 | CP26 | CP26 | Auxiliary switch on the front, 4 NO Current path 1 NO, 1 NO, 1 NO, 1 NO for 3RH and 3RT spring-type terminal 53/54, 63/64, 73/74, 83/84 Multi-unit packaging = 196 units | - | 0 | 0
3RH2911-2XA40-0MA0-Z | W97 | 3RH2911-2XA40-0MA0-ZW97 | 1 | UN | 1 | 5 | B | D | N | N | 85365080 | 100 | 4011209974371 | 0.192 | KG | 15.3 | 15.3 | CP26 | CP26 | Auxiliary switch on the front, 4 NO Current path 1 NO, 1 NO, 1 NO, 1 NO for 3RH and 3RT spring-type terminal 53/54, 63/64, 73/74, 83/84 Multi-unit packaging = 100 units | - | 0 | 0
3RH2911-2XA40-0MA0-Z | W98 | 3RH2911-2XA40-0MA0-ZW98 | 1 | UN | 1 | 5 | B | D | N | N | 85365080 | 50 |  | 0.192 | KG | 15.3 | 15.3 | CP26 | CP26 | Auxiliary switch on the front, 4 NO Current path 1 NO, 1 NO, 1 NO, 1 NO for 3RH and 3RT spring-type terminal 53/54, 63/64, 73/74, 83/84 Multi-unit packaging = 50 units | - | 0 | 0
3RH2911-2XB22-0MA0 |  | 3RH2911-2XB22-0MA0 | 1 | UN | 1 | 5 | B | D | N | N | 85365080 | 1 | 4011209934245 | 59.3 | G | 27.55 | 27.55 | CP26 | CP26 | Auxiliary switch 11 U, on the front, 2 NO + 2 NC Current path 1 NO, 1 NC, 1 NC, 1 NO for 3RH and 3RT spring-type terminal 53/54, 61/62, 75/76, 87/88 | - | 0 | 0
3RH2911-2XF12-0KS1 |  | 3RH2911-2XF12-0KS1 | 1 | UN | 1 | 0 | A | D | N | N | 85365080 | 1 | 4047621060026 | 0.048 | KG | 48.45 | 48.45 | CP02 | CP02 | Solid-state compatible conventional auxiliary switch EN 50005 3-pole Spring-type terminal Size S00 2 NC solid-state compatible, 1 NO conventional for contactor relays and motor contactors | - | 0 | 9
3RH2911-2XF22-0KS1 |  | 3RH2911-2XF22-0KS1 | 1 | UN | 1 | 10 | C | D | N | N | 85365080 | 1 | 4047621070599 | 0.048 | KG | 78.28 | 78.28 | CP26 | CP26 | Front-side auxiliary switch, 2 NO contacts 2 NC contacts, NC contact encapsulated (solid-state compatible), spring-type terminal, 11/12, 23/24, 33/34, 41/42, customized only for 3RT2448-6KB40-0KS0 |  | 0 | 7
3RH2911-4DA11 |  | 3RH2911-4DA11 | 1 | UN | 1 | 5 | B | D | N | N | 85365080 | 1 | 4011209791152 | 45 | G | 13.68 | 13.68 | CP26 | CP26 | Auxiliary switch lateral, 1 NO + 1 NC Current path 1 NC, 1 NO for 3RH and 3RT Ring cable lug connection R: 21/22, 33/34 L: 41/42, 53/54 | - | 0 | 0
3RH2911-4FA04 |  | 3RH2911-4FA04 | 1 | UN | 1 | 5 | B | D | N | N | 85365080 | 1 | 4011209829862 | 0.055 | KG | 15.3 | 15.3 | CP26 | CP26 | Auxiliary switch on the front, 4 NC Current path 1 NC, 1 NC, 1 NC, 1 NC for 3RH and 3RT Ring cable lug connection .1/.2, .1/.2, .1/.2, .1/.2 | - | 0 | 0
3RH2911-4FA40 |  | 3RH2911-4FA40 | 1 | UN | 1 | 5 | B | D | N | N | 85365080 | 1 | 4011209829855 | 0.055 | KG | 15.3 | 15.3 | CP26 | CP26 | Auxiliary switch on the front, 4 NO Current path 1 NO, 1 NO, 1 NO, 1 NO for 3RH and 3RT Ring cable lug connection .3/.4, .3/.4, .3/.4, .3/.4 | - | 0 | 0
3RH2911-4FB11 |  | 3RH2911-4FB11 | 1 | UN | 1 | 5 | B | D | N | N | 85365080 | 1 | 4011209829701 | 0.051 | KG | 18.24 | 18.24 | CP26 | CP26 | Auxiliary switch 11 U, on the front, 1 NO + 1 NC Current path 1 NO, 1 NC for 3RH and 3RT Ring cable lug connection .7/.8, --/--, .5/.6, --/-- | - | 0 | 0
3RH2911-4FB22 |  | 3RH2911-4FB22 | 1 | UN | 1 | 5 | B | D | N | N | 85365080 | 1 | 4011209829886 | 0.055 | KG | 27.36 | 27.36 | CP26 | CP26 | Auxiliary switch 11 U, on the front, 2 NO + 2 NC Current path 1 NO, 1 NC, 1 NC, 1 NO for 3RH and 3RT Ring cable lug connection .3/.4, .1/.2, .5/.6, .7/.8 | - | 0 | 0
3RH2911-4FC22 |  | 3RH2911-4FC22 | 1 | UN | 1 | 5 | B | D | N | N | 85365080 | 1 | 4011209829879 | 0.055 | KG | 24.42 | 24.42 | CP26 | CP26 | Auxiliary switch 22 U, on the front, 2 NO + 2 NC Current path 1 NO, 1 NO, 1 NC, 1 NC for 3RH and 3RT Ring cable lug connection .7/.8, .7/.8, .5/.6, .5/.6 | - | 0 | 0
3RH2911-4GA04 |  | 3RH2911-4GA04 | 1 | UN | 1 | 5 | B | D | N | N | 85365080 | 1 | 4011209829725 | 51.3 | G | 15.3 | 15.3 | CP26 | CP26 | Auxiliary switch on the front, 4 NC Current path 1 NC, 1 NC, 1 NC, 1 NC for contactor relays Size S00 Ring cable lug connection 53/54, 63/64, 73/74, 83/84 Physically coded; only with contactor relays 3RH2140* and 3RH2440* can be combined (according to EN 50011) | - | 0 | 0
3RH2911-4GA13 |  | 3RH2911-4GA13 | 1 | UN | 1 | 5 | B | D | N | N | 85365080 | 1 | 4011209829718 | 51.3 | G | 15.3 | 15.3 | CP26 | CP26 | Auxiliary switch on the front, 1 NO + 3 NC Current path 1 NO, 1 NC, 1 NC, 1 NC for contactor relays Size S00 Ring cable lug connection 53/54, 63/64, 73/74, 83/84 Physically coded; only with contactor relays 3RH2140* and 3RH2440* can be combined (according to EN 50011) | - | 0 | 0
3RH2911-4GA22 |  | 3RH2911-4GA22 | 1 | UN | 1 | 5 | B | D | N | N | 85365080 | 1 | 4011209829695 | 59.3 | G | 15.3 | 15.3 | CP26 | CP26 | Auxiliary switch on the front, 2 NO + 2 NC Current path 1 NO, 1 NC, 1 NC, 1 NO for contactor relays Size S00 Ring cable lug connection 53/54, 63/64, 73/74, 83/84 Physically coded; only with contactor relays 3RH2140* and 3RH2440* can be combined (according to EN 50011) | - | 0 | 0
3RH2911-4GA31 |  | 3RH2911-4GA31 | 1 | UN | 1 | 5 | B | D | N | N | 85365080 | 1 | 4011209829688 | 59.3 | G | 15.3 | 15.3 | CP26 | CP26 | Auxiliary switch on the front, 3 NO + 1 NC Current path 1 NO, 1 NC, 1 NO, 1 NO for contactor relays Size S00 Ring cable lug connection 53/54, 63/64, 73/74, 83/84 Physically coded; only with contactor relays 3RH2140* and 3RH2440* can be combined (according to EN 50011) | - | 0 | 0
3RH2911-4GA40 |  | 3RH2911-4GA40 | 1 | UN | 1 | 5 | B | D | N | N | 85365080 | 1 | 4011209829671 | 59.3 | G | 15.3 | 15.3 | CP26 | CP26 | Auxiliary switch on the front, 4 NO Current path 1 NO, 1 NO, 1 NO, 1 NO for contactor relays Size S00 Ring cable lug connection 53/54, 63/64, 73/74, 83/84 Physically coded; only with contactor relays 3RH2140* and 3RH2440* can be combined (according to EN 50011) | - | 0 | 0
3RH2911-4HA01 |  | 3RH2911-4HA01 | 1 | UN | 1 | 5 | B | D | N | N | 85365080 | 1 | 4011209829732 | 0.035 | KG | 7.22 | 7.22 | CP26 | CP26 | Auxiliary switch on the front, 1 NC Current path 1 NC for 3RH and 3RT Ring cable lug connection .1/.2 | - | 0 | 0
3RH2911-4HA02 |  | 3RH2911-4HA02 | 1 | UN | 1 | 5 | B | D | N | N | 85365080 | 1 | 4011209829756 | 0.052 | KG | 9.08 | 9.08 | CP26 | CP26 | Auxiliary switch on the front, 2 NC Current path 1 NC, 1 NC for 3RH and 3RT Ring cable lug connection .1/.2, .1/.2 | - | 0 | 0
3RH2911-4HA03 |  | 3RH2911-4HA03 | 1 | UN | 1 | 5 | B | D | N | N | 85365080 | 1 | 4011209829787 | 0.08 | KG | 12.35 | 12.35 | CP26 | CP26 | Auxiliary switch on the front, 3 NC Current path 1 NC, 1 NC, 1 NC for 3RH and 3RT Ring cable lug connection .1/.2, .1/.2, .1/.2 | - | 0 | 0
3RH2911-4HA10 |  | 3RH2911-4HA10 | 1 | UN | 1 | 5 | B | D | N | N | 85365080 | 1 | 4011209829749 | 0.052 | KG | 7.22 | 7.22 | CP26 | CP26 | Auxiliary switch on the front, 1 NO Current path 1 NO for 3RH and 3RT Ring cable lug connection .3/.4 | - | 0 | 0
3RH2911-4HA11 |  | 3RH2911-4HA11 | 1 | UN | 1 | 5 | B | D | N | N | 85365080 | 1 | 4011209829848 | 0.052 | KG | 9.08 | 9.08 | CP26 | CP26 | Auxiliary switch on the front, 1 NO + 1 NC Current path 1 NC, 1 NO for 3RH and 3RT Ring cable lug connection .1/.2, .3/.4 | - | 0 | 0
3RH2911-4HA12 |  | 3RH2911-4HA12 | 1 | UN | 1 | 5 | B | D | N | N | 85365080 | 1 | 4011209829824 | 0.055 | KG | 12.35 | 12.35 | CP26 | CP26 | Auxiliary switch on the front, 1 NO + 2 NC Current path 1 NC, 1 NC, 1 NO for 3RH and 3RT Ring cable lug connection .1/.2, .1/.2, .3/.4 | - | 0 | 0
3RH2911-4HA13 |  | 3RH2911-4HA13 | 1 | UN | 1 | 5 | B | D | N | N | 85365080 | 1 | 4011209829800 | 0.06 | KG | 15.3 | 15.3 | CP26 | CP26 | Auxiliary switch on the front, 1 NO + 3 NC Current path 1 NC, 1 NC, 1 NC, 1 NO for 3RH and 3RT Ring cable lug connection .1/.2, .1/.2, .1/.2, .3/.4 | - | 0 | 0
3RH2911-4HA20 |  | 3RH2911-4HA20 | 1 | UN | 1 | 5 | B | D | N | N | 85365080 | 1 | 4011209829763 | 0.08 | KG | 9.08 | 9.08 | CP26 | CP26 | Auxiliary switch on the front, 2 NO Current path 1 NO, 1 NO for 3RH and 3RT Ring cable lug connection .3/.4, .3/.4 | - | 0 | 0
3RH2911-4HA21 |  | 3RH2911-4HA21 | 1 | UN | 1 | 5 | B | D | N | N | 85365080 | 1 | 4011209829831 | 0.04 | KG | 12.35 | 12.35 | CP26 | CP26 | Auxiliary switch on the front, 2 NO + 1 NC Current path 1 NC, 1 NO, 1 NO for 3RH and 3RT Ring cable lug connection .1/.2, .3/.4, .3/.4 | - | 0 | 0
3RH2911-4HA22 |  | 3RH2911-4HA22 | 1 | UN | 1 | 5 | B | D | N | N | 85365080 | 1 | 4011209829770 | 0.052 | KG | 15.3 | 15.3 | CP26 | CP26 | Auxiliary switch on the front, 2 NO + 2 NC Current path 1 NC, 1 NC, 1 NO, 1 NO for 3RH and 3RT Ring cable lug connection .1/.2, .1/.2, .3/.4, .3/.4 | - | 0 | 0
3RH2911-4HA30 |  | 3RH2911-4HA30 | 1 | UN | 1 | 5 | B | D | N | N | 85365080 | 1 | 4011209829794 | 0.052 | KG | 12.35 | 12.35 | CP26 | CP26 | Auxiliary switch on the front, 3 NO Current path 1 NO, 1 NO, 1 NO for 3RH and 3RT Ring cable lug connection .3/.4, .3/.4, .3/.4 | - | 0 | 0
3RH2911-4HA31 |  | 3RH2911-4HA31 | 1 | UN | 1 | 5 | B | D | N | N | 85365080 | 1 | 4011209829817 | 0.041 | KG | 15.3 | 15.3 | CP26 | CP26 | Auxiliary switch on the front, 3 NO + 1 NC Current path 1 NC, 1 NO, 1 NO, 1 NO for 3RH and 3RT Ring cable lug connection .1/.2, .3/.4, .3/.4, .3/.4 | - | 0 | 0
3RH2911-4NF02 |  | 3RH2911-4NF02 | 1 | UN | 1 | 5 | B | D | N | N | 85365080 | 1 | 4011209829978 | 0.041 | KG | 34.87 | 34.87 | CP26 | CP26 | Electron. contr. auxiliary switch on the front, 2 NC Current path 1 NC, 1 NC, for 3RH and 3RT Ring cable lug connection .1/.2, --/--, --/--, .1/.2 | - | 0 | 0
3RH2911-4NF11 |  | 3RH2911-4NF11 | 1 | UN | 1 | 5 | B | D | N | N | 85365080 | 1 | 4011209829954 | 0.042 | KG | 34.87 | 34.87 | CP26 | CP26 | Electron. contr. auxiliary switch on the front, 1 NO + 1 NC Current path 1 NO, 1 NC, for 3RH and 3RT Ring cable lug connection .3/.4, --/--, --/--, .1/.2 | - | 0 | 0
3RH2911-4NF20 |  | 3RH2911-4NF20 | 1 | UN | 1 | 5 | B | D | N | N | 85365080 | 1 | 4011209829961 | 0.041 | KG | 34.87 | 34.87 | CP26 | CP26 | Electron. contr. auxiliary switch on the front, 2 NO, Current path 1 NO, 1 NO for 3RH and 3RT Ring cable lug connection .3/.4, --/--, --/--, .3/.4 | - | 0 | 0
3RH2914-1GP11 |  | 3RH2914-1GP11 | 1 | UN | 1 | 5 | B | D | N | N | 85364900 | 1 | 4011209953291 | 89 | G | 59.76 | 59.76 | CP02 | CP02 | Coupling link for front-end mounting to AC, DC, AC / DC Contactors, 3RT2 S00-S3, 24 V DC Control, screw terminal | - | 0 | 0
3RH2914-2GP11 |  | 3RH2914-2GP11 | 1 | UN | 1 | 5 | B | D | N | N | 85364900 | 1 | 4011209953284 | 85 | G | 59.76 | 59.76 | CP02 | CP02 | Coupling link for front-end mounting to AC, DC, AC / DC Contactors, 3RT2 S00-S3, 24 V DC Control, Spring-type terminal | - | 0 | 0
3RH2916-1DA11 |  | 3RH2916-1DA11 | 1 | UN | 1 | 0 | A | D | N | N | 85365080 | 1 |  | 0.04 | KG | 20.62 | 20.62 | CP26 | CP26 | Auxiliary switch lateral, 1 NO + 1 NC Current path 1 NC, 1 NO for 3RH and 3RT screw terminal R: 21/22, 33/34 L: 41/42, 53/54 | - | 0 | 7
3RH2916-1FA22 |  | 3RH2916-1FA22 | 1 | UN | 1 | 5 | B | D | N | N | 85365080 | 1 | 4011209911437 | 51.3 | G | 16.82 | 16.82 | CP26 | CP26 | Auxiliary switch on the front, 2 NO + 2 NC Current path 1 NO, 1 NC, 1 NC, 1 NO for 3RH and 3RT screw terminal .3/.4, .1/.2, .1/.2, .3/.4 | - | 0 | 0
3RH2916-1XA22-0MA0 |  | 3RH2916-1XA22-0MA0 | 1 | UN | 1 | 5 | B | D | N | N | 85365080 | 1 | 4011209911444 | 51.3 | G | 16.82 | 16.82 | CP26 | CP26 | Auxiliary switch on the front, 2 NO + 2 NC Current path 1 NO, 1 NC, 1 NC, 1 NO for 3RH and 3RT screw terminal 53/54, 61/62, 71/72, 83/84 | - | 0 | 0
3RH2916-2DA11 |  | 3RH2916-2DA11 | 1 | UN | 1 | 0 | A | D | N | N | 85365080 | 1 |  | 0.04 | KG | 14.92 | 14.92 | CP26 | CP26 | Auxiliary switch lateral, 1 NO + 1 NC Current path 1 NC, 1 NO for 3RH and 3RT spring-type terminal R: 21/22, 33/34 L: 41/42, 53/54 | - | 0 | 0
3RH2916-2FA22 |  | 3RH2916-2FA22 | 1 | UN | 1 | 5 | B | D | N | N | 85365080 | 1 | 4011209911468 | 59.3 | G | 16.82 | 16.82 | CP26 | CP26 | Auxiliary switch on the front, 2 NO + 2 NC Current path 1 NO, 1 NC, 1 NC, 1 NO for 3RH and 3RT spring-type terminal .3/.4, .1/.2, .1/.2, .3/.4 | - | 0 | 0
3RH2916-2XA22-0MA0 |  | 3RH2916-2XA22-0MA0 | 1 | UN | 1 | 5 | B | D | N | N | 85365080 | 1 | 4011209911451 | 59.3 | G | 16.82 | 16.82 | CP26 | CP26 | Auxiliary switch on the front, 2 NO + 2 NC Current path 1 NO, 1 NC, 2 NC, 1 NO for 3RH and 3RT spring-type terminal 53/54, 61/62, 71/72, 83/84 | - | 0 | 0
3RH2921-1DA02 |  | 3RH2921-1DA02 | 1 | UN | 1 | 2 | A | D | N | N | 85365080 | 1 | 4011209790278 | 41 | G | 13.68 | 13.3 | CP26 | CP26 | Auxiliary switch lateral, 2 NC Current path 1 NC, 1 NC for 3RH and 3RT screw terminal R: 31/32, 41/42 L: 51/52, 61/62 | Lista Papel 2020 SI | 0 | 0
3RH2921-1DA11 |  | 3RH2921-1DA11 | 1 | UN | 1 | 2 | A | D | N | N | 85365080 | 1 | 4011209790285 | 40 | G | 13.68 | 13.3 | CP26 | CP26 | Auxiliary switch lateral, 1 NO + 1 NC Current path 1 NC, 1 NO for 3RH and 3RT screw terminal R: 31/32, 43/44 L: 51/52, 63/64 | Lista Papel 2020 SI | 0 | 0
3RH2921-1DA20 |  | 3RH2921-1DA20 | 1 | UN | 1 | 2 | A | D | N | N | 85365080 | 1 | 4011209790292 | 39 | G | 13.68 | 13.3 | CP26 | CP26 | Auxiliary switch lateral, 2 NO Current path 1 NO, 1 NO for 3RH and 3RT screw terminal R: 33/34, 43/44 L: 53/54, 63/64 | Lista Papel 2020 SI | 0 | 0
3RH2921-1XA11-0MS0 |  | 3RH2921-1XA11-0MS0 | 1 | UN | 1 | 5 | B | D | N | N | 85365080 | 1 | 4047621070933 | 51.3 | G | 15.3 | 15.3 | CP02 | CP02 | Auxiliary switch block, 11, 1 NO + 1 NC, EN 50012, 2-pole, screw terminals, for motor contactors, sizes S0 ... S3, customized, contact force of 0.5N, 33/34, --/--, --/--, 41/42 |  | 0 | 7
3RH2921-2DA02 |  | 3RH2921-2DA02 | 1 | UN | 1 | 2 | A | D | N | N | 85365080 | 1 | 4011209790315 | 51 | G | 13.68 | 13.3 | CP26 | CP26 | Auxiliary switch lateral, 2 NC Current path 1 NC, 1 NC for 3RH and 3RT spring-type terminal R: 31/32, 41/42 L: 51/52, 61/62 | Lista Papel 2020 SI | 0 | 0
3RH2921-2DA11 |  | 3RH2921-2DA11 | 1 | UN | 1 | 2 | A | D | N | N | 85365080 | 1 | 4011209790322 | 50 | G | 13.68 | 13.3 | CP26 | CP26 | Auxiliary switch lateral, 1 NO + 1 NC Current path 1 NC, 1 NO for 3RH and 3RT spring-type terminal R: 31/32, 43/44 L: 51/52, 63/64 | Lista Papel 2020 SI | 0 | 0
3RH2921-2DA20 |  | 3RH2921-2DA20 | 1 | UN | 1 | 2 | A | D | N | N | 85365080 | 1 | 4011209790339 | 50 | G | 13.68 | 13.3 | CP26 | CP26 | Auxiliary switch lateral, 2 NO Current path 1 NO, 1 NO for 3RH and 3RT spring-type terminal R: 33/34, 43/44 L: 53/54, 63/64 | Lista Papel 2020 SI | 0 | 0
3RH2921-2DE11 |  | 3RH2921-2DE11 | 1 | UN | 1 | 2 | A | D | N | N | 85365080 | 1 | 4011209791138 | 50 | G | 34.01 | 33.06 | CP26 | CP26 | Electron. contr. auxiliary switch lateral, 1 NO + 1 NC Current path 1 NO, 1 NC, for for 3RH and 3RT spring-type terminal R: 31/32, 43/44 L: 21/22, 13/14 | Lista Papel 2020 SI | 0 | 0
3RH2921-2HA22-0KT0 |  | 3RH2921-2HA22-0KT0 | 1 | UN | 1 | 5 | B | D | N | N | 85365080 | 1 | 4047621034997 | 59.3 | G | 15.3 | 15.3 | CP26 | CP26 | Auxiliary switch on the front, 2 NO + 2 NC Current path 1 NC, 1 NC, 1 NO, 1 NO for 3RH and 3RT spring-type terminal 31/32, 41/42, 53/54, 63/64 | - | 0 | 0
3RH2921-2XN22-0GS0 |  | 3RH2921-2XN22-0GS0 | 1 | UN | 1 | 10 | C | D | N | N | 85365080 | 1 | 4047621072043 | 0.048 | KG | 78.28 | 78.28 | CP26 | CP26 | Front-side auxiliary switch, 2 NO contacts + 2 NC contacts, NC contact encapsulated (solid-state compatible), spring-type terminal, 11/12, 23/24, 33/34, 41/42, customized, only for 3RT2026-1FB40-1KS0, labeling plate petrol |  | 0 | 7
3RH2921-4DA11 |  | 3RH2921-4DA11 | 1 | UN | 1 | 5 | B | D | N | N | 85365080 | 1 | 4011209791169 | 45 | G | 13.68 | 13.68 | CP26 | CP26 | Auxiliary switch lateral, 1 NO + 1 NC Current path 1 NC, 1 NO for 3RH and 3RT Ring cable lug connection R: 31/32, 43/44 L: 51/52, 63/64 | - | 0 | 0
3RH2924-1GP11 |  | 3RH2924-1GP11 | 1 | UN | 1 | 1 | A | D | N | N | 85364190 | 1 | 4011209740389 | 0.07 | KG | 59.76 | 59.76 | CP26 | CP26 | Coupling link for direct coil mounting, 24 V DC, 1 NO, 1 NC for motor contactors size S0 screw terminal connection B1/B2 for 1 NO | - | 0 | 0
3RK1005-0LB00-0AA0 |  | 3RK1005-0LB00-0AA0 | 1 | UN | 1 | 1 | A | D | EAR99H | N | 85389091 | 1 | 4011209892248 | 0.056 | KG | 213 | 213 | CP27 | CP27 | SIMATIC DP, Electronics module for ET 200S, 4SI SIRIUS 4 point-to-point interfaces Width 15 mm IO-Link master for SIRIUS controls | - | 0 | 7
3RK1100-1CE00-0AA2 |  | 3RK1100-1CE00-0AA2 | 1 | UN | 1 | 1 | A | D | N | N | 85371098 | 1 | 4011209385320 | 0.135 | KG | 175.2 | 175.2 | CP01 | CP01 | AS-i SlimLine module Phased-out product !!! For further information, please contact our sales department S22.5 digital 4 DQ, IP20 4 x output, 1 A, 24 V DC Screw terminals Overall width 22.5 mm | - | 0 | 0
3RK1100-1CG00-0AA2 |  | 3RK1100-1CG00-0AA2 | 1 | UN | 1 | 2 | A | D | N | N | 85371098 | 1 | 4011209447882 | 0.127 | KG | 180 | 180 | CP01 | CP01 | AS-i SlimLine module Phased-out product !!! For further information, please contact our sales department S22.5 digital 4 DQ, IP20 4 x output, 1 A, 24 V DC spring-type terminals Overall width 22.5 mm | - | 0 | 0
3RK1100-1CQ00-0AA3 |  | 3RK1100-1CQ00-0AA3 | 1 | UN | 1 | 1 | A | D | N | N | 85371098 | 1 | 4011209341517 | 0.184 | KG | 172.8 | 172.8 | CP01 | CP01 | AS-i compact module K60 digital 4 DQ, IP67 4 x output, 2 A 24 V DC maximal 4 A for all outputs 4 x M12 socket Y-II assignment Mounting plate 3RK1901-0CA00 must be ordered separately | - | 0 | 0
3RK1100-1CQ01-0AA3 |  | 3RK1100-1CQ01-0AA3 | 1 | UN | 1 | 30 | D | D | N | N | 85371098 | 1 | 4011209368095 | 0.1 | KG | 726 | 726 | CP01 | CP01 | AS-Interface user module IP67 Phased-out product !!! For further information, please contact our sales department digital, 4 DQ, NPN 4x 1 output 4 x M12 socket | - | 0 | 7
3RK1100-1CQ20-0AA3 |  | 3RK1100-1CQ20-0AA3 | 1 | UN | 1 | 1 | A | D | N | N | 85371098 | 1 | 4011209448797 | 86 | G | 154.8 | 154.8 | CP01 | CP01 | AS-i compact module K45 digital 4 DQ, IP67 4 x output, 1 A 24 V DC maximal 3 A for all outputs 4 x M12 socket Mounting plate 3RK1901-2EA00 or 3RK1901-2DA00 must be ordered separately | - | 0 | 0
3RK1105-1AE04-0CA0 |  | 3RK1105-1AE04-0CA0 | 1 | UN | 1 | 2 | A | D | N | N | 85364900 | 1 | 4011209533127 | 0.345 | KG | 507.6 | 507.6 | CP01 | CP01 | ASIsafe Basis Safety monitor 1 F-RO 1 enabling circuit IP20, with screw terminal removable terminals Safe output relay Response time maximum 40 ms Monitor type 1, Version 3 Can be used up to Category 4 (EN954-1) up to PL E (EN ISO 13849-1) up to SIL 3 (IEC 61508) | - | 0 | 0
3RK1105-1AE04-1CA0 |  | 3RK1105-1AE04-1CA0 | 1 | UN | 1 | 2 | A | D | N | N | 85364900 | 1 | 4011209592254 | 0.345 | KG | 507.6 | 507.6 | CP01 | CP01 | ASIsafe Basis Safety monitor 1 F-RO 1 enabling circuit IP20, with screw terminal removable terminals Safe output relay Response time max. 50 ms Monitor type 1, Version 3 Can be used up to Category 4 (EN954-1) up to PL E (EN ISO 13849-1) up to SIL 3 (IEC 61508) | - | 0 | 7
3RK1105-1AE04-2CA0 |  | 3RK1105-1AE04-2CA0 | 1 | UN | 1 | 2 | A | D | N | N | 85364900 | 1 | 4011209592230 | 0.345 | KG | 573.6 | 573.6 | CP01 | CP01 | ASIsafe extended Safety monitor 1 F-RO 1 enabling circuit IP20, with screw terminal removable terminals Safe output relay Response time maximum 40 ms Monitor type 3, Version 3 Can be used up to Category 4 (EN954-1) up to PL E (EN ISO 13849-1) up to SIL 3 (IEC 61508) | - | 0 | 0
3RK1105-1AE04-3CA0 |  | 3RK1105-1AE04-3CA0 | 1 | UN | 1 | 2 | A | D | N | N | 85364900 | 1 | 4011209592278 | 0.345 | KG | 573.6 | 573.6 | CP01 | CP01 | ASIsafe extended Safety monitor 1 F-RO 1 enabling circuit IP20, with screw terminal removable terminals Safe output relay Response time max. 50 ms Monitor type 3, Version 3 Can be used up to Category 4 (EN954-1) up to PL E (EN ISO 13849-1) up to SIL 3 (IEC 61508) | - | 0 | 7
3RK1105-1AG04-0CA0 |  | 3RK1105-1AG04-0CA0 | 1 | UN | 1 | 2 | A | D | N | N | 85364900 | 1 | 4011209718852 | 0.345 | KG | 507.6 | 507.6 | CP01 | CP01 | ASIsafe Basis Safety monitor 1 F-RO 1 enabling circuit IP20, with spring-type terminal removable terminals Safe output relay Response time maximum 40 ms Monitor type 1, Version 3 Can be used up to Category 4 (EN954-1) up to PL E (EN ISO 13849-1) up to SIL 3 (IEC 61508) | - | 0 | 0
3RK1105-1AG04-2CA0 |  | 3RK1105-1AG04-2CA0 | 1 | UN | 1 | 2 | A | D | N | N | 85364900 | 1 | 4011209718876 | 0.345 | KG | 573.6 | 573.6 | CP01 | CP01 | ASIsafe extended Safety monitor 1 F-RO 1 enabling circuit IP20, with spring-type terminal removable terminals Safe output relay Response time maximum 40 ms Monitor type 3, Version 3 Can be used up to Category 4 (EN954-1) up to PL E (EN ISO 13849-1) up to SIL 3 (IEC 61508) | - | 0 | 0
3RK1105-1BE04-0CA0 |  | 3RK1105-1BE04-0CA0 | 1 | UN | 1 | 2 | A | D | N | N | 85364900 | 1 | 4011209533134 | 0.415 | KG | 679.2 | 679.2 | CP01 | CP01 | ASIsafe Basis Safety monitor 2 F-RO 2 enabling circuits IP20, with screw terminal removable terminals Safe output relay Response time maximum 40 ms Monitor type 2, Version 3 Can be used up to Category 4 (EN954-1) up to PL E (EN ISO 13849-1) up to SIL 3 (IEC 61508) | - | 0 | 0
3RK1105-1BE04-1CA0 |  | 3RK1105-1BE04-1CA0 | 1 | UN | 1 | 2 | A | D | N | N | 85364900 | 1 | 4011209592261 | 0.415 | KG | 679.2 | 679.2 | CP01 | CP01 | ASIsafe Basis Safety monitor 2 F-RO 2 enabling circuits IP20, with screw terminal removable terminals Safe output relay Response time max. 50 ms Monitor type 2, Version 3 Can be used up to Category 4 (EN954-1) up to PL E (EN ISO 13849-1) up to SIL 3 (IEC 61508) | - | 0 | 7
3RK1105-1BE04-2CA0 |  | 3RK1105-1BE04-2CA0 | 1 | UN | 1 | 2 | A | D | N | N | 85364900 | 1 | 4011209592247 | 0.415 | KG | 759.6 | 759.6 | CP01 | CP01 | ASIsafe extended Safety monitor 2 F-RO 2 enabling circuits IP20, with screw terminal removable terminals Safe output relay Response time maximum 40 ms Monitor type 4, Version 3 Can be used up to Category 4 (EN954-1) up to PL E (EN ISO 13849-1) up to SIL 3 (IEC 61508) | - | 0 | 0
3RK1105-1BE04-3CA0 |  | 3RK1105-1BE04-3CA0 | 1 | UN | 1 | 2 | A | D | N | N | 85364900 | 1 | 4011209592285 | 0.415 | KG | 759.6 | 759.6 | CP01 | CP01 | ASIsafe extended Safety monitor 2 F-RO 2 enabling circuits IP20, with screw terminal removable terminals Safe output relay Response time max. 50 ms Monitor type 4, Version 3 Can be used up to Category 4 (EN954-1) up to PL E (EN ISO 13849-1) up to SIL 3 (IEC 61508) | - | 0 | 7
3RK1105-1BE04-4CA0 |  | 3RK1105-1BE04-4CA0 | 1 | UN | 1 | 2 | A | D | N | N | 85364900 | 1 | 4011209769496 | 0.403 | KG | 852 | 852 | CP01 | CP01 | ASIsafe extended Safety monitor 2 F-RO with integrated safe slave 2 enabling circuits included Control of a safe AS-i output Safe coupling IP20, with screw terminal removable terminals Safe output relay Response time max. 40 ms Monitor type 6, Version 3 Can be used up to Category 4 (EN954-1) up to PL E (EN ISO 13849-1) up to SIL 3 (IEC 61508) | - | 0 | 0
3RK1105-1BG04-0CA0 |  | 3RK1105-1BG04-0CA0 | 1 | UN | 1 | 2 | A | D | N | N | 85364900 | 1 | 4011209718869 | 0.345 | KG | 679.2 | 679.2 | CP01 | CP01 | ASIsafe Basis Safety monitor 2 F-RO 2 enabling circuits IP20, with spring-type terminal removable terminals Safe output relay Response time maximum 40 ms Monitor type 2, Version 3 Can be used up to Category 4 (EN954-1) up to PL E (EN ISO 13849-1) up to SIL 3 (IEC 61508) | - | 0 | 0
3RK1105-1BG04-2CA0 |  | 3RK1105-1BG04-2CA0 | 1 | UN | 1 | 2 | A | D | N | N | 85364900 | 1 | 4011209718883 | 0.345 | KG | 759.6 | 759.6 | CP01 | CP01 | ASIsafe extended Safety monitor 2 F-RO 2 enabling circuits IP20, with spring-type terminal removable terminals Safe output relay Response time maximum 40 ms Monitor type 4, Version 3 Can be used up to Category 4 (EN954-1) up to PL E (EN ISO 13849-1) up to SIL 3 (IEC 61508) | - | 0 | 0
3RK1105-1BG04-4CA0 |  | 3RK1105-1BG04-4CA0 | 1 | UN | 1 | 2 | A | D | N | N | 85364900 | 1 | 4011209769502 | 0.39 | KG | 852 | 852 | CP01 | CP01 | ASIsafe extended Safety monitor 2 F-RO with integrated safe slave 2 enabling circuits included Control of a safe AS-i output Safe coupling IP20, with spring-type terminal removable terminals Safe output relay Response time max. 40 ms Monitor type 6, Version 3 Can be used up to Category 4 (EN954-1) up to PL E (EN ISO 13849-1) up to SIL 3 (IEC 61508) | - | 0 | 0
3RK1107-0BE00-2AA2 |  | 3RK1107-0BE00-2AA2 | 1 | UN | 1 | 2 | A | D | N | N | 85371098 | 1 | 4011209974586 | 0.201 | KG | 252 | 252 | CP01 | CP01 | AS-i SlimLine Compact module SC22.5, IP20, analog, 2AQ-C/V Screw terminals 4 x analog output Outputs switchable C/V Overall width 22.5 mm | - | 0 | 0
3RK1107-0BG00-2AA2 |  | 3RK1107-0BG00-2AA2 | 1 | UN | 1 | 2 | A | D | N | N | 85371098 | 1 | 4011209974593 | 0.191 | KG | 252 | 252 | CP01 | CP01 | AS-i SlimLine Compact module SC22.5, IP20, analog, 2AQ-C/V spring-type terminals 4 x analog output Outputs switchable C/V Overall width 22.5 mm | - | 0 | 0
3RK1107-1BQ00-0AA3 |  | 3RK1107-1BQ00-0AA3 | 1 | UN | 1 | 0 | A | D | N | N | 85371098 | 1 | 4011209339026 | 0.179 | KG | 1416 | 1416 | CP01 | CP01 | ANALOG OUTPUT MODULE CURRENT INPUT 2 + ANALOG, 2AO, NUMERIC. FORMAT S7 2 X OUTP. (M12), 4 TO 20MA FOR 2-WIRE ACTUATORS ACTIVE CHANNELS 1 AND 2 MOUNTING PLATE 3RK19010CA00 TO BE ORDERED SEPARATELY | - | 0 | 7
3RK1107-1BQ40-0AA3 |  | 3RK1107-1BQ40-0AA3 | 1 | UN | 1 | 2 | A | D | EAR99 | N | 85371098 | 1 | 4011209534889 | 0.195 | KG | 307.2 | 307.2 | CP01 | CP01 | AS-i compact module K60 analog 2 AQ, IP67 2 x 1 output, current 0..20 mA, 4..20 mA, +/- 20 mA for 2-wire actuators 2 x M12 socket Mounting plate 3RK1901-0CA00 must be ordered separately | - | 0 | 0
3RK1107-2BQ12-0AA3 |  | 3RK1107-2BQ12-0AA3 | 1 | UN | 1 | 0 | A | D | EAR99 | N | 85371098 | 1 | 4011209401556 | 0.179 | KG | 1344 | 1344 | CP01 | CP01 | OUTPUT VOLTAGE 0-10V 2WIRE S7 ANALOG, 2AO, NUMERIC. FORMAT S7 2 X OUTP. (M12), 0...10V, FOR 2-WIRE ACTUATORS ACTIVE CHANNELS 1 AND 2 MOUNTING PLATE 3RK19010CA00 TO BE ORDERED SEPARATELY | - | 0 | 7
3RK1107-2BQ40-0AA3 |  | 3RK1107-2BQ40-0AA3 | 1 | UN | 1 | 2 | A | D | EAR99 | N | 85371098 | 1 | 4011209534896 | 0.183 | KG | 307.2 | 307.2 | CP01 | CP01 | AS-i compact module K60 analog 2 AQ, IP67 2x 1 output, Voltage +/- 10 V 1..5 V for 2-wire actuators 2 x M12 socket Mounting plate 3RK1901-0CA00 must be ordered separately | - | 0 | 0
3RK1200-0CD00-0AA2 |  | 3RK1200-0CD00-0AA2 | 1 | UN | 1 | 15 | C | D | N | N | 85371098 | 1 | 4011209392748 | 0.025 | KG | 132 | 132 | CP01 | CP01 | AS-Interface PCB module digital, IP00, 4 DI 4 x inputs for 3-wire sensor for 30-pole male connector socket | - | 0 | 7
3RK1200-0CE00-0AA2 |  | 3RK1200-0CE00-0AA2 | 1 | UN | 1 | 1 | A | D | N | N | 85371098 | 1 | 4011209322097 | 0.136 | KG | 139.2 | 139.2 | CP01 | CP01 | AS-i SlimLine module Phased-out product !!! For further information, please contact our sales department S22.5 digital 4 DI, IP20 4 x input for 2-wire sensor Screw terminals Overall width 22.5 mm | - | 0 | 0
3RK1200-0CE02-0AA2 |  | 3RK1200-0CE02-0AA2 | 1 | UN | 1 | 1 | A | D | N | N | 85371098 | 1 | 4011209383197 | 0.138 | KG | 168 | 168 | CP01 | CP01 | AS-i SlimLine module Phased-out product !!! For further information, please contact our sales department S22.5 digital 4 DI, IP20 4 x inputs for 3-wire sensor Screw terminals Overall width 22.5 mm | - | 0 | 0
3RK1200-0CE03-0AA2 |  | 3RK1200-0CE03-0AA2 | 1 | UN | 1 | 10 | C | D | N | N | 85371098 | 1 | 4011209316720 | 0.115 | KG | 162 | 162 | CP01 | CP01 | AS-Interface counter module S22.5, 1 DI, counter, IP20 1x 1 counter input, 90 mA, PNP Screw terminal connection Overall width 22.5 mm | - | 0 | 0
3RK1200-0CG00-0AA2 |  | 3RK1200-0CG00-0AA2 | 1 | UN | 1 | 2 | A | D | N | N | 85371098 | 1 | 4011209447806 | 0.13 | KG | 141.6 | 141.6 | CP01 | CP01 | AS-i SlimLine module Phased-out product !!! For further information, please contact our sales department S22.5 digital 4 DI, IP20 4 x input for 2-wire sensor spring-type terminals Overall width 22.5 mm | - | 0 | 0
3RK1200-0CG02-0AA2 |  | 3RK1200-0CG02-0AA2 | 1 | UN | 1 | 2 | A | D | N | N | 85371098 | 1 | 4011209447899 | 0.128 | KG | 170.4 | 170.4 | CP01 | CP01 | AS-i SlimLine module Phased-out product !!! For further information, please contact our sales department S22.5 digital 4 DI, IP20 4 x inputs for 3-wire sensor spring-type terminals Overall width 22.5 mm | - | 0 | 0
3RK1200-0CG03-0AA2 |  | 3RK1200-0CG03-0AA2 | 1 | UN | 1 | 10 | C | D | N | N | 85371098 | 1 | 4011209447813 | 0.107 | KG | 162 | 162 | CP01 | CP01 | AS-Interface counter module S22.5, 1 DI, counter, IP20 1x 1 counter input, 90 mA, PNP Spring-type terminal Overall width 22.5 mm | - | 0 | 0
3RK1200-0CQ00-0AA3 |  | 3RK1200-0CQ00-0AA3 | 1 | UN | 1 | 1 | A | D | N | N | 85371098 | 1 | 4011209341524 | 0.189 | KG | 133.2 | 133.2 | CP01 | CP01 | AS-i compact module K60 digital 4 DI, IP67 4 x input, maximum 200 mA 4 x M12 socket Y-II assignment Mounting plate 3RK1901-0CA00 must be ordered separately | - | 0 | 0
3RK1200-0CQ01-0AA3 |  | 3RK1200-0CQ01-0AA3 | 1 | UN | 1 | 30 | D | D | N | N | 85371098 | 1 | 4011209368088 | 0.1 | KG | 644.4 | 644.4 | CP01 | CP01 | AS-Interface user module IP67 Phased-out product !!! For further information, please contact our sales department digital, 4 DI, NPN 4x 1 input maximum 200 mA 4 x M12 socket | - | 0 | 7
3RK1200-0CQ05-0AA3 |  | 3RK1200-0CQ05-0AA3 | 1 | UN | 1 | 10 | C | D | N | N | 85371098 | 1 | 4011209607729 | 0.194 | KG | 210 | 210 | CP01 | CP01 | AS-i compact module K60 digital 4 DI, IP67 4 x input, maximum 200 mA 4 x M12 socket Y-II assignment ATEX EX II 3D T60Â°C IP65X Observe special conditions for safe operation: Suitable protective measures against mechanical damage required. For details, see operating instructions Mounting plate 3RK1901-0CA00 must be ordered separately | - | 0 | 7
3RK1200-0CQ20-0AA3 |  | 3RK1200-0CQ20-0AA3 | 1 | UN | 1 | 1 | A | D | N | N | 85371098 | 1 | 4011209448780 | 88 | G | 128.4 | 128.4 | CP01 | CP01 | AS-i compact module K45 digital 4 DI, IP67 4 x input, maximum 200 mA 4 x M12 socket Mounting plate 3RK1901-2EA00 or 3RK1901-2DA00 must be ordered separately | - | 0 | 0
3RK1200-0CT20-0AA3 |  | 3RK1200-0CT20-0AA3 | 1 | UN | 1 | 2 | A | D | N | N | 85371098 | 1 | 4011209538245 | 0.094 | KG | 134.4 | 134.4 | CP01 | CP01 | AS-i compact module K45 digital 4 DI, IP67 4 x input, maximum 200 mA 4 x M8 socket Screw version Mounting plate 3RK1901-2EA00 or 3RK1901-2DA00 must be ordered separately | - | 0 | 0
3RK1200-0CU20-0AA3 |  | 3RK1200-0CU20-0AA3 | 1 | UN | 1 | 15 | C | D | N | N | 85371098 | 1 | 4011209538252 | 0.098 | KG | 183.6 | 183.6 | CP01 | CP01 | AS-i compact module K45 digital 4 DI, IP65 4 x input, maximum 200 mA 4 x M8 socket Snap-on version Mounting plate 3RK1901-2EA00 or 3RK1901-2DA00 must be ordered separately | - | 0 | 7
3RK1200-0DQ00-0AA3 |  | 3RK1200-0DQ00-0AA3 | 1 | UN | 1 | 1 | A | D | N | N | 85371098 | 1 | 4011209325920 | 0.19 | KG | 255.6 | 255.6 | CP01 | CP01 | AS-i compact module K60 digital 8 DI, IP67 8 x inputs, maximum 200 mA 8 x M12 socket Y-II assignment Mounting plate 3RK1901-0CA00 must be ordered separately | - | 0 | 0
3RK1205-0BE00-0AA2 |  | 3RK1205-0BE00-0AA2 | 1 | UN | 1 | 2 | A | D | N | N | 85371098 | 1 | 4011209590427 | 0.142 | KG | 187.2 | 187.2 | CP01 | CP01 | ASIsafe module S22.5F Phased-out product !!! For further information, please contact our sales department digital safety, 2 F-DI, IP20 2 x input for mechanical sensors Screw terminals Overall width 22.5 mm | - | 0 | 0
3RK1205-0BE00-2AA2 |  | 3RK1205-0BE00-2AA2 | 1 | UN | 1 | 2 | A | D | N | N | 85371098 | 1 | 4011209974548 | 0.164 | KG | 142.8 | 142.8 | CP01 | CP01 | ASIsafe SlimLine Compact module SC17.5F digital safety 2 F-DI, IP20 2 x input for mechanical sensors Screw terminals Width 17.5 mm | - | 0 | 0
3RK1205-0BG00-0AA2 |  | 3RK1205-0BG00-0AA2 | 1 | UN | 1 | 2 | A | D | N | N | 85371098 | 1 | 4011209593978 | 0.135 | KG | 189.6 | 189.6 | CP01 | CP01 | ASIsafe module S22.5F Phased-out product !!! For further information, please contact our sales department digital safety, 2 F-DI, IP20 2 x input for mechanical sensors spring-type terminals Overall width 22.5 mm | - | 0 | 0
3RK1205-0BG00-2AA2 |  | 3RK1205-0BG00-2AA2 | 1 | UN | 1 | 2 | A | D | N | N | 85371098 | 1 | 4011209974555 | 0.155 | KG | 142.8 | 142.8 | CP01 | CP01 | ASIsafe SlimLine Compact module SC17.5F digital safety 2 F-DI, IP20 2 x input for mechanical sensors spring-type terminals Overall width 17.5 mm | - | 0 | 0
3RK1205-0BQ00-0AA3 |  | 3RK1205-0BQ00-0AA3 | 1 | UN | 1 | 1 | A | D | N | N | 85371098 | 1 | 4011209450370 | 0.095 | KG | 156 | 156 | CP01 | CP01 | ASIsafe compact module K45F digital safety, 2 F-DI, IP67 2 x input for mechanical sensors 2 x M12 socket Mounting plate 3RK1901-2EA00 or 3RK1901-2DA00 must be ordered separately | - | 0 | 0
3RK1205-0BQ00-0AL3 |  | 3RK1205-0BQ00-0AL3 | 1 | UN | 1 | 15 | C | D | N | N | 85371098 | 100 | 4011209556362 | 0.108 | KG | 214.8 | 214.8 | CP01 | CP01 | K45F LEUZE LUMIFLEX | - | 0 | 7
3RK1205-0BQ21-0AA3 |  | 3RK1205-0BQ21-0AA3 | 1 | UN | 1 | 5 | B | D | N | N | 85371098 | 1 | 4011209683921 | 0.1 | KG | 187.2 | 187.2 | CP01 | CP01 | ASIsafe compact module K45F LS Type 2 (light sensor) for testing semiconductor output Sensor supply from AS-i Maximum current carrying capacity 200 mA Mounting plate 3RK1901-2EA00 or 3RK1901-2DA00 must be ordered separately | - | 0 | 0
3RK1205-0BQ21-0AL3 |  | 3RK1205-0BQ21-0AL3 | 1 | UN | 1 | 28 | D | D | N | N | 85371098 | 100 | 4011209683938 | 0.1 | KG | 258 | 258 | CP01 | CP01 | ASISAFE COMP.MODULE K45F LS LEUZE, TYPE 2 (LIGHT SENSOR), FOR TESTING SEMI-COND. OUTPUT SENSOR POWER SUPPLY FROM AS-I, MAX.CURRENT CARRYING CAP. 200MA BRAND LABEL FA. LEUZE | - | 0 | 7
3RK1205-0BQ24-0AA3 |  | 3RK1205-0BQ24-0AA3 | 1 | UN | 1 | 5 | B | D | N | N | 85371098 | 1 | 4011209734128 | 0.1 | KG | 187.2 | 187.2 | CP01 | CP01 | ASIsafe compact module K45F LS Type 4 (light sensor) for testing semiconductor output Sensor supply from AS-i Maximum current carrying capacity 200 mA Mounting plate 3RK1901-2EA00 or 3RK1901-2DA00 must be ordered separately | - | 0 | 0
3RK1205-0BQ30-0AA3 |  | 3RK1205-0BQ30-0AA3 | 1 | UN | 1 | 2 | A | D | N | N | 85371098 | 1 | 4011209660359 | 0.2 | KG | 157.2 | 157.2 | CP01 | CP01 | ASIsafe compact module K20F digital safety, 2 F-DI, IP67 2 x input for mechanical sensors 2 x M12 socket | - | 0 | 0
3RK1205-0CQ00-0AA3 |  | 3RK1205-0CQ00-0AA3 | 1 | UN | 1 | 2 | A | D | N | N | 85371098 | 1 | 4011209664876 | 0.095 | KG | 222 | 222 | CP01 | CP01 | ASIsafe compact module K45F digital safety, 4 F-DI, IP67 4 x input for mechanical sensors 4 x M12 socket Mounting plate 3RK1901-2EA00 or 3RK1901-2DA00 must be ordered separately | - | 0 | 0
3RK1207-0CE00-2AA2 |  | 3RK1207-0CE00-2AA2 | 1 | UN | 1 | 2 | A | D | N | N | 85371098 | 1 | 4011209974609 | 0.246 | KG | 265.2 | 265.2 | CP01 | CP01 | AS-i SlimLine Compact module SC22.5, IP20, analog, 4AI-C/V Screw terminals 4 x analog input Inputs switchable C/V Overall width 22.5 mm | - | 0 | 0
3RK1207-0CG00-2AA2 |  | 3RK1207-0CG00-2AA2 | 1 | UN | 1 | 2 | A | D | N | N | 85371098 | 1 | 4011209974616 | 0.224 | KG | 265.2 | 265.2 | CP01 | CP01 | AS-i SlimLine Compact module SC22.5, IP20, analog, 4AI-C/V spring-type terminals 4 x analog input Inputs switchable C/V Overall width 22.5 mm | - | 0 | 0
3RK1207-1BQ00-0AA3 |  | 3RK1207-1BQ00-0AA3 | 1 | UN | 1 | 0 | A | D | EAR99 | N | 85371098 | 1 | 4011209322059 | 0.187 | KG | 1392 | 1392 | CP01 | CP01 | ANALOG INPUT MODULE CURRENT IP67 S7 ANALOG, 2AI, NUMERIC. FORMAT S7 2 X INP. (M12), 4 TO 20MA FOR 4-WIRE SENSORS ACTIVE CHANNELS 1 AND 2 MOUNTING PLATE 3RK19010CA00 TO BE ORDERED SEPARATELY | - | 0 | 7
3RK1207-1BQ40-0AA3 |  | 3RK1207-1BQ40-0AA3 | 1 | UN | 1 | 2 | A | D | N | N | 85371098 | 1 | 4011209534865 | 0.19 | KG | 290.4 | 290.4 | CP01 | CP01 | AS-i compact module K60 analog 2 AI, IP67 2 x input, current 4..20 mA, +/- 20 mA for 4-wire sensors 2 x M12 socket Mounting plate 3RK1901-0CA00 must be ordered separately | - | 0 | 0
3RK1207-1BQ44-0AA3 |  | 3RK1207-1BQ44-0AA3 | 1 | UN | 1 | 2 | A | D | EAR99 | N | 85371098 | 1 | 4011209624979 | 179 | G | 333.6 | 333.6 | CP01 | CP01 | AS-i compact module K60 analog 4 AI, IP67 4 x input, current 4..20 mA, +/- 20 mA for 4-wire sensors 4 x M12 socket Mounting plate 3RK1901-0CA00 must be ordered separately | - | 0 | 0
3RK1207-2BQ00-0AA3 |  | 3RK1207-2BQ00-0AA3 | 1 | UN | 1 | 0 | A | D | EAR99 | N | 85371098 | 1 | 4011209322066 | 0.183 | KG | 1392 | 1392 | CP01 | CP01 | ANALOG INPUT MODULE VOLTAGE S7 ANALOG, 2AI, NUMERIC. FORMAT S7 2 X INP. (M12), +/- 10V FOR 2-WIRE SENSORS ACTIVE CHANNELS 1 AND 2 MOUNTING PLATE 3RK19010CA00 TO BE ORDERED SEPARATELY | - | 0 | 7
3RK1207-2BQ40-0AA3 |  | 3RK1207-2BQ40-0AA3 | 1 | UN | 1 | 2 | A | D | N | N | 85371098 | 1 | 4011209534902 | 0.202 | KG | 290.4 | 290.4 | CP01 | CP01 | AS-i compact module K60 analog 2 AI, IP67 2 x input, Voltage +/- 10 V 1..5 V for 4-wire sensors 2 x M12 socket Mounting plate 3RK1901-0CA00 must be ordered separately | - | 0 | 0
3RK1207-2BQ44-0AA3 |  | 3RK1207-2BQ44-0AA3 | 1 | UN | 1 | 10 | C | D | N | N | 85371098 | 1 | 4011209624986 | 184 | G | 333.6 | 333.6 | CP01 | CP01 | AS-i compact module K60 analog 4 AI, IP67 4 x input, Voltage +/- 10 V 1..5 V for 4-wire sensors 4 x M12 socket Mounting plate 3RK1901-0CA00 must be ordered separately | - | 0 | 0
3RK1207-3BQ00-0AA3 |  | 3RK1207-3BQ00-0AA3 | 1 | UN | 1 | 0 | A | D | EAR99 | N | 85371098 | 1 | 4011209322073 | 0.183 | KG | 1344 | 1344 | CP01 | CP01 | ANALOG INPUT MODULE PT100 S7 ANALOG, 2AI, NUMERIC. FORMAT S7 2 X INP. (M12), PT100 LIN. ST. FOR 4-WIRE SENSORS ACTIVE CHANNELS 1 AND 2 MOUNTING PLATE 3RK19010CA00 TO BE ORDERED SEPARATELY | - | 0 | 7
3RK1207-3BQ40-0AA3 |  | 3RK1207-3BQ40-0AA3 | 1 | UN | 1 | 2 | A | D | N | N | 85371098 | 1 | 4011209534872 | 0.187 | KG | 290.4 | 290.4 | CP01 | CP01 | AS-i compact module K60 analog 2 AI, IP67 2 x input, resistor Pt100, Ni100, 0..600 ohm for 4-wire sensors 2 x M12 socket Mounting plate 3RK1901-0CA00 must be ordered separately | - | 0 | 0
3RK1207-3BQ44-0AA3 |  | 3RK1207-3BQ44-0AA3 | 1 | UN | 1 | 2 | A | D | N | N | 85371098 | 1 | 4011209624993 | 0.194 | KG | 333.6 | 333.6 | CP01 | CP01 | AS-i compact module K60 analog 4 AI, IP67 4 x input, resistor Pt100, Ni100, 0..600 ohm for 4-wire sensors 4 x M12 socket Mounting plate 3RK1901-0CA00 must be ordered separately | - | 0 | 0
3RK1207-3CE00-2AA2 |  | 3RK1207-3CE00-2AA2 | 1 | UN | 1 | 2 | A | D | N | N | 85371098 | 1 | 4011209974623 | 0.24 | KG | 265.2 | 265.2 | CP01 | CP01 | AS-i SlimLine Compact module SC22.5, IP20, analog, 4AI-RTD Screw terminals 4 x analog input Thermal resistance/resistor Overall width 22.5 mm | - | 0 | 0
3RK1207-3CG00-2AA2 |  | 3RK1207-3CG00-2AA2 | 1 | UN | 1 | 2 | A | D | N | N | 85371098 | 1 | 4011209974630 | 0.22 | KG | 265.2 | 265.2 | CP01 | CP01 | AS-i SlimLine Compact module SC22.5, IP20, analog, 4AI-RTD spring-type terminals 4 x analog input Thermal resistance/resistor Overall width 22.5 mm | - | 0 | 0
3RK1300-0AS10-0AA0 |  | 3RK1300-0AS10-0AA0 | 1 | UN | 1 | 5 | B | D | N | N | 85365080 | 1 | 4011209376557 | 1.725 | KG | 3034.5 | 3034.5 | CP01 | CP01 | EM 300 EDS, FOR ET 200 X, ELECTRONIC DIRECT STARTER, SETTING RANGE 0.6...2.18A AC-3, 0.18...0.75KW/400V, WITHOUT BRAKE CONTACT, W. 9-POLE POWER CONNECTION, MIN. DISCONNECTION TIME 1S | - | 0 | 7
3RK1300-0AS10-0AA1 |  | 3RK1300-0AS10-0AA1 | 1 | UN | 1 | 5 | B | D | N | N | 85365080 | 1 | 4011209383180 | 1.767 | KG | 3486.7 | 3486.7 | CP01 | CP01 | EM 300 EDS, FOR ET 200 X, ELECTRONIC DIRECT STARTER, SETTING RANGE 0.6...2.18A AC-3, 0.18...0.75KW/400V, WITH BRAKE CONTACT, DC 24V,3A, W. 9-POLE POWER CONNECTION, MIN. DISCONNECTION TIME 1S | - | 0 | 7
3RK1300-0AS10-0AA3 |  | 3RK1300-0AS10-0AA3 | 1 | UN | 1 | 5 | B | D | N | N | 85365080 | 1 | 4011209383173 | 1.79 | KG | 3486.7 | 3486.7 | CP01 | CP01 | EM 300 EDS, FOR ET 200 X, ELECTRONIC DIRECT STARTER, SETTING RANGE 0.6...2.18A, AC-3, 0.18...0.75KW/400V, WITH BRAKE CONTACT,AC 400V/ W. 9-POLE POWER CONNECTION, MIN. DISCONNECTION TIME 1S | - | 0 | 7
3RK1300-0AS10-0AA4 |  | 3RK1300-0AS10-0AA4 | 1 | UN | 1 | 5 | B | D | N | N | 85365080 | 1 | 4011209384330 | 1.834 | KG | 3486.7 | 3486.7 | CP01 | CP01 | EM 300 EDS, FOR ET 200 X, ELECTRONIC DIRECT STARTER, SETTING RANGE 0.6...2.18A, AC-3, 0.18...0.75KW/400V, WITH BRAKE CONTACT,DC 500V/1A W. 9-POLE POWER CONNECTION, MIN. DISCONNECTION TIME 1S | - | 0 | 7
3RK1300-0AS10-1AA0 |  | 3RK1300-0AS10-1AA0 | 1 | UN | 1 | 5 | B | D | N | N | 85365080 | 1 | 4011209365889 | 1.741 | KG | 4724.3 | 4724.3 | CP01 | CP01 | EM 300 ERS, FOR ET 200 X, ELECTRONIC REVERSING STARTER, SETTING RANGE 0.6...2.18A, AC-3, 0.18...0.75KW/400V, WITHOUT BRAKE CONTACT, W. 9-POLE POWER CONNECTION, MIN. DISCONNECTION TIME 1S | - | 0 | 7
3RK1300-0AS10-1AA1 |  | 3RK1300-0AS10-1AA1 | 1 | UN | 1 | 5 | B | D | N | N | 85365080 | 1 | 4011209365896 | 1.786 | KG | 5140.8 | 5140.8 | CP01 | CP01 | EM 300 ERS, FOR ET 200 X, ELECTRONIC REVERSING STARTER, SETTING RANGE 0.6...2.18A, AC-3, 0.18...0.75KW/400V, WITH BRAKE CONTACT, DC 24V/3A, W. 9-POLE POWER CONNECTION, MIN. DISCONNECTION TIME 1S | - | 0 | 7
3RK1300-0AS10-1AA3 |  | 3RK1300-0AS10-1AA3 | 1 | UN | 1 | 5 | B | D | N | N | 85365080 | 1 | 4011209383166 | 1.773 | KG | 5140.8 | 5140.8 | CP01 | CP01 | EM 300 ERS, FOR ET 200 X, ELECTRONIC REVERSING STARTER, SETTING RANGE 0.6...2.18A, AC-3, 0.18...0.75KW/400V, WITH BRAKE CONTACT, AC 400V/, W. 9-POLE POWER CONNECTION, MIN. DISCONNECTION TIME 1S | - | 0 | 7
3RK1300-0AS10-1AA4 |  | 3RK1300-0AS10-1AA4 | 1 | UN | 1 | 5 | B | D | N | N | 85365080 | 1 | 4011209365919 | 1.765 | KG | 5140.8 | 5140.8 | CP01 | CP01 | EM 300 ERS, FOR ET 200 X, ELECTRONIC REVERSING STARTER, SETTING RANGE 0.6...2.18A, AC-3, 0.18...0.75KW/400V, WITH BRAKE CONTACT, DC 500V/1A, W. 9-POLE POWER CONNECTION, MIN. DISCONNECTION TIME 1S | - | 0 | 7
3RK1300-0BS01-0AA0 |  | 3RK1300-0BS01-0AA0 | 1 | UN | 1 | 5 | B | D | N | N | 85365080 | 1 | 4011209415119 | 1.78 | KG | 2011.1 | 2011.1 | CP01 | CP01 | EM 300 DS, FOR ET 200 X, ELECTRO-MECH. DIRECT STARTER, SETTING RANGE 0.14...0.2A, AC-3, UP TO 0.06KW/400V, WITHOUT BRAKE CONTACT, W. 9-POLE MOTOR FEEDER AND 9-POLE POWER CONNECTION | - | 0 | 7
3RK1300-0BS01-0AA1 |  | 3RK1300-0BS01-0AA1 | 1 | UN | 1 | 5 | B | D | N | N | 85365080 | 1 | 4011209415126 | 1.87 | KG | 2499 | 2499 | CP01 | CP01 | EM 300 DS, FOR ET 200 X, ELECTRO-MECH. DIRECT STARTER, SETTING RANGE 0.14...0.2A, AC-3, UP TO 0.06KW/400V, WITH BRAKE CONTACT, DC 24V/3A, F. INTERNALLY SUPPLIED BRAKES WITH 9-POLE MOTOR FEEDER AND 9-POLE POWER CONNECTION | - | 0 | 7
3RK1300-0BS01-0AA3 |  | 3RK1300-0BS01-0AA3 | 1 | UN | 1 | 5 | B | D | N | N | 85365080 | 1 | 4011209415133 | 1.5 | KG | 2499 | 2499 | CP01 | CP01 | EM 300 DS, FOR ET 200 X, ELECTRO-MECH. DIRECT STARTER, SETTING RANGE 0.14...0.2A, AC-3, UP TO 0.06KW/400V, WITH BRAKE CONTACT, AC 400V/, F. INTERNALLY SUPPLIED BRAKES WITH 9-POLE MOTOR FEEDER AND 9-POLE POWER CONNECTION | - | 0 | 7
3RK1300-0BS01-0AA4 |  | 3RK1300-0BS01-0AA4 | 1 | UN | 1 | 5 | B | D | N | N | 85365080 | 1 | 4011209415140 | 1.5 | KG | 2499 | 2499 | CP01 | CP01 | EM 300 DS, FOR ET 200 X, ELECTRO-MECH. DIRECT STARTER, SETTING RANGE 0.14...0.2A, AC-3, UP TO 0.06KW/400V, WITH BRAKE CONTACT, DC 500V/1A, F. INTERNALLY SUPPLIED BRAKES WITH 9-POLE MOTOR FEEDER AND 9-POLE POWER CONNECTION | - | 0 | 7
3RK1300-0BS01-1AA0 |  | 3RK1300-0BS01-1AA0 | 1 | UN | 1 | 5 | B | D | N | N | 85365080 | 1 | 4011209415157 | 2.053 | KG | 2403.8 | 2403.8 | CP01 | CP01 | EM 300 RS, FOR ET 200 X, ELECTRO-MECH. REVERS. STARTER, SETTING RANGE 0.14...0.2A, AC-3, UP TO 0.06KW/400V, WITHOUT BRAKE CONTACT, W. 9-POLE MOTOR FEEDER AND 9-POLE POWER CONNECTION | - | 0 | 7
3RK1300-0BS01-1AA1 |  | 3RK1300-0BS01-1AA1 | 1 | UN | 1 | 5 | B | D | N | N | 85365080 | 1 | 4011209415164 | 2.115 | KG | 2879.8 | 2879.8 | CP01 | CP01 | EM 300 RS, FOR ET 200 X, ELECTRO-MECH. REVERS. STARTER, SETTING RANGE 0.14...0.2A, AC-3, UP TO 0.06KW/400V, WITH BRAKE CONTACT, DC 24V/3A, F. EXTERNALLY SUPPLIED BRAKES WITH 9-POLE MOTOR FEEDER AND 9-POLE POWER CONNECTION | - | 0 | 7
3RK1300-0BS01-1AA3 |  | 3RK1300-0BS01-1AA3 | 1 | UN | 1 | 5 | B | D | N | N | 85365080 | 1 | 4011209415171 | 2.103 | KG | 2879.8 | 2879.8 | CP01 | CP01 | EM 300 RS, FOR ET 200 X, ELECTRO-MECH. REVERS. STARTER, SETTING RANGE 0.14...0.2A, AC-3, UP TO 0.06KW/400V, WITH BRAKE CONTACT, AC 400V/, F. EXTERNALLY SUPPLIED BRAKES WITH 9-POLE MOTOR FEEDER AND 9-POLE POWER CONNECTION | - | 0 | 7
3RK1300-0BS01-1AA4 |  | 3RK1300-0BS01-1AA4 | 1 | UN | 1 | 5 | B | D | N | N | 85365080 | 1 | 4011209415188 | 1.5 | KG | 2879.8 | 2879.8 | CP01 | CP01 | EM 300 RS, FOR ET 200 X, ELECTRO-MECH. REVERS. STARTER, SETTING RANGE 0.14...0.2A, AC-3, UP TO 0.06KW/400V, WITH BRAKE CONTACT, DC 500V/1A, F. INTERNALLY SUPPLIED BRAKES WITH 9-POLE MOTOR FEEDER AND 9-POLE POWER CONNECTION | - | 0 | 7
3RK1300-0BS10-0AA0 |  | 3RK1300-0BS10-0AA0 | 1 | UN | 1 | 5 | B | D | N | N | 85365080 | 1 | 4011209376540 | 1.749 | KG | 3034.5 | 3034.5 | CP01 | CP01 | EM 300 EDS, FOR ET 200 X, ELECTRONIC DIRECT STARTER, SETTING RANGE 2.0...5.95A AC-3, 1.1...2.2KW/400V, WITHOUT BRAKE CONTACT, W. 9-POLE POWER CONNECTION, MIN. DISCONNECTION TIME 1S | - | 0 | 7
3RK1300-0BS10-0AA1 |  | 3RK1300-0BS10-0AA1 | 1 | UN | 1 | 5 | B | D | N | N | 85365080 | 1 | 4011209383159 | 1.878 | KG | 3486.7 | 3486.7 | CP01 | CP01 | EM 300 EDS, FOR ET 200 X, ELECTRONIC DIRECT STARTER, SETTING RANGE 2.0...5.95A AC-3, 1.1...2.2KW/400V, WITH BRAKE CONTACT, DC 24V/3A W. 9-POLE POWER CONNECTION, MIN. DISCONNECTION TIME 1S | - | 0 | 7
3RK1300-0BS10-0AA3 |  | 3RK1300-0BS10-0AA3 | 1 | UN | 1 | 5 | B | D | N | N | 85365080 | 1 | 4011209383142 | 1.812 | KG | 3486.7 | 3486.7 | CP01 | CP01 | EM 300 EDS, FOR ET 200 X, ELECTRONIC DIRECT STARTER, SETTING RANGE 2.0...5.95A AC-3, 1.1...2.2KW/400V, WITH BRAKE CONTACT, AC 400V/, W. 9-POLE POWER CONNECTION, MIN. DISCONNECTION TIME 1S | - | 0 | 7
3RK1300-0BS10-0AA4 |  | 3RK1300-0BS10-0AA4 | 1 | UN | 1 | 5 | B | D | N | N | 85365080 | 1 | 4011209384323 | 1.793 | KG | 3486.7 | 3486.7 | CP01 | CP01 | EM 300 EDS, FOR ET 200 X, ELECTRONIC DIRECT STARTER, SETTING RANGE 2.0...5.95A AC-3, 1.1...2.2KW/400V, WITH BRAKE CONTACT, DC 500V/1A, W. 9-POLE POWER CONNECTION, MIN. DISCONNECTION TIME 1S | - | 0 | 7
3RK1300-0BS10-1AA0 |  | 3RK1300-0BS10-1AA0 | 1 | UN | 1 | 5 | B | D | N | N | 85365080 | 1 | 4011209365964 | 1.773 | KG | 4724.3 | 4724.3 | CP01 | CP01 | EM 300 ERS, FOR ET 200 X, ELECTRONIC REVERSING STARTER, SETTING RANGE 2.0...5.95A AC-3, 1.1...2.2KW/400V, WITHOUT BRAKE CONTACT, W. 9-POLE POWER CONNECTION, MIN. DISCONNECTION TIME 1S | - | 0 | 7
3RK1300-0BS10-1AA1 |  | 3RK1300-0BS10-1AA1 | 1 | UN | 1 | 5 | B | D | N | N | 85365080 | 1 | 4011209365971 | 1.823 | KG | 5140.8 | 5140.8 | CP01 | CP01 | EM 300 ERS, FOR ET 200 X, ELECTRONIC REVERSING STARTER, SETTING RANGE 2.0...5.95A AC-3, 1.1...2.2KW/400V, WITH BRAKE CONTACT, DC 24V/3A W. 9-POLE POWER CONNECTION, MIN. DISCONNECTION TIME 1S | - | 0 | 7
3RK1300-0BS10-1AA3 |  | 3RK1300-0BS10-1AA3 | 1 | UN | 1 | 5 | B | D | N | N | 85365080 | 1 | 4011209383135 | 1.86 | KG | 5140.8 | 5140.8 | CP01 | CP01 | EM 300 ERS, FOR ET 200 X, ELECTRONIC REVERSING STARTER, SETTING RANGE 2.0...5.95A AC-3, 1.1...2.2KW/400V, WITH BRAKE CONTACT, AC 400V/, W. 9-POLE POWER CONNECTION, MIN. DISCONNECTION TIME 1S | - | 0 | 7
3RK1300-0BS10-1AA4 |  | 3RK1300-0BS10-1AA4 | 1 | UN | 1 | 5 | B | D | N | N | 85365080 | 1 | 4011209365995 | 1.802 | KG | 5140.8 | 5140.8 | CP01 | CP01 | EM 300 ERS, FOR ET 200 X, ELECTRONIC REVERSING STARTER, SETTING RANGE 2.0...5.95A AC-3, 1.1...2.2KW/400V, WITH BRAKE CONTACT, DC 500V/1A, W. 9-POLE POWER CONNECTION, MIN. DISCONNECTION TIME 1S | - | 0 | 7
3RK1300-0CS01-0AA0 |  | 3RK1300-0CS01-0AA0 | 1 | UN | 1 | 5 | B | D | N | N | 85365080 | 1 | 4011209415195 | 1.83 | KG | 2011.1 | 2011.1 | CP01 | CP01 | EM 300 DS, FOR ET 200 X, ELECTRO-MECH. DIRECT STARTER, SETTING RANGE 0.18...0.25A, AC-3, 0.06KW/400V, WITHOUT BRAKE CONTACT, W. 9-POLE MOTOR FEEDER AND 9-POLE POWER CONNECTION | - | 0 | 7
3RK1300-0CS01-0AA1 |  | 3RK1300-0CS01-0AA1 | 1 | UN | 1 | 5 | B | D | N | N | 85365080 | 1 | 4011209415201 | 1.865 | KG | 2499 | 2499 | CP01 | CP01 | EM 300 DS, FOR ET 200 X, ELECTRO-MECH. DIRECT STARTER, SETTING RANGE 0.18...0.25A, AC-3, 0.06KW/400V, WITH BRAKE CONTACT, DC 24V/3A, F. EXTERNALLY SUPPLIED BRAKES WITH 9-POLE MOTOR FEEDER AND 9-POLE POWER CONNECTION | - | 0 | 7
3RK1300-0CS01-0AA3 |  | 3RK1300-0CS01-0AA3 | 1 | UN | 1 | 5 | B | D | N | N | 85365080 | 1 | 4011209415218 | 1.827 | KG | 2499 | 2499 | CP01 | CP01 | EM 300 DS, FOR ET 200 X, ELECTRO-MECH. DIRECT STARTER, SETTING RANGE 0.18...0.25A, AC-3, 0.06KW/400V, WITH BRAKE CONTACT, AC 400V/, F. EXTERNALLY SUPPLIED BRAKES WITH 9-POLE MOTOR FEEDER AND 9-POLE POWER CONNECTION | - | 0 | 7
3RK1300-0CS01-0AA4 |  | 3RK1300-0CS01-0AA4 | 1 | UN | 1 | 5 | B | D | N | N | 85365080 | 1 | 4011209415225 | 1.844 | KG | 2499 | 2499 | CP01 | CP01 | EM 300 DS, FOR ET 200 X, ELECTRO-MECH. DIRECT STARTER, SETTING RANGE 0.18...0.25A, AC-3, 0.06KW/400V, WITH BRAKE CONTACT, DC 500V/1A, F. INTERNALLY SUPPLIED BRAKES WITH 9-POLE MOTOR FEEDER AND 9-POLE POWER CONNECTION | - | 0 | 7
3RK1300-0CS01-1AA0 |  | 3RK1300-0CS01-1AA0 | 1 | UN | 1 | 5 | B | D | N | N | 85365080 | 1 | 4011209415232 | 2.08 | KG | 2403.8 | 2403.8 | CP01 | CP01 | EM 300 RS, FOR ET 200 X, ELECTRO-MECH. REVERS. STARTER, SETTING RANGE 0.18...0.25A, AC-3, 0.06KW/400V, WITHOUT BRAKE CONTACT, W. 9-POLE MOTOR FEEDER AND 9-POLE POWER CONNECTION | - | 0 | 7
3RK1300-0CS01-1AA1 |  | 3RK1300-0CS01-1AA1 | 1 | UN | 1 | 5 | B | D | N | N | 85365080 | 1 | 4011209415249 | 2.14 | KG | 2879.8 | 2879.8 | CP01 | CP01 | EM 300 RS, FOR ET 200 X, ELECTRO-MECH. REVERS. STARTER, SETTING RANGE 0.18...0.25A, AC-3, 0.06KW/400V, WITH BRAKE CONTACT, DC 24V/3A, F. EXTERNALLY SUPPLIED BRAKES WITH 9-POLE MOTOR FEEDER AND 9-POLE POWER CONNECTION | - | 0 | 7
3RK1300-0CS01-1AA3 |  | 3RK1300-0CS01-1AA3 | 1 | UN | 1 | 5 | B | D | N | N | 85365080 | 1 | 4011209415256 | 2.125 | KG | 2879.8 | 2879.8 | CP01 | CP01 | EM 300 RS, FOR ET 200 X, ELECTRO-MECH. REVERS. STARTER, SETTING RANGE 0.18...0.25A, AC-3, 0.06KW/400V, WITH BRAKE CONTACT, AC 400V/, F. INTERNALLY SUPPLIED BRAKES WITH 9-POLE MOTOR FEEDER AND 9-POLE POWER CONNECTION | - | 0 | 7
3RK1300-0CS01-1AA4 |  | 3RK1300-0CS01-1AA4 | 1 | UN | 1 | 5 | B | D | N | N | 85365080 | 1 | 4011209415263 | 1.5 | KG | 2879.8 | 2879.8 | CP01 | CP01 | EM 300 RS, FOR ET 200 X, ELECTRO-MECH. REVERS. STARTER, SETTING RANGE 0.18...0.25A, AC-3, 0.06KW/400V, WITH BRAKE CONTACT, DC 500V/1A, F. INTERNALLY SUPPLIED BRAKES WITH 9-POLE MOTOR FEEDER AND 9-POLE POWER CONNECTION | - | 0 | 7
3RK1300-0DS01-0AA0 |  | 3RK1300-0DS01-0AA0 | 1 | UN | 1 | 5 | B | D | N | N | 85365080 | 1 | 4011209415270 | 1.83 | KG | 2011.1 | 2011.1 | CP01 | CP01 | EM 300 DS, FOR ET 200 X, ELECTRO-MECH. DIRECT STARTER, SETTING RANGE 0.22...0.32A, AC-3, 0.09KW/400V, WITHOUT BRAKE CONTACT, W. 9-POLE MOTOR FEEDER AND 9-POLE POWER CONNECTION | - | 0 | 7
3RK1300-0DS01-0AA1 |  | 3RK1300-0DS01-0AA1 | 1 | UN | 1 | 5 | B | D | N | N | 85365080 | 1 | 4011209415287 | 1.875 | KG | 2499 | 2499 | CP01 | CP01 | EM 300 DS, FOR ET 200 X, ELECTRO-MECH. DIRECT STARTER, SETTING RANGE 0.22...0.32A, AC-3, 0.09KW/400V, WITH BRAKE CONTACT, DC 24V/3A, F. EXTERNALLY SUPPLIED BRAKES WITH 9-POLE MOTOR FEEDER AND 9-POLE POWER CONNECTION | - | 0 | 7
3RK1300-0DS01-0AA3 |  | 3RK1300-0DS01-0AA3 | 1 | UN | 1 | 5 | B | D | N | N | 85365080 | 1 | 4011209415294 | 1.841 | KG | 2499 | 2499 | CP01 | CP01 | EM 300 DS, FOR ET 200 X, ELECTRO-MECH. DIRECT STARTER, SETTING RANGE 0.22...0.32A, AC-3, 0.09KW/400V, WITH BRAKE CONTACT, AC 400V/, F. INTERNALLY SUPPLIED BRAKES WITH 9-POLE MOTOR FEEDER AND 9-POLE POWER CONNECTION | - | 0 | 7
3RK1300-0DS01-0AA4 |  | 3RK1300-0DS01-0AA4 | 1 | UN | 1 | 5 | B | D | N | N | 85365080 | 1 | 4011209415300 | 1.5 | KG | 2499 | 2499 | CP01 | CP01 | EM 300 DS, FOR ET 200 X, ELECTRO-MECH. DIRECT STARTER, SETTING RANGE 0.22...0.32A, AC-3, 0.09KW/400V, WITH BRAKE CONTACT, DC 500V/1A, F. INTERNALLY SUPPLIED BRAKES WITH 9-POLE MOTOR FEEDER AND 9-POLE POWER CONNECTION | - | 0 | 7
3RK1300-0DS01-1AA0 |  | 3RK1300-0DS01-1AA0 | 1 | UN | 1 | 5 | B | D | N | N | 85365080 | 1 | 4011209415317 | 2.087 | KG | 2403.8 | 2403.8 | CP01 | CP01 | EM 300 RS, FOR ET 200 X, ELECTRO-MECH. REVERS. STARTER, SETTING RANGE 0.22...0.32A, AC-3, 0.09KW/400V, WITHOUT BRAKE CONTACT, W. 9-POLE MOTOR FEEDER AND 9-POLE POWER CONNECTION | - | 0 | 7
3RK1300-0DS01-1AA1 |  | 3RK1300-0DS01-1AA1 | 1 | UN | 1 | 5 | B | D | N | N | 85365080 | 1 | 4011209415324 | 2.125 | KG | 2879.8 | 2879.8 | CP01 | CP01 | EM 300 RS, FOR ET 200 X, ELECTRO-MECH. REVERS. STARTER, SETTING RANGE 0.22...0.32A, AC-3, 0.09KW/400V WITH BRAKE CONTACT, DC 24V/3A, F. EXTERNALLY SUPPLIED BRAKES WITH 9-POLE MOTOR FEEDER AND 9-POLE POWER CONNECTION | - | 0 | 7
3RK1300-0DS01-1AA3 |  | 3RK1300-0DS01-1AA3 | 1 | UN | 1 | 5 | B | D | N | N | 85365080 | 1 | 4011209415331 | 2.115 | KG | 2879.8 | 2879.8 | CP01 | CP01 | EM 300 RS, FOR ET 200 X, ELECTRO-MECH. REVERS. STARTER, SETTING RANGE 0.22...0.32A, AC-3, 0.09KW/400V, WITH BRAKE CONTACT, AC 400V/, F. INTERNALLY SUPPLIED BRAKES WITH 9-POLE MOTOR FEEDER AND 9-POLE POWER CONNECTION | - | 0 | 7
3RK1300-0DS01-1AA4 |  | 3RK1300-0DS01-1AA4 | 1 | UN | 1 | 5 | B | D | N | N | 85365080 | 1 | 4011209415348 | 1.5 | KG | 2879.8 | 2879.8 | CP01 | CP01 | EM 300 RS, FOR ET 200 X, ELECTRO-MECH. REVERS. STARTER, SETTING RANGE 0.22...0.32A, AC-3, 0.09KW/400V, WITH BRAKE CONTACT, DC 500V/1A, F. INTERNALLY SUPPLIED BRAKES WITH 9-POLE MOTOR FEEDER AND 9-POLE POWER CONNECTION | - | 0 | 7
3RK1300-0ES01-0AA0 |  | 3RK1300-0ES01-0AA0 | 1 | UN | 1 | 5 | B | D | N | N | 85365080 | 1 | 4011209415416 | 1.83 | KG | 2011.1 | 2011.1 | CP01 | CP01 | EM 300 DS, FOR ET 200 X, ELECTRO-MECH. DIRECT STARTER, SETTING RANGE 0.28...0.4A, AC-3, 0.10KW/400V, WITHOUT BRAKE CONTACT, W. 9-POLE MOTOR FEEDER AND 9-POLE POWER CONNECTION | - | 0 | 7
3RK1300-0ES01-0AA1 |  | 3RK1300-0ES01-0AA1 | 1 | UN | 1 | 5 | B | D | N | N | 85365080 | 1 | 4011209415423 | 1.87 | KG | 2499 | 2499 | CP01 | CP01 | EM 300 DS, FOR ET 200 X, ELECTRO-MECH. DIRECT STARTER, SETTING RANGE 0.28...0.4A, AC-3, 0.10KW/400V, WITH BRAKE CONTACT, DC 24V/3A, F. EXTERNALLY SUPPLIED BRAKES WITH 9-POLE MOTOR FEEDER AND 9-POLE POWER CONNECTION | - | 0 | 7
3RK1300-0ES01-0AA3 |  | 3RK1300-0ES01-0AA3 | 1 | UN | 1 | 5 | B | D | N | N | 85365080 | 1 | 4011209415430 | 1.5 | KG | 2499 | 2499 | CP01 | CP01 | EM 300 DS, FOR ET 200 X, ELECTRO-MECH. DIRECT STARTER, SETTING RANGE 0.28...0.4A, AC-3, 0.10KW/400V, WITH BRAKE CONTACT, AC 400V/, F. INTERNALLY SUPPLIED BRAKES WITH 9-POLE MOTOR FEEDER AND 9-POLE POWER CONNECTION | - | 0 | 7
3RK1300-0ES01-0AA4 |  | 3RK1300-0ES01-0AA4 | 1 | UN | 1 | 5 | B | D | N | N | 85365080 | 1 | 4011209415447 | 1.5 | KG | 2499 | 2499 | CP01 | CP01 | EM 300 DS, FOR ET 200 X, ELECTRO-MECH. DIRECT STARTER, SETTING RANGE 0.28...0.4A, AC-3, 0.10KW/400V, WITH BRAKE CONTACT, DC 500V/1A, F. INTERNALLY SUPPLIED BRAKES WITH 9-POLE MOTOR FEEDER AND 9-POLE POWER CONNECTION | - | 0 | 7
3RK1300-0ES01-1AA0 |  | 3RK1300-0ES01-1AA0 | 1 | UN | 1 | 5 | B | D | N | N | 85365080 | 1 | 4011209415454 | 2.047 | KG | 2403.8 | 2403.8 | CP01 | CP01 | EM 300 RS, FOR ET 200 X, ELECTRO-MECH. REVERS. STARTER, SETTING RANGE 0.28...0.4A, AC-3, 0.10KW/400V, WITHOUT BRAKE CONTACT, W. 9-POLE MOTOR FEEDER AND 9-POLE POWER CONNECTION | - | 0 | 7
3RK1300-0ES01-1AA1 |  | 3RK1300-0ES01-1AA1 | 1 | UN | 1 | 5 | B | D | N | N | 85365080 | 1 | 4011209415478 | 2.16 | KG | 2879.8 | 2879.8 | CP01 | CP01 | EM 300 RS, FOR ET 200 X, ELECTRO-MECH. REVERS. STARTER, SETTING RANGE 0.28...0.4A, AC-3, 0.10KW/400V, WITH BRAKE CONTACT, DC 24V/3A, F. EXTERNALLY SUPPLIED BRAKES WITH 9-POLE MOTOR FEEDER AND 9-POLE POWER CONNECTION | - | 0 | 7
3RK1300-0ES01-1AA3 |  | 3RK1300-0ES01-1AA3 | 1 | UN | 1 | 5 | B | D | N | N | 85365080 | 1 | 4011209415485 | 2.13 | KG | 2879.8 | 2879.8 | CP01 | CP01 | EM 300 RS, FOR ET 200 X, ELECTRO-MECH. REVERS. STARTER, SETTING RANGE 0.28...0.4A, AC-3, 0.10KW/400V, WITH BRAKE CONTACT, AC 400V/, F. INTERNALLY SUPPLIED BRAKES WITH 9-POLE MOTOR FEEDER AND 9-POLE POWER CONNECTION | - | 0 | 7
3RK1300-0ES01-1AA4 |  | 3RK1300-0ES01-1AA4 | 1 | UN | 1 | 5 | B | D | N | N | 85365080 | 1 | 4011209415492 | 2.09 | KG | 2879.8 | 2879.8 | CP01 | CP01 | EM 300 RS, FOR ET 200 X, ELECTRO-MECH. REVERS. STARTER, SETTING RANGE 0.28...0.4A, AC-3, 0.10KW/400V, WITH BRAKE CONTACT, DC 500V/1A, F. INTERNALLY SUPPLIED BRAKES WITH 9-POLE MOTOR FEEDER AND 9-POLE POWER CONNECTION | - | 0 | 7
3RK1300-0FS01-0AA0 |  | 3RK1300-0FS01-0AA0 | 1 | UN | 1 | 5 | B | D | N | N | 85365080 | 1 | 4011209412903 | 1.78 | KG | 2011.1 | 2011.1 | CP01 | CP01 | EM 300 DS, FOR ET 200 X, ELECTRO-MECH. DIRECT STARTER, SETTING RANGE 0.35...0.5A, AC-3, 0.12KW/400V, WITHOUT BRAKE CONTACT, W. 9-POLE MOTOR FEEDER AND 9-POLE POWER CONNECTION | - | 0 | 7
3RK1300-0FS01-0AA1 |  | 3RK1300-0FS01-0AA1 | 1 | UN | 1 | 5 | B | D | N | N | 85365080 | 1 | 4011209415508 | 1.87 | KG | 2499 | 2499 | CP01 | CP01 | EM 300 DS, FOR ET 200 X, ELECTRO-MECH. DIRECT STARTER, SETTING RANGE 0.35...0.5A, AC-3, 0.12KW/400V, WITH BRAKE CONTACT, DC 24V/3A, F. EXTERNALLY SUPPLIED BRAKES WITH 9-POLE MOTOR FEEDER AND 9-POLE POWER CONNECTION | - | 0 | 7
3RK1300-0FS01-0AA3 |  | 3RK1300-0FS01-0AA3 | 1 | UN | 1 | 5 | B | D | N | N | 85365080 | 1 | 4011209415515 | 1.822 | KG | 2499 | 2499 | CP01 | CP01 | EM 300 DS, FOR ET 200 X, ELECTRO-MECH. DIRECT STARTER, SETTING RANGE 0.35...0.5A, AC-3, 0.12KW/400V, WITH BRAKE CONTACT, AC 400V/, F. INTERNALLY SUPPLIED BRAKES WITH 9-POLE MOTOR FEEDER AND 9-POLE POWER CONNECTION | - | 0 | 7
3RK1300-0FS01-0AA4 |  | 3RK1300-0FS01-0AA4 | 1 | UN | 1 | 5 | B | D | N | N | 85365080 | 1 | 4011209415522 | 1.5 | KG | 2499 | 2499 | CP01 | CP01 | EM 300 DS, FOR ET 200 X, ELECTRO-MECH. DIRECT STARTER, SETTING RANGE 0.35...0.5A, AC-3, 0.12KW/400V, WITH BRAKE CONTACT, DC 500V/1A, F. INTERNALLY SUPPLIED BRAKES WITH 9-POLE MOTOR FEEDER AND 9-POLE POWER CONNECTION | - | 0 | 7
3RK1300-0FS01-1AA0 |  | 3RK1300-0FS01-1AA0 | 1 | UN | 1 | 5 | B | D | N | N | 85365080 | 1 | 4011209412897 | 2.087 | KG | 2403.8 | 2403.8 | CP01 | CP01 | EM 300 RS, FOR ET 200 X, ELECTRO-MECH. REVERS. STARTER, SETTING RANGE 0.35...0.5A, AC-3, 0.12KW/400V, WITHOUT BRAKE CONTACT, W. 9-POLE MOTOR FEEDER AND 9-POLE POWER CONNECTION | - | 0 | 7
3RK1300-0FS01-1AA1 |  | 3RK1300-0FS01-1AA1 | 1 | UN | 1 | 5 | B | D | N | N | 85365080 | 1 | 4011209415539 | 2.103 | KG | 2879.8 | 2879.8 | CP01 | CP01 | EM 300 RS, FOR ET 200 X, ELECTRO-MECH. REVERS. STARTER, SETTING RANGE 0.35...0.5A, AC-3, 0.12KW/400V, WITH BRAKE CONTACT, DC 24V/3A, F. EXTERNALLY SUPPLIED BRAKES WITH 9-POLE MOTOR FEEDER AND 9-POLE POWER CONNECTION | - | 0 | 7
3RK1300-0FS01-1AA3 |  | 3RK1300-0FS01-1AA3 | 1 | UN | 1 | 5 | B | D | N | N | 85365080 | 1 | 4011209415546 | 2.115 | KG | 2879.8 | 2879.8 | CP01 | CP01 | EM 300 RS, FOR ET 200 X, ELECTRO-MECH. REVERS. STARTER, SETTING RANGE 0.35...0.5A, AC-3, 0.12KW/400V, WITH BRAKE CONTACT, AC 400V/, F. INTERNALLY SUPPLIED BRAKES WITH 9-POLE MOTOR FEEDER AND 9-POLE POWER CONNECTION | - | 0 | 7
3RK1300-0FS01-1AA4 |  | 3RK1300-0FS01-1AA4 | 1 | UN | 1 | 5 | B | D | N | N | 85365080 | 1 | 4011209415553 | 2.109 | KG | 2879.8 | 2879.8 | CP01 | CP01 | EM 300 RS, FOR ET 200 X, ELECTRO-MECH. REVERS. STARTER, SETTING RANGE 0.35...0.5A, AC-3, 0.12KW/400V, WITH BRAKE CONTACT, DC 500V/1A, F. INTERNALLY SUPPLIED BRAKES WITH 9-POLE MOTOR FEEDER AND 9-POLE POWER CONNECTION | - | 0 | 7
3RK1300-0GS01-0AA0 |  | 3RK1300-0GS01-0AA0 | 1 | UN | 1 | 5 | B | D | N | N | 85365080 | 1 | 4011209412880 | 1.825 | KG | 2011.1 | 2011.1 | CP01 | CP01 | EM 300 DS, FOR ET 200 X, ELECTRO-MECH. DIRECT STARTER, SETTING RANGE 0.45...0.63A, AC-3, 0.18KW/400V, WITHOUT BRAKE CONTACT, W. 9-POLE MOTOR FEEDER AND 9-POLE POWER CONNECTION | - | 0 | 7
3RK1300-0GS01-0AA1 |  | 3RK1300-0GS01-0AA1 | 1 | UN | 1 | 5 | B | D | N | N | 85365080 | 1 | 4011209415560 | 1.841 | KG | 2499 | 2499 | CP01 | CP01 | EM 300 DS, FOR ET 200 X, ELECTRO-MECH. DIRECT STARTER, SETTING RANGE 0.45...0.63A, AC-3, 0.18KW/400V, WITH BRAKE CONTACT, DC 24V/3A, F. EXTERNALLY SUPPLIED BRAKES WITH 9-POLE MOTOR FEEDER AND 9-POLE POWER CONNECTION | - | 0 | 7
3RK1300-0GS01-0AA3 |  | 3RK1300-0GS01-0AA3 | 1 | UN | 1 | 5 | B | D | N | N | 85365080 | 1 | 4011209415577 | 1.882 | KG | 2499 | 2499 | CP01 | CP01 | EM 300 DS, FOR ET 200 X, ELECTRO-MECH. DIRECT STARTER, SETTING RANGE 0.45...0.63A, AC-3, 0.18KW/400V, WITH BRAKE CONTACT, AC 400V/, F. INTERNALLY SUPPLIED BRAKES WITH 9-POLE MOTOR FEEDER AND 9-POLE POWER CONNECTION | - | 0 | 7
3RK1300-0GS01-0AA4 |  | 3RK1300-0GS01-0AA4 | 1 | UN | 1 | 5 | B | D | EAR99 | N | 85365080 | 1 | 4011209415584 | 1.8 | KG | 2403.8 | 2403.8 | CP01 | CP01 | EM 300 DS, FOR ET 200 X, ELECTRO-MECH. DIRECT STARTER, SETTING RANGE 0.45...0.63A, AC-3, 0.18KW/400V, WITH BRAKE CONTACT, DC 500V/1A, F. INTERNALLY SUPPLIED BRAKES WITH 9-POLE MOTOR FEEDER AND 9-POLE POWER CONNECTION | - | 0 | 7
3RK1300-0GS01-1AA0 |  | 3RK1300-0GS01-1AA0 | 1 | UN | 1 | 5 | B | D | N | N | 85365080 | 1 | 4011209412873 | 2.053 | KG | 2403.8 | 2403.8 | CP01 | CP01 | EM 300 RS, FOR ET 200 X, ELECTRO-MECH. REVERS. STARTER, SETTING RANGE 0.45...0.63A, AC-3, 0.18KW/400V, WITHOUT BRAKE CONTACT, W. 9-POLE MOTOR FEEDER AND 9-POLE POWER CONNECTION | - | 0 | 7
3RK1300-0GS01-1AA1 |  | 3RK1300-0GS01-1AA1 | 1 | UN | 1 | 5 | B | D | N | N | 85365080 | 1 | 4011209415591 | 2.113 | KG | 2879.8 | 2879.8 | CP01 | CP01 | EM 300 RS, FOR ET 200 X, ELECTRO-MECH. REVERS. STARTER, SETTING RANGE 0.45...0.63A, AC-3, 0.18KW/400V, WITH BRAKE CONTACT, DC 24V/3A, F. EXTERNALLY SUPPLIED BRAKES WITH 9-POLE MOTOR FEEDER AND 9-POLE POWER CONNECTION | - | 0 | 7
3RK1300-0GS01-1AA3 |  | 3RK1300-0GS01-1AA3 | 1 | UN | 1 | 5 | B | D | N | N | 85365080 | 1 | 4011209415607 | 2.13 | KG | 2879.8 | 2879.8 | CP01 | CP01 | EM 300 RS, FOR ET 200 X, ELECTRO-MECH. REVERS. STARTER, SETTING RANGE 0.45...0.63A, AC-3, 0.18KW/400V, WITH BRAKE CONTACT, AC 400V/, F. INTERNALLY SUPPLIED BRAKES WITH 9-POLE MOTOR FEEDER AND 9-POLE POWER CONNECTION | - | 0 | 7
3RK1300-0GS01-1AA4 |  | 3RK1300-0GS01-1AA4 | 1 | UN | 1 | 5 | B | D | N | N | 85365080 | 1 | 4011209415614 | 2.088 | KG | 2879.8 | 2879.8 | CP01 | CP01 | EM 300 RS, FOR ET 200 X, ELECTRO-MECH. REVERS. STARTER, SETTING RANGE 0.45...0.63A, AC-3, 0.18KW/400V, WITH BRAKE CONTACT, DC 500V/1A, F. INTERNALLY SUPPLIED BRAKES WITH 9-POLE MOTOR FEEDER AND 9-POLE POWER CONNECTION | - | 0 | 7
3RK1300-0HS01-0AA0 |  | 3RK1300-0HS01-0AA0 | 1 | UN | 1 | 5 | B | D | N | N | 85365080 | 1 | 4011209412866 | 1.785 | KG | 2011.1 | 2011.1 | CP01 | CP01 | EM 300 DS, FOR ET 200 X, ELECTRO-MECH. DIRECT STARTER, SETTING RANGE 0.55...0.8A, AC-3, 0.21KW/400V, WITHOUT BRAKE CONTACT, W. 9-POLE MOTOR FEEDER AND 9-POLE POWER CONNECTION | - | 0 | 7
3RK1300-0HS01-0AA1 |  | 3RK1300-0HS01-0AA1 | 1 | UN | 1 | 5 | B | D | N | N | 85365080 | 1 | 4011209415621 | 1.839 | KG | 2499 | 2499 | CP01 | CP01 | EM 300 DS, FOR ET 200 X, ELECTRO-MECH. DIRECT STARTER, SETTING RANGE 0.55...0.8A, AC-3, 0.21KW/400V, WITH BRAKE CONTACT, DC 24V/3A F. EXTERNALLY SUPPLIED BRAKES WITH 9-POLE MOTOR FEEDER AND 9-POLE POWER CONNECTION | - | 0 | 7
3RK1300-0HS01-0AA3 |  | 3RK1300-0HS01-0AA3 | 1 | UN | 1 | 5 | B | D | N | N | 85365080 | 1 | 4011209415638 | 1.823 | KG | 2499 | 2499 | CP01 | CP01 | EM 300 DS, FOR ET 200 X, ELECTRO-MECH. DIRECT STARTER, SETTING RANGE 0.55...0.8A, AC-3, 0.21KW/400V, WITH BRAKE CONTACT, AC 400V/, F. INTERNALLY SUPPLIED BRAKES WITH 9-POLE MOTOR FEEDER AND 9-POLE POWER CONNECTION | - | 0 | 7
3RK1300-0HS01-0AA4 |  | 3RK1300-0HS01-0AA4 | 1 | UN | 1 | 5 | B | D | N | N | 85365080 | 1 | 4011209415645 | 1.5 | KG | 2499 | 2499 | CP01 | CP01 | EM 300 DS, FOR ET 200 X, ELECTRO-MECH. DIRECT STARTER, SETTING RANGE 0.55...0.8A, AC-3, 0.21KW/400V, WITH BRAKE CONTACT, DC 500V/1A, F. INTERNALLY SUPPLIED BRAKES WITH 9-POLE MOTOR FEEDER AND 9-POLE POWER CONNECTION | - | 0 | 7
3RK1300-0HS01-1AA0 |  | 3RK1300-0HS01-1AA0 | 1 | UN | 1 | 5 | B | D | N | N | 85365080 | 1 | 4011209415652 | 2.058 | KG | 2403.8 | 2403.8 | CP01 | CP01 | EM 300 RS, FOR ET 200 X, ELECTRO-MECH. REVERS. STARTER, SETTING RANGE 0.55...0.8A, AC-3, 0.21KW/400V, WITHOUT BRAKE CONTACT, W. 9-POLE MOTOR FEEDER AND 9-POLE POWER CONNECTION | - | 0 | 7
3RK1300-0HS01-1AA1 |  | 3RK1300-0HS01-1AA1 | 1 | UN | 1 | 5 | B | D | N | N | 85365080 | 1 | 4011209415669 | 2.102 | KG | 2879.8 | 2879.8 | CP01 | CP01 | EM 300 RS, FOR ET 200 X, ELECTRO-MECH. REVERS. STARTER, SETTING RANGE 0.55...0.8A, AC-3, 0.21KW/400V, WITH BRAKE CONTACT, DC 24V/3A, F. EXTERNALLY SUPPLIED BRAKES WITH 9-POLE MOTOR FEEDER AND 9-POLE POWER CONNECTION | - | 0 | 7
3RK1300-0HS01-1AA3 |  | 3RK1300-0HS01-1AA3 | 1 | UN | 1 | 5 | B | D | N | N | 85365080 | 1 | 4011209415676 | 2.135 | KG | 2879.8 | 2879.8 | CP01 | CP01 | EM 300 RS, FOR ET 200 X, ELECTRO-MECH. REVERS. STARTER, SETTING RANGE 0.55...0.8A, AC-3, 0.21KW/400V, WITH BRAKE CONTACT, AC 400V/, F. INTERNALLY SUPPLIED BRAKES WITH 9-POLE MOTOR FEEDER AND 9-POLE POWER CONNECTION | - | 0 | 7
3RK1300-0HS01-1AA4 |  | 3RK1300-0HS01-1AA4 | 1 | UN | 1 | 5 | B | D | N | N | 85365080 | 1 | 4011209415683 | 2.12 | KG | 2879.8 | 2879.8 | CP01 | CP01 | EM 300 RS, FOR ET 200 X, ELECTRO-MECH. REVERS. STARTER, SETTING RANGE 0.55...0.8A, AC-3, 0.21KW/400V, WITH BRAKE CONTACT, DC 500V/1A, F. INTERNALLY SUPPLIED BRAKES WITH 9-POLE MOTOR FEEDER AND 9-POLE POWER CONNECTION | - | 0 | 7
3RK1300-0JS01-0AA0 |  | 3RK1300-0JS01-0AA0 | 1 | UN | 1 | 5 | B | D | N | N | 85365080 | 1 | 4011209412859 | 1.786 | KG | 2011.1 | 2011.1 | CP01 | CP01 | EM 300 DS, FOR ET 200 X, ELECTRO-MECH. DIRECT STARTER, SETTING RANGE 0.7...1.0A, AC-3, 0.25KW/400V, WITHOUT BRAKE CONTACT, W. 9-POLE MOTOR FEEDER AND 9-POLE POWER CONNECTION | - | 0 | 7
3RK1300-0JS01-0AA1 |  | 3RK1300-0JS01-0AA1 | 1 | UN | 1 | 5 | B | D | N | N | 85365080 | 1 | 4011209415690 | 1.87 | KG | 2499 | 2499 | CP01 | CP01 | EM 300 DS, FOR ET 200 X, ELECTRO-MECH. DIRECT STARTER, SETTING RANGE 0.7...1.0A, AC-3, 0.25KW/400V, WITH BRAKE CONTACT, DC 24V/3A, F. EXTERNALLY SUPPLIED BRAKES WITH 9-POLE MOTOR FEEDER AND 9-POLE POWER CONNECTION | - | 0 | 7
3RK1300-0JS01-0AA3 |  | 3RK1300-0JS01-0AA3 | 1 | UN | 1 | 5 | B | D | N | N | 85365080 | 1 | 4011209415706 | 1.83 | KG | 2499 | 2499 | CP01 | CP01 | EM 300 DS, FOR ET 200 X, ELECTRO-MECH. DIRECT STARTER, SETTING RANGE 0.7...1.0A, AC-3, 0.25KW/400V, WITH BRAKE CONTACT, AC 400V/, F. INTERNALLY SUPPLIED BRAKES WITH 9-POLE MOTOR FEEDER AND 9-POLE POWER CONNECTION | - | 0 | 7
3RK1300-0JS01-0AA4 |  | 3RK1300-0JS01-0AA4 | 1 | UN | 1 | 5 | B | D | N | N | 85365080 | 1 | 4011209415713 | 1.845 | KG | 2499 | 2499 | CP01 | CP01 | EM 300 DS, FOR ET 200 X, ELECTRO-MECH. DIRECT STARTER, SETTING RANGE 0.7...1.0A, AC-3, 0.25KW/400V, WITH BRAKE CONTACT, DC 500V/1A, F. INTERNALLY SUPPLIED BRAKES WITH 9-POLE MOTOR FEEDER AND 9-POLE POWER CONNECTION | - | 0 | 7
3RK1300-0JS01-1AA0 |  | 3RK1300-0JS01-1AA0 | 1 | UN | 1 | 5 | B | D | N | N | 85365080 | 1 | 4011209415720 | 2.1 | KG | 2403.8 | 2403.8 | CP01 | CP01 | EM 300 RS, FOR ET 200 X, ELECTRO-MECH. REVERS. STARTER, SETTING RANGE 0.7...1.0A, AC-3, 0.25KW/400V, WITHOUT BRAKE CONTACT, W. 9-POLE MOTOR FEEDER AND 9-POLE POWER CONNECTION | - | 0 | 7
3RK1300-0JS01-1AA1 |  | 3RK1300-0JS01-1AA1 | 1 | UN | 1 | 5 | B | D | N | N | 85365080 | 1 | 4011209415737 | 2.1 | KG | 2879.8 | 2879.8 | CP01 | CP01 | EM 300 RS, FOR ET 200 X, ELECTRO-MECH. REVERS. STARTER, SETTING RANGE 0.7...1.0A, AC-3, 0.25KW/400V, WITH BRAKE CONTACT, DC 24V/3A, F. EXTERNALLY SUPPLIED BRAKES WITH 9-POLE MOTOR FEEDER AND 9-POLE POWER CONNECTION | - | 0 | 7
3RK1300-0JS01-1AA3 |  | 3RK1300-0JS01-1AA3 | 1 | UN | 1 | 5 | B | D | N | N | 85365080 | 1 | 4011209415744 | 2.21 | KG | 2879.8 | 2879.8 | CP01 | CP01 | EM 300 RS, FOR ET 200 X, ELECTRO-MECH. REVERS. STARTER, SETTING RANGE 0.7...1.0A, AC-3, 0.25KW/400V, WITH BRAKE CONTACT, AC 400V/, F. INTERNALLY SUPPLIED BRAKES WITH 9-POLE MOTOR FEEDER AND 9-POLE POWER CONNECTION | - | 0 | 7
3RK1300-0JS01-1AA4 |  | 3RK1300-0JS01-1AA4 | 1 | UN | 1 | 5 | B | D | N | N | 85365080 | 1 | 4011209415751 | 2.085 | KG | 2879.8 | 2879.8 | CP01 | CP01 | EM 300 RS, FOR ET 200 X, ELECTRO-MECH. REVERS. STARTER, SETTING RANGE 0.7...1.0A, AC-3, 0.25KW/400V, WITH BRAKE CONTACT, DC 500V/1A, F. INTERNALLY SUPPLIED BRAKES WITH 9-POLE MOTOR FEEDER AND 9-POLE POWER CONNECTION | - | 0 | 7
3RK1300-0KS01-0AA0 |  | 3RK1300-0KS01-0AA0 | 1 | UN | 1 | 5 | B | D | N | N | 85365080 | 1 | 4011209412842 | 1.832 | KG | 2011.1 | 2011.1 | CP01 | CP01 | EM 300 DS, FOR ET 200 X, ELECTRO-MECH. DIRECT STARTER, SETTING RANGE 0.9...1.25A, AC-3, 0.37KW/400V, WITHOUT BRAKE CONTACT, W. 9-POLE MOTOR FEEDER AND 9-POLE POWER CONNECTION | - | 0 | 7
3RK1300-0KS01-0AA1 |  | 3RK1300-0KS01-0AA1 | 1 | UN | 1 | 5 | B | D | N | N | 85365080 | 1 | 4011209415768 | 1.883 | KG | 2499 | 2499 | CP01 | CP01 | EM 300 DS, FOR ET 200 X, ELECTRO-MECH. DIRECT STARTER, SETTING RANGE 0.9...1.25A, AC-3, 0.37KW/400V, WITH BRAKE CONTACT, DC 24V/3A, F. EXTERNALLY SUPPLIED BRAKES WITH 9-POLE MOTOR FEEDER AND 9-POLE POWER CONNECTION | - | 0 | 7
3RK1300-0KS01-0AA3 |  | 3RK1300-0KS01-0AA3 | 1 | UN | 1 | 5 | B | D | N | N | 85365080 | 1 | 4011209415775 | 1.871 | KG | 2499 | 2499 | CP01 | CP01 | EM 300 DS, FOR ET 200 X, ELECTRO-MECH. DIRECT STARTER, SETTING RANGE 0.9...1.25A, AC-3, 0.37KW/400V, WITH BRAKE CONTACT, AC 400V/, F. INTERNALLY SUPPLIED BRAKES WITH 9-POLE MOTOR FEEDER AND 9-POLE POWER CONNECTION | - | 0 | 7
3RK1300-0KS01-0AA4 |  | 3RK1300-0KS01-0AA4 | 1 | UN | 1 | 5 | B | D | N | N | 85365080 | 1 | 4011209415782 | 1.5 | KG | 2499 | 2499 | CP01 | CP01 | EM 300 DS, FOR ET 200 X, ELECTRO-MECH. DIRECT STARTER, SETTING RANGE 0.9...1.25A, AC-3, 0.37KW/400V, WITH BRAKE CONTACT, DC 500V/1A, F. INTERNALLY SUPPLIED BRAKES WITH 9-POLE MOTOR FEEDER AND 9-POLE POWER CONNECTION | - | 0 | 7
3RK1300-0KS01-1AA0 |  | 3RK1300-0KS01-1AA0 | 1 | UN | 1 | 5 | B | D | N | N | 85365080 | 1 | 4011209415799 | 2.096 | KG | 2403.8 | 2403.8 | CP01 | CP01 | EM 300 RS, FOR ET 200 X, ELECTRO-MECH. REVERS. STARTER, SETTING RANGE 0.9...1.25A, AC-3, 0.37KW/400V, WITHOUT BRAKE CONTACT, W. 9-POLE MOTOR FEEDER AND 9-POLE POWER CONNECTION | - | 0 | 7
3RK1300-0KS01-1AA1 |  | 3RK1300-0KS01-1AA1 | 1 | UN | 1 | 5 | B | D | N | N | 85365080 | 1 | 4011209415805 | 2.159 | KG | 2879.8 | 2879.8 | CP01 | CP01 | EM 300 RS, FOR ET 200 X, ELECTRO-MECH. REVERS. STARTER, SETTING RANGE 0.9...1.25A, AC-3, 0.37KW/400V, WITH BRAKE CONTACT, DC 24V/3A, F. EXTERNALLY SUPPLIED BRAKES WITH 9-POLE MOTOR FEEDER AND 9-POLE POWER CONNECTION | - | 0 | 7
3RK1300-0KS01-1AA3 |  | 3RK1300-0KS01-1AA3 | 1 | UN | 1 | 5 | B | D | N | N | 85365080 | 1 | 4011209415812 | 2.141 | KG | 2879.8 | 2879.8 | CP01 | CP01 | EM 300 RS, FOR ET 200 X, ELECTRO-MECH. REVERS. STARTER, SETTING RANGE 0.9...1.25A, AC-3, 0.37KW/400V, WITH BRAKE CONTACT, AC 400V/, F. INTERNALLY SUPPLIED BRAKES WITH 9-POLE MOTOR FEEDER AND 9-POLE POWER CONNECTION | - | 0 | 7
3RK1300-0KS01-1AA4 |  | 3RK1300-0KS01-1AA4 | 1 | UN | 1 | 5 | B | D | N | N | 85365080 | 1 | 4011209415829 | 2.165 | KG | 2879.8 | 2879.8 | CP01 | CP01 | EM 300 RS, FOR ET 200 X, ELECTRO-MECH. REVERS. STARTER, SETTING RANGE 0.9...1.25A, AC-3, 0.37KW/400V, WITH BRAKE CONTACT, DC 500V/1A, F. INTERNALLY SUPPLIED BRAKES WITH 9-POLE MOTOR FEEDER AND 9-POLE POWER CONNECTION | - | 0 | 7
3RK1300-1AS01-0AA0 |  | 3RK1300-1AS01-0AA0 | 1 | UN | 1 | 5 | B | D | N | N | 85365080 | 1 | 4011209412835 | 1.83 | KG | 2011.1 | 2011.1 | CP01 | CP01 | EM 300 DS, FOR ET 200 X, ELECTRO-MECH. DIRECT STARTER, SETTING RANGE 1.1...1.6A, AC-3, 0.55KW/400V, WITHOUT BRAKE CONTACT, W. 9-POLE MOTOR FEEDER AND 9-POLE POWER CONNECTION | - | 0 | 7
3RK1300-1AS01-0AA1 |  | 3RK1300-1AS01-0AA1 | 1 | UN | 1 | 5 | B | D | N | N | 85365080 | 1 | 4011209415836 | 1.882 | KG | 2499 | 2499 | CP01 | CP01 | EM 300 DS, FOR ET 200 X, ELECTRO-MECH. DIRECT STARTER, SETTING RANGE 1.1...1.6A, AC-3, 0.55KW/400V, WITH BRAKE CONTACT, DC 24V/3A, F. EXTERNALLY SUPPLIED BRAKES WITH 9-POLE MOTOR FEEDER AND 9-POLE POWER CONNECTION | - | 0 | 7
3RK1300-1AS01-0AA3 |  | 3RK1300-1AS01-0AA3 | 1 | UN | 1 | 5 | B | D | N | N | 85365080 | 1 | 4011209415843 | 1.875 | KG | 2499 | 2499 | CP01 | CP01 | EM 300 DS, FOR ET 200 X, ELECTRO-MECH. DIRECT STARTER, SETTING RANGE 1.1...1.6A, AC-3, 0.55KW/400V, WITH BRAKE CONTACT, AC 400V/, F. INTERNALLY SUPPLIED BRAKES WITH 9-POLE MOTOR FEEDER AND 9-POLE POWER CONNECTION | - | 0 | 7
3RK1300-1AS01-0AA4 |  | 3RK1300-1AS01-0AA4 | 1 | UN | 1 | 5 | B | D | N | N | 85365080 | 1 | 4011209415850 | 1.5 | KG | 2499 | 2499 | CP01 | CP01 | EM 300 DS, FOR ET 200 X, ELECTRO-MECH. DIRECT STARTER, SETTING RANGE 1.1...1.6A, AC-3, 0.55KW/400V, WITH BRAKE CONTACT, DC 500V/1A, F. INTERNALLY SUPPLIED BRAKES WITH 9-POLE MOTOR FEEDER AND 9-POLE POWER CONNECTION | - | 0 | 7
3RK1300-1AS01-1AA0 |  | 3RK1300-1AS01-1AA0 | 1 | UN | 1 | 5 | B | D | N | N | 85365080 | 1 | 4011209412828 | 2.085 | KG | 2403.8 | 2403.8 | CP01 | CP01 | EM 300 RS, FOR ET 200 X, ELECTRO-MECH. REVERS. STARTER, SETTING RANGE 1.1...1.6A, AC-3, 0.55KW/400V, WITHOUT BRAKE CONTACT, W. 9-POLE MOTOR FEEDER AND 9-POLE POWER CONNECTION | - | 0 | 7
3RK1300-1AS01-1AA1 |  | 3RK1300-1AS01-1AA1 | 1 | UN | 1 | 5 | B | D | N | N | 85365080 | 1 | 4011209415867 | 2.165 | KG | 2879.8 | 2879.8 | CP01 | CP01 | EM 300 RS, FOR ET 200 X, ELECTRO-MECH. REVERS. STARTER, SETTING RANGE 1.1...1.6A, AC-3, 0.55KW/400V, WITH BRAKE CONTACT, DC 24V/3A, F. EXTERNALLY SUPPLIED BRAKES WITH 9-POLE MOTOR FEEDER AND 9-POLE POWER CONNECTION | - | 0 | 7
3RK1300-1AS01-1AA3 |  | 3RK1300-1AS01-1AA3 | 1 | UN | 1 | 5 | B | D | N | N | 85365080 | 1 | 4011209415874 | 2.17 | KG | 2879.8 | 2879.8 | CP01 | CP01 | EM 300 RS, FOR ET 200 X, ELECTRO-MECH. REVERS. STARTER, SETTING RANGE 1.1...1.6A, AC-3, 0.55KW/400V, WITH BRAKE CONTACT, AC 400V/, F. INTERNALLY SUPPLIED BRAKES WITH 9-POLE MOTOR FEEDER AND 9-POLE POWER CONNECTION | - | 0 | 7
3RK1300-1AS01-1AA4 |  | 3RK1300-1AS01-1AA4 | 1 | UN | 1 | 5 | B | D | N | N | 85365080 | 1 | 4011209415881 | 2.183 | KG | 2879.8 | 2879.8 | CP01 | CP01 | EM 300 RS, FOR ET 200 X, ELECTRO-MECH. REVERS. STARTER, SETTING RANGE 1.1...1.6A, AC-3, 0.55KW/400V, WITH BRAKE CONTACT, DC 500V/1A, F. INTERNALLY SUPPLIED BRAKES WITH 9-POLE MOTOR FEEDER AND 9-POLE POWER CONNECTION | - | 0 | 7
3RK1300-1BS01-0AA0 |  | 3RK1300-1BS01-0AA0 | 1 | UN | 1 | 5 | B | D | N | N | 85365080 | 1 | 4011209412811 | 1.826 | KG | 2011.1 | 2011.1 | CP01 | CP01 | EM 300 DS, FOR ET 200 X, ELECTRO-MECH. DIRECT STARTER, SETTING RANGE 1.4...2.0A, AC-3, 0.75KW/400V, WITHOUT BRAKE CONTACT, W. 9-POLE MOTOR FEEDER AND 9-POLE POWER CONNECTION | - | 0 | 7
3RK1300-1BS01-0AA1 |  | 3RK1300-1BS01-0AA1 | 1 | UN | 1 | 5 | B | D | N | N | 85365080 | 1 | 4011209415898 | 1.884 | KG | 2499 | 2499 | CP01 | CP01 | EM 300 DS, FOR ET 200 X, ELECTRO-MECH. DIRECT STARTER, SETTING RANGE 1.4...2.0A, AC-3, 0.75KW/400V, WITH BRAKE CONTACT, DC 24V/3A, F. EXTERNALLY SUPPLIED BRAKES WITH 9-POLE MOTOR FEEDER AND 9-POLE POWER CONNECTION | - | 0 | 7
3RK1300-1BS01-0AA3 |  | 3RK1300-1BS01-0AA3 | 1 | UN | 1 | 5 | B | D | N | N | 85365080 | 1 | 4011209415904 | 1.915 | KG | 2499 | 2499 | CP01 | CP01 | EM 300 DS, FOR ET 200 X, ELECTRO-MECH. DIRECT STARTER, SETTING RANGE 1.4...2.0A, AC-3, 0.75KW/400V, WITH BRAKE CONTACT, AC 400V/, F. INTERNALLY SUPPLIED BRAKES WITH 9-POLE MOTOR FEEDER AND 9-POLE POWER CONNECTION | - | 0 | 7
3RK1300-1BS01-0AA4 |  | 3RK1300-1BS01-0AA4 | 1 | UN | 1 | 5 | B | D | N | N | 85365080 | 1 | 4011209415911 | 1.857 | KG | 2499 | 2499 | CP01 | CP01 | EM 300 DS, FOR ET 200 X, ELECTRO-MECH. DIRECT STARTER, SETTING RANGE 1.4...2.0A, AC-3, 0.75KW/400V, WITH BRAKE CONTACT, DC 500V/1A, F. INTERNALLY SUPPLIED BRAKES WITH 9-POLE MOTOR FEEDER AND 9-POLE POWER CONNECTION | - | 0 | 7
3RK1300-1BS01-1AA0 |  | 3RK1300-1BS01-1AA0 | 1 | UN | 1 | 5 | B | D | N | N | 85365080 | 1 | 4011209415928 | 2.091 | KG | 2403.8 | 2403.8 | CP01 | CP01 | EM 300 RS, FOR ET 200 X, ELECTRO-MECH. REVERS. STARTER, SETTING RANGE 1.4...2.0A, AC-3, 0.75KW/400V, WITHOUT BRAKE CONTACT, W. 9-POLE MOTOR FEEDER AND 9-POLE POWER CONNECTION | - | 0 | 7
3RK1300-1BS01-1AA1 |  | 3RK1300-1BS01-1AA1 | 1 | UN | 1 | 5 | B | D | N | N | 85365080 | 1 | 4011209415935 | 2.144 | KG | 2879.8 | 2879.8 | CP01 | CP01 | EM 300 RS, FOR ET 200 X, ELECTRO-MECH. REVERS. STARTER, SETTING RANGE 1.4...2.0A, AC-3, 0.75KW/400V, WITH BRAKE CONTACT, DC 24V/3A, F. EXTERNALLY SUPPLIED BRAKES WITH 9-POLE MOTOR FEEDER AND 9-POLE POWER CONNECTION | - | 0 | 7
3RK1300-1BS01-1AA3 |  | 3RK1300-1BS01-1AA3 | 1 | UN | 1 | 5 | B | D | N | N | 85365080 | 1 | 4011209415942 | 2.135 | KG | 2879.8 | 2879.8 | CP01 | CP01 | EM 300 RS, FOR ET 200 X, ELECTRO-MECH. REVERS. STARTER, SETTING RANGE 1.4...2.0A, AC-3, 0.75KW/400V, WITH BRAKE CONTACT, AC 400V/, F. INTERNALLY SUPPLIED BRAKES WITH 9-POLE MOTOR FEEDER AND 9-POLE POWER CONNECTION | - | 0 | 7
3RK1300-1BS01-1AA4 |  | 3RK1300-1BS01-1AA4 | 1 | UN | 1 | 5 | B | D | N | N | 85365080 | 1 | 4011209415959 | 2.127 | KG | 2879.8 | 2879.8 | CP01 | CP01 | EM 300 RS, FOR ET 200 X, ELECTRO-MECH. REVERS. STARTER, SETTING RANGE 1.4...2.0A, AC-3, 0.75KW/400V, WITH BRAKE CONTACT, DC 500V/1A, F. INTERNALLY SUPPLIED BRAKES WITH 9-POLE MOTOR FEEDER AND 9-POLE POWER CONNECTION | - | 0 | 7
3RK1300-1CS01-0AA0 |  | 3RK1300-1CS01-0AA0 | 1 | UN | 1 | 5 | B | D | N | N | 85365080 | 1 | 4011209415966 | 1.832 | KG | 2011.1 | 2011.1 | CP01 | CP01 | EM 300 DS, FOR ET 200 X, ELECTRO-MECH. DIRECT STARTER, SETTING RANGE 1.8...2.5A, AC-3, 0.90KW/400V, WITHOUT BRAKE CONTACT, W. 9-POLE MOTOR FEEDER AND 9-POLE POWER CONNECTION | - | 0 | 7
3RK1300-1CS01-0AA1 |  | 3RK1300-1CS01-0AA1 | 1 | UN | 1 | 5 | B | D | N | N | 85365080 | 1 | 4011209415973 | 1.886 | KG | 2499 | 2499 | CP01 | CP01 | EM 300 DS, FOR ET 200 X, ELECTRO-MECH. DIRECT STARTER, SETTING RANGE 1.8...2.5A, AC-3, 0.90KW/400V, WITH BRAKE CONTACT, DC 24V/3A, F. EXTERNALLY SUPPLIED BRAKES WITH 9-POLE MOTOR FEEDER AND 9-POLE POWER CONNECTION | - | 0 | 7
3RK1300-1CS01-0AA3 |  | 3RK1300-1CS01-0AA3 | 1 | UN | 1 | 5 | B | D | N | N | 85365080 | 1 | 4011209415980 | 1.913 | KG | 2499 | 2499 | CP01 | CP01 | EM 300 DS, FOR ET 200 X, ELECTRO-MECH. DIRECT STARTER, SETTING RANGE 1.8...2.5A, AC-3, 0.90KW/400V, WITH BRAKE CONTACT, AC 400V/, F. INTERNALLY SUPPLIED BRAKES WITH 9-POLE MOTOR FEEDER AND 9-POLE POWER CONNECTION | - | 0 | 7
3RK1300-1CS01-0AA4 |  | 3RK1300-1CS01-0AA4 | 1 | UN | 1 | 5 | B | D | N | N | 85365080 | 1 | 4011209415997 | 1.89 | KG | 2499 | 2499 | CP01 | CP01 | EM 300 DS, FOR ET 200 X, ELECTRO-MECH. DIRECT STARTER, SETTING RANGE 1.8...2.5A, AC-3, 0.90KW/400V, WITH BRAKE CONTACT, DC 500V/1A, F. INTERNALLY SUPPLIED BRAKES WITH 9-POLE MOTOR FEEDER AND 9-POLE POWER CONNECTION | - | 0 | 7
3RK1300-1CS01-1AA0 |  | 3RK1300-1CS01-1AA0 | 1 | UN | 1 | 5 | B | D | N | N | 85365080 | 1 | 4011209416000 | 2.095 | KG | 2403.8 | 2403.8 | CP01 | CP01 | EM 300 RS, FOR ET 200 X, ELECTRO-MECH. REVERS. STARTER, SETTING RANGE 1.8...2.5A, AC-3, 0.90KW/400V, WITHOUT BRAKE CONTACT, W. 9-POLE MOTOR FEEDER AND 9-POLE POWER CONNECTION | - | 0 | 7
3RK1300-1CS01-1AA1 |  | 3RK1300-1CS01-1AA1 | 1 | UN | 1 | 5 | B | D | N | N | 85365080 | 1 | 4011209416017 | 2.148 | KG | 2879.8 | 2879.8 | CP01 | CP01 | EM 300 RS, FOR ET 200 X, ELECTRO-MECH. REVERS. STARTER, SETTING RANGE 1.8...2.5A, AC-3, 0.90KW/400V, WITH BRAKE CONTACT, DC 24V/3A, F. EXTERNALLY SUPPLIED BRAKES WITH 9-POLE MOTOR FEEDER AND 9-POLE POWER CONNECTION | - | 0 | 7
3RK1300-1CS01-1AA3 |  | 3RK1300-1CS01-1AA3 | 1 | UN | 1 | 5 | B | D | N | N | 85365080 | 1 | 4011209416024 | 2.184 | KG | 2879.8 | 2879.8 | CP01 | CP01 | EM 300 RS, FOR ET 200 X, ELECTRO-MECH. REVERS. STARTER, SETTING RANGE 1.8...2.5A, AC-3, 0.90KW/400V, WITH BRAKE CONTACT, AC 400V/, F. INTERNALLY SUPPLIED BRAKES WITH 9-POLE MOTOR FEEDER AND 9-POLE POWER CONNECTION | - | 0 | 7
3RK1300-1CS01-1AA4 |  | 3RK1300-1CS01-1AA4 | 1 | UN | 1 | 5 | B | D | N | N | 85365080 | 1 | 4011209416031 | 2.133 | KG | 2879.8 | 2879.8 | CP01 | CP01 | EM 300 RS, FOR ET 200 X, ELECTRO-MECH. REVERS. STARTER, SETTING RANGE 1.8...2.5A, AC-3, 0.90KW/400V, WITH BRAKE CONTACT, DC 500V/1A, F. INTERNALLY SUPPLIED BRAKES WITH 9-POLE MOTOR FEEDER AND 9-POLE POWER CONNECTION | - | 0 | 7
3RK1300-1DS01-0AA0 |  | 3RK1300-1DS01-0AA0 | 1 | UN | 1 | 5 | B | D | N | N | 85365080 | 1 | 4011209416048 | 1.823 | KG | 2011.1 | 2011.1 | CP01 | CP01 | EM 300 DS, FOR ET 200 X, ELECTRO-MECH. DIRECT STARTER, SETTING RANGE 2.2...3.2A, AC-3, 1.1KW/400V, WITHOUT BRAKE CONTACT, W. 9-POLE MOTOR FEEDER AND 9-POLE POWER CONNECTION | - | 0 | 7
3RK1300-1DS01-0AA1 |  | 3RK1300-1DS01-0AA1 | 1 | UN | 1 | 5 | B | D | N | N | 85365080 | 1 | 4011209416055 | 1.92 | KG | 2499 | 2499 | CP01 | CP01 | EM 300 DS, FOR ET 200 X, ELECTRO-MECH. DIRECT STARTER, SETTING RANGE 2.2...3.2A, AC-3, 1.1KW/400V, WITH BRAKE CONTACT, DC 24V/3A, F. EXTERNALLY SUPPLIED BRAKES WITH 9-POLE MOTOR FEEDER AND 9-POLE POWER CONNECTION | - | 0 | 7
3RK1300-1DS01-0AA3 |  | 3RK1300-1DS01-0AA3 | 1 | UN | 1 | 5 | B | D | N | N | 85365080 | 1 | 4011209416062 | 1.915 | KG | 2499 | 2499 | CP01 | CP01 | EM 300 DS, FOR ET 200 X, ELECTRO-MECH. DIRECT STARTER, SETTING RANGE 2.2...3.2A, AC-3, 1.1KW/400V, WITH BRAKE CONTACT, AC 400V/, F. INTERNALLY SUPPLIED BRAKES WITH 9-POLE MOTOR FEEDER AND 9-POLE POWER CONNECTION | - | 0 | 7
3RK1300-1DS01-0AA4 |  | 3RK1300-1DS01-0AA4 | 1 | UN | 1 | 5 | B | D | N | N | 85365080 | 1 | 4011209416079 | 1.91 | KG | 2499 | 2499 | CP01 | CP01 | EM 300 DS, FOR ET 200 X, ELECTRO-MECH. DIRECT STARTER, SETTING RANGE 2.2...3.2A, AC-3, 1.1KW/400V, WITH BRAKE CONTACT, DC 500V/1A, F. INTERNALLY SUPPLIED BRAKES WITH 9-POLE MOTOR FEEDER AND 9-POLE POWER CONNECTION | - | 0 | 7
3RK1300-1DS01-1AA0 |  | 3RK1300-1DS01-1AA0 | 1 | UN | 1 | 5 | B | D | N | N | 85365080 | 1 | 4011209416086 | 2.099 | KG | 2403.8 | 2403.8 | CP01 | CP01 | EM 300 RS, FOR ET 200 X, ELECTRO-MECH. REVERS. STARTER, SETTING RANGE 2.2...3.2A, AC-3, 1.1KW/400V, WITHOUT BRAKE CONTACT, W. 9-POLE MOTOR FEEDER AND 9-POLE POWER CONNECTION | - | 0 | 7
3RK1300-1DS01-1AA1 |  | 3RK1300-1DS01-1AA1 | 1 | UN | 1 | 5 | B | D | N | N | 85365080 | 1 | 4011209416093 | 2.154 | KG | 2879.8 | 2879.8 | CP01 | CP01 | EM 300 RS, FOR ET 200 X, ELECTRO-MECH. REVERS. STARTER, SETTING RANGE 2.2...3.2A, AC-3, 1.1KW/400V, WITH BRAKE CONTACT, DC 24V/3A, F. EXTERNALLY SUPPLIED BRAKES WITH 9-POLE MOTOR FEEDER AND 9-POLE POWER CONNECTION | - | 0 | 7
3RK1300-1DS01-1AA3 |  | 3RK1300-1DS01-1AA3 | 1 | UN | 1 | 5 | B | D | N | N | 85365080 | 1 | 4011209416109 | 2.185 | KG | 2879.8 | 2879.8 | CP01 | CP01 | EM 300 RS, FOR ET 200 X, ELECTRO-MECH. REVERS. STARTER, SETTING RANGE 2.2...3.2A, AC-3, 1.1KW/400V, WITH BRAKE CONTACT, AC 400V/, F. INTERNALLY SUPPLIED BRAKES WITH 9-POLE MOTOR FEEDER AND 9-POLE POWER CONNECTION | - | 0 | 7
3RK1300-1DS01-1AA4 |  | 3RK1300-1DS01-1AA4 | 1 | UN | 1 | 5 | B | D | N | N | 85365080 | 1 | 4011209416116 | 2.135 | KG | 2879.8 | 2879.8 | CP01 | CP01 | EM 300 RS, FOR ET 200 X, ELECTRO-MECH. REVERS. STARTER, SETTING RANGE 2.2...3.2A, AC-3, 1.1KW/400V, WITH BRAKE CONTACT, DC 500V/1A, F. INTERNALLY SUPPLIED BRAKES WITH 9-POLE MOTOR FEEDER AND 9-POLE POWER CONNECTION | - | 0 | 7
3RK1300-1ES01-0AA0 |  | 3RK1300-1ES01-0AA0 | 1 | UN | 1 | 5 | B | D | N | N | 85365080 | 1 | 4011209416123 | 1.827 | KG | 2011.1 | 2011.1 | CP01 | CP01 | EM 300 DS, FOR ET 200 X, ELECTRO-MECH. DIRECT STARTER, SETTING RANGE 2.8...4.0A, AC-3, 1.5KW/400V, WITHOUT BRAKE CONTACT, W. 9-POLE MOTOR FEEDER AND 9-POLE POWER CONNECTION | - | 0 | 7
3RK1300-1ES01-0AA1 |  | 3RK1300-1ES01-0AA1 | 1 | UN | 1 | 5 | B | D | N | N | 85365080 | 1 | 4011209416130 | 1.925 | KG | 2499 | 2499 | CP01 | CP01 | EM 300 DS, FOR ET 200 X, ELECTRO-MECH. DIRECT STARTER, SETTING RANGE 2.8...4.0A, AC-3, 1.5KW/400V, WITH BRAKE CONTACT, DC 24V/3A, F. EXTERNALLY SUPPLIED BRAKES WITH 9-POLE MOTOR FEEDER AND 9-POLE POWER CONNECTION | - | 0 | 7
3RK1300-1ES01-0AA3 |  | 3RK1300-1ES01-0AA3 | 1 | UN | 1 | 5 | B | D | N | N | 85365080 | 1 | 4011209416147 | 1.8 | KG | 2499 | 2499 | CP01 | CP01 | EM 300 DS, FOR ET 200 X, ELECTRO-MECH. DIRECT STARTER, SETTING RANGE 2.8...4.0A, AC-3, 1.5KW/400V, WITH BRAKE CONTACT, AC 400V/, F. INTERNALLY SUPPLIED BRAKES WITH 9-POLE MOTOR FEEDER AND 9-POLE POWER CONNECTION | - | 0 | 7
3RK1300-1ES01-0AA4 |  | 3RK1300-1ES01-0AA4 | 1 | UN | 1 | 5 | B | D | N | N | 85365080 | 1 | 4011209416154 | 1.5 | KG | 2499 | 2499 | CP01 | CP01 | EM 300 DS, FOR ET 200 X, ELECTRO-MECH. DIRECT STARTER, SETTING RANGE 2.8...4.0A, AC-3, 1.5KW/400V, WITH BRAKE CONTACT, DC 500V/1A, F. INTERNALLY SUPPLIED BRAKES WITH 9-POLE MOTOR FEEDER AND 9-POLE POWER CONNECTION | - | 0 | 7
3RK1300-1ES01-1AA0 |  | 3RK1300-1ES01-1AA0 | 1 | UN | 1 | 5 | B | D | N | N | 85365080 | 1 | 4011209416161 | 2.091 | KG | 2403.8 | 2403.8 | CP01 | CP01 | EM 300 RS, FOR ET 200 X, ELECTRO-MECH. REVERS. STARTER, SETTING RANGE 2.8...4.0A, AC-3, 1.5KW/400V, WITHOUT BRAKE CONTACT, W. 9-POLE MOTOR FEEDER AND 9-POLE POWER CONNECTION | - | 0 | 7
3RK1300-1ES01-1AA1 |  | 3RK1300-1ES01-1AA1 | 1 | UN | 1 | 5 | B | D | N | N | 85365080 | 1 | 4011209416178 | 2.151 | KG | 2879.8 | 2879.8 | CP01 | CP01 | EM 300 RS, FOR ET 200 X, ELECTRO-MECH. REVERS. STARTER, SETTING RANGE 2.8...4.0A, AC-3, 1.5KW/400V, WITH BRAKE CONTACT, DC 24V/3A, F. EXTERNALLY SUPPLIED BRAKES WITH 9-POLE MOTOR FEEDER AND 9-POLE POWER CONNECTION | - | 0 | 7
3RK1300-1ES01-1AA3 |  | 3RK1300-1ES01-1AA3 | 1 | UN | 1 | 5 | B | D | N | N | 85365080 | 1 | 4011209416185 | 2.182 | KG | 2879.8 | 2879.8 | CP01 | CP01 | EM 300 RS, FOR ET 200 X, ELECTRO-MECH. REVERS. STARTER, SETTING RANGE 2.8...4.0A, AC-3, 1.5KW/400V, WITH BRAKE CONTACT, AC 400V/, F. INTERNALLY SUPPLIED BRAKES WITH 9-POLE MOTOR FEEDER AND 9-POLE POWER CONNECTION | - | 0 | 7
3RK1300-1ES01-1AA4 |  | 3RK1300-1ES01-1AA4 | 1 | UN | 1 | 5 | B | D | N | N | 85365080 | 1 | 4011209416192 | 2.127 | KG | 2879.8 | 2879.8 | CP01 | CP01 | EM 300 RS, FOR ET 200 X, ELECTRO-MECH. REVERS. STARTER, SETTING RANGE 2.8...4.0A, AC-3, 1.5KW/400V, WITH BRAKE CONTACT, DC 500V/1A, F. INTERNALLY SUPPLIED BRAKES WITH 9-POLE MOTOR FEEDER AND 9-POLE POWER CONNECTION | - | 0 | 7
3RK1300-1FS01-0AA0 |  | 3RK1300-1FS01-0AA0 | 1 | UN | 1 | 5 | B | D | N | N | 85365080 | 1 | 4011209416208 | 1.837 | KG | 2011.1 | 2011.1 | CP01 | CP01 | EM 300 DS, FOR ET 200 X, ELECTRO-MECH. DIRECT STARTER, SETTING RANGE 3.5...5.0A, AC-3, 1.9KW/400V, WITHOUT BRAKE CONTACT, W. 9-POLE MOTOR FEEDER AND 9-POLE POWER CONNECTION | - | 0 | 7
3RK1300-1FS01-0AA1 |  | 3RK1300-1FS01-0AA1 | 1 | UN | 1 | 5 | B | D | N | N | 85365080 | 1 | 4011209416215 | 1.925 | KG | 2499 | 2499 | CP01 | CP01 | EM 300 DS, FOR ET 200 X, ELECTRO-MECH. DIRECT STARTER, SETTING RANGE 3.5...5.0A, AC-3, 1.9KW/400V, WITH BRAKE CONTACT, DC 24V/3A, F. EXTERNALLY SUPPLIED BRAKES WITH 9-POLE MOTOR FEEDER AND 9-POLE POWER CONNECTION | - | 0 | 7
3RK1300-1FS01-0AA3 |  | 3RK1300-1FS01-0AA3 | 1 | UN | 1 | 5 | B | D | N | N | 85365080 | 1 | 4011209416222 | 1.5 | KG | 2499 | 2499 | CP01 | CP01 | EM 300 DS, FOR ET 200 X, ELECTRO-MECH. DIRECT STARTER, SETTING RANGE 3.5...5.0A, AC-3, 1.9KW/400V, WITH BRAKE CONTACT, AC 400V/, F. INTERNALLY SUPPLIED BRAKES WITH 9-POLE MOTOR FEEDER AND 9-POLE POWER CONNECTION | - | 0 | 7
3RK1300-1FS01-0AA4 |  | 3RK1300-1FS01-0AA4 | 1 | UN | 1 | 5 | B | D | N | N | 85365080 | 1 | 4011209416239 | 1.5 | KG | 2499 | 2499 | CP01 | CP01 | EM 300 DS, FOR ET 200 X, ELECTRO-MECH. DIRECT STARTER, SETTING RANGE 3.5...5.0A, AC-3, 1.9KW/400V, WITH BRAKE CONTACT, DC 500V/1A, F. INTERNALLY SUPPLIED BRAKES WITH 9-POLE MOTOR FEEDER AND 9-POLE POWER CONNECTION | - | 0 | 7
3RK1300-1FS01-1AA0 |  | 3RK1300-1FS01-1AA0 | 1 | UN | 1 | 5 | B | D | N | N | 85365080 | 1 | 4011209416246 | 2.13 | KG | 2403.8 | 2403.8 | CP01 | CP01 | EM 300 RS, FOR ET 200 X, ELECTRO-MECH. REVERS. STARTER, SETTING RANGE 3.5...5.0A, AC-3, 1.9KW/400V, WITHOUT BRAKE CONTACT, W. 9-POLE MOTOR FEEDER AND 9-POLE POWER CONNECTION | - | 0 | 7
3RK1300-1FS01-1AA1 |  | 3RK1300-1FS01-1AA1 | 1 | UN | 1 | 5 | B | D | N | N | 85365080 | 1 | 4011209416253 | 2.163 | KG | 2879.8 | 2879.8 | CP01 | CP01 | EM 300 RS, FOR ET 200 X, ELECTRO-MECH. REVERS. STARTER, SETTING RANGE 3.5...5.0A, AC-3, 1.9KW/400V, WITH BRAKE CONTACT, DC 24V/3A, F. EXTERNALLY SUPPLIED BRAKES WITH 9-POLE MOTOR FEEDER AND 9-POLE POWER CONNECTION | - | 0 | 7
3RK1300-1FS01-1AA3 |  | 3RK1300-1FS01-1AA3 | 1 | UN | 1 | 5 | B | D | N | N | 85365080 | 1 | 4011209416260 | 2.185 | KG | 2808.4 | 2808.4 | CP01 | CP01 | EM 300 RS, FOR ET 200 X, ELECTRO-MECH. REVERS. STARTER, SETTING RANGE 3.5...5.0A, AC-3, 1.9KW/400V, WITH BRAKE CONTACT, AC 400V/, F. INTERNALLY SUPPLIED BRAKES WITH 9-POLE MOTOR FEEDER AND 9-POLE POWER CONNECTION | - | 0 | 7
3RK1300-1FS01-1AA4 |  | 3RK1300-1FS01-1AA4 | 1 | UN | 1 | 5 | B | D | N | N | 85365080 | 1 | 4011209416277 | 2.192 | KG | 2879.8 | 2879.8 | CP01 | CP01 | EM 300 RS, FOR ET 200 X, ELECTRO-MECH. REVERS. STARTER, SETTING RANGE 3.5...5.0A, AC-3, 1.9KW/400V, WITH BRAKE CONTACT, DC 500V/1A, F. INTERNALLY SUPPLIED BRAKES WITH 9-POLE MOTOR FEEDER AND 9-POLE POWER CONNECTION | - | 0 | 7
3RK1300-1GS01-0AA0 |  | 3RK1300-1GS01-0AA0 | 1 | UN | 1 | 5 | B | D | N | N | 85365080 | 1 | 4011209416284 | 1.839 | KG | 2011.1 | 2011.1 | CP01 | CP01 | EM 300 DS, FOR ET 200 X, ELECTRO-MECH. DIRECT STARTER, SETTING RANGE 4.5...6.3A, AC-3, 2.2KW/400V, WITHOUT BRAKE CONTACT, W. 9-POLE MOTOR FEEDER AND 9-POLE POWER CONNECTION | - | 0 | 7
3RK1300-1GS01-0AA1 |  | 3RK1300-1GS01-0AA1 | 1 | UN | 1 | 5 | B | D | N | N | 85365080 | 1 | 4011209416291 | 1.93 | KG | 2499 | 2499 | CP01 | CP01 | EM 300 DS, FOR ET 200 X, ELECTRO-MECH. DIRECT STARTER, SETTING RANGE 4.5...6.3A, AC-3, 2.2KW/400V, WITH BRAKE CONTACT, DC 24V/3A, F. EXTERNALLY SUPPLIED BRAKES WITH 9-POLE MOTOR FEEDER AND 9-POLE POWER CONNECTION | - | 0 | 7
3RK1300-1GS01-0AA3 |  | 3RK1300-1GS01-0AA3 | 1 | UN | 1 | 5 | B | D | N | N | 85365080 | 1 | 4011209416307 | 1.5 | KG | 2499 | 2499 | CP01 | CP01 | EM 300 DS, FOR ET 200 X, ELECTRO-MECH. DIRECT STARTER, SETTING RANGE 4.5...6.3A, AC-3, 2.2KW/400V, WITH BRAKE CONTACT, AC 400V/, F. INTERNALLY SUPPLIED BRAKES WITH 9-POLE MOTOR FEEDER AND 9-POLE POWER CONNECTION | - | 0 | 7
3RK1300-1GS01-0AA4 |  | 3RK1300-1GS01-0AA4 | 1 | UN | 1 | 5 | B | D | N | N | 85365080 | 1 | 4011209416321 | 1.877 | KG | 2499 | 2499 | CP01 | CP01 | EM 300 DS, FOR ET 200 X, ELECTRO-MECH. DIRECT STARTER, SETTING RANGE 4.5...6.3A, AC-3, 2.2KW/400V, WITH BRAKE CONTACT, DC 500V/1A, F. INTERNALLY SUPPLIED BRAKES WITH 9-POLE MOTOR FEEDER AND 9-POLE POWER CONNECTION | - | 0 | 7
3RK1300-1GS01-1AA0 |  | 3RK1300-1GS01-1AA0 | 1 | UN | 1 | 5 | B | D | N | N | 85365080 | 1 | 4011209416345 | 2.136 | KG | 2403.8 | 2403.8 | CP01 | CP01 | EM 300 RS, FOR ET 200 X, ELECTRO-MECH. REVERS. STARTER, SETTING RANGE 4.5...6.3A, AC-3, 2.2KW/400V, WITHOUT BRAKE CONTACT, W. 9-POLE MOTOR FEEDER AND 9-POLE POWER CONNECTION | - | 0 | 7
3RK1300-1GS01-1AA1 |  | 3RK1300-1GS01-1AA1 | 1 | UN | 1 | 5 | B | D | N | N | 85365080 | 1 | 4011209416352 | 2.202 | KG | 2879.8 | 2879.8 | CP01 | CP01 | EM 300 RS, FOR ET 200 X, ELECTRO-MECH. REVERS. STARTER, SETTING RANGE 4.5...6.3A, AC-3, 2.2KW/400V, WITH BRAKE CONTACT, DC 24V/3A, F. EXTERNALLY SUPPLIED BRAKES WITH 9-POLE MOTOR FEEDER AND 9-POLE POWER CONNECTION | - | 0 | 7
3RK1300-1GS01-1AA3 |  | 3RK1300-1GS01-1AA3 | 1 | UN | 1 | 5 | B | D | N | N | 85365080 | 1 | 4011209416369 | 2.166 | KG | 2879.8 | 2879.8 | CP01 | CP01 | EM 300 RS, FOR ET 200 X, ELECTRO-MECH. REVERS. STARTER, SETTING RANGE 4.5...6.3A, AC-3, 2.2KW/400V, WITH BRAKE CONTACT, AC 400V/, F. INTERNALLY SUPPLIED BRAKES WITH 9-POLE MOTOR FEEDER AND 9-POLE POWER CONNECTION | - | 0 | 7
3RK1300-1GS01-1AA4 |  | 3RK1300-1GS01-1AA4 | 1 | UN | 1 | 5 | B | D | N | N | 85365080 | 1 | 4011209416376 | 2.146 | KG | 2879.8 | 2879.8 | CP01 | CP01 | EM 300 RS, FOR ET 200 X, ELECTRO-MECH. REVERS. STARTER, SETTING RANGE 4.5...6.3A, AC-3, 2.2KW/400V, WITH BRAKE CONTACT, DC 500V/1A, F. INTERNALLY SUPPLIED BRAKES WITH 9-POLE MOTOR FEEDER AND 9-POLE POWER CONNECTION | - | 0 | 7
3RK1300-1HS01-0AA0 |  | 3RK1300-1HS01-0AA0 | 1 | UN | 1 | 5 | B | D | N | N | 85365080 | 1 | 4011209416383 | 1.839 | KG | 2011.1 | 2011.1 | CP01 | CP01 | EM 300 DS, FOR ET 200 X, ELECTRO-MECH. DIRECT STARTER, SETTING RANGE 5.5...8.0A, AC-3, 3.0KW/400V, WITHOUT BRAKE CONTACT, W. 9-POLE MOTOR FEEDER AND 9-POLE POWER CONNECTION | - | 0 | 7
3RK1300-1HS01-0AA1 |  | 3RK1300-1HS01-0AA1 | 1 | UN | 1 | 5 | B | D | N | N | 85365080 | 1 | 4011209416390 | 1.5 | KG | 2499 | 2499 | CP01 | CP01 | EM 300 DS, FOR ET 200 X, ELECTRO-MECH. DIRECT STARTER, SETTING RANGE 5.5...8.0A, AC-3, 3.0KW/400V, WITH BRAKE CONTACT, DC 24V/3A, F. EXTERNALLY SUPPLIED BRAKES WITH 9-POLE MOTOR FEEDER AND 9-POLE POWER CONNECTION | - | 0 | 7
3RK1300-1HS01-0AA3 |  | 3RK1300-1HS01-0AA3 | 1 | UN | 1 | 5 | B | D | N | N | 85365080 | 1 | 4011209416406 | 1.885 | KG | 2499 | 2499 | CP01 | CP01 | EM 300 DS, FOR ET 200 X, ELECTRO-MECH. DIRECT STARTER, SETTING RANGE 5.5...8.0A, AC-3, 3.0KW/400V, WITH BRAKE CONTACT, AC 400V/, F. INTERNALLY SUPPLIED BRAKES WITH 9-POLE MOTOR FEEDER AND 9-POLE POWER CONNECTION | - | 0 | 7
3RK1300-1HS01-0AA4 |  | 3RK1300-1HS01-0AA4 | 1 | UN | 1 | 5 | B | D | N | N | 85365080 | 1 | 4011209416420 | 1.5 | KG | 2499 | 2499 | CP01 | CP01 | EM 300 DS, FOR ET 200 X, ELECTRO-MECH. DIRECT STARTER, SETTING RANGE 5.5...8.0A, AC-3, 3.0KW/400V, WITH BRAKE CONTACT, DC 500V/1A, F. INTERNALLY SUPPLIED BRAKES WITH 9-POLE MOTOR FEEDER AND 9-POLE POWER CONNECTION | - | 0 | 7
3RK1300-1HS01-1AA0 |  | 3RK1300-1HS01-1AA0 | 1 | UN | 1 | 5 | B | D | N | N | 85365080 | 1 | 4011209416437 | 2.14 | KG | 2403.8 | 2403.8 | CP01 | CP01 | EM 300 RS, FOR ET 200 X, ELECTRO-MECH. REVERS. STARTER, SETTING RANGE 5.5...8.0A, AC-3, 3.0KW/400V, WITHOUT BRAKE CONTACT, W. 9-POLE MOTOR FEEDER AND 9-POLE POWER CONNECTION | - | 0 | 7
3RK1300-1HS01-1AA1 |  | 3RK1300-1HS01-1AA1 | 1 | UN | 1 | 5 | B | D | N | N | 85365080 | 1 | 4011209416444 | 2.208 | KG | 2879.8 | 2879.8 | CP01 | CP01 | EM 300 RS, FOR ET 200 X, ELECTRO-MECH. REVERS. STARTER, SETTING RANGE 5.5...8.0A, AC-3, 3.0KW/400V, WITH BRAKE CONTACT, DC 24V/3A, F. EXTERNALLY SUPPLIED BRAKES WITH 9-POLE MOTOR FEEDER AND 9-POLE POWER CONNECTION | - | 0 | 7
3RK1300-1HS01-1AA3 |  | 3RK1300-1HS01-1AA3 | 1 | UN | 1 | 5 | B | D | N | N | 85365080 | 1 | 4011209416468 | 2.16 | KG | 2879.8 | 2879.8 | CP01 | CP01 | EM 300 RS, FOR ET 200 X, ELECTRO-MECH. REVERS. STARTER, SETTING RANGE 5.5...8.0A, AC-3, 3.0KW/400V, WITH BRAKE CONTACT, AC 400V/, F. INTERNALLY SUPPLIED BRAKES WITH 9-POLE MOTOR FEEDER AND 9-POLE POWER CONNECTION | - | 0 | 7
3RK1300-1HS01-1AA4 |  | 3RK1300-1HS01-1AA4 | 1 | UN | 1 | 5 | B | D | N | N | 85365080 | 1 | 4011209416475 | 2.173 | KG | 2879.8 | 2879.8 | CP01 | CP01 | EM 300 RS, FOR ET 200 X, ELECTRO-MECH. REVERS. STARTER, SETTING RANGE 5.5...8.0A, AC-3, 3.0KW/400V, WITH BRAKE CONTACT, DC 500V/1A, F. INTERNALLY SUPPLIED BRAKES WITH 9-POLE MOTOR FEEDER AND 9-POLE POWER CONNECTION | - | 0 | 7
3RK1300-1JS01-0AA0 |  | 3RK1300-1JS01-0AA0 | 1 | UN | 1 | 5 | B | D | N | N | 85365080 | 1 | 4011209416499 | 1.833 | KG | 2011.1 | 2011.1 | CP01 | CP01 | EM 300 DS, FOR ET 200 X, ELECTRO-MECH. DIRECT STARTER, SETTING RANGE 7.0...10A, AC-3, 4,0KW/400V, WITHOUT BRAKE CONTACT, W. 9-POLE MOTOR FEEDER AND 9-POLE POWER CONNECTION | - | 0 | 7
3RK1300-1JS01-0AA1 |  | 3RK1300-1JS01-0AA1 | 1 | UN | 1 | 5 | B | D | N | N | 85365080 | 1 | 4011209416505 | 1.922 | KG | 2499 | 2499 | CP01 | CP01 | EM 300 DS, FOR ET 200 X, ELECTRO-MECH. DIRECT STARTER, SETTING RANGE 7.0...10A, AC-3, 4.0KW/400V, WITH BRAKE CONTACT, DC 24V/3A, F. EXTERNALLY SUPPLIED BRAKES WITH 9-POLE MOTOR FEEDER AND 9-POLE POWER CONNECTION | - | 0 | 7
3RK1300-1JS01-0AA3 |  | 3RK1300-1JS01-0AA3 | 1 | UN | 1 | 5 | B | D | N | N | 85365080 | 1 | 4011209416529 | 1.908 | KG | 2499 | 2499 | CP01 | CP01 | EM 300 DS, FOR ET 200 X, ELECTRO-MECH. DIRECT STARTER, SETTING RANGE 7.0...10A, AC-3, 4.0KW/400V, WITH BRAKE CONTACT, AC 400V/, F. INTERNALLY SUPPLIED BRAKES WITH 9-POLE MOTOR FEEDER AND 9-POLE POWER CONNECTION | - | 0 | 7
3RK1300-1JS01-0AA4 |  | 3RK1300-1JS01-0AA4 | 1 | UN | 1 | 5 | B | D | N | N | 85365080 | 1 | 4011209416536 | 1.864 | KG | 2499 | 2499 | CP01 | CP01 | EM 300 DS, FOR ET 200 X, ELECTRO-MECH. DIRECT STARTER, SETTING RANGE 7.0...10A, AC-3, 4.0KW/400V, WITH BRAKE CONTACT, DC 500V/1A, F. INTERNALLY SUPPLIED BRAKES WITH 9-POLE MOTOR FEEDER AND 9-POLE POWER CONNECTION | - | 0 | 7
3RK1300-1JS01-1AA0 |  | 3RK1300-1JS01-1AA0 | 1 | UN | 1 | 5 | B | D | N | N | 85365080 | 1 | 4011209416543 | 2.136 | KG | 2403.8 | 2403.8 | CP01 | CP01 | EM 300 RS, FOR ET 200 X, ELECTRO-MECH. REVERS. STARTER, SETTING RANGE 7.0...10A, AC-3, 4.0KW/400V, WITHOUT BRAKE CONTACT, W. 9-POLE MOTOR FEEDER AND 9-POLE POWER CONNECTION | - | 0 | 7
3RK1300-1JS01-1AA1 |  | 3RK1300-1JS01-1AA1 | 1 | UN | 1 | 5 | B | D | N | N | 85365080 | 1 | 4011209416550 | 2.205 | KG | 2879.8 | 2879.8 | CP01 | CP01 | EM 300 RS, FOR ET 200 X, ELECTRO-MECH. REVERS. STARTER, SETTING RANGE 7.0...10A, AC-3, 4.0KW/400V, WITH BRAKE CONTACT, DC 24V/3A, F. EXTERNALLY SUPPLIED BRAKES WITH 9-POLE MOTOR FEEDER AND 9-POLE POWER CONNECTION | - | 0 | 7
3RK1300-1JS01-1AA3 |  | 3RK1300-1JS01-1AA3 | 1 | UN | 1 | 5 | B | D | N | N | 85365080 | 1 | 4011209416567 | 1.5 | KG | 2879.8 | 2879.8 | CP01 | CP01 | EM 300 RS, FOR ET 200 X, ELECTRO-MECH. REVERS. STARTER, SETTING RANGE 7.0...10A, AC-3, 4.0KW/400V, WITH BRAKE CONTACT, AC 400V/, F. INTERNALLY SUPPLIED BRAKES WITH 9-POLE MOTOR FEEDER AND 9-POLE POWER CONNECTION | - | 0 | 7
3RK1300-1JS01-1AA4 |  | 3RK1300-1JS01-1AA4 | 1 | UN | 1 | 5 | B | D | N | N | 85365080 | 1 | 4011209416574 | 2.14 | KG | 2879.8 | 2879.8 | CP01 | CP01 | EM 300 RS, FOR ET 200 X, ELECTRO-MECH. REVERS. STARTER, SETTING RANGE 7.0...10A, AC-3, 4.0KW/400V, WITH BRAKE CONTACT, DC 500V/1A, F. INTERNALLY SUPPLIED BRAKES WITH 9-POLE MOTOR FEEDER AND 9-POLE POWER CONNECTION | - | 0 | 7
3RK1300-1KS01-0AA0 |  | 3RK1300-1KS01-0AA0 | 1 | UN | 1 | 5 | B | D | N | N | 85365080 | 1 | 4011209416581 | 1.832 | KG | 2011.1 | 2011.1 | CP01 | CP01 | EM 300 DS, FOR ET 200 X, ELECTRO-MECH. DIRECT STARTER, SETTING RANGE 9...12A, AC-3, 5.5KW/400V, WITHOUT BRAKE CONTACT, W. 9-POLE MOTOR FEEDER AND 9-POLE POWER CONNECTION | - | 0 | 7
3RK1300-1KS01-0AA1 |  | 3RK1300-1KS01-0AA1 | 1 | UN | 1 | 5 | B | D | N | N | 85365080 | 1 | 4011209416598 | 1.918 | KG | 2499 | 2499 | CP01 | CP01 | EM 300 DS, FOR ET 200 X, ELECTRO-MECH. DIRECT STARTER, SETTING RANGE 9...12A, AC-3, 5.5KW/400V, WITH BRAKE CONTACT, DC 24V/3A, F. EXTERNALLY SUPPLIED BRAKES WITH 9-POLE MOTOR FEEDER AND 9-POLE POWER CONNECTION | - | 0 | 7
3RK1300-1KS01-0AA3 |  | 3RK1300-1KS01-0AA3 | 1 | UN | 1 | 5 | B | D | N | N | 85365080 | 1 | 4011209416604 | 1.915 | KG | 2499 | 2499 | CP01 | CP01 | EM 300 DS, FOR ET 200 X, ELECTRO-MECH. DIRECT STARTER, SETTING RANGE 9...12A, AC-3, 5.5KW/400V, WITH BRAKE CONTACT, AC 400V/, F. INTERNALLY SUPPLIED BRAKES WITH 9-POLE MOTOR FEEDER AND 9-POLE POWER CONNECTION | - | 0 | 7
3RK1300-1KS01-0AA4 |  | 3RK1300-1KS01-0AA4 | 1 | UN | 1 | 5 | B | D | N | N | 85365080 | 1 | 4011209416611 | 1.893 | KG | 2499 | 2499 | CP01 | CP01 | EM 300 DS, FOR ET 200 X, ELECTRO-MECH. DIRECT STARTER, SETTING RANGE 9...12A, AC-3, 5.5KW/400V, WITH BRAKE CONTACT, DC 500V/1A, F. INTERNALLY SUPPLIED BRAKES WITH 9-POLE MOTOR FEEDER AND 9-POLE POWER CONNECTION | - | 0 | 7
3RK1300-1KS01-1AA0 |  | 3RK1300-1KS01-1AA0 | 1 | UN | 1 | 5 | B | D | N | N | 85365080 | 1 | 4011209416628 | 2.13 | KG | 2403.8 | 2403.8 | CP01 | CP01 | EM 300 RS, FOR ET 200 X, ELECTRO-MECH. REVERS. STARTER, SETTING RANGE 9...12A, AC-3, 5.5KW/400V, WITHOUT BRAKE CONTACT, W. 9-POLE MOTOR FEEDER AND 9-POLE POWER CONNECTION | - | 0 | 7
3RK1300-1KS01-1AA1 |  | 3RK1300-1KS01-1AA1 | 1 | UN | 1 | 5 | B | D | N | N | 85365080 | 1 | 4011209416635 | 2.184 | KG | 2879.8 | 2879.8 | CP01 | CP01 | EM 300 RS, FOR ET 200 X, ELECTRO-MECH. REVERS. STARTER, SETTING RANGE 9...12A, AC-3, 5.5KW/400V, WITH BRAKE CONTACT, DC 24V/3A, F. EXTERNALLY SUPPLIED BRAKES WITH 9-POLE MOTOR FEEDER AND 9-POLE POWER CONNECTION | - | 0 | 7
3RK1300-1KS01-1AA3 |  | 3RK1300-1KS01-1AA3 | 1 | UN | 1 | 5 | B | D | N | N | 85365080 | 1 | 4011209416642 | 2.152 | KG | 2879.8 | 2879.8 | CP01 | CP01 | EM 300 RS, FOR ET 200 X, ELECTRO-MECH. REVERS. STARTER, SETTING RANGE 9...12A, AC-3, 5.5KW/400V, WITH BRAKE CONTACT, AC 400V/, F. INTERNALLY SUPPLIED BRAKES WITH 9-POLE MOTOR FEEDER AND 9-POLE POWER CONNECTION | - | 0 | 7
3RK1300-1KS01-1AA4 |  | 3RK1300-1KS01-1AA4 | 1 | UN | 1 | 5 | B | D | N | N | 85365080 | 1 | 4011209416666 | 2.1 | KG | 2808.4 | 2808.4 | CP01 | CP01 | EM 300 RS, FOR ET 200 X, ELECTRO-MECH. REVERS. STARTER, SETTING RANGE 9...12A, AC-3, 5.5KW/400V, WITH BRAKE CONTACT, DC 500V/1A, F. INTERNALLY SUPPLIED BRAKES WITH 9-POLE MOTOR FEEDER AND 9-POLE POWER CONNECTION | - | 0 | 7
3RK1301-0AB10-0AA3 |  | 3RK1301-0AB10-0AA3 | 1 | UN | 1 | 5 | B | D | EAR99 | N | 85364900 | 1 | 4011209575189 | 1.543 | KG | 429.6 | 429.6 | CP01 | CP01 | DS1E-X for ET200S High Feature DOL starter Setting range 0.3...3 A Mechanical switching Electronic protection AC-3, up to 1.1 kW / 400 V expandable for brake control module 2DI module Motor starter ES | novo jan 2019 | 0 | 7
3RK1301-0AB10-0AA4 |  | 3RK1301-0AB10-0AA4 | 1 | UN | 1 | 40 | X | D | EAR99 | N | 85364900 | 1 | 4011209679139 | 1.545 | KG | 429.6 | 429.6 | CP01 | CP01 | DS1E-X for ET200S High Feature DOL starter Setting range 0.3...3 A Mechanical switching Electronic protection AC-3, up to 1.1 kW / 400 V expandable for brake control module 2DI module Motor starter ES Circuit breaker signaling parameterizable | novo jan 2019 | 0 | 7
3RK1301-0AB10-0AB4 |  | 3RK1301-0AB10-0AB4 | 1 | UN | 1 | 2 | A | D | N | N | 85364900 | 1 | 4011209890152 | 1.55 | KG | 343.2 | 343.2 | CP01 | CP01 | DS1E-X for ET200S High Feature DOL starter Setting range 0.3...3 A Mechanical switching Electronic protection AC-3, up to 1.1 kW / 400 V expandable for brake control module 2DI module Motor starter ES Circuit breaker signaling parameterizable DPV 1-capable PROFIENERGY-capable to PN | novo jan 2019 | 0 | 0
3RK1301-0AB10-1AA3 |  | 3RK1301-0AB10-1AA3 | 1 | UN | 1 | 14 | C | D | EAR99 | N | 85364900 | 1 | 4011209575219 | 2.375 | KG | 572.4 | 572.4 | CP01 | CP01 | RS1E-X for ET200S High Feature reversing starter Setting range 0.3...3 A Mechanical switching Electronic protection AC-3, up to 1.1 kW / 400 V expandable for brake control module 2DI module Motor starter ES | novo jan 2019 | 0 | 7
3RK1301-0AB10-1AA4 |  | 3RK1301-0AB10-1AA4 | 1 | UN | 1 | 10 | C | D | EAR99 | N | 85364900 | 1 | 4011209679146 | 2.381 | KG | 572.4 | 572.4 | CP01 | CP01 | RS1E-X for ET200S High Feature reversing starter Setting range 0.3...3 A Mechanical switching Electronic protection AC-3, up to 1.1 kW / 400 V expandable for Brake control module 2DI module 2DI module Circuit breaker signaling parameterizable | novo jan 2019 | 0 | 7
3RK1301-0AB10-1AB4 |  | 3RK1301-0AB10-1AB4 | 1 | UN | 1 | 2 | A | D | N | N | 85364900 | 1 | 4011209890251 | 2.39 | KG | 458.4 | 458.4 | CP01 | CP01 | RS1E-X for ET200S High Feature reversing starter Setting range 0.3...3 A Mechanical switching Electronic protection AC-3, up to 1.1 kW / 400 V expandable for Brake control module 2DI module 2DI module Circuit breaker signaling parameterizable DPV 1-capable PROFIENERGY-capable to PN | novo jan 2019 | 0 | 0
3RK1301-0AB13-0AA2 |  | 3RK1301-0AB13-0AA2 | 1 | UN | 1 | 2 | A | D | EAR99 | N | 85364900 | 1 | 4011209548596 | 1.689 | KG | 518.4 | 518.4 | CP01 | CP01 | F-DS1E-X for ET 200S Fail-safe DOL starter Setting range 0.3...3 A Mechanical switching Electronic protection AC-3, up to 1.1 kW / 400 V expandable for brake control module for 2DI control module | novo jan 2019 | 0 | 0
3RK1301-0AB13-0AA4 |  | 3RK1301-0AB13-0AA4 | 1 | UN | 1 | 2 | A | D | EAR99 | N | 85364900 | 1 | 4011209679153 | 1.679 | KG | 518.4 | 518.4 | CP01 | CP01 | F-DS1E-X for ET 200S Fail-safe DOL starter Setting range 0.3...3 A Mechanical switching Electronic protection expandable for Brake control module 2DI module 2DI module Circuit breaker signaling parameterizable | novo jan 2019 | 0 | 0
3RK1301-0AB13-1AA2 |  | 3RK1301-0AB13-1AA2 | 1 | UN | 1 | 5 | B | D | N | N | 85364900 | 1 | 4011209548626 | 2.551 | KG | 637.2 | 637.2 | CP01 | CP01 | F-RS1E-X for ET 200S Failsafe reversing starter Setting range 0.3...3 A Mechanical switching Electronic protection AC-3, up to 1.1 kW / 400 V expandable for brake control module for 2DI control module | novo jan 2019 | 0 | 0
3RK1301-0AB13-1AA4 |  | 3RK1301-0AB13-1AA4 | 1 | UN | 1 | 2 | A | D | N | N | 85364900 | 1 | 4011209679160 | 2.504 | KG | 637.2 | 637.2 | CP01 | CP01 | F-RS1E-X for ET 200S Failsafe reversing starter Setting range 0.3...3 A Mechanical switching Electronic protection expandable for Brake control module 2DI module 2DI module Circuit breaker signaling parameterizable | novo jan 2019 | 0 | 0
3RK1301-0AB20-0AA3 |  | 3RK1301-0AB20-0AA3 | 1 | UN | 1 | 10 | C | D | EAR99 | N | 85364900 | 1 | 4011209575240 | 1.25 | KG | 686.4 | 686.4 | CP01 | CP01 | DSS1E-X for ET200S High Feature direct soft starter Setting range 0.3...3 A Electronic switching Electronic protection AC-3, up to 1.1 kW / 400 V expandable for Brake control module 2DI module Motor starter ES | novo jan 2019 | 0 | 7
3RK1301-0AB20-0AA4 |  | 3RK1301-0AB20-0AA4 | 1 | UN | 1 | 10 | C | D | EAR99 | N | 85364900 | 1 | 4011209679177 | 1.137 | KG | 686.4 | 686.4 | CP01 | CP01 | DSS1E-X for ET200S High Feature direct soft starter Setting range 0.3...3 A Mechanical switching Electronic protection AC-3, up to 1.1 kW / 400 V expandable for Brake control module 2DI module Motor starter ES Circuit breaker signaling parameterizable | novo jan 2019 | 0 | 7
3RK1301-0AB20-0AB4 |  | 3RK1301-0AB20-0AB4 | 1 | UN | 1 | 2 | A | D | N | N | 85364900 | 1 | 4011209890282 | 1.15 | KG | 548.4 | 548.4 | CP01 | CP01 | DSS1E-X for ET200S High Feature direct soft starter Setting range 0.3...3 A Mechanical switching Electronic protection AC-3, up to 1.1 kW / 400 V expandable for Brake control module 2DI module Motor starter ES Circuit breaker signaling parameterizable DPV 1-capable PROFIENERGY-capable to PN | novo jan 2019 | 0 | 0
3RK1301-0BB00-0AA2 |  | 3RK1301-0BB00-0AA2 | 1 | UN | 1 | 2 | A | D | N | N | 85364900 | 1 | 4011209512849 | 0.888 | KG | 211.2 | 211.2 | CP01 | CP01 | DS1-X for ET 200S Standard DOL starter expandable Setting range 0.14...0.2 A, AC-3, up to 0.06 kW / 400 V Electromechanical starter for brake control module | novo jan 2019 | 0 | 0
3RK1301-0BB00-1AA2 |  | 3RK1301-0BB00-1AA2 | 1 | UN | 1 | 5 | B | D | N | N | 85364900 | 1 | 4011209498655 | 1.277 | KG | 273.6 | 273.6 | CP01 | CP01 | RS1-X for ET 200S Standard reversing starter expandable Setting range 0.14...0.2 A, AC-3, up to 0.06 kW / 400 V Electromechanical starter for brake control module | novo jan 2019 | 0 | 0
3RK1301-0BB10-0AA3 |  | 3RK1301-0BB10-0AA3 | 1 | UN | 1 | 10 | C | D | EAR99 | N | 85364900 | 1 | 4011209575196 | 1.327 | KG | 466.8 | 466.8 | CP01 | CP01 | DS1E-X for ET200S High Feature DOL starter Setting range 2.4...8 A Mechanical switching Electronic protection AC-3, up to 3 kW / 400 V expandable for brake control module 2DI module Motor starter ES | novo jan 2019 | 0 | 7
3RK1301-0BB10-0AA4 |  | 3RK1301-0BB10-0AA4 | 1 | UN | 1 | 10 | C | D | EAR99 | N | 85364900 | 1 | 4011209679184 | 1.541 | KG | 466.8 | 466.8 | CP01 | CP01 | DS1E-X for ET200S High Feature DOL starter Setting range 2.4...8 A Mechanical switching Electronic protection AC-3, up to 3 kW / 400 V expandable for Brake control module 2DI module 2DI module Motor starter ES Circuit breaker signaling parameterizable | novo jan 2019 | 0 | 7
3RK1301-0BB10-0AB4 |  | 3RK1301-0BB10-0AB4 | 1 | UN | 1 | 2 | A | D | N | N | 85364900 | 1 | 4011209890237 | 1.55 | KG | 374.4 | 374.4 | CP01 | CP01 | DS1E-X for ET200S High Feature DOL starter Setting range 2.4...8 A Mechanical switching Electronic protection AC-3, up to 3 kW / 400 V expandable for Brake control module 2DI module 2DI module Motor starter ES Circuit breaker signaling parameterizable DPV 1-capable PROFIENERGY-capable to PN | novo jan 2019 | 0 | 0
3RK1301-0BB10-1AA3 |  | 3RK1301-0BB10-1AA3 | 1 | UN | 1 | 10 | C | D | EAR99 | N | 85364900 | 1 | 4011209575226 | 1.995 | KG | 625.2 | 625.2 | CP01 | CP01 | RS1E-X for ET200S High Feature reversing starter Setting range 2.4...8 A Mechanical switching Electronic protection AC-3, up to 3 kW / 400 V expandable for brake control module 2DI module Motor starter ES | novo jan 2019 | 0 | 7
3RK1301-0BB10-1AA4 |  | 3RK1301-0BB10-1AA4 | 1 | UN | 1 | 2 | A | D | EAR99 | N | 85364900 | 1 | 4011209679191 | 2.376 | KG | 598.8 | 598.8 | CP01 | CP01 | RS1E-X for ET200S High Feature reversing starter Setting range 2.4...8 A Mechanical switching Electronic protection AC-3 up to 3 kW / 400 V expandable for Brake control module 2DI module 2DI module Motor starter ES Circuit breaker signaling parameterizable | novo jan 2019 | 0 | 7
3RK1301-0BB10-1AB4 |  | 3RK1301-0BB10-1AB4 | 1 | UN | 1 | 2 | A | D | N | N | 85364900 | 1 | 4011209890268 | 2.4 | KG | 500.4 | 500.4 | CP01 | CP01 | RS1E-X for ET200S High Feature reversing starter Setting range 2.4...8 A Mechanical switching Electronic protection AC-3, up to 3 kW / 400 V expandable for Brake control module 2DI module 2DI module Motor starter ES Circuit breaker signaling parameterizable DPV 1-capable PROFIENERGY-capable to PN | novo jan 2019 | 0 | 0
3RK1301-0BB13-0AA2 |  | 3RK1301-0BB13-0AA2 | 1 | UN | 1 | 5 | B | D | EAR99 | N | 85364900 | 1 | 4011209548602 | 1.676 | KG | 543.6 | 543.6 | CP01 | CP01 | F-DS1E-X for ET 200S Fail-safe DOL starter Setting range 2.4...8 A Mechanical switching Electronic protection AC-3, up to 3 kW / 400 V expandable for brake control module for 2DI control module | novo jan 2019 | 0 | 0
3RK1301-0BB13-0AA4 |  | 3RK1301-0BB13-0AA4 | 1 | UN | 1 | 2 | A | D | EAR99 | N | 85364900 | 1 | 4011209679207 | 1.674 | KG | 543.6 | 543.6 | CP01 | CP01 | F-DS1E-X for ET 200S Fail-safe DOL starter Setting range 2.4...8 A Mechanical switching Electronic protection AC-3, up to 3 kW / 400 V expandable for Brake control module 2DI module 2DI module Circuit breaker signaling parameterizable | novo jan 2019 | 0 | 0
3RK1301-0BB13-1AA2 |  | 3RK1301-0BB13-1AA2 | 1 | UN | 1 | 5 | B | D | N | N | 85364900 | 1 | 4011209548633 | 2.52 | KG | 672 | 672 | CP01 | CP01 | F-RS1E-X for ET 200S Failsafe reversing starter Setting range 2.4...8 A Mechanical switching Electronic protection AC-3, up to 3 kW / 400 V expandable for brake control module for 2DI control module | novo jan 2019 | 0 | 0
3RK1301-0BB13-1AA4 |  | 3RK1301-0BB13-1AA4 | 1 | UN | 1 | 2 | A | D | N | N | 85364900 | 1 | 4011209679214 | 2.497 | KG | 672 | 672 | CP01 | CP01 | F-RS1E-X for ET 200S Failsafe reversing starter Setting range 2.4...8 A Mechanical switching Electronic protection AC-3, up to 3 kW / 400 V expandable for Brake control module 2DI module 2DI module Circuit breaker signaling parameterizable | novo jan 2019 | 0 | 0
3RK1301-0BB20-0AB4 |  | 3RK1301-0BB20-0AB4 | 1 | UN | 1 | 2 | A | D | N | N | 85364900 | 1 | 4011209890299 | 1.202 | KG | 579.6 | 579.6 | CP01 | CP01 | DSS1E-X for ET200S High Feature direct soft starter Setting range 2.4...8 A Electronic switching Electronic protection AC-3, up to 3 kW / 400 V expandable for Brake control module 2DI module Motor starter ES Circuit breaker signaling parameterizable DPV 1-capable PROFIENERGY-capable to PN | novo jan 2019 | 0 | 0
3RK1301-0CB00-0AA2 |  | 3RK1301-0CB00-0AA2 | 1 | UN | 1 | 2 | A | D | N | N | 85364900 | 1 | 4011209512856 | 0.871 | KG | 211.2 | 211.2 | CP01 | CP01 | DS1-X for ET 200S Standard DOL starter expandable Setting range 0.18...0.25 A AC-3, 0.06 kW / 400 V Electromechanical starter for brake control module | novo jan 2019 | 0 | 0
3RK1301-0CB00-1AA2 |  | 3RK1301-0CB00-1AA2 | 1 | UN | 1 | 5 | B | D | N | N | 85364900 | 1 | 4011209498662 | 1.29 | KG | 273.6 | 273.6 | CP01 | CP01 | RS1-X for ET 200S Standard reversing starter expandable Setting range 0.18...0.25 A AC-3, 0.06 kW / 400 V Electromechanical starter for brake control module | novo jan 2019 | 0 | 0
3RK1301-0CB10-0AA3 |  | 3RK1301-0CB10-0AA3 | 1 | UN | 1 | 10 | C | D | EAR99 | N | 85364900 | 1 | 4011209575202 | 1.536 | KG | 538.8 | 538.8 | CP01 | CP01 | DS1E-X for ET200S High Feature DOL starter Setting range 2.4...16 A Mechanical switching Electronic protection AC-3, up to 7.5 kW / 400 V expandable for brake control module 2DI module Motor starter ES | novo jan 2019 | 0 | 7
3RK1301-0CB10-0AA4 |  | 3RK1301-0CB10-0AA4 | 1 | UN | 1 | 10 | C | D | EAR99 | N | 85364900 | 1 | 4011209679238 | 1.52 | KG | 538.8 | 538.8 | CP01 | CP01 | DS1E-X for ET200S High Feature DOL starter Setting range 2.4...16 A Mechanical switching Electronic protection AC-3, up to 7.5 kW / 400 V expandable for Brake control module 2DI module 2DI module Motor starter ES Circuit breaker signaling parameterizable | novo jan 2019 | 0 | 7
3RK1301-0CB10-0AB4 |  | 3RK1301-0CB10-0AB4 | 1 | UN | 1 | 2 | A | D | N | N | 85364900 | 1 | 4011209890244 | 1.545 | KG | 429.6 | 429.6 | CP01 | CP01 | DS1E-X for ET200S High Feature DOL starter Setting range 2.4...16 A Mechanical switching Electronic protection AC-3, up to 7.5 kW / 400 V expandable for Brake control module 2DI module 2DI module Motor starter ES Circuit breaker signaling parameterizable DPV 1-capable PROFIENERGY-capable to PN | novo jan 2019 | 0 | 0
3RK1301-0CB10-1AA3 |  | 3RK1301-0CB10-1AA3 | 1 | UN | 1 | 10 | C | D | EAR99 | N | 85364900 | 1 | 4011209575233 | 2.374 | KG | 700.8 | 700.8 | CP01 | CP01 | RS1E-X for ET200S High Feature reversing starter Setting range 2.4...16 A Mechanical switching Electronic protection AC-3, up to 7.5 kW / 400 V expandable for brake control module 2DI module Motor starter ES | novo jan 2019 | 0 | 7
3RK1301-0CB10-1AA4 |  | 3RK1301-0CB10-1AA4 | 1 | UN | 1 | 10 | C | D | EAR99 | N | 85364900 | 1 | 4011209679245 | 2.365 | KG | 700.8 | 700.8 | CP01 | CP01 | RS1E-X for ET200S High Feature reversing starter Setting range 2.4...16 A Mechanical switching Electronic protection AC-3, up to 7.5 kW / 400 V expandable for Brake control module 2DI module 2DI module Motor starter ES Circuit breaker signaling parameterizable | novo jan 2019 | 0 | 7
3RK1301-0CB10-1AB4 |  | 3RK1301-0CB10-1AB4 | 1 | UN | 1 | 2 | A | D | N | N | 85364900 | 1 | 4011209890275 | 2.384 | KG | 559.2 | 559.2 | CP01 | CP01 | RS1E-X for ET200S High Feature reversing starter Setting range 2.4...16 A Mechanical switching Electronic protection AC-3, up to 7.5 kW / 400 V expandable for Brake control module 2DI module 2DI module Motor starter ES Circuit breaker signaling parameterizable DPV 1-capable PROFIENERGY-capable to PN | novo jan 2019 | 0 | 0
3RK1301-0CB13-0AA2 |  | 3RK1301-0CB13-0AA2 | 1 | UN | 1 | 2 | A | D | N | N | 85364900 | 1 | 4011209548619 | 1.672 | KG | 589.2 | 589.2 | CP01 | CP01 | F-DS1E-X for ET 200S Fail-safe DOL starter Setting range 2.4...16 A Mechanical switching Electronic protection AC-3, up to 7.5 kW / 400 V expandable for brake control module for 2DI control module | novo jan 2019 | 0 | 0
3RK1301-0CB13-0AA4 |  | 3RK1301-0CB13-0AA4 | 1 | UN | 1 | 2 | A | D | N | N | 85364900 | 1 | 4011209679252 | 1.674 | KG | 589.2 | 589.2 | CP01 | CP01 | F-DS1E-X for ET 200S Fail-safe DOL starter Setting range 2.4...16 A Mechanical switching Electronic protection AC-3, up to 7.5 kW / 400 V expandable for Brake control module 2DI module 2DI control module Circuit breaker signaling parameterizable | novo jan 2019 | 0 | 0
3RK1301-0CB13-1AA2 |  | 3RK1301-0CB13-1AA2 | 1 | UN | 1 | 5 | B | D | N | N | 85364900 | 1 | 4011209548640 | 2.6 | KG | 738 | 738 | CP01 | CP01 | F-RS1E-X for ET 200S Failsafe reversing starter Setting range 2.4...16 A Mechanical switching Electronic protection AC-3, up to 7.5 kW / 400 V expandable for brake control module for 2DI control module | novo jan 2019 | 0 | 0
3RK1301-0CB13-1AA4 |  | 3RK1301-0CB13-1AA4 | 1 | UN | 1 | 2 | A | D | N | N | 85364900 | 1 | 4011209679269 | 2.504 | KG | 738 | 738 | CP01 | CP01 | F-RS1E-X for ET 200S Failsafe reversing starter Setting range 2.4...16 A Mechanical switching Electronic protection AC-3, up to 7.5 kW / 400 V expandable for Brake control module 2DI module 2DI control module Circuit breaker signaling parameterizable | novo jan 2019 | 0 | 0
3RK1301-0CB20-0AB4 |  | 3RK1301-0CB20-0AB4 | 1 | UN | 1 | 2 | A | D | N | N | 85364900 | 1 | 4011209890305 | 1.194 | KG | 632.4 | 632.4 | CP01 | CP01 | DSS1E-X for ET200S High Feature direct soft starter Setting range 2.4...16 A Electronic switching Electronic protection AC-3, up to 7.5 kW / 400 V expandable for Brake control module 2DI module Motor starter ES Circuit breaker signaling parameterizable DPV 1-capable PROFIENERGY-capable to PN | novo jan 2019 | 0 | 0
3RK1301-0DB00-0AA2 |  | 3RK1301-0DB00-0AA2 | 1 | UN | 1 | 2 | A | D | N | N | 85364900 | 1 | 4011209512863 | 0.834 | KG | 211.2 | 211.2 | CP01 | CP01 | DS1-X for ET 200S Standard DOL starter expandable Setting range 0.22...0.32 A AC-3, 0.09 kW /400 V Electromechanical starter for brake control module | novo jan 2019 | 0 | 0
3RK1301-0DB00-1AA2 |  | 3RK1301-0DB00-1AA2 | 1 | UN | 1 | 2 | A | D | N | N | 85364900 | 1 | 4011209498679 | 1.245 | KG | 273.6 | 273.6 | CP01 | CP01 | RS1-X for ET 200S Standard reversing starter expandable Setting range 0.22...0.32 A AC-3, 0.09 kW /400 V Electromechanical starter for brake control module | novo jan 2019 | 0 | 0
3RK1301-0EB00-0AA2 |  | 3RK1301-0EB00-0AA2 | 1 | UN | 1 | 2 | A | D | N | N | 85364900 | 1 | 4011209512870 | 0.877 | KG | 211.2 | 211.2 | CP01 | CP01 | DS1-X for ET 200S Standard DOL starter expandable Setting range 0.28...0.4 A AC-3, 0.1 kW / 400 V Electromechanical starter for brake control module | novo jan 2019 | 0 | 0
3RK1301-0EB00-1AA2 |  | 3RK1301-0EB00-1AA2 | 1 | UN | 1 | 2 | A | D | N | N | 85364900 | 1 | 4011209498686 | 1.307 | KG | 273.6 | 273.6 | CP01 | CP01 | RS1-X for ET 200S Standard reversing starter expandable Setting range 0.28...0.4 A AC-3, 0.1 kW / 400 V Electromechanical starter for brake control module | novo jan 2019 | 0 | 0
3RK1301-0FB00-0AA2 |  | 3RK1301-0FB00-0AA2 | 1 | UN | 1 | 2 | A | D | N | N | 85364900 | 1 | 4011209512887 | 0.882 | KG | 211.2 | 211.2 | CP01 | CP01 | DS1-X for ET 200S Standard DOL starter expandable Setting range 0.35...0.5 A AC-3, 0.12 kW / 400 V Electromechanical starter for brake control module | novo jan 2019 | 0 | 0
3RK1301-0FB00-1AA2 |  | 3RK1301-0FB00-1AA2 | 1 | UN | 1 | 2 | A | D | N | N | 85364900 | 1 | 4011209498693 | 1.308 | KG | 273.6 | 273.6 | CP01 | CP01 | RS1-X for ET 200S Standard reversing starter expandable Setting range 0.35...0.5 A AC-3, 0.12 kW / 400 V Electromechanical starter for brake control module | novo jan 2019 | 0 | 0
3RK1301-0GB00-0AA2 |  | 3RK1301-0GB00-0AA2 | 1 | UN | 1 | 2 | A | D | N | N | 85364900 | 1 | 4011209512894 | 0.836 | KG | 211.2 | 211.2 | CP01 | CP01 | DS1-X for ET 200S Standard DOL starter expandable Setting range 0.45...0.63 A AC-3, 0.18 kW / 400 V Electromechanical starter for brake control module | novo jan 2019 | 0 | 0
3RK1301-0GB00-1AA2 |  | 3RK1301-0GB00-1AA2 | 1 | UN | 1 | 2 | A | D | N | N | 85364900 | 1 | 4011209498709 | 1.254 | KG | 273.6 | 273.6 | CP01 | CP01 | RS1-X for ET 200S Standard reversing starter expandable Setting range 0.45...0.63 A AC-3, 0.18 kW / 400 V Electromechanical starter for brake control module | novo jan 2019 | 0 | 0
3RK1301-0HB00-0AA2 |  | 3RK1301-0HB00-0AA2 | 1 | UN | 1 | 2 | A | D | N | N | 85364900 | 1 | 4011209512900 | 0.88 | KG | 211.2 | 211.2 | CP01 | CP01 | DS1-X for ET 200S Standard DOL starter expandable Setting range 0.55...0.8 A, AC-3, 0.21 kW / 400 V Electromechanical starter for brake control module | novo jan 2019 | 0 | 0
3RK1301-0HB00-1AA2 |  | 3RK1301-0HB00-1AA2 | 1 | UN | 1 | 2 | A | D | N | N | 85364900 | 1 | 4011209498716 | 1.254 | KG | 273.6 | 273.6 | CP01 | CP01 | RS1-X for ET 200S Standard reversing starter expandable Setting range 0.55...0.8 A, AC-3, 0.21 kW / 400 V Electromechanical starter for brake control module | novo jan 2019 | 0 | 0
3RK1301-0JB00-0AA2 |  | 3RK1301-0JB00-0AA2 | 1 | UN | 1 | 2 | A | D | N | N | 85364900 | 1 | 4011209512917 | 0.83 | KG | 211.2 | 211.2 | CP01 | CP01 | DS1-X for ET 200S Standard DOL starter expandable Setting range 0.7...1 A AC-3, 0.25 kW / 400 V Electromechanical starter for brake control module | novo jan 2019 | 0 | 0
3RK1301-0JB00-1AA2 |  | 3RK1301-0JB00-1AA2 | 1 | UN | 1 | 2 | A | D | N | N | 85364900 | 1 | 4011209498723 | 1.25 | KG | 273.6 | 273.6 | CP01 | CP01 | RS1-X for ET 200S Standard reversing starter expandable Setting range 0.7...1.00 A AC-3, 0.25 kW / 400 V Electromechanical starter for brake control module | novo jan 2019 | 0 | 0
3RK1301-0KB00-0AA2 |  | 3RK1301-0KB00-0AA2 | 1 | UN | 1 | 2 | A | D | N | N | 85364900 | 1 | 4011209512924 | 0.894 | KG | 211.2 | 211.2 | CP01 | CP01 | DS1-X for ET 200S Standard DOL starter expandable Setting range 0.9...1.25 A AC-3, 0.37 kW / 400 V Electromechanical starter for brake control module | novo jan 2019 | 0 | 0
3RK1301-0KB00-1AA2 |  | 3RK1301-0KB00-1AA2 | 1 | UN | 1 | 2 | A | D | N | N | 85364900 | 1 | 4011209498730 | 1.298 | KG | 273.6 | 273.6 | CP01 | CP01 | RS1-X for ET 200S Standard reversing starter expandable Setting range 0.9...1.25 A AC-3, 0.37 kW / 400 V Electromechanical starter for brake control module | novo jan 2019 | 0 | 0
3RK1301-1AB00-0AA2 |  | 3RK1301-1AB00-0AA2 | 1 | UN | 1 | 2 | A | D | N | N | 85364900 | 1 | 4011209512931 | 0.939 | KG | 211.2 | 211.2 | CP01 | CP01 | DS1-X for ET 200S Standard DOL starter expandable Setting range 1.1...1.6 A AC-3, 0.55 kW / 400 V Electromechanical starter for brake control module | novo jan 2019 | 0 | 0
3RK1301-1AB00-1AA2 |  | 3RK1301-1AB00-1AA2 | 1 | UN | 1 | 2 | A | D | N | N | 85364900 | 1 | 4011209498747 | 1.297 | KG | 273.6 | 273.6 | CP01 | CP01 | RS1-X for ET 200S Standard reversing starter expandable Setting range 1.1...1.6 A AC-3, 0.55 kW / 400 V Electromechanical starter for brake control module | novo jan 2019 | 0 | 0
3RK1301-1BB00-0AA2 |  | 3RK1301-1BB00-0AA2 | 1 | UN | 1 | 2 | A | D | N | N | 85364900 | 1 | 4011209512948 | 0.88 | KG | 211.2 | 211.2 | CP01 | CP01 | DS1-X for ET 200S Standard DOL starter expandable Setting range 1.4...2 A AC-3, 0.75 kW / 400 V Electromechanical starter for brake control module | novo jan 2019 | 0 | 0
3RK1301-1BB00-1AA2 |  | 3RK1301-1BB00-1AA2 | 1 | UN | 1 | 2 | A | D | N | N | 85364900 | 1 | 4011209498754 | 1.306 | KG | 273.6 | 273.6 | CP01 | CP01 | RS1-X for ET 200S Standard reversing starter expandable Setting range 1.4...2 A AC-3, 0.75 kW / 400 V Electromechanical starter for brake control module | novo jan 2019 | 0 | 0
3RK1301-1CB00-0AA2 |  | 3RK1301-1CB00-0AA2 | 1 | UN | 1 | 2 | A | D | N | N | 85364900 | 1 | 4011209512955 | 0.882 | KG | 211.2 | 211.2 | CP01 | CP01 | DS1-X for ET 200S Standard DOL starter expandable Setting range 1.8...2.5 A AC-3, 0.9 kW /400 V Electromechanical starter for brake control module | novo jan 2019 | 0 | 0
3RK1301-1CB00-1AA2 |  | 3RK1301-1CB00-1AA2 | 1 | UN | 1 | 2 | A | D | N | N | 85364900 | 1 | 4011209498761 | 1.305 | KG | 273.6 | 273.6 | CP01 | CP01 | RS1-X for ET 200S Standard reversing starter expandable Setting range 1.8...2.5 A AC-3, 0.9 kW /400 V Electromechanical starter for brake control module | novo jan 2019 | 0 | 0
3RK1301-1DB00-0AA2 |  | 3RK1301-1DB00-0AA2 | 1 | UN | 1 | 2 | A | D | N | N | 85364900 | 1 | 4011209512962 | 0.897 | KG | 211.2 | 211.2 | CP01 | CP01 | DS1-X for ET 200S Standard DOL starter expandable Setting range 2.2....3.2 A AC-3, 1.1 kW / 400 V Electromechanical starter for brake control module | novo jan 2019 | 0 | 0
3RK1301-1DB00-1AA2 |  | 3RK1301-1DB00-1AA2 | 1 | UN | 1 | 2 | A | D | N | N | 85364900 | 1 | 4011209498778 | 1.307 | KG | 273.6 | 273.6 | CP01 | CP01 | RS1-X for ET 200S Standard reversing starter expandable Setting range 2.2....3.2 A AC-3, 1.1 kW / 400 V Electromechanical starter for brake control module | novo jan 2019 | 0 | 0
3RK1301-1EB00-0AA2 |  | 3RK1301-1EB00-0AA2 | 1 | UN | 1 | 2 | A | D | N | N | 85364900 | 1 | 4011209512979 | 0.883 | KG | 211.2 | 211.2 | CP01 | CP01 | DS1-X for ET 200S Standard DOL starter expandable Setting range 2.8...4 A AC-3, 1.5 kW / 400 V Electromechanical starter for brake control module | novo jan 2019 | 0 | 0
3RK1301-1EB00-1AA2 |  | 3RK1301-1EB00-1AA2 | 1 | UN | 1 | 2 | A | D | N | N | 85364900 | 1 | 4011209498785 | 1.306 | KG | 273.6 | 273.6 | CP01 | CP01 | RS1-X for ET 200S Standard reversing starter expandable Setting range 2.8...4 A AC-3, 1.5 kW / 400 V Electromechanical starter for brake control module | novo jan 2019 | 0 | 0
3RK1301-1FB00-0AA2 |  | 3RK1301-1FB00-0AA2 | 1 | UN | 1 | 2 | A | D | N | N | 85364900 | 1 | 4011209512986 | 0.887 | KG | 211.2 | 211.2 | CP01 | CP01 | DS1-X for ET 200S Standard DOL starter expandable Setting range 3.5...5 A AC-3, 1.9 kW /400 V Electromechanical starter for brake control module | novo jan 2019 | 0 | 0
3RK1301-1FB00-1AA2 |  | 3RK1301-1FB00-1AA2 | 1 | UN | 1 | 2 | A | D | N | N | 85364900 | 1 | 4011209498792 | 1.304 | KG | 273.6 | 273.6 | CP01 | CP01 | RS1-X for ET 200S Standard reversing starter expandable Setting range 3.5...5 A AC-3, 1.9 kW /400 V Electromechanical starter for brake control module | novo jan 2019 | 0 | 0
3RK1301-1GB00-0AA2 |  | 3RK1301-1GB00-0AA2 | 1 | UN | 1 | 2 | A | D | N | N | 85364900 | 1 | 4011209512993 | 0.889 | KG | 211.2 | 211.2 | CP01 | CP01 | DS1-X for ET 200S Standard DOL starter expandable Setting range 4.5...6.3 A AC-3, 2.2 kW / 400 V Electromechanical starter for brake control module | novo jan 2019 | 0 | 0
3RK1301-1GB00-1AA2 |  | 3RK1301-1GB00-1AA2 | 1 | UN | 1 | 2 | A | D | N | N | 85364900 | 1 | 4011209498808 | 1.307 | KG | 273.6 | 273.6 | CP01 | CP01 | RS1-X for ET 200S Standard reversing starter expandable Setting range 4.5...6.3 A AC-3, 2.2 kW / 400 V Electromechanical starter for brake control module | novo jan 2019 | 0 | 0
3RK1301-1HB00-0AA2 |  | 3RK1301-1HB00-0AA2 | 1 | UN | 1 | 2 | A | D | N | N | 85364900 | 1 | 4011209513006 | 0.887 | KG | 211.2 | 211.2 | CP01 | CP01 | DS1-X for ET 200S Standard DOL starter expandable Setting range 5.5...8 A AC-3, 3 kW / 400 V Electromechanical starter for brake control module | novo jan 2019 | 0 | 0
3RK1301-1HB00-1AA2 |  | 3RK1301-1HB00-1AA2 | 1 | UN | 1 | 2 | A | D | N | N | 85364900 | 1 | 4011209498815 | 1.306 | KG | 273.6 | 273.6 | CP01 | CP01 | RS1-X for ET 200S Standard reversing starter expandable Setting range 5.5...8 A AC-3, 3 kW / 400 V Electromechanical starter for brake control module | novo jan 2019 | 0 | 0
3RK1301-1JB00-0AA2 |  | 3RK1301-1JB00-0AA2 | 1 | UN | 1 | 2 | A | D | N | N | 85364900 | 1 | 4011209513013 | 0.87 | KG | 211.2 | 211.2 | CP01 | CP01 | DS1-X for ET 200S Standard DOL starter expandable Setting range 7...10 A AC-3, 4 kW / 400 V Electromechanical starter for brake control module | novo jan 2019 | 0 | 0
3RK1301-1JB00-1AA2 |  | 3RK1301-1JB00-1AA2 | 1 | UN | 1 | 2 | A | D | N | N | 85364900 | 1 | 4011209498822 | 1.45 | KG | 273.6 | 273.6 | CP01 | CP01 | RS1-X for ET 200S Standard reversing starter expandable Setting range 7...10 A AC-3, 4 kW / 400 V Electromechanical starter for brake control module | novo jan 2019 | 0 | 0
3RK1301-1KB00-0AA2 |  | 3RK1301-1KB00-0AA2 | 1 | UN | 1 | 2 | A | D | N | N | 85364900 | 1 | 4011209513020 | 0.88 | KG | 211.2 | 211.2 | CP01 | CP01 | DS1-X for ET 200S Standard DOL starter expandable Setting range 9...12 A AC-3, 5.5 kW / 400 V Electromechanical starter for brake control module | novo jan 2019 | 0 | 0
3RK1301-1KB00-1AA2 |  | 3RK1301-1KB00-1AA2 | 1 | UN | 1 | 2 | A | D | N | N | 85364900 | 1 | 4011209498839 | 1.344 | KG | 273.6 | 273.6 | CP01 | CP01 | RS1-X for ET 200S Standard reversing starter expandable Setting range 9...12 A AC-3, 5.5 kW / 400 V Electromechanical starter for brake control module | novo jan 2019 | 0 | 0
3RK1304-0HS00-6AA0 |  | 3RK1304-0HS00-6AA0 | 1 | UN | 1 | 2 | A | D | N | N | 85365080 | 1 | 4011209646742 | 1.71 | KG | 337.96 | 337.96 | CP01 | CP01 | ET 200 RSM Maintenance switch module Up to 25 A Up to 25 A Disconnector function for Main circuit Han Q4/2 | - | 0 | 0
3RK1304-0HS00-7AA0 |  | 3RK1304-0HS00-7AA0 | 1 | UN | 1 | 5 | B | D | N | N | 85365080 | 1 | 4011209659964 | 1.875 | KG | 530.74 | 530.74 | CP01 | CP01 | ET 200pro F-RSM Safety local Maintenance switch module Up to 16 A Disconnector function for Main circuit and safety evaluation functions Han Q4/2 | - | 0 | 0
3RK1304-0HS00-8AA0 |  | 3RK1304-0HS00-8AA0 | 1 | UN | 1 | 2 | A | D | N | N | 85365080 | 1 | 4011209659971 | 2.504 | KG | 370.09 | 370.09 | CP01 | CP01 | ET 200pro ASm 400 V Disconnection module 400 V to 25 A for safe switching-off up to Category 3/4 Han Q4/2 | - | 0 | 0
3RK1304-5KS40-2AA0 |  | 3RK1304-5KS40-2AA0 | 1 | UN | 1 | 2 | A | D | N | N | 85365080 | 1 | 4011209659926 | 1.684 | KG | 514.08 | 514.08 | CP01 | CP01 | ET 200pro DSE HF DOL starter High Feature Mechanical switching Electronic overload protection AC-3, 0.9 kW / 400 V 0.15 A...2.00 A without brake contact 4 DI Han Q4/2 - Han Q8/0 | - | 0 | 0
3RK1304-5KS40-2AA3 |  | 3RK1304-5KS40-2AA3 | 1 | UN | 1 | 5 | B | D | N | N | 85365080 | 1 | 4011209646735 | 1.738 | KG | 578.34 | 578.34 | CP01 | CP01 | ET 200pro DSE HF DOL starter High Feature Mechanical switching Electronic overload protection AC-3, 0.9 kW / 400 V 0.15 A...2.00 A Brake contact 400 V AC 4 DI Han Q4/2 - Han Q8/0 | - | 0 | 0
3RK1304-5KS40-3AA0 |  | 3RK1304-5KS40-3AA0 | 1 | UN | 1 | 2 | A | D | N | N | 85365080 | 1 | 4011209659940 | 1.969 | KG | 578.34 | 578.34 | CP01 | CP01 | ET 200pro RSE HF Reversing starter High Feature Mechanical switching Electronic overload protection AC-3, 0.9 kW / 400 V 0.15 A...2.00 A without brake contact 4 DI Han Q4/2 - Han Q8/0 | - | 0 | 0
3RK1304-5KS40-3AA3 |  | 3RK1304-5KS40-3AA3 | 1 | UN | 1 | 2 | A | D | N | N | 85365080 | 1 | 4011209646650 | 1.969 | KG | 641.41 | 641.41 | CP01 | CP01 | ET 200pro RSE HF Reversing starter High Feature Mechanical switching Electronic overload protection AC-3, 0.9 kW / 400 V 0.15 A...2.00 A Brake contact 400 V AC 4 DI Han Q4/2 - Han Q8/0 | - | 0 | 0
3RK1304-5KS40-4AA0 |  | 3RK1304-5KS40-4AA0 | 1 | UN | 1 | 2 | A | D | N | N | 85365080 | 1 | 4011209646957 | 1.7 | KG | 399.84 | 399.84 | CP01 | CP01 | ET 200pro DSE ST DOL starter Standard Mechanical switching Electronic overload protection AC-3, 0.9 kW / 400 V 0.15 A...2.00 A without brake contact Han Q4/2 - Han Q8/0 | - | 0 | 0
3RK1304-5KS40-4AA3 |  | 3RK1304-5KS40-4AA3 | 1 | UN | 1 | 2 | A | D | N | N | 85365080 | 1 | 4011209659902 | 1.71 | KG | 448.63 | 448.63 | CP01 | CP01 | ET 200pro DSE ST DOL starter Standard Mechanical switching Electronic overload protection AC-3, 0.9 kW / 400 V 0.15 A...2.00 A Brake contact 400 V AC Han Q4/2 - Han Q8/0 | - | 0 | 0
3RK1304-5KS40-5AA0 |  | 3RK1304-5KS40-5AA0 | 1 | UN | 1 | 2 | A | D | N | N | 85365080 | 1 | 4011209659841 | 1.94 | KG | 448.63 | 448.63 | CP01 | CP01 | ET 200pro RSE ST Reversing starter standard Mechanical switching Electronic overload protection AC-3, 0.9 kW / 400 V 0.15 A...2.00 A without brake contact Han Q4/2 - Han Q8/0 | - | 0 | 0
3RK1304-5KS40-5AA3 |  | 3RK1304-5KS40-5AA3 | 1 | UN | 1 | 2 | A | D | N | N | 85365080 | 1 | 4011209659858 | 1.96 | KG | 514.08 | 514.08 | CP01 | CP01 | ET 200pro RSE ST Reversing starter standard Mechanical switching Electronic overload protection AC-3, 0.9 kW / 400 V 0.15 A...2.00 A Brake contact 400 V AC Han Q4/2 - Han Q8/0 | - | 0 | 0
3RK1304-5KS70-2AA0 |  | 3RK1304-5KS70-2AA0 | 1 | UN | 1 | 2 | A | D | N | N | 85365080 | 1 | 4011209680463 | 1.956 | KG | 641.41 | 641.41 | CP01 | CP01 | ET 200pro EDSE/DSSE HF electronic DOL starter electronic (soft-) switching Full motor protection consisting of: electronic overload protection + thermistor 400 V 3 AC/0.9 kW 0.15 A...2.00 A without brake contact 4 DI Han Q4/2 - Han Q8/0 | - | 0 | 0
3RK1304-5KS70-2AA3 |  | 3RK1304-5KS70-2AA3 | 1 | UN | 1 | 5 | B | D | N | N | 85365080 | 1 | 4011209680487 | 1.958 | KG | 705.67 | 705.67 | CP01 | CP01 | ET 200pro EDSE/DSSE HF electronic DOL starter electronic (soft-) switching Full motor protection consisting of: electronic overload protection + thermistor 400 V 3 AC/0.9 kW 0.15 A...2.00 A Brake contact 400 V AC 4 DI Han Q4/2 - Han Q8/0 | - | 0 | 0
3RK1304-5KS70-3AA0 |  | 3RK1304-5KS70-3AA0 | 1 | UN | 1 | 2 | A | D | N | N | 85365080 | 1 | 4011209680500 | 2.051 | KG | 705.67 | 705.67 | CP01 | CP01 | ET 200pro ERSE/RSSE HF electronic reversing starter electronic (soft-) switching Full motor protection consisting of: electronic overload protection + thermistor 400 V 3 AC/0.9 kW 0.15 A...2.00 A without brake contact 4 DI Han Q4/2 - Han Q8/0 | - | 0 | 0
3RK1304-5KS70-3AA3 |  | 3RK1304-5KS70-3AA3 | 1 | UN | 1 | 2 | A | D | N | N | 85365080 | 1 | 4011209680524 | 1.95 | KG | 769.93 | 769.93 | CP01 | CP01 | ET 200pro ERSE/RSSE HF electronic reversing starter electronic (soft-) switching Full motor protection consisting of: electronic overload protection + thermistor 400 V 3 AC/0.9 kW 0.15 A...2.00 A Brake contact 400 V AC 4 DI Han Q4/2 - Han Q8/0 | - | 0 | 0
3RK1304-5LS40-2AA0 |  | 3RK1304-5LS40-2AA0 | 1 | UN | 1 | 2 | A | D | N | N | 85365080 | 1 | 4011209659933 | 1.7 | KG | 540.26 | 540.26 | CP01 | CP01 | ET 200pro DSE HF DOL starter High Feature Mechanical switching Electronic overload protection AC-3, 5.5 kW / 400 V 1.50 A...12.00 A without brake contact 4 DI Han Q4/2 - Han Q8/0 | - | 0 | 0
3RK1304-5LS40-2AA3 |  | 3RK1304-5LS40-2AA3 | 1 | UN | 1 | 5 | B | D | N | N | 85365080 | 1 | 4011209646681 | 1.728 | KG | 604.52 | 604.52 | CP01 | CP01 | ET 200pro DSE HF DOL starter High Feature Mechanical switching Electronic overload protection AC-3, 5.5 kW / 400 V 1.50 A...12.00 A Brake contact 400 V AC 4 DI Han Q4/2 - Han Q8/0 | - | 0 | 0
3RK1304-5LS40-3AA0 |  | 3RK1304-5LS40-3AA0 | 1 | UN | 1 | 5 | B | D | N | N | 85365080 | 1 | 4011209659957 | 1.972 | KG | 604.52 | 604.52 | CP01 | CP01 | ET 200pro RSE HF Reversing starter High Feature Mechanical switching Electronic overload protection AC-3, 5.5 kW / 400 V 1.50 A...12.00 A without brake contact 4 DI Han Q4/2 - Han Q8/0 | - | 0 | 0
3RK1304-5LS40-3AA3 |  | 3RK1304-5LS40-3AA3 | 1 | UN | 1 | 5 | B | D | N | N | 85365080 | 1 | 4011209646667 | 1.99 | KG | 667.59 | 667.59 | CP01 | CP01 | ET 200pro RSE HF Reversing starter High Feature Mechanical switching Electronic overload protection AC-3, 5.5 kW / 400 V 1.50 A...12.00 A Brake contact 400 V AC 4 DI Han Q4/2 - Han Q8/0 | - | 0 | 0
3RK1304-5LS40-4AA0 |  | 3RK1304-5LS40-4AA0 | 1 | UN | 1 | 2 | A | D | N | N | 85365080 | 1 | 4011209659827 | 1.674 | KG | 426.02 | 426.02 | CP01 | CP01 | ET 200pro DSE ST DOL starter Standard Mechanical switching Electronic overload protection AC-3, 5.5 kW / 400 V 1.50 A...12.00 A without brake contact Han Q4/2 - Han Q8/0 | - | 0 | 0
3RK1304-5LS40-4AA3 |  | 3RK1304-5LS40-4AA3 | 1 | UN | 1 | 2 | A | D | N | N | 85365080 | 1 | 4011209659834 | 2.17 | KG | 474.81 | 474.81 | CP01 | CP01 | ET 200pro DSE ST DOL starter Standard Mechanical switching Electronic overload protection AC-3, 5.5 kW / 400 V 1.50 A...12.00 A Brake contact 400 V AC Han Q4/2 - Han Q8/0 | - | 0 | 0
3RK1304-5LS40-5AA0 |  | 3RK1304-5LS40-5AA0 | 1 | UN | 1 | 2 | A | D | N | N | 85365080 | 1 | 4011209659865 | 1.94 | KG | 474.81 | 474.81 | CP01 | CP01 | ET 200pro RSE ST Reversing starter standard Mechanical switching Electronic overload protection AC-3, 5.5 kW / 400 V 1.50 A...12.00 A without brake contact Han Q4/2 - Han Q8/0 | - | 0 | 0
3RK1304-5LS40-5AA3 |  | 3RK1304-5LS40-5AA3 | 1 | UN | 1 | 2 | A | D | N | N | 85365080 | 1 | 4011209659919 | 2.48 | KG | 540.26 | 540.26 | CP01 | CP01 | ET 200pro RSE ST Reversing starter standard Mechanical switching Electronic overload protection AC-3, 5.5 kW / 400 V 1.50 A...12.00 A Brake contact 400 V AC Han Q4/2 - Han Q8/0 | - | 0 | 0
3RK1304-5LS70-2AA0 |  | 3RK1304-5LS70-2AA0 | 1 | UN | 1 | 5 | B | D | N | N | 85365080 | 1 | 4011209680470 | 2.07 | KG | 715.19 | 715.19 | CP01 | CP01 | ET 200pro EDSE/DSSE HF electronic DOL starter electronic (soft-) switching Full motor protection consisting of: electronic Overload protection + thermistor AC-3, 5.5 kW / 400 V 1.5 A...(9 A)12 A without brake contact 4 DI Han Q4/2 - Han Q8/0 | - | 0 | 0
3RK1304-5LS70-2AA3 |  | 3RK1304-5LS70-2AA3 | 1 | UN | 1 | 5 | B | D | N | N | 85365080 | 1 | 4011209680494 | 2.075 | KG | 779.45 | 779.45 | CP01 | CP01 | ET 200pro EDSE/DSSE HF electronic DOL starter electronic (soft-) switching Full motor protection consisting of: electronic Overload protection + thermistor AC-3, 5.5 kW / 400 V 1.5 A...(9 A)12 A Brake contact 400 V AC 4 DI Han Q4/2 - Han Q8/0 | - | 0 | 0
3RK1304-5LS70-3AA0 |  | 3RK1304-5LS70-3AA0 | 1 | UN | 1 | 5 | B | D | N | N | 85365080 | 1 | 4011209680517 | 2.25 | KG | 779.45 | 779.45 | CP01 | CP01 | ET 200pro ERSE/RSSE HF electronic reversing starter electronic (soft-) switching Full motor protection consisting of: electronic Overload protection + thermistor AC-3, 5.5 kW / 400 V 1.5 A...(9 A)12 A without brake contact 4 DI Han Q4/2 - Han Q8/0 | - | 0 | 0
3RK1304-5LS70-3AA3 |  | 3RK1304-5LS70-3AA3 | 1 | UN | 1 | 5 | B | D | N | N | 85365080 | 1 | 4011209680531 | 2.24 | KG | 843.71 | 843.71 | CP01 | CP01 | ET 200pro ERSE/RSSE HF electronic reversing starter electronic (soft-) switching Full motor protection consisting of: electronic Overload protection + thermistor AC-3, 5.5 kW / 400 V 1.5 A...(9 A)12 A Brake contact 400 V AC 4 DI Han Q4/2 - Han Q8/0 | - | 0 | 0
3RK1305-0AS01-0AA0 |  | 3RK1305-0AS01-0AA0 | 1 | UN | 1 | 15 | C | D | N | N | 85371098 | 1 | 4011209840270 | 0.54 | KG | 183.6 | 183.6 | CP01 | CP01 | SIRIUS motor starter M200D communication module PROFIBUS DP removable Bus connection 2 x M12 with loop-through Power connection 24 V 2 x 7/8" with loop-through Bus terminating resistor integrated via technology module 3RK1395* can be used as Motor starter M200D with communication | - | 0 | 0
3RK1308-0AB00-0CP0 |  | 3RK1308-0AB00-0CP0 | 1 | UN | 1 | 2 | A | D | EAR99 | N | 85371098 | 1 | 4047621012216 | 0.538 | KG | 230.4 | 230.4 | CP01 | CP01 | Direct-on-line starter High Feature; Electronic switching; Electronic overload protection up to 0.25 kW / 400 V; Adjustment range 0.3 .. 1 A; PROFIenergy; Option: 3DI/LC module | - | 0 | 0
3RK1308-0AC00-0CP0 |  | 3RK1308-0AC00-0CP0 | 1 | UN | 1 | 2 | A | D | EAR99 | N | 85371098 | 1 | 4047621012254 | 0.53 | KG | 238.8 | 238.8 | CP01 | CP01 | Direct-on-line starter High Feature; Electronic switching; Electronic overload protection up to 1.1 kW / 400 V; Adjustment range 0.9 .. 3 A; PROFIenergy; Option: 3DI/LC module | - | 0 | 0
3RK1308-0AD00-0CP0 |  | 3RK1308-0AD00-0CP0 | 1 | UN | 1 | 2 | A | D | EAR99 | N | 85371098 | 1 | 4047621012292 | 0.535 | KG | 253.2 | 253.2 | CP01 | CP01 | Direct-on-line starter High Feature; Electronic switching; Electronic overload protection up to 4 kW / 400 V; Adjustment range 2.8 .. 9 A; PROFIenergy; Option: 3DI/LC module | - | 0 | 0
3RK1308-0AE00-0CP0 |  | 3RK1308-0AE00-0CP0 | 1 | UN | 1 | 2 | A | D | EAR99 | N | 85371098 | 1 | 4047621031521 | 0.56 | KG | 331.2 | 331.2 | CP01 | CP01 | Direct-on-line starter High Feature; Incl. fan (3RW4928-8VB00); Electronic switching; Electronic overload protection up to 5.5 kW / 400 V; Adjustment range 4.0 .. 12 A; PROFIenergy; Option: 3DI/LC module | - | 0 | 0
3RK1308-0BB00-0CP0 |  | 3RK1308-0BB00-0CP0 | 1 | UN | 1 | 2 | A | D | EAR99 | N | 85371098 | 1 | 4047621012230 | 0.574 | KG | 302.4 | 302.4 | CP01 | CP01 | Reversing starter High Feature; Electronic switching; Electronic overload protection up to 0.25 kW / 400 V; Adjustment range 0.3 .. 1 A; PROFIenergy; Option: 3DI/LC module | - | 0 | 0
3RK1308-0BC00-0CP0 |  | 3RK1308-0BC00-0CP0 | 1 | UN | 1 | 2 | A | D | EAR99 | N | 85371098 | 1 | 4047621012278 | 0.576 | KG | 310.8 | 310.8 | CP01 | CP01 | Reversing starter High Feature; Electronic switching; Electronic overload protection up to 1.1 kW / 400 V; Adjustment range 0.9 .. 3 A; PROFIenergy; Option: 3DI/LC module | - | 0 | 0
3RK1308-0BD00-0CP0 |  | 3RK1308-0BD00-0CP0 | 1 | UN | 1 | 2 | A | D | EAR99 | N | 85371098 | 1 | 4047621012315 | 0.578 | KG | 325.2 | 325.2 | CP01 | CP01 | Reversing starter High Feature; Electronic switching; Electronic overload protection up to 4 kW / 400 V; Adjustment range 2.8 .. 9 A; PROFIenergy; Option: 3DI/LC module | - | 0 | 0
3RK1308-0BE00-0CP0 |  | 3RK1308-0BE00-0CP0 | 1 | UN | 1 | 2 | A | D | EAR99 | N | 85371098 | 1 | 4047621031545 | 0.52 | KG | 394.8 | 394.8 | CP01 | CP01 | Reversing starter High Feature; Incl. fan (3RW4928-8VB00); Electronic switching; Electronic overload protection up to 5.5 kW / 400 V; Adjustment range 4.0 .. 12 A; PROFIenergy; Option: 3DI/LC module | - | 0 | 0
3RK1308-0CB00-0CP0 |  | 3RK1308-0CB00-0CP0 | 1 | UN | 1 | 2 | A | D | EAR99 | N | 85371098 | 1 | 4047621012223 | 0.563 | KG | 310.8 | 310.8 | CP01 | CP01 | Fail-safe direct-on-line starter High Feature; Electronic switching; Electronic overload protection up to 0.25 kW / 400 V; Adjustment range 0.3 .. 1 A; PROFIenergy; Option: 3DI/LC module | - | 0 | 0
3RK1308-0CC00-0CP0 |  | 3RK1308-0CC00-0CP0 | 1 | UN | 1 | 2 | A | D | EAR99 | N | 85371098 | 1 | 4047621012261 | 0.562 | KG | 325.2 | 325.2 | CP01 | CP01 | Fail-safe direct-on-line starter High Feature; Electronic switching; Electronic overload protection up to 1.1 kW / 400 V; Adjustment range 0.9 .. 3 A; PROFIenergy; Option: 3DI/LC module | - | 0 | 0
3RK1308-0CD00-0CP0 |  | 3RK1308-0CD00-0CP0 | 1 | UN | 1 | 2 | A | D | EAR99 | N | 85371098 | 1 | 4047621012308 | 0.548 | KG | 339.6 | 339.6 | CP01 | CP01 | Fail-safe direct-on-line starter High Feature; Electronic switching; Electronic overload protection up to 4 kW / 400 V; Adjustment range 2.8 .. 9 A; PROFIenergy; Option: 3DI/LC module | - | 0 | 0
3RK1308-0CE00-0CP0 |  | 3RK1308-0CE00-0CP0 | 1 | UN | 1 | 2 | A | D | EAR99 | N | 85371098 | 1 | 4047621031538 | 0.563 | KG | 421.2 | 421.2 | CP01 | CP01 | Fail-safe direct-on-line starter High Feature; Incl. fan (3RW4928-8VB00); Electronic switching; Electronic overload protection up to 5.5 kW / 400 V; Adjustment range 4.0 .. 12 A; PROFIenergy; Option: 3DI/LC module | - | 0 | 0
3RK1308-0DB00-0CP0 |  | 3RK1308-0DB00-0CP0 | 1 | UN | 1 | 2 | A | D | EAR99 | N | 85371098 | 1 | 4047621012247 | 0.571 | KG | 403.2 | 403.2 | CP01 | CP01 | Failsafe reversing starter High Feature; Electronic switching; Electronic overload protection up to 0.25 kW / 400 V; Adjustment range 0.3 .. 1 A; PROFIenergy; Option: 3DI/LC module | - | 0 | 0
3RK1308-0DC00-0CP0 |  | 3RK1308-0DC00-0CP0 | 1 | UN | 1 | 2 | A | D | EAR99 | N | 85371098 | 1 | 4047621012285 | 0.55 | KG | 418.8 | 418.8 | CP01 | CP01 | Fail-safe direct-on-line starter High Feature; Electronic switching; Electronic overload protection up to 1.1 kW / 400 V; Adjustment range 0.9 .. 3 A; PROFIenergy; Option: 3DI/LC module | - | 0 | 0
3RK1308-0DD00-0CP0 |  | 3RK1308-0DD00-0CP0 | 1 | UN | 1 | 2 | A | D | EAR99 | N | 85371098 | 1 | 4047621012322 | 0.589 | KG | 433.2 | 433.2 | CP01 | CP01 | Failsafe reversing starter High Feature; Electronic switching; Electronic overload protection up to 4 kW / 400 V; Adjustment range 2.8 .. 9 A; PROFIenergy; Option: 3DI/LC module | - | 0 | 0
3RK1308-0DE00-0CP0 |  | 3RK1308-0DE00-0CP0 | 1 | UN | 1 | 2 | A | D | EAR99 | N | 85371098 | 1 | 4047621031552 | 0.603 | KG | 510 | 510 | CP01 | CP01 | Failsafe reversing starter High Feature; Incl. fan (3RW4928-8VB00); Electronic switching; Electronic overload protection up to 5.5 kW / 400 V; Adjustment range 4.0 .. 12 A; PROFIenergy; Option: 3DI/LC module | - | 0 | 0
3RK1315-6KS41-0AA0 |  | 3RK1315-6KS41-0AA0 | 1 | UN | 1 | 15 | C | D | EAR99 | N | 85365080 | 1 | 4011209822900 | 3.7 | KG | 507.6 | 507.6 | CP01 | CP01 | SIRIUS motor starter M200D AS-i Communication: AS-Interface DOL starter Basic Mechanical switching AC-3, 0.75KW / 400 V 0.15 A...2.00 A Electronic overload protection Thermistor: THERMOCLICK / PTC without brake contact 2DI AS-i + 2DI / 1DO on device Han Q4/2 - Han Q8/0 | - | 0 | 0
3RK1315-6KS41-0AA3 |  | 3RK1315-6KS41-0AA3 | 1 | UN | 1 | 15 | C | D | EAR99 | N | 85365080 | 1 | 4011209822955 | 3.66 | KG | 585.6 | 585.6 | CP01 | CP01 | SIRIUS motor starter M200D AS-i Communication: AS-Interface DOL starter Basic Mechanical switching AC-3, 0.75KW / 400 V 0.15 A...2.00 A Electronic overload protection Thermistor: THERMOCLICK / PTC with brake contact 400 V/230 V AC 2DI AS-i + 2DI / 1DO on device Han Q4/2 - Han Q8/0 | - | 0 | 0
3RK1315-6KS41-0AA5 |  | 3RK1315-6KS41-0AA5 | 1 | UN | 1 | 15 | C | D | EAR99 | N | 85365080 | 1 | 4011209822962 | 3.652 | KG | 645.6 | 645.6 | CP01 | CP01 | SIRIUS motor starter M200D AS-i Communication: AS-Interface DOL starter Basic Mechanical switching AC-3, 0.75KW / 400 V 0.15 A...2.00 A Electronic overload protection Thermistor: THERMOCLICK / PTC with brake contact 180 V DC 2DI AS-i + 2DI / 1DO on device Han Q4/2 - Han Q8/0 | - | 0 | 0
3RK1315-6KS41-1AA0 |  | 3RK1315-6KS41-1AA0 | 1 | UN | 1 | 15 | C | D | EAR99 | N | 85365080 | 1 | 4011209823006 | 3.917 | KG | 576 | 576 | CP01 | CP01 | SIRIUS motor starter M200D AS-i Communication: AS-Interface Reversing starter Basic Mechanical switching AC-3, 0.75KW / 400 V 0.15 A...2.00 A Electronic overload protection Thermistor: THERMOCLICK / PTC without brake contact 2DI AS-i + 2DI / 1DO on device Han Q4/2 - Han Q8/0 | - | 0 | 0
3RK1315-6KS41-1AA3 |  | 3RK1315-6KS41-1AA3 | 1 | UN | 1 | 15 | C | D | EAR99 | N | 85365080 | 1 | 4011209823013 | 3.95 | KG | 654 | 654 | CP01 | CP01 | SIRIUS motor starter M200D AS-i Communication: AS-Interface Reversing starter Basic Mechanical switching AC-3, 0.75KW / 400 V 0.15 A...2.00 A Electronic overload protection Thermistor: THERMOCLICK / PTC with brake contact 400 V AC 2DI AS-i + 2DI / 1DO on device Han Q4/2 - Han Q8/0 | - | 0 | 0
3RK1315-6KS41-1AA5 |  | 3RK1315-6KS41-1AA5 | 1 | UN | 1 | 15 | C | D | EAR99 | N | 85365080 | 1 | 4011209823020 | 3.966 | KG | 714 | 714 | CP01 | CP01 | SIRIUS motor starter M200D AS-i Communication: AS-Interface Reversing starter Basic Mechanical switching AC-3, 0.75KW / 400 V 0.15 A...2.00 A Electronic overload protection Thermistor: THERMOCLICK / PTC with brake contact 180 V DC 2DI AS-i + 2DI / 1DO on device Han Q4/2 - Han Q8/0 | - | 0 | 0
3RK1315-6KS41-2AA0 |  | 3RK1315-6KS41-2AA0 | 1 | UN | 1 | 15 | C | D | EAR99 | N | 85365080 | 1 | 4011209822979 | 3.78 | KG | 558 | 558 | CP01 | CP01 | SIRIUS motor starter M200D AS-i Communication: AS-Interface DOL starter Basic Mechanical switching AC-3, 0.75KW / 400 V 0.15 A...2.00 A Electronic overload protection Thermistor: THERMOCLICK / PTC without brake contact 2DI AS-i + 2DI / 1DO on device Han Q4/2 - Han Q8/0 with manual on-site operation and key-operated switch | - | 0 | 0
3RK1315-6KS41-2AA3 |  | 3RK1315-6KS41-2AA3 | 1 | UN | 1 | 15 | C | D | EAR99 | N | 85365080 | 1 | 4011209822986 | 3.766 | KG | 636 | 636 | CP01 | CP01 | SIRIUS motor starter M200D AS-i Communication: AS-Interface DOL starter Basic Mechanical switching AC-3, 0.75KW / 400 V 0.15 A...2.00 A Electronic overload protection Thermistor: THERMOCLICK / PTC with brake contact 400 V AC 2DI AS-i + 2DI / 1DO on device Han Q4/2 - Han Q8/0 with manual on-site operation and key-operated switch | - | 0 | 0
3RK1315-6KS41-2AA3-Z | V01 | 3RK1315-6KS41-2AA3-ZV01 | 1 | UN | 1 | 0 | A | D | EAR99 | N | 85365080 | 1 | 4011209936089 | 3.81 | KG | 676.8 | 676.8 | CP01 | CP01 | SIRIUS motor starter M200D AS-i Communication: AS-Interface DOL starter Basic Special variant VANDERLANDE Other pin assignment brake Special firmware VANDERLANDE Mechanical switching AC-3, 0,75KW / 400 V 0.15 A...2.00 A Electronic overload protection Thermistor: THERMOCLICK / PTC with brake contact 400 V AC 2DI AS-i + 2DI / 1DO on device Han Q4/2 - Han Q8/0 with manual on-site operation and key-operated switch | - | 0 | 9
3RK1315-6KS41-2AA5 |  | 3RK1315-6KS41-2AA5 | 1 | UN | 1 | 15 | C | D | EAR99 | N | 85365080 | 1 | 4011209822993 | 3.83 | KG | 696 | 696 | CP01 | CP01 | SIRIUS motor starter M200D AS-i Communication: AS-Interface DOL starter Basic Mechanical switching AC-3, 0.75KW / 400 V 0.15 A...2.00 A Electronic overload protection Thermistor: THERMOCLICK / PTC with brake contact 180 V DC 2DI AS-i + 2DI / 1DO on device Han Q4/2 - Han Q8/0 with manual on-site operation and key-operated switch | - | 0 | 0
3RK1315-6KS41-2LA0 |  | 3RK1315-6KS41-2LA0 | 1 | UN | 1 | 15 | C | D | EAR99 | N | 85365080 | 1 | 4047621028514 | 3.751 | KG | 559.2 | 559.2 | CP01 | CP01 | SIRIUS motor starter M200D AS-i Communication: AS-Interface DOL starter Basic Mechanical switching AC-3; 0,75KW/400V; 0.15A-2.00A; Electronic overload protection Thermistor: Thermoclick / PTC without brake contact 2 DI AS-I + 2 DI / 1 DO on device HAN Q4/2 - HAN Q8/0 with manual on-site operation and key-operated switch for SPPAL | - | 0 | 9
3RK1315-6KS41-3AA0 |  | 3RK1315-6KS41-3AA0 | 1 | UN | 1 | 15 | C | D | N | N | 85365080 | 1 | 4011209823037 | 4 | KG | 626.4 | 626.4 | CP01 | CP01 | SIRIUS motor starter M200D AS-i Communication: AS-Interface Reversing starter Basic Mechanical switching AC-3, 0.75KW / 400 V 0.15 A...2.00 A Electronic overload protection Thermistor: THERMOCLICK / PTC without brake contact 2DI AS-i + 2DI / 1DO on device Han Q4/2 - Han Q8/0 with manual on-site operation and key-operated switch | - | 0 | 0
3RK1315-6KS41-3AA3 |  | 3RK1315-6KS41-3AA3 | 1 | UN | 1 | 15 | C | D | EAR99 | N | 85365080 | 1 | 4011209823044 | 4.045 | KG | 704.4 | 704.4 | CP01 | CP01 | SIRIUS motor starter M200D AS-i Communication: AS-Interface Reversing starter Basic Mechanical switching AC-3, 0.75KW / 400 V 0.15 A...2.00 A Electronic overload protection Thermistor: THERMOCLICK / PTC with brake contact 400 V AC 2DI AS-i + 2DI / 1DO on device Han Q4/2 - Han Q8/0 with manual on-site operation and key-operated switch | - | 0 | 0
3RK1315-6KS41-3AA3-Z | V01 | 3RK1315-6KS41-3AA3-ZV01 | 1 | UN | 1 | 0 | A | D | EAR99 | N | 85365080 | 1 | 4011209936096 | 4.01 | KG | 744 | 744 | CP01 | CP01 | SIRIUS motor starter M200D AS-i Communication: AS-Interface Reversing starter Basic Special variant VANDERLANDE Other pin assignment brake Special firmware VANDERLANDE Mechanical switching AC-3, 0,75KW / 400 V 0.15 A...2.00 A Electronic overload protection Thermistor: THERMOCLICK / PTC with brake contact 400 V AC 2DI AS-i + 2DI / 1DO on device Han Q4/2 - Han Q8/0 with manual on-site operation and key-operated switch | - | 0 | 9
3RK1315-6KS41-3AA5 |  | 3RK1315-6KS41-3AA5 | 1 | UN | 1 | 15 | C | D | EAR99 | N | 85365080 | 1 | 4011209823051 | 4.037 | KG | 764.4 | 764.4 | CP01 | CP01 | SIRIUS motor starter M200D AS-i Communication: AS-Interface Reversing starter Basic Mechanical switching AC-3, 0.75KW / 400 V 0.15 A...2.00 A Electronic overload protection Thermistor: THERMOCLICK / PTC with brake contact 180 V DC 2DI AS-i + 2DI / 1DO on device Han Q4/2 - Han Q8/0 with manual on-site operation and key-operated switch | - | 0 | 0
3RK1315-6KS71-0AA0 |  | 3RK1315-6KS71-0AA0 | 1 | UN | 1 | 15 | C | D | EAR99 | N | 85365080 | 1 | 4011209823068 | 3.879 | KG | 604.8 | 604.8 | CP01 | CP01 | SIRIUS motor starter M200D AS-i Communication: AS-Interface DOL starter Basic Electronic switching AC-3, 0.75KW / 400 V 0.15 A...2.00 A Electronic overload protection Thermistor: THERMOCLICK / PTC without brake contact 2DI AS-i + 2DI / 1DO on device Han Q4/2 - Han Q8/0 | - | 0 | 0
3RK1315-6KS71-0AA3 |  | 3RK1315-6KS71-0AA3 | 1 | UN | 1 | 15 | C | D | EAR99 | N | 85365080 | 1 | 4011209823075 | 4.22 | KG | 682.8 | 682.8 | CP01 | CP01 | SIRIUS motor starter M200D AS-i Communication: AS-Interface DOL starter Basic Electronic switching AC-3, 0.75KW / 400 V 0.15 A...2.00 A Electronic overload protection Thermistor: THERMOCLICK / PTC with brake contact 400 V AC 2DI AS-i + 2DI / 1DO on device Han Q4/2 - Han Q8/0 | - | 0 | 0
3RK1315-6KS71-0AA5 |  | 3RK1315-6KS71-0AA5 | 1 | UN | 1 | 15 | C | D | EAR99 | N | 85365080 | 1 | 4011209823082 | 3.942 | KG | 742.8 | 742.8 | CP01 | CP01 | SIRIUS motor starter M200D AS-i Communication: AS-Interface DOL starter Basic Electronic switching AC-3, 0.75KW / 400 V 0.15 A...2.00 A Electronic overload protection Thermistor: THERMOCLICK / PTC with brake contact 180 V DC 2DI AS-i + 2DI / 1DO on device Han Q4/2 - Han Q8/0 | - | 0 | 0
3RK1315-6KS71-1AA0 |  | 3RK1315-6KS71-1AA0 | 1 | UN | 1 | 15 | C | D | EAR99 | N | 85365080 | 1 | 4011209823129 | 4.13 | KG | 673.2 | 673.2 | CP01 | CP01 | SIRIUS motor starter M200D AS-i Communication: AS-Interface Reversing starter Basic Electronic switching AC-3, 0.75KW / 400 V 0.15 A...2.00 A Electronic overload protection Thermistor: THERMOCLICK / PTC without brake contact 2DI AS-i + 2DI / 1DO on device Han Q4/2 - Han Q8/0 | - | 0 | 0
3RK1315-6KS71-1AA3 |  | 3RK1315-6KS71-1AA3 | 1 | UN | 1 | 15 | C | D | EAR99 | N | 85365080 | 1 | 4011209823136 | 4.42 | KG | 751.2 | 751.2 | CP01 | CP01 | SIRIUS motor starter M200D AS-i Communication: AS-Interface Reversing starter Basic Electronic switching AC-3, 0.75KW / 400 V 0.15 A...2.00 A Electronic overload protection Thermistor: THERMOCLICK / PTC with brake contact 400 V AC 2DI AS-i + 2DI / 1DO on device Han Q4/2 - Han Q8/0 | - | 0 | 0
3RK1315-6KS71-1AA5 |  | 3RK1315-6KS71-1AA5 | 1 | UN | 1 | 15 | C | D | EAR99 | N | 85365080 | 1 | 4011209823143 | 4.18 | KG | 811.2 | 811.2 | CP01 | CP01 | SIRIUS motor starter M200D AS-i Communication: AS-Interface Reversing starter Basic Electronic switching AC-3, 0.75KW / 400 V 0.15 A...2.00 A Electronic overload protection Thermistor: THERMOCLICK / PTC with brake contact 180 V DC 2DI AS-i + 2DI / 1DO on device Han Q4/2 - Han Q8/0 | - | 0 | 0
3RK1315-6KS71-2AA0 |  | 3RK1315-6KS71-2AA0 | 1 | UN | 1 | 15 | C | D | EAR99 | N | 85365080 | 1 | 4011209823099 | 3.93 | KG | 655.2 | 655.2 | CP01 | CP01 | SIRIUS motor starter M200D AS-i Communication: AS-Interface DOL starter Basic Electronic switching AC-3, 0.75KW / 400 V 0.15 A...2.00 A Electronic overload protection Thermistor: THERMOCLICK / PTC without brake contact 2DI AS-i + 2DI / 1DO on device Han Q4/2 - Han Q8/0 with manual on-site operation and key-operated switch | - | 0 | 0
3RK1315-6KS71-2AA3 |  | 3RK1315-6KS71-2AA3 | 1 | UN | 1 | 15 | C | D | EAR99 | N | 85365080 | 1 | 4011209823105 | 3.727 | KG | 733.2 | 733.2 | CP01 | CP01 | SIRIUS motor starter M200D AS-i Communication: AS-Interface DOL starter Basic Electronic switching AC-3, 0.75KW / 400 V 0.15 A...2.00 A Electronic overload protection Thermistor: THERMOCLICK / PTC with brake contact 400 V AC 2DI AS-i + 2DI / 1DO on device Han Q4/2 - Han Q8/0 with manual on-site operation and key-operated switch | - | 0 | 0
3RK1315-6KS71-2AA5 |  | 3RK1315-6KS71-2AA5 | 1 | UN | 1 | 15 | C | D | EAR99 | N | 85365080 | 1 | 4011209823112 | 3.977 | KG | 793.2 | 793.2 | CP01 | CP01 | SIRIUS motor starter M200D AS-i Communication: AS-Interface DOL starter Basic Electronic switching AC-3, 0.75KW / 400 V 0.15 A...2.00 A Electronic overload protection Thermistor: THERMOCLICK / PTC with brake contact 180 V DC 2DI AS-i + 2DI / 1DO on device Han Q4/2 - Han Q8/0 with manual on-site operation and key-operated switch | - | 0 | 0
3RK1315-6KS71-3AA0 |  | 3RK1315-6KS71-3AA0 | 1 | UN | 1 | 15 | C | D | N | N | 85365080 | 1 | 4011209823150 | 4.22 | KG | 723.6 | 723.6 | CP01 | CP01 | SIRIUS motor starter M200D AS-i Communication: AS-Interface Reversing starter Basic Electronic switching AC-3, 0.75KW / 400 V 0.15 A...2.00 A Electronic overload protection Thermistor: THERMOCLICK / PTC without brake contact 2DI AS-i + 2DI / 1DO on device Han Q4/2 - Han Q8/0 with manual on-site operation and key-operated switch | - | 0 | 0
3RK1315-6KS71-3AA3 |  | 3RK1315-6KS71-3AA3 | 1 | UN | 1 | 15 | C | D | EAR99 | N | 85365080 | 1 | 4011209823167 | 4.272 | KG | 801.6 | 801.6 | CP01 | CP01 | SIRIUS motor starter M200D AS-i Communication: AS-Interface Reversing starter Basic Electronic switching AC-3, 0.75KW / 400 V 0.15 A...2.00 A Electronic overload protection Thermistor: THERMOCLICK / PTC with brake contact 400 V AC 2DI AS-i + 2DI / 1DO on device Han Q4/2 - Han Q8/0 with manual on-site operation and key-operated switch | - | 0 | 0
3RK1315-6KS71-3AA5 |  | 3RK1315-6KS71-3AA5 | 1 | UN | 1 | 15 | C | D | EAR99 | N | 85365080 | 1 | 4011209823174 | 4.31 | KG | 861.6 | 861.6 | CP01 | CP01 | SIRIUS motor starter M200D AS-i Communication: AS-Interface Reversing starter Basic Electronic switching AC-3, 0.75KW / 400 V 0.15 A...2.00 A Electronic overload protection Thermistor: THERMOCLICK / PTC with brake contact 180 V DC 2DI AS-i + 2DI / 1DO on device Han Q4/2 - Han Q8/0 with manual on-site operation and key-operated switch | - | 0 | 0
3RK1315-6LS41-0AA0 |  | 3RK1315-6LS41-0AA0 | 1 | UN | 1 | 15 | C | D | EAR99 | N | 85365080 | 1 | 4011209823181 | 3.682 | KG | 536.4 | 536.4 | CP01 | CP01 | SIRIUS motor starter M200D AS-i Communication: AS-Interface DOL starter Basic Mechanical switching AC-3, 5.5 kW / 400 V 1.5 A...12.00 A Electronic overload protection Thermistor: THERMOCLICK / PTC without brake contact 2DI AS-i + 2DI / 1DO on device Han Q4/2 - Han Q8/0 | - | 0 | 0
3RK1315-6LS41-0AA3 |  | 3RK1315-6LS41-0AA3 | 1 | UN | 1 | 15 | C | D | EAR99 | N | 85365080 | 1 | 4011209823198 | 3.64 | KG | 614.4 | 614.4 | CP01 | CP01 | SIRIUS motor starter M200D AS-i Communication: AS-Interface DOL starter Basic Mechanical switching AC-3, 5.5 kW / 400 V 1.5 A...12.00 A Electronic overload protection Thermistor: THERMOCLICK / PTC with brake contact 400 V AC 2DI AS-i + 2DI / 1DO on device Han Q4/2 - Han Q8/0 | - | 0 | 0
3RK1315-6LS41-0AA5 |  | 3RK1315-6LS41-0AA5 | 1 | UN | 1 | 15 | C | D | EAR99 | N | 85365080 | 1 | 4011209823204 | 3.5 | KG | 674.4 | 674.4 | CP01 | CP01 | SIRIUS motor starter M200D AS-i Communication: AS-Interface DOL starter Basic Mechanical switching AC-3, 5.5 kW / 400 V 1.5 A...12.00 A Electronic overload protection Thermistor: THERMOCLICK / PTC with brake contact 180 V DC 2DI AS-i + 2DI / 1DO on device Han Q4/2 - Han Q8/0 | - | 0 | 0
3RK1315-6LS41-1AA0 |  | 3RK1315-6LS41-1AA0 | 1 | UN | 1 | 15 | C | D | EAR99 | N | 85365080 | 1 | 4011209823242 | 3.855 | KG | 604.8 | 604.8 | CP01 | CP01 | SIRIUS motor starter M200D AS-i Communication: AS-Interface Reversing starter Basic Mechanical switching AC-3, 5.5 kW / 400 V 1.5 A...12.00 A Electronic overload protection Thermistor: THERMOCLICK / PTC without brake contact 2DI AS-i + 2DI / 1DO on device Han Q4/2 - Han Q8/0 | - | 0 | 0
3RK1315-6LS41-1AA3 |  | 3RK1315-6LS41-1AA3 | 1 | UN | 1 | 15 | C | D | EAR99 | N | 85365080 | 1 | 4011209823259 | 3.98 | KG | 682.8 | 682.8 | CP01 | CP01 | SIRIUS motor starter M200D AS-i Communication: AS-Interface Reversing starter Basic Mechanical switching 400 V 3 AC/5.5 kW 1.5...12.00 A Electronic overload protection Thermistor: THERMOCLICK / PTC with brake contact 400 V AC 2DI AS-i + 2DI / 1DO on device Han Q4/2 - Han Q8/0 | - | 0 | 0
3RK1315-6LS41-1AA5 |  | 3RK1315-6LS41-1AA5 | 1 | UN | 1 | 15 | C | D | EAR99 | N | 85365080 | 1 | 4011209823266 | 3.908 | KG | 742.8 | 742.8 | CP01 | CP01 | SIRIUS motor starter M200D AS-i Communication: AS-Interface Reversing starter Basic Mechanical switching AC-3, 5.5 kW / 400 V 1.5 A...12.00 A Electronic overload protection Thermistor: THERMOCLICK / PTC with brake contact 180 V DC 2DI AS-i + 2DI / 1DO on device Han Q4/2 - Han Q8/0 | - | 0 | 0
3RK1315-6LS41-2AA0 |  | 3RK1315-6LS41-2AA0 | 1 | UN | 1 | 15 | C | D | EAR99 | N | 85365080 | 1 | 4011209823211 | 3.746 | KG | 586.8 | 586.8 | CP01 | CP01 | SIRIUS motor starter M200D AS-i Communication: AS-Interface DOL starter Basic Mechanical switching AC-3, 5.5 kW / 400 V 1.5 A...12.00 A Electronic overload protection Thermistor: THERMOCLICK / PTC without brake contact 2DI AS-i + 2DI / 1DO on device Han Q4/2 - Han Q8/0 with manual on-site operation and key-operated switch | - | 0 | 0
3RK1315-6LS41-2AA3 |  | 3RK1315-6LS41-2AA3 | 1 | UN | 1 | 15 | C | D | EAR99 | N | 85365080 | 1 | 4011209823228 | 3.671 | KG | 664.8 | 664.8 | CP01 | CP01 | SIRIUS motor starter M200D AS-i Communication: AS-Interface DOL starter Basic Mechanical switching AC-3, 5.5 kW / 400 V 1.5 A...12.00 A Electronic overload protection Thermistor: THERMOCLICK / PTC with brake contact 400 V AC 2DI AS-i + 2DI / 1DO on device Han Q4/2 - Han Q8/0 with manual on-site operation and key-operated switch | - | 0 | 0
3RK1315-6LS41-2AA3-Z | V01 | 3RK1315-6LS41-2AA3-ZV01 | 1 | UN | 1 | 0 | A | D | EAR99 | N | 85365080 | 1 | 4011209936102 | 3.697 | KG | 700.8 | 700.8 | CP01 | CP01 | SIRIUS motor starter M200D AS-i Communication: AS-Interface DOL starter Basic Special variant VANDERLANDE Other pin assignment brake Special firmware VANDERLANDE Mechanical switching AC-3, 5.5 kW / 400 V 1.5 A...12.00 A Electronic overload protection Thermistor: THERMOCLICK / PTC with brake contact 400 V AC 2DI AS-i + 2DI / 1DO on device Han Q4/2 - Han Q8/0 with manual on-site operation and key-operated switch | - | 0 | 9
3RK1315-6LS41-2AA5 |  | 3RK1315-6LS41-2AA5 | 1 | UN | 1 | 15 | C | D | EAR99 | N | 85365080 | 1 | 4011209823235 | 3.84 | KG | 724.8 | 724.8 | CP01 | CP01 | SIRIUS motor starter M200D AS-i Communication: AS-Interface DOL starter Basic Mechanical switching AC-3, 5.5 kW / 400 V 1.5 A...12.00 A Electronic overload protection Thermistor: THERMOCLICK / PTC with brake contact 180 V DC 2DI AS-i + 2DI / 1DO on device Han Q4/2 - Han Q8/0 with manual on-site operation and key-operated switch | - | 0 | 0
3RK1315-6LS41-3AA0 |  | 3RK1315-6LS41-3AA0 | 1 | UN | 1 | 15 | C | D | EAR99 | N | 85365080 | 1 | 4011209823273 | 4.027 | KG | 655.2 | 655.2 | CP01 | CP01 | SIRIUS motor starter M200D AS-i Communication: AS-Interface Reversing starter Basic Mechanical switching AC-3, 5.5 kW / 400 V 1.5 A...12.00 A Electronic overload protection Thermistor: THERMOCLICK / PTC without brake contact 2DI AS-i + 2DI / 1DO on device Han Q4/2 - Han Q8/0 with manual on-site operation and key-operated switch | - | 0 | 0
3RK1315-6LS41-3AA3 |  | 3RK1315-6LS41-3AA3 | 1 | UN | 1 | 15 | C | D | EAR99 | N | 85365080 | 1 | 4011209823280 | 3.99 | KG | 733.2 | 733.2 | CP01 | CP01 | SIRIUS motor starter M200D AS-i Communication: AS-Interface Reversing starter Basic Mechanical switching AC-3, 5.5 kW / 400 V 1.5 A...12.00 A Electronic overload protection Thermistor: THERMOCLICK / PTC with brake contact 400 V AC 2DI AS-i + 2DI / 1DO on device Han Q4/2 - Han Q8/0 with manual on-site operation and key-operated switch | - | 0 | 0
3RK1315-6LS41-3AA3-Z | V01 | 3RK1315-6LS41-3AA3-ZV01 | 1 | UN | 1 | 0 | A | D | EAR99 | N | 85365080 | 1 | 4011209936119 | 4.03 | KG | 769.2 | 769.2 | CP01 | CP01 | SIRIUS motor starter M200D AS-i Communication: AS-Interface Reversing starter Basic Special variant VANDERLANDE Other pin assignment brake Special firmware VANDERLANDE Mechanical switching AC-3, 5.5 kW / 400 V 1.5 A...12.00 A Electronic overload protection Thermistor: THERMOCLICK / PTC with brake contact 400 V AC 2DI AS-i + 2DI / 1DO on device Han Q4/2 - Han Q8/0 with manual on-site operation and key-operated switch | - | 0 | 9
3RK1315-6LS41-3AA5 |  | 3RK1315-6LS41-3AA5 | 1 | UN | 1 | 15 | C | D | EAR99 | N | 85365080 | 1 | 4011209823297 | 4 | KG | 793.2 | 793.2 | CP01 | CP01 | SIRIUS motor starter M200D AS-i Communication: AS-Interface Reversing starter Basic Mechanical switching AC-3, 5.5 kW / 400 V 1.5 A...12.00 A Electronic overload protection Thermistor: THERMOCLICK / PTC with brake contact 180 V DC 2DI AS-i + 2DI / 1DO on device Han Q4/2 - Han Q8/0 with manual on-site operation and key-operated switch | - | 0 | 0
3RK1315-6NS71-0AA0 |  | 3RK1315-6NS71-0AA0 | 1 | UN | 1 | 15 | C | D | EAR99 | N | 85365080 | 1 | 4011209823303 | 3.959 | KG | 633.6 | 633.6 | CP01 | CP01 | SIRIUS motor starter M200D AS-i Communication: AS-Interface DOL starter Basic Electronic switching AC-3, 4 kW / 400 V 1.5 A...9.00 A Electronic overload protection Thermistor: THERMOCLICK / PTC without brake contact 2DI AS-i + 2DI / 1DO on device Han Q4/2 - Han Q8/0 | - | 0 | 0
3RK1315-6NS71-0AA3 |  | 3RK1315-6NS71-0AA3 | 1 | UN | 1 | 15 | C | D | EAR99 | N | 85365080 | 1 | 4011209823433 | 4.22 | KG | 711.6 | 711.6 | CP01 | CP01 | SIRIUS motor starter M200D AS-i Communication: AS-Interface DOL starter Basic Electronic switching AC-3, 4 kW / 400 V 1.5 A...9.00 A Electronic overload protection Thermistor: THERMOCLICK / PTC with brake contact 230/400 V AC 2DI AS-i + 2DI / 1DO on device Han Q4/2 - Han Q8/0 | - | 0 | 0
3RK1315-6NS71-0AA5 |  | 3RK1315-6NS71-0AA5 | 1 | UN | 1 | 15 | C | D | EAR99 | N | 85365080 | 1 | 4011209823310 | 4.002 | KG | 771.6 | 771.6 | CP01 | CP01 | SIRIUS motor starter M200D AS-i Communication: AS-Interface DOL starter Basic Electronic switching AC-3, 4 kW / 400 V 1.5 A...9.00 A Electronic overload protection Thermistor: THERMOCLICK / PTC with brake contact 180 V DC 2DI AS-i + 2DI / 1DO on device Han Q4/2 - Han Q8/0 | - | 0 | 0
3RK1315-6NS71-1AA0 |  | 3RK1315-6NS71-1AA0 | 1 | UN | 1 | 15 | C | D | EAR99 | N | 85365080 | 1 | 4011209823358 | 4.15 | KG | 702 | 702 | CP01 | CP01 | SIRIUS motor starter M200D AS-i Communication: AS-Interface Reversing starter Basic Electronic switching AC-3, 4 kW / 400 V 1.5 A...9.00 A Electronic overload protection Thermistor: THERMOCLICK / PTC without brake contact 2DI AS-i + 2DI / 1DO on device Han Q4/2 - Han Q8/0 | - | 0 | 0
3RK1315-6NS71-1AA3 |  | 3RK1315-6NS71-1AA3 | 1 | UN | 1 | 15 | C | D | EAR99 | N | 85365080 | 1 | 4011209823365 | 4.42 | KG | 780 | 780 | CP01 | CP01 | SIRIUS motor starter M200D AS-i Communication: AS-Interface Reversing starter Basic Electronic switching AC-3, 4 kW / 400 V 1.5 A...9.00 A Electronic overload protection Thermistor: THERMOCLICK / PTC with brake contact 230/400 V AC 2DI AS-i + 2DI / 1DO on device Han Q4/2 - Han Q8/0 | - | 0 | 0
3RK1315-6NS71-1AA5 |  | 3RK1315-6NS71-1AA5 | 1 | UN | 1 | 15 | C | D | EAR99 | N | 85365080 | 1 | 4011209823372 | 4.42 | KG | 840 | 840 | CP01 | CP01 | SIRIUS motor starter M200D AS-i Communication: AS-Interface Reversing starter Basic Electronic switching AC-3, 4 kW / 400 V 1.5 A...9.00 A Electronic overload protection Thermistor: THERMOCLICK / PTC with brake contact 180 V DC 2DI AS-i + 2DI / 1DO on device Han Q4/2 - Han Q8/0 | - | 0 | 0
3RK1315-6NS71-2AA0 |  | 3RK1315-6NS71-2AA0 | 1 | UN | 1 | 15 | C | D | EAR99 | N | 85365080 | 1 | 4011209823327 | 4.008 | KG | 684 | 684 | CP01 | CP01 | SIRIUS motor starter M200D AS-i Communication: AS-Interface DOL starter Basic Electronic switching AC-3, 4 kW / 400 V 1.5 A...9.00 A Electronic overload protection Thermistor: THERMOCLICK / PTC without brake contact 2DI AS-i + 2DI / 1DO on device Han Q4/2 - Han Q8/0 with manual on-site operation and key-operated switch | - | 0 | 0
3RK1315-6NS71-2AA3 |  | 3RK1315-6NS71-2AA3 | 1 | UN | 1 | 15 | C | D | EAR99 | N | 85365080 | 1 | 4011209823334 | 4.07 | KG | 762 | 762 | CP01 | CP01 | SIRIUS motor starter M200D AS-i Communication: AS-Interface DOL starter Basic Electronic switching AC-3, 4 kW / 400 V 1.5 A...9.00 A Electronic overload protection Thermistor: THERMOCLICK / PTC with brake contact 230/400 V AC 2DI AS-i + 2DI / 1DO on device Han Q4/2 - Han Q8/0 with manual on-site operation and key-operated switch | - | 0 | 0
3RK1315-6NS71-2AA5 |  | 3RK1315-6NS71-2AA5 | 1 | UN | 1 | 15 | C | D | EAR99 | N | 85365080 | 1 | 4011209823341 | 4.061 | KG | 822 | 822 | CP01 | CP01 | SIRIUS motor starter M200D AS-i Communication: AS-Interface DOL starter Basic Electronic switching AC-3, 4 kW / 400 V 1.5 A...9.00 A Electronic overload protection Thermistor: THERMOCLICK / PTC with brake contact 180 V DC 2DI AS-i + 2DI / 1DO on device Han Q4/2 - Han Q8/0 with manual on-site operation and key-operated switch | - | 0 | 0
3RK1315-6NS71-3AA0 |  | 3RK1315-6NS71-3AA0 | 1 | UN | 1 | 15 | C | D | EAR99 | N | 85365080 | 1 | 4011209823389 | 4.23 | KG | 752.4 | 752.4 | CP01 | CP01 | SIRIUS motor starter M200D AS-i Communication: AS-Interface Reversing starter Basic Electronic switching AC-3, 4 kW / 400 V 1.5 A...9.00 A Electronic overload protection Thermistor: THERMOCLICK / PTC without brake contact 2DI AS-i + 2DI / 1DO on device Han Q4/2 - Han Q8/0 with manual on-site operation and key-operated switch | - | 0 | 0
3RK1315-6NS71-3AA3 |  | 3RK1315-6NS71-3AA3 | 1 | UN | 1 | 15 | C | D | EAR99 | N | 85365080 | 1 | 4011209823396 | 4.314 | KG | 830.4 | 830.4 | CP01 | CP01 | SIRIUS motor starter M200D AS-i Communication: AS-Interface Reversing starter Basic Electronic switching AC-3, 4 kW / 400 V 1.5 A...9.00 A Electronic overload protection Thermistor: THERMOCLICK / PTC with brake contact 230/400 V AC 2DI AS-i + 2DI / 1DO on device Han Q4/2 - Han Q8/0 with manual on-site operation and key-operated switch | - | 0 | 0
3RK1315-6NS71-3AA5 |  | 3RK1315-6NS71-3AA5 | 1 | UN | 1 | 15 | C | D | EAR99 | N | 85365080 | 1 | 4011209823402 | 4.28 | KG | 890.4 | 890.4 | CP01 | CP01 | SIRIUS motor starter M200D AS-i Communication: AS-Interface Reversing starter Basic Electronic switching AC-3, 4 kW / 400 V 1.5 A...9.00 A Electronic overload protection Thermistor: THERMOCLICK / PTC with brake contact 180 V DC 2DI AS-i + 2DI / 1DO on device Han Q4/2 - Han Q8/0 with manual on-site operation and key-operated switch | - | 0 | 0
3RK1325-6KS41-0AA0 |  | 3RK1325-6KS41-0AA0 | 1 | UN | 1 | 15 | C | D | EAR99 | N | 85365080 | 1 | 4011209823440 | 3.744 | KG | 573.6 | 573.6 | CP01 | CP01 | SIRIUS motor starter M200D AS-i Communication: AS-Interface DOL starter Standard Mechanical switching AC-3, 0.75KW / 400 V 0.15 A...2.00 A Electronic overload protection Electronic overload protection Thermistor: THERMOCLICK / PTC without brake contact 4 DI/1 DO AS-i Han Q4/2 - Han Q8/0 | - | 0 | 0
3RK1325-6KS41-0AA3 |  | 3RK1325-6KS41-0AA3 | 1 | UN | 1 | 15 | C | D | EAR99 | N | 85365080 | 1 | 4011209823457 | 3.662 | KG | 651.6 | 651.6 | CP01 | CP01 | SIRIUS motor starter M200D AS-i Communication: AS-Interface DOL starter Standard Mechanical switching AC-3, 0.75KW / 400 V 0.15 A...2.00 A Electronic overload protection Thermistor: THERMOCLICK / PTC with brake contact 400 V AC 4 DI / 1 DO AS-i Han Q4/2 - Han Q8/0 | - | 0 | 0
3RK1325-6KS41-0AA5 |  | 3RK1325-6KS41-0AA5 | 1 | UN | 1 | 15 | C | D | EAR99 | N | 85365080 | 1 | 4011209823464 | 3.88 | KG | 711.6 | 711.6 | CP01 | CP01 | SIRIUS motor starter M200D AS-i Communication: AS-Interface DOL starter Standard Mechanical switching AC-3, 0.75KW / 400 V 0.15 A...2.00 A Electronic overload protection Thermistor: THERMOCLICK / PTC with brake contact 180 V DC 4 DI / 1 DO AS-i Han Q4/2 - Han Q8/0 | - | 0 | 0
3RK1325-6KS41-1AA0 |  | 3RK1325-6KS41-1AA0 | 1 | UN | 1 | 15 | C | D | EAR99 | N | 85365080 | 1 | 4011209823501 | 3.913 | KG | 642 | 642 | CP01 | CP01 | SIRIUS motor starter M200D AS-i Communication: AS-Interface Reversing starter standard Mechanical switching AC-3, 0.75KW / 400 V 0.15 A...2.00 A Electronic overload protection Thermistor: THERMOCLICK / PTC without brake contact 4 DI / 1 DO AS-i Han Q4/2 - Han Q8/0 | - | 0 | 0
3RK1325-6KS41-1AA3 |  | 3RK1325-6KS41-1AA3 | 1 | UN | 1 | 15 | C | D | EAR99 | N | 85365080 | 1 | 4011209823518 | 3.932 | KG | 720 | 720 | CP01 | CP01 | SIRIUS motor starter M200D AS-i Communication: AS-Interface Reversing starter standard Mechanical switching AC-3, 0.75KW / 400 V 0.15 A...2.00 A Electronic overload protection Thermistor: THERMOCLICK / PTC with brake contact 400 V AC 4 DI / 1 DO AS-i Han Q4/2 - Han Q8/0 | - | 0 | 0
3RK1325-6KS41-1AA5 |  | 3RK1325-6KS41-1AA5 | 1 | UN | 1 | 15 | C | D | EAR99 | N | 85365080 | 1 | 4011209823525 | 4.13 | KG | 780 | 780 | CP01 | CP01 | SIRIUS motor starter M200D AS-i Communication: AS-Interface Reversing starter standard Mechanical switching AC-3, 0.75KW / 400 V 0.15 A...2.00 A Electronic overload protection Thermistor: THERMOCLICK / PTC with brake contact 180 V DC 4 DI / 1 DO AS-i Han Q4/2 - Han Q8/0 | - | 0 | 0
3RK1325-6KS41-2AA0 |  | 3RK1325-6KS41-2AA0 | 1 | UN | 1 | 15 | C | D | EAR99 | N | 85365080 | 1 | 4011209823471 | 3.722 | KG | 624 | 624 | CP01 | CP01 | SIRIUS motor starter M200D AS-i Communication: AS-Interface DOL starter Standard Mechanical switching AC-3, 0.75KW / 400 V 0.15 A...2.00 A Electronic overload protection Thermistor: THERMOCLICK / PTC without brake contact 4 DI / 1 DO AS-i Han Q4/2 - Han Q8/0 with manual on-site operation and key-operated switch | - | 0 | 0
3RK1325-6KS41-2AA3 |  | 3RK1325-6KS41-2AA3 | 1 | UN | 1 | 15 | C | D | EAR99 | N | 85365080 | 1 | 4011209823488 | 3.758 | KG | 702 | 702 | CP01 | CP01 | SIRIUS motor starter M200D AS-i Communication: AS-Interface DOL starter Standard Mechanical switching AC-3, 0.75KW / 400 V 0.15 A...2.00 A Electronic overload protection Thermistor: THERMOCLICK / PTC with brake contact 400 V AC 4 DI / 1 DO AS-i Han Q4/2 - Han Q8/0 with manual on-site operation and key-operated switch | - | 0 | 0
3RK1325-6KS41-2AA5 |  | 3RK1325-6KS41-2AA5 | 1 | UN | 1 | 15 | C | D | EAR99 | N | 85365080 | 1 | 4011209823495 | 3.72 | KG | 762 | 762 | CP01 | CP01 | SIRIUS motor starter M200D AS-i Communication: AS-Interface DOL starter Standard Mechanical switching AC-3, 0.75KW / 400 V 0.15 A...2.00 A Electronic overload protection Thermistor: THERMOCLICK / PTC with brake contact 180 V DC 4 DI / 1 DO AS-i Han Q4/2 - Han Q8/0 with manual on-site operation and key-operated switch | - | 0 | 0
3RK1325-6KS41-3AA0 |  | 3RK1325-6KS41-3AA0 | 1 | UN | 1 | 15 | C | D | N | N | 85365080 | 1 | 4011209823532 | 4.023 | KG | 692.4 | 692.4 | CP01 | CP01 | SIRIUS motor starter M200D AS-i Communication: AS-Interface Reversing starter standard Mechanical switching AC-3, 0.75KW / 400 V 0.15 A...2.00 A Electronic overload protection Thermistor: THERMOCLICK / PTC without brake contact 4 DI / 1 DO AS-i Han Q4/2 - Han Q8/0 with manual on-site operation and key-operated switch | - | 0 | 0
3RK1325-6KS41-3AA3 |  | 3RK1325-6KS41-3AA3 | 1 | UN | 1 | 15 | C | D | EAR99 | N | 85365080 | 1 | 4011209823549 | 4.068 | KG | 770.4 | 770.4 | CP01 | CP01 | SIRIUS motor starter M200D AS-i Communication: AS-Interface Reversing starter standard Mechanical switching AC-3, 0.75KW / 400 V 0.15 A...2.00 A Electronic overload protection Thermistor: THERMOCLICK / PTC with brake contact 400 V AC 4 DI / 1 DO AS-i Han Q4/2 - Han Q8/0 with manual on-site operation and key-operated switch | - | 0 | 0
3RK1325-6KS41-3AA5 |  | 3RK1325-6KS41-3AA5 | 1 | UN | 1 | 15 | C | D | EAR99 | N | 85365080 | 1 | 4011209823556 | 4.029 | KG | 830.4 | 830.4 | CP01 | CP01 | SIRIUS motor starter M200D AS-i Communication: AS-Interface Reversing starter standard Mechanical switching AC-3, 0.75KW / 400 V 0.15 A...2.00 A Electronic overload protection Thermistor: THERMOCLICK / PTC with brake contact 180 V DC 4 DI / 1 DO AS-i Han Q4/2 - Han Q8/0 with manual on-site operation and key-operated switch | - | 0 | 0
3RK1325-6KS71-0AA0 |  | 3RK1325-6KS71-0AA0 | 1 | UN | 1 | 15 | C | D | EAR99 | N | 85365080 | 1 | 4011209823563 | 3.79 | KG | 667.2 | 667.2 | CP01 | CP01 | SIRIUS motor starter M200D AS-i Communication: AS-Interface DOL starter Standard Electronic switching AC-3, 0.75KW / 400 V 0.15 A...2.00 A Electronic overload protection Thermistor: THERMOCLICK / PTC without brake contact 4 DI / 1 DO AS-i Han Q4/2 - Han Q8/0 | - | 0 | 0
3RK1325-6KS71-0AA3 |  | 3RK1325-6KS71-0AA3 | 1 | UN | 1 | 15 | C | D | EAR99 | N | 85365080 | 1 | 4011209823570 | 3.87 | KG | 745.2 | 745.2 | CP01 | CP01 | SIRIUS motor starter M200D AS-i Communication: AS-Interface DOL starter Standard Electronic switching AC-3, 0.75KW / 400 V 0.15 A...2.00 A Electronic overload protection Thermistor: THERMOCLICK / PTC with brake contact 400 V AC 4 DI / 1 DO AS-i Han Q4/2 - Han Q8/0 | - | 0 | 0
3RK1325-6KS71-0AA5 |  | 3RK1325-6KS71-0AA5 | 1 | UN | 1 | 15 | C | D | EAR99 | N | 85365080 | 1 | 4011209823587 | 3.889 | KG | 805.2 | 805.2 | CP01 | CP01 | SIRIUS motor starter M200D AS-i Communication: AS-Interface DOL starter Standard Electronic switching AC-3, 0.75KW / 400 V 0.15 A...2.00 A Electronic overload protection Thermistor: THERMOCLICK / PTC with brake contact 180 V DC 4 DI / 1 DO AS-i Han Q4/2 - Han Q8/0 | - | 0 | 0
3RK1325-6KS71-1AA0 |  | 3RK1325-6KS71-1AA0 | 1 | UN | 1 | 15 | C | D | EAR99 | N | 85365080 | 1 | 4011209823624 | 4.159 | KG | 735.6 | 735.6 | CP01 | CP01 | SIRIUS motor starter M200D AS-i Communication: AS-Interface Reversing starter standard Electronic switching AC-3, 0.75KW / 400 V 0.15 A...2.00 A Electronic overload protection Thermistor: THERMOCLICK / PTC without brake contact 4 DI / 1 DO AS-i Han Q4/2 - Han Q8/0 | - | 0 | 0
3RK1325-6KS71-1AA3 |  | 3RK1325-6KS71-1AA3 | 1 | UN | 1 | 15 | C | D | EAR99 | N | 85365080 | 1 | 4011209823631 | 4.146 | KG | 813.6 | 813.6 | CP01 | CP01 | SIRIUS motor starter M200D AS-i Communication: AS-Interface Reversing starter standard Electronic switching AC-3, 0.75KW / 400 V 0.15 A...2.00 A Electronic overload protection Thermistor: THERMOCLICK / PTC with brake contact 400 V AC 4 DI / 1 DO AS-i Han Q4/2 - Han Q8/0 | - | 0 | 0
3RK1325-6KS71-1AA5 |  | 3RK1325-6KS71-1AA5 | 1 | UN | 1 | 15 | C | D | EAR99 | N | 85365080 | 1 | 4011209823648 | 4.135 | KG | 873.6 | 873.6 | CP01 | CP01 | SIRIUS motor starter M200D AS-i Communication: AS-Interface Reversing starter standard Electronic switching AC-3, 0.75KW / 400 V 0.15 A...2.00 A Electronic overload protection Thermistor: THERMOCLICK / PTC with brake contact 180 V DC 4 DI / 1 DO AS-i Han Q4/2 - Han Q8/0 | - | 0 | 0
3RK1325-6KS71-2AA0 |  | 3RK1325-6KS71-2AA0 | 1 | UN | 1 | 15 | C | D | EAR99 | N | 85365080 | 1 | 4011209823594 | 4.016 | KG | 717.6 | 717.6 | CP01 | CP01 | SIRIUS motor starter M200D AS-i Communication: AS-Interface DOL starter Standard Electronic switching AC-3, 0.75KW / 400 V 0.15 A...2.00 A Electronic overload protection Thermistor: THERMOCLICK / PTC without brake contact 4 DI / 1 DO AS-i Han Q4/2 - Han Q8/0 with manual on-site operation and key-operated switch | - | 0 | 0
3RK1325-6KS71-2AA3 |  | 3RK1325-6KS71-2AA3 | 1 | UN | 1 | 15 | C | D | EAR99 | N | 85365080 | 1 | 4011209823600 | 3.99 | KG | 795.6 | 795.6 | CP01 | CP01 | SIRIUS motor starter M200D AS-i Communication: AS-Interface DOL starter Standard Electronic switching AC-3, 0.75KW / 400 V 0.15 A...2.00 A Electronic overload protection Thermistor: THERMOCLICK / PTC with brake contact 400 V AC 4 DI / 1 DO AS-i Han Q4/2 - Han Q8/0 with manual on-site operation and key-operated switch | - | 0 | 0
3RK1325-6KS71-2AA5 |  | 3RK1325-6KS71-2AA5 | 1 | UN | 1 | 15 | C | D | EAR99 | N | 85365080 | 1 | 4011209823617 | 3.996 | KG | 855.6 | 855.6 | CP01 | CP01 | SIRIUS motor starter M200D AS-i Communication: AS-Interface DOL starter Standard Electronic switching AC-3, 0.75KW / 400 V 0.15 A...2.00 A Electronic overload protection Thermistor: THERMOCLICK / PTC with brake contact 180 V DC 4 DI / 1 DO AS-i Han Q4/2 - Han Q8/0 with manual on-site operation and key-operated switch | - | 0 | 0
3RK1325-6KS71-3AA0 |  | 3RK1325-6KS71-3AA0 | 1 | UN | 1 | 15 | C | D | EAR99 | N | 85365080 | 1 | 4011209823655 | 4.232 | KG | 786 | 786 | CP01 | CP01 | SIRIUS motor starter M200D AS-i Communication: AS-Interface Reversing starter standard Electronic switching AC-3, 0.75KW / 400 V 0.15 A...2.00 A Electronic overload protection Thermistor: THERMOCLICK / PTC without brake contact 4 DI / 1 DO AS-i Han Q4/2 - Han Q8/0 with manual on-site operation and key-operated switch | - | 0 | 0
3RK1325-6KS71-3AA3 |  | 3RK1325-6KS71-3AA3 | 1 | UN | 1 | 15 | C | D | EAR99 | N | 85365080 | 1 | 4011209823662 | 4.21 | KG | 864 | 864 | CP01 | CP01 | SIRIUS motor starter M200D AS-i Communication: AS-Interface Reversing starter standard Electronic switching AC-3, 0.75KW / 400 V 0.15 A...2.00 A Electronic overload protection Thermistor: THERMOCLICK / PTC with brake contact 400 V AC 4 DI / 1 DO AS-i Han Q4/2 - Han Q8/0 with manual on-site operation and key-operated switch | - | 0 | 0
3RK1325-6KS71-3AA5 |  | 3RK1325-6KS71-3AA5 | 1 | UN | 1 | 15 | C | D | EAR99 | N | 85365080 | 1 | 4011209823679 | 4.266 | KG | 924 | 924 | CP01 | CP01 | SIRIUS motor starter M200D AS-i Communication: AS-Interface Reversing starter standard Electronic switching AC-3, 0.75KW / 400 V 0.15 A...2.00 A Electronic overload protection Thermistor: THERMOCLICK / PTC with brake contact 180 V DC 4 DI / 1 DO AS-i Han Q4/2 - Han Q8/0 with manual on-site operation and key-operated switch | - | 0 | 0
3RK1325-6LS41-0AA0 |  | 3RK1325-6LS41-0AA0 | 1 | UN | 1 | 15 | C | D | EAR99 | N | 85365080 | 1 | 4011209823686 | 3.59 | KG | 602.4 | 602.4 | CP01 | CP01 | SIRIUS motor starter M200D AS-i Communication: AS-Interface DOL starter Standard Mechanical switching AC-3, 5.5 kW / 400 V 1.5 A...12.00 A Electronic overload protection Thermistor: THERMOCLICK / PTC without brake contact 4 DI / 1 DO AS-i Han Q4/2 - Han Q8/0 | - | 0 | 0
3RK1325-6LS41-0AA3 |  | 3RK1325-6LS41-0AA3 | 1 | UN | 1 | 15 | C | D | EAR99 | N | 85365080 | 1 | 4011209823693 | 3.88 | KG | 680.4 | 680.4 | CP01 | CP01 | SIRIUS motor starter M200D AS-i Communication: AS-Interface DOL starter Standard Mechanical switching AC-3, 5.5 kW / 400 V 1.5 A...12.00 A Electronic overload protection Thermistor: THERMOCLICK / PTC with brake contact 400 V AC 4 DI / 1 DO AS-i Han Q4/2 - Han Q8/0 | - | 0 | 0
3RK1325-6LS41-0AA5 |  | 3RK1325-6LS41-0AA5 | 1 | UN | 1 | 15 | C | D | EAR99 | N | 85365080 | 1 | 4011209823709 | 3.661 | KG | 740.4 | 740.4 | CP01 | CP01 | SIRIUS motor starter M200D AS-i Communication: AS-Interface DOL starter Standard Mechanical switching AC-3, 5.5 kW / 400 V 1.5 A...12.00 A Electronic overload protection Thermistor: THERMOCLICK / PTC with brake contact 180 V DC 4 DI / 1 DO AS-i Han Q4/2 - Han Q8/0 | - | 0 | 0
3RK1325-6LS41-1AA0 |  | 3RK1325-6LS41-1AA0 | 1 | UN | 1 | 15 | C | D | EAR99 | N | 85365080 | 1 | 4011209823747 | 3.927 | KG | 670.8 | 670.8 | CP01 | CP01 | SIRIUS motor starter M200D AS-i Communication: AS-Interface Reversing starter standard Mechanical switching AC-3, 5.5 kW / 400 V 1.5 A...12.00 A Electronic overload protection Thermistor: THERMOCLICK / PTC without brake contact 4 DI / 1 DO AS-i Han Q4/2 - Han Q8/0 | - | 0 | 0
3RK1325-6LS41-1AA3 |  | 3RK1325-6LS41-1AA3 | 1 | UN | 1 | 15 | C | D | EAR99 | N | 85365080 | 1 | 4011209823754 | 4.13 | KG | 748.8 | 748.8 | CP01 | CP01 | SIRIUS motor starter M200D AS-i Communication: AS-Interface Reversing starter standard Mechanical switching AC-3, 5.5 kW / 400 V 1.5 A...12.00 A Electronic overload protection Thermistor: THERMOCLICK / PTC with brake contact 400 V AC 4 DI / 1 DO AS-i Han Q4/2 - Han Q8/0 | - | 0 | 0
3RK1325-6LS41-1AA5 |  | 3RK1325-6LS41-1AA5 | 1 | UN | 1 | 15 | C | D | EAR99 | N | 85365080 | 1 | 4011209823761 | 4.13 | KG | 808.8 | 808.8 | CP01 | CP01 | SIRIUS motor starter M200D AS-i Communication: AS-Interface Reversing starter standard Mechanical switching AC-3, 5.5 kW / 400 V 1.5 A...12.00 A Electronic overload protection Thermistor: THERMOCLICK / PTC with brake contact 180 V DC 4 DI / 1 DO AS-i Han Q4/2 - Han Q8/0 | - | 0 | 0
3RK1325-6LS41-2AA0 |  | 3RK1325-6LS41-2AA0 | 1 | UN | 1 | 15 | C | D | EAR99 | N | 85365080 | 1 | 4011209823716 | 3.713 | KG | 652.8 | 652.8 | CP01 | CP01 | SIRIUS motor starter M200D AS-i Communication: AS-Interface DOL starter Standard Mechanical switching AC-3, 5.5 kW / 400 V 1.5 A...12.00 A Electronic overload protection Thermistor: THERMOCLICK / PTC without brake contact 4 DI / 1 DO AS-i Han Q4/2 - Han Q8/0 with manual on-site operation and key-operated switch | - | 0 | 0
3RK1325-6LS41-2AA3 |  | 3RK1325-6LS41-2AA3 | 1 | UN | 1 | 15 | C | D | EAR99 | N | 85365080 | 1 | 4011209823723 | 3.716 | KG | 730.8 | 730.8 | CP01 | CP01 | SIRIUS motor starter M200D AS-i Communication: AS-Interface DOL starter Standard Mechanical switching AC-3, 5.5 kW / 400 V 1.5 A...12.00 A Electronic overload protection Thermistor: THERMOCLICK / PTC with brake contact 400 V AC 4 DI / 1 DO AS-i Han Q4/2 - Han Q8/0 with manual on-site operation and key-operated switch | - | 0 | 0
3RK1325-6LS41-2AA5 |  | 3RK1325-6LS41-2AA5 | 1 | UN | 1 | 15 | C | D | EAR99 | N | 85365080 | 1 | 4011209823730 | 3.7 | KG | 790.8 | 790.8 | CP01 | CP01 | SIRIUS motor starter M200D AS-i Communication: AS-Interface DOL starter Standard Mechanical switching AC-3, 5.5 kW / 400 V 1.5 A...12.00 A Electronic overload protection Thermistor: THERMOCLICK / PTC with brake contact 180 V DC 4 DI / 1 DO AS-i Han Q4/2 - Han Q8/0 with manual on-site operation and key-operated switch | - | 0 | 0
3RK1325-6LS41-3AA0 |  | 3RK1325-6LS41-3AA0 | 1 | UN | 1 | 15 | C | D | EAR99 | N | 85365080 | 1 | 4011209823778 | 3.984 | KG | 721.2 | 721.2 | CP01 | CP01 | SIRIUS motor starter M200D AS-i Communication: AS-Interface Reversing starter standard Mechanical switching AC-3, 5.5 kW / 400 V 1.5 A...12.00 A Electronic overload protection Thermistor: THERMOCLICK / PTC without brake contact 4 DI / 1 DO AS-i Han Q4/2 - Han Q8/0 with manual on-site operation and key-operated switch | - | 0 | 0
3RK1325-6LS41-3AA3 |  | 3RK1325-6LS41-3AA3 | 1 | UN | 1 | 15 | C | D | EAR99 | N | 85365080 | 1 | 4011209823785 | 3.99 | KG | 799.2 | 799.2 | CP01 | CP01 | SIRIUS motor starter M200D AS-i Communication: AS-Interface Reversing starter standard Mechanical switching AC-3, 5.5 kW / 400 V 1.5 A...12.00 A Electronic overload protection Thermistor: THERMOCLICK / PTC with brake contact 400 V AC 4 DI / 1 DO AS-i Han Q4/2 - Han Q8/0 with manual on-site operation and key-operated switch | - | 0 | 0
3RK1325-6LS41-3AA5 |  | 3RK1325-6LS41-3AA5 | 1 | UN | 1 | 15 | C | D | EAR99 | N | 85365080 | 1 | 4011209823792 | 3.97 | KG | 859.2 | 859.2 | CP01 | CP01 | SIRIUS motor starter M200D AS-i Communication: AS-Interface Reversing starter standard Mechanical switching AC-3, 5.5 kW / 400 V 1.5 A...12.00 A Electronic overload protection Thermistor: THERMOCLICK / PTC with brake contact 180 V DC 4 DI / 1 DO AS-i Han Q4/2 - Han Q8/0 with manual on-site operation and key-operated switch | - | 0 | 0
3RK1325-6LS71-0AA0 |  | 3RK1325-6LS71-0AA0 | 1 | UN | 1 | 15 | C | D | EAR99 | N | 85365080 | 1 | 4011209823808 | 4.01 | KG | 696 | 696 | CP01 | CP01 | SIRIUS motor starter M200D AS-i Communication: AS-Interface DOL starter Standard Electronic switching AC-3, 5.5 kW / 400 V 1.5 A...12.00 A Electronic overload protection Thermistor: THERMOCLICK / PTC without brake contact 4 DI / 1 DO AS-i Han Q4/2 - Han Q8/0 | - | 0 | 0
3RK1325-6LS71-0AA3 |  | 3RK1325-6LS71-0AA3 | 1 | UN | 1 | 15 | C | D | EAR99 | N | 85365080 | 1 | 4011209823815 | 4.22 | KG | 774 | 774 | CP01 | CP01 | SIRIUS motor starter M200D AS-i Communication: AS-Interface DOL starter Standard Electronic switching AC-3, 5.5 kW / 400 V 1.5 A...12.00 A Electronic overload protection Thermistor: THERMOCLICK / PTC with brake contact 400 V AC 4 DI / 1 DO AS-i Han Q4/2 - Han Q8/0 | - | 0 | 0
3RK1325-6LS71-0AA5 |  | 3RK1325-6LS71-0AA5 | 1 | UN | 1 | 15 | C | D | EAR99 | N | 85365080 | 1 | 4011209823822 | 4.048 | KG | 834 | 834 | CP01 | CP01 | SIRIUS motor starter M200D AS-i Communication: AS-Interface DOL starter Standard Electronic switching AC-3, 5.5 kW / 400 V 1.5 A...12.00 A Electronic overload protection Thermistor: THERMOCLICK / PTC with brake contact 180 V DC 4 DI / 1 DO AS-i Han Q4/2 - Han Q8/0 | - | 0 | 0
3RK1325-6LS71-1AA0 |  | 3RK1325-6LS71-1AA0 | 1 | UN | 1 | 15 | C | D | EAR99 | N | 85365080 | 1 | 4011209823860 | 4.19 | KG | 764.4 | 764.4 | CP01 | CP01 | SIRIUS motor starter M200D AS-i Communication: AS-Interface Reversing starter standard Electronic switching AC-3, 5.5 kW / 400 V 1.5 A...12.00 A Electronic overload protection Thermistor: THERMOCLICK / PTC without brake contact 4 DI / 1 DO AS-i Han Q4/2 - Han Q8/0 | - | 0 | 0
3RK1325-6LS71-1AA3 |  | 3RK1325-6LS71-1AA3 | 1 | UN | 1 | 15 | C | D | EAR99 | N | 85365080 | 1 | 4011209823877 | 4 | KG | 842.4 | 842.4 | CP01 | CP01 | SIRIUS motor starter M200D AS-i Communication: AS-Interface Reversing starter standard Electronic switching AC-3, 5.5 kW / 400 V 1.5 A...12.00 A Electronic overload protection Thermistor: THERMOCLICK / PTC with brake contact 400 V AC 4 DI / 1 DO AS-i Han Q4/2 - Han Q8/0 | - | 0 | 0
3RK1325-6LS71-1AA5 |  | 3RK1325-6LS71-1AA5 | 1 | UN | 1 | 15 | C | D | EAR99 | N | 85365080 | 1 | 4011209823884 | 4.42 | KG | 902.4 | 902.4 | CP01 | CP01 | SIRIUS motor starter M200D AS-i Communication: AS-Interface Reversing starter standard Electronic switching AC-3, 5.5 kW / 400 V 1.5 A...12.00 A Electronic overload protection Thermistor: THERMOCLICK / PTC with brake contact 180 V DC 4 DI / 1 DO AS-i Han Q4/2 - Han Q8/0 | - | 0 | 0
3RK1325-6LS71-2AA0 |  | 3RK1325-6LS71-2AA0 | 1 | UN | 1 | 15 | C | D | EAR99 | N | 85365080 | 1 | 4011209823839 | 4.076 | KG | 746.4 | 746.4 | CP01 | CP01 | SIRIUS motor starter M200D AS-i Communication: AS-Interface DOL starter Standard Electronic switching AC-3, 5.5 kW / 400 V 1.5 A...12.00 A Electronic overload protection Thermistor: THERMOCLICK / PTC without brake contact 4 DI / 1 DO AS-i Han Q4/2 - Han Q8/0 with manual on-site operation and key-operated switch | - | 0 | 0
3RK1325-6LS71-2AA3 |  | 3RK1325-6LS71-2AA3 | 1 | UN | 1 | 15 | C | D | EAR99 | N | 85365080 | 1 | 4011209823846 | 4.117 | KG | 824.4 | 824.4 | CP01 | CP01 | SIRIUS motor starter M200D AS-i Communication: AS-Interface DOL starter Standard Electronic switching AC-3, 5.5 kW / 400 V 1.5 A...12.00 A Electronic overload protection Thermistor: THERMOCLICK / PTC with brake contact 400 V AC 4 DI / 1 DO AS-i Han Q4/2 - Han Q8/0 with manual on-site operation and key-operated switch | - | 0 | 0
3RK1325-6LS71-2AA5 |  | 3RK1325-6LS71-2AA5 | 1 | UN | 1 | 15 | C | D | EAR99 | N | 85365080 | 1 | 4011209823853 | 4.222 | KG | 884.4 | 884.4 | CP01 | CP01 | SIRIUS motor starter M200D AS-i Communication: AS-Interface DOL starter Standard Electronic switching AC-3, 5.5 kW / 400 V 1.5 A...12.00 A Electronic overload protection Thermistor: THERMOCLICK / PTC with brake contact 180 V DC 4 DI / 1 DO AS-i Han Q4/2 - Han Q8/0 with manual on-site operation and key-operated switch | - | 0 | 0
3RK1325-6LS71-3AA0 |  | 3RK1325-6LS71-3AA0 | 1 | UN | 1 | 15 | C | D | EAR99 | N | 85365080 | 1 | 4011209823891 | 4.23 | KG | 814.8 | 814.8 | CP01 | CP01 | SIRIUS motor starter M200D AS-i Communication: AS-Interface Reversing starter standard Electronic switching AC-3, 5.5 kW / 400 V 1.5 A...12.00 A Electronic overload protection Thermistor: THERMOCLICK / PTC without brake contact 4 DI / 1 DO AS-i Han Q4/2 - Han Q8/0 with manual on-site operation and key-operated switch | - | 0 | 0
3RK1325-6LS71-3AA3 |  | 3RK1325-6LS71-3AA3 | 1 | UN | 1 | 15 | C | D | EAR99 | N | 85365080 | 1 | 4011209823907 | 4.28 | KG | 892.8 | 892.8 | CP01 | CP01 | SIRIUS motor starter M200D AS-i Communication: AS-Interface Reversing starter standard Electronic switching AC-3, 5.5 kW / 400 V 1.5 A...12.00 A Electronic overload protection Thermistor: THERMOCLICK / PTC with brake contact 400 V AC 4 DI / 1 DO AS-i Han Q4/2 - Han Q8/0 with manual on-site operation and key-operated switch | - | 0 | 0
3RK1325-6LS71-3AA5 |  | 3RK1325-6LS71-3AA5 | 1 | UN | 1 | 15 | C | D | EAR99 | N | 85365080 | 1 | 4011209823914 | 4.25 | KG | 952.8 | 952.8 | CP01 | CP01 | SIRIUS motor starter M200D AS-i Communication: AS-Interface Reversing starter standard Electronic switching AC-3, 5.5 kW / 400 V 1.5 A...12.00 A Electronic overload protection Thermistor: THERMOCLICK / PTC with brake contact 180 V DC 4 DI / 1 DO AS-i Han Q4/2 - Han Q8/0 with manual on-site operation and key-operated switch | - | 0 | 0
3RK1335-0AS01-0AA0 |  | 3RK1335-0AS01-0AA0 | 1 | UN | 1 | 15 | C | D | EAR99 | N | 85371098 | 1 | 4011209840287 | 0.53 | KG | 280.8 | 280.8 | CP01 | CP01 | SIRIUS motor starter M200D communication module PROFINET I/O removable Bus connection 2 x M12 with loop-through Power connection 24 V 2 x 7/8" with loop-through via technology module 3RK1395* can be used as Motor starter M200D with communication | - | 0 | 0
3RK1395-6KS41-0AD0 |  | 3RK1395-6KS41-0AD0 | 1 | UN | 1 | 15 | C | D | EAR99 | N | 85365080 | 1 | 4011209823921 | 3.689 | KG | 540 | 540 | CP01 | CP01 | SIRIUS motor starter M200D Technology module DOL starter Mechanical switching AC-3, 0.75KW / 400 V 0.15 A...2.00 A Electronic overload protection Thermistor: THERMOCLICK / PTC without brake contact 4 DI / 2 DO Han Q4/2 - Han Q8/0 via communication module 3RK1305* can be used on PROFIBUS or PROFINET | - | 0 | 0
3RK1395-6KS41-0AD3 |  | 3RK1395-6KS41-0AD3 | 1 | UN | 1 | 15 | C | D | EAR99 | N | 85365080 | 1 | 4011209823938 | 3.71 | KG | 618 | 618 | CP01 | CP01 | SIRIUS motor starter M200D Technology module DOL starter Mechanical switching AC-3, 0.75KW / 400 V 0.15 A...2.00 A Electronic overload protection Thermistor: THERMOCLICK / PTC with brake contact 400 V AC 4 DI / 2 DO Han Q4/2 - Han Q8/0 via communication module 3RK1305* can be used on PROFIBUS or PROFINET | - | 0 | 0
3RK1395-6KS41-0AD5 |  | 3RK1395-6KS41-0AD5 | 1 | UN | 1 | 15 | C | D | EAR99 | N | 85365080 | 1 | 4011209823945 | 3.647 | KG | 678 | 678 | CP01 | CP01 | SIRIUS motor starter M200D Technology module DOL starter Mechanical switching AC-3, 0.75KW / 400 V 0.15 A...2.00 A Electronic overload protection Thermistor: THERMOCLICK / PTC with brake contact 180 V DC 4 DI / 2 DO Han Q4/2 - Han Q8/0 via communication module 3RK1305* can be used on PROFIBUS or PROFINET | - | 0 | 0
3RK1395-6KS41-1AD0 |  | 3RK1395-6KS41-1AD0 | 1 | UN | 1 | 15 | C | D | EAR99 | N | 85365080 | 1 | 4011209823983 | 3.876 | KG | 608.4 | 608.4 | CP01 | CP01 | SIRIUS motor starter M200D Technology module Reversing starter Mechanical switching AC-3, 0.75KW / 400 V 0.15 A...2.00 A Electronic overload protection Thermistor: THERMOCLICK / PTC without brake contact 4 DI / 2 DO Han Q4/2 - Han Q8/0 via communication module 3RK1305* can be used on PROFIBUS or PROFINET | - | 0 | 0
3RK1395-6KS41-1AD3 |  | 3RK1395-6KS41-1AD3 | 1 | UN | 1 | 15 | C | D | EAR99 | N | 85365080 | 1 | 4011209823990 | 3.952 | KG | 686.4 | 686.4 | CP01 | CP01 | SIRIUS motor starter M200D Technology module Reversing starter Mechanical switching AC-3, 0.75KW / 400 V 0.15 A...2.00 A Electronic overload protection Thermistor: THERMOCLICK / PTC with brake contact 400 V AC 4 DI / 2 DO Han Q4/2 - Han Q8/0 via communication module 3RK1305* can be used on PROFIBUS or PROFINET | - | 0 | 0
3RK1395-6KS41-1AD5 |  | 3RK1395-6KS41-1AD5 | 1 | UN | 1 | 15 | C | D | EAR99 | N | 85365080 | 1 | 4011209824003 | 4 | KG | 746.4 | 746.4 | CP01 | CP01 | SIRIUS motor starter M200D Technology module Reversing starter Mechanical switching AC-3, 0.75KW / 400 V 0.15 A...2.00 A Electronic overload protection Thermistor: THERMOCLICK / PTC with brake contact 180 V DC 4 DI / 2 DO Han Q4/2 - Han Q8/0 via communication module 3RK1305* can be used on PROFIBUS or PROFINET | - | 0 | 0
3RK1395-6KS41-2AD0 |  | 3RK1395-6KS41-2AD0 | 1 | UN | 1 | 15 | C | D | EAR99 | N | 85365080 | 1 | 4011209823952 | 3.624 | KG | 590.4 | 590.4 | CP01 | CP01 | SIRIUS motor starter M200D Technology module DOL starter Mechanical switching AC-3, 0.75KW / 400 V 0.15 A...2.00 A Electronic overload protection Thermistor: THERMOCLICK / PTC without brake contact 4 DI / 2 DO Han Q4/2 - Han Q8/0 with manual on-site operation and key-operated switch via communication module 3RK1305* can be used on PROFIBUS or PROFINET | - | 0 | 0
3RK1395-6KS41-2AD3 |  | 3RK1395-6KS41-2AD3 | 1 | UN | 1 | 15 | C | D | EAR99 | N | 85365080 | 1 | 4011209823969 | 3.698 | KG | 668.4 | 668.4 | CP01 | CP01 | SIRIUS motor starter M200D Technology module DOL starter Mechanical switching AC-3, 0.75KW / 400 V 0.15 A...2.00 A Electronic overload protection Thermistor: THERMOCLICK / PTC with brake contact 400 V AC 4 DI / 2 DO Han Q4/2 - Han Q8/0 with manual on-site operation and key-operated switch via communication module 3RK1305* can be used on PROFIBUS or PROFINET | - | 0 | 0
3RK1395-6KS41-2AD5 |  | 3RK1395-6KS41-2AD5 | 1 | UN | 1 | 15 | C | D | EAR99 | N | 85365080 | 1 | 4011209823976 | 3.79 | KG | 728.4 | 728.4 | CP01 | CP01 | SIRIUS motor starter M200D Technology module DOL starter Mechanical switching AC-3, 0.75KW / 400 V 0.15 A...2.00 A Electronic overload protection Thermistor: THERMOCLICK / PTC with brake contact 180 V DC 4 DI / 2 DO Han Q4/2 - Han Q8/0 with manual on-site operation and key-operated switch via communication module 3RK1305* can be used on PROFIBUS or PROFINET | - | 0 | 0
3RK1395-6KS41-3AD0 |  | 3RK1395-6KS41-3AD0 | 1 | UN | 1 | 15 | C | D | EAR99 | N | 85365080 | 1 | 4011209824010 | 4.032 | KG | 658.8 | 658.8 | CP01 | CP01 | SIRIUS motor starter M200D Technology module Reversing starter Mechanical switching AC-3, 0.75KW / 400 V 0.15 A...2.00 A Electronic overload protection Thermistor: THERMOCLICK / PTC without brake contact 4 DI / 2 DO Han Q4/2 - Han Q8/0 with manual on-site operation and key-operated switch via communication module 3RK1305* can be used on PROFIBUS or PROFINET | - | 0 | 0
3RK1395-6KS41-3AD3 |  | 3RK1395-6KS41-3AD3 | 1 | UN | 1 | 15 | C | D | EAR99 | N | 85365080 | 1 | 4011209824027 | 4.015 | KG | 736.8 | 736.8 | CP01 | CP01 | SIRIUS motor starter M200D Technology module Reversing starter Mechanical switching AC-3, 0.75KW / 400 V 0.15 A...2.00 A Electronic overload protection Thermistor: THERMOCLICK / PTC with brake contact 400 V AC 4 DI / 2 DO Han Q4/2 - Han Q8/0 with manual on-site operation and key-operated switch via communication module 3RK1305* can be used on PROFIBUS or PROFINET | - | 0 | 0
3RK1395-6KS41-3AD5 |  | 3RK1395-6KS41-3AD5 | 1 | UN | 1 | 15 | C | D | EAR99 | N | 85365080 | 1 | 4011209824034 | 4 | KG | 796.8 | 796.8 | CP01 | CP01 | SIRIUS motor starter M200D Technology module Reversing starter Mechanical switching AC-3, 0.75KW / 400 V 0.15 A...2.00 A Electronic overload protection Thermistor: THERMOCLICK / PTC with brake contact 180 V DC 4 DI / 2 DO Han Q4/2 - Han Q8/0 with manual on-site operation and key-operated switch via communication module 3RK1305* can be used on PROFIBUS or PROFINET | - | 0 | 0
3RK1395-6KS41-3AD5-Z | E09 | 3RK1395-6KS41-3AD5-ZE09 | 1 | UN | 1 | 15 | C | D | EAR99 | N | 85365080 | 1 | 4011209928879 | 4 | KG | 885.6 | 885.6 | CP01 | CP01 | SIRIUS motor starter M200D Technology module Reversing starter Mechanical switching AC-3, 0.75KW / 400 V 0.15 A...2.00 A Electronic overload protection Thermistor: THERMOCLICK / PTC with brake contact 180 V DC 4 DI / 2 DO Han Q4/2 - Han Q8/0 with manual on-site operation and key-operated switch CES E9 via communication module 3RK1305* can be used on PROFIBUS or PROFINET Locking system CES E9 | - | 0 | 2
3RK1395-6KS71-0AD0 |  | 3RK1395-6KS71-0AD0 | 1 | UN | 1 | 15 | C | D | EAR99 | N | 85365080 | 1 | 4011209824041 | 4.09 | KG | 636 | 636 | CP01 | CP01 | SIRIUS motor starter M200D Technology module DOL starter Electronic switching AC-3, 0.75KW / 400 V 0.15 A...2.00 A Electronic overload protection Thermistor: THERMOCLICK / PTC without brake contact 4 DI / 2 DO Han Q4/2 - Han Q8/0 via communication module 3RK1305* can be used on PROFIBUS or PROFINET | - | 0 | 0
3RK1395-6KS71-0AD3 |  | 3RK1395-6KS71-0AD3 | 1 | UN | 1 | 15 | C | D | EAR99 | N | 85365080 | 1 | 4011209824058 | 3.798 | KG | 714 | 714 | CP01 | CP01 | SIRIUS motor starter M200D Technology module DOL starter Electronic switching AC-3, 0.75KW / 400 V 0.15 A...2.00 A Electronic overload protection Thermistor: THERMOCLICK / PTC with brake contact 400 V AC 4 DI / 2 DO Han Q4/2 - Han Q8/0 via communication module 3RK1305* can be used on PROFIBUS or PROFINET | - | 0 | 0
3RK1395-6KS71-0AD5 |  | 3RK1395-6KS71-0AD5 | 1 | UN | 1 | 15 | C | D | EAR99 | N | 85365080 | 1 | 4011209824065 | 3.87 | KG | 774 | 774 | CP01 | CP01 | SIRIUS motor starter M200D Technology module DOL starter Electronic switching AC-3, 0.75KW / 400 V 0.15 A...2.00 A Electronic overload protection Thermistor: THERMOCLICK / PTC with brake contact 180 V DC 4 DI / 2 DO Han Q4/2 - Han Q8/0 via communication module 3RK1305* can be used on PROFIBUS or PROFINET | - | 0 | 0
3RK1395-6KS71-1AD0 |  | 3RK1395-6KS71-1AD0 | 1 | UN | 1 | 15 | C | D | EAR99 | N | 85365080 | 1 | 4011209824102 | 4.136 | KG | 704.4 | 704.4 | CP01 | CP01 | SIRIUS motor starter M200D Technology module Reversing starter Electronic switching AC-3, 0.75KW / 400 V 0.15 A...2.00 A Electronic overload protection Thermistor: THERMOCLICK / PTC without brake contact 4 DI / 2 DO Han Q4/2 - Han Q8/0 via communication module 3RK1305* can be used on PROFIBUS or PROFINET | - | 0 | 0
3RK1395-6KS71-1AD3 |  | 3RK1395-6KS71-1AD3 | 1 | UN | 1 | 15 | C | D | EAR99 | N | 85365080 | 1 | 4011209824119 | 4.143 | KG | 782.4 | 782.4 | CP01 | CP01 | SIRIUS motor starter M200D Technology module Reversing starter Electronic switching AC-3, 0.75KW / 400 V 0.15 A...2.00 A Electronic overload protection Thermistor: THERMOCLICK / PTC with brake contact 400 V AC 4 DI / 2 DO Han Q4/2 - Han Q8/0 via communication module 3RK1305* can be used on PROFIBUS or PROFINET | - | 0 | 0
3RK1395-6KS71-1AD5 |  | 3RK1395-6KS71-1AD5 | 1 | UN | 1 | 15 | C | D | EAR99 | N | 85365080 | 1 | 4011209824126 | 4.192 | KG | 842.4 | 842.4 | CP01 | CP01 | SIRIUS motor starter M200D Technology module Reversing starter Electronic switching AC-3, 0.75KW / 400 V 0.15 A...2.00 A Electronic overload protection Thermistor: THERMOCLICK / PTC with brake contact 180 V DC 4 DI / 2 DO Han Q4/2 - Han Q8/0 via communication module 3RK1305* can be used on PROFIBUS or PROFINET | - | 0 | 0
3RK1395-6KS71-2AD0 |  | 3RK1395-6KS71-2AD0 | 1 | UN | 1 | 15 | C | D | EAR99 | N | 85365080 | 1 | 4011209824072 | 3.95 | KG | 686.4 | 686.4 | CP01 | CP01 | SIRIUS motor starter M200D Technology module DOL starter Electronic switching AC-3, 0.75KW / 400 V 0.15 A...2.00 A Electronic overload protection Thermistor: THERMOCLICK / PTC without brake contact 4 DI / 2 DO Han Q4/2 - Han Q8/0 with manual on-site operation and key-operated switch via communication module 3RK1305* can be used on PROFIBUS or PROFINET | - | 0 | 0
3RK1395-6KS71-2AD3 |  | 3RK1395-6KS71-2AD3 | 1 | UN | 1 | 15 | C | D | EAR99 | N | 85365080 | 1 | 4011209824089 | 3.975 | KG | 764.4 | 764.4 | CP01 | CP01 | SIRIUS motor starter M200D Technology module DOL starter Electronic switching AC-3, 0.75KW / 400 V 0.15 A...2.00 A Electronic overload protection Thermistor: THERMOCLICK / PTC with brake contact 400 V AC 4 DI / 2 DO Han Q4/2 - Han Q8/0 with manual on-site operation and key-operated switch via communication module 3RK1305* can be used on PROFIBUS or PROFINET | - | 0 | 0
3RK1395-6KS71-2AD5 |  | 3RK1395-6KS71-2AD5 | 1 | UN | 1 | 15 | C | D | EAR99 | N | 85365080 | 1 | 4011209824096 | 4.021 | KG | 824.4 | 824.4 | CP01 | CP01 | SIRIUS motor starter M200D Technology module DOL starter Electronic switching AC-3, 0.75KW / 400 V 0.15 A...2.00 A Electronic overload protection Thermistor: THERMOCLICK / PTC with brake contact 180 V DC 4 DI / 2 DO Han Q4/2 - Han Q8/0 with manual on-site operation and key-operated switch via communication module 3RK1305* can be used on PROFIBUS or PROFINET | - | 0 | 0
3RK1395-6KS71-3AD0 |  | 3RK1395-6KS71-3AD0 | 1 | UN | 1 | 15 | C | D | EAR99 | N | 85365080 | 1 | 4011209824133 | 3.71 | KG | 754.8 | 754.8 | CP01 | CP01 | SIRIUS motor starter M200D Technology module Reversing starter Electronic switching AC-3, 0.75KW / 400 V 0.15 A...2.00 A Electronic overload protection Thermistor: THERMOCLICK / PTC without brake contact 4 DI / 2 DO Han Q4/2 - Han Q8/0 with manual on-site operation and key-operated switch via communication module 3RK1305* can be used on PROFIBUS or PROFINET | - | 0 | 0
3RK1395-6KS71-3AD3 |  | 3RK1395-6KS71-3AD3 | 1 | UN | 1 | 15 | C | D | EAR99 | N | 85365080 | 1 | 4011209824140 | 3.684 | KG | 832.8 | 832.8 | CP01 | CP01 | SIRIUS motor starter M200D Technology module Reversing starter Electronic switching AC-3, 0.75KW / 400 V 0.15 A...2.00 A Electronic overload protection Thermistor: THERMOCLICK / PTC with brake contact 400 V AC 4 DI / 2 DO Han Q4/2 - Han Q8/0 with manual on-site operation and key-operated switch via communication module 3RK1305* can be used on PROFIBUS or PROFINET | - | 0 | 0
3RK1395-6KS71-3AD3-Z | E07 | 3RK1395-6KS71-3AD3-ZE07 | 1 | UN | 1 | 15 | C | D | EAR99 | N | 85365080 | 1 | 4011209904491 | 4.245 | KG | 852 | 852 | CP01 | CP01 | SIRIUS motor starter M200D Special variant SEAT / VW with key-operated switch CES E7 Technology module Reversing starter Electronic switching AC-3, 400 V / 0.75KW 0.15 A...2.00 A Electronic overload protection Thermistor: THERMOCLICK / PTC with brake contact 400 V AC 4 DI / 2 DO Han Q4/2 - Han Q8/0 with manual on-site operation and key-operated switch via communication module 3RK1305* can be used on PROFIBUS or PROFINET | - | 0 | 0
3RK1395-6KS71-3AD5 |  | 3RK1395-6KS71-3AD5 | 1 | UN | 1 | 15 | C | D | EAR99 | N | 85365080 | 1 | 4011209824157 | 4.268 | KG | 892.8 | 892.8 | CP01 | CP01 | SIRIUS motor starter M200D Technology module Reversing starter Electronic switching AC-3, 0.75KW / 400 V 0.15 A...2.00 A Electronic overload protection Thermistor: THERMOCLICK / PTC with brake contact 180 V DC 4 DI / 2 DO Han Q4/2 - Han Q8/0 with manual on-site operation and key-operated switch via communication module 3RK1305* can be used on PROFIBUS or PROFINET | - | 0 | 0
3RK1395-6KS71-3AD5-Z | E09 | 3RK1395-6KS71-3AD5-ZE09 | 1 | UN | 1 | 15 | C | D | EAR99 | N | 85365080 | 1 | 4011209929128 | 5.145 | KG | 982.8 | 982.8 | CP01 | CP01 | SIRIUS motor starter M200D Technology module reversing starter Electronic switching AC-3, 0.75 kW / 400 V 0.15 A...2.00 A Electronic overload protection Thermistor: THERMOCLICK / PTC with brake contact 180 V DC 4 DI / 2 DO Han Q4/2 - Han Q8/0 with manual on-site operation and key-operated switch CES E9 via communication module 3RK1305* can be used on PROFIBUS or PROFINET Special version | - | 0 | 2
3RK1395-6LS41-0AD0 |  | 3RK1395-6LS41-0AD0 | 1 | UN | 1 | 15 | C | D | EAR99 | N | 85365080 | 1 | 4011209824164 | 3.57 | KG | 568.8 | 568.8 | CP01 | CP01 | SIRIUS motor starter M200D Technology module DOL starter Mechanical switching AC-3, 5.5 kW / 400 V 1.5 A...12.00 A Electronic overload protection Thermistor: THERMOCLICK / PTC without brake contact 4 DI / 2 DO Han Q4/2 - Han Q8/0 via communication module 3RK1305* can be used on PROFIBUS or PROFINET | - | 0 | 0
3RK1395-6LS41-0AD3 |  | 3RK1395-6LS41-0AD3 | 1 | UN | 1 | 15 | C | D | EAR99 | N | 85365080 | 1 | 4011209824171 | 3.684 | KG | 646.8 | 646.8 | CP01 | CP01 | SIRIUS motor starter M200D Technology module DOL starter Mechanical switching AC-3, 5.5 kW / 400 V 1.5 A...12.00 A Electronic overload protection Thermistor: THERMOCLICK / PTC with brake contact 400 V AC 4 DI / 2 DO Han Q4/2 - Han Q8/0 via communication module 3RK1305* can be used on PROFIBUS or PROFINET | - | 0 | 0
3RK1395-6LS41-0AD5 |  | 3RK1395-6LS41-0AD5 | 1 | UN | 1 | 15 | C | D | EAR99 | N | 85365080 | 1 | 4011209824188 | 3.63 | KG | 706.8 | 706.8 | CP01 | CP01 | SIRIUS motor starter M200D Technology module DOL starter Mechanical switching AC-3, 5.5 kW / 400 V 1.5 A...12.00 A Electronic overload protection Thermistor: THERMOCLICK / PTC with brake contact 180 V DC 4 DI / 2 DO Han Q4/2 - Han Q8/0 via communication module 3RK1305* can be used on PROFIBUS or PROFINET | - | 0 | 0
3RK1395-6LS41-1AD0 |  | 3RK1395-6LS41-1AD0 | 1 | UN | 1 | 15 | C | D | EAR99 | N | 85365080 | 1 | 4011209824225 | 3.84 | KG | 637.2 | 637.2 | CP01 | CP01 | SIRIUS motor starter M200D Technology module Reversing starter Mechanical switching AC-3, 5.5 kW / 400 V 1.5 A...12.00 A Electronic overload protection Thermistor: THERMOCLICK / PTC without brake contact 4 DI / 2 DO Han Q4/2 - Han Q8/0 via communication module 3RK1305* can be used on PROFIBUS or PROFINET | - | 0 | 0
3RK1395-6LS41-1AD3 |  | 3RK1395-6LS41-1AD3 | 1 | UN | 1 | 15 | C | D | EAR99 | N | 85365080 | 1 | 4011209824232 | 3.858 | KG | 715.2 | 715.2 | CP01 | CP01 | SIRIUS motor starter M200D Technology module Reversing starter Mechanical switching AC-3, 5.5 kW / 400 V 1.5 A...12.00 A Electronic overload protection Thermistor: THERMOCLICK / PTC with brake contact 400 V AC 4 DI / 2 DO Han Q4/2 - Han Q8/0 via communication module 3RK1305* can be used on PROFIBUS or PROFINET | - | 0 | 0
3RK1395-6LS41-1AD5 |  | 3RK1395-6LS41-1AD5 | 1 | UN | 1 | 15 | C | D | EAR99 | N | 85365080 | 1 | 4011209824249 | 3.89 | KG | 775.2 | 775.2 | CP01 | CP01 | SIRIUS motor starter M200D Technology module Reversing starter Mechanical switching AC-3, 5.5 kW / 400 V 1.5 A...12.00 A Electronic overload protection Thermistor: THERMOCLICK / PTC with brake contact 180 V DC 4 DI / 2 DO Han Q4/2 - Han Q8/0 via communication module 3RK1305* can be used on PROFIBUS or PROFINET | - | 0 | 0
3RK1395-6LS41-2AD0 |  | 3RK1395-6LS41-2AD0 | 1 | UN | 1 | 15 | C | D | EAR99 | N | 85365080 | 1 | 4011209824195 | 3.62 | KG | 619.2 | 619.2 | CP01 | CP01 | SIRIUS motor starter M200D Technology module DOL starter Mechanical switching AC-3, 5.5 kW / 400 V 1.5 A...12.00 A Electronic overload protection Thermistor: THERMOCLICK / PTC without brake contact 4 DI / 2 DO Han Q4/2 - Han Q8/0 with manual on-site operation and key-operated switch via communication module 3RK1305* can be used on PROFIBUS or PROFINET | - | 0 | 0
3RK1395-6LS41-2AD3 |  | 3RK1395-6LS41-2AD3 | 1 | UN | 1 | 15 | C | D | EAR99 | N | 85365080 | 1 | 4011209824201 | 3.66 | KG | 697.2 | 697.2 | CP01 | CP01 | SIRIUS motor starter M200D Technology module DOL starter Mechanical switching AC-3, 5.5 kW / 400 V 1.5 A...12.00 A Electronic overload protection Thermistor: THERMOCLICK / PTC with brake contact 400 V AC 4 DI / 2 DO Han Q4/2 - Han Q8/0 with manual on-site operation and key-operated switch via communication module 3RK1305* can be used on PROFIBUS or PROFINET | - | 0 | 0
3RK1395-6LS41-2AD5 |  | 3RK1395-6LS41-2AD5 | 1 | UN | 1 | 15 | C | D | EAR99 | N | 85365080 | 1 | 4011209824218 | 3.7 | KG | 757.2 | 757.2 | CP01 | CP01 | SIRIUS motor starter M200D Technology module DOL starter Mechanical switching AC-3, 5.5 kW / 400 V 1.5 A...12.00 A Electronic overload protection Thermistor: THERMOCLICK / PTC with brake contact 180 V DC 4 DI / 2 DO Han Q4/2 - Han Q8/0 with manual on-site operation and key-operated switch via communication module 3RK1305* can be used on PROFIBUS or PROFINET | - | 0 | 0
3RK1395-6LS41-3AD0 |  | 3RK1395-6LS41-3AD0 | 1 | UN | 1 | 15 | C | D | EAR99 | N | 85365080 | 1 | 4011209824256 | 3.919 | KG | 687.6 | 687.6 | CP01 | CP01 | SIRIUS motor starter M200D Technology module Reversing starter Mechanical switching AC-3, 5.5 kW / 400 V 1.5 A...12.00 A Electronic overload protection Thermistor: THERMOCLICK / PTC without brake contact 4 DI / 2 DO Han Q4/2 - Han Q8/0 with manual on-site operation and key-operated switch via communication module 3RK1305* can be used on PROFIBUS or PROFINET | - | 0 | 0
3RK1395-6LS41-3AD3 |  | 3RK1395-6LS41-3AD3 | 1 | UN | 1 | 15 | C | D | EAR99 | N | 85365080 | 1 | 4011209824263 | 4.03 | KG | 765.6 | 765.6 | CP01 | CP01 | SIRIUS motor starter M200D Technology module Reversing starter Mechanical switching AC-3, 5.5 kW / 400 V 1.5 A...12.00 A Electronic overload protection Thermistor: THERMOCLICK / PTC with brake contact 400 V AC 4 DI / 2 DO Han Q4/2 - Han Q8/0 with manual on-site operation and key-operated switch via communication module 3RK1305* can be used on PROFIBUS or PROFINET | - | 0 | 0
3RK1395-6LS41-3AD5 |  | 3RK1395-6LS41-3AD5 | 1 | UN | 1 | 15 | C | D | EAR99 | N | 85365080 | 1 | 4011209824270 | 3.95 | KG | 825.6 | 825.6 | CP01 | CP01 | SIRIUS motor starter M200D Technology module Reversing starter Mechanical switching AC-3, 5.5 kW / 400 V 1.5 A...12.00 A Electronic overload protection Thermistor: THERMOCLICK / PTC with brake contact 180 V DC 4 DI / 2 DO Han Q4/2 - Han Q8/0 with manual on-site operation and key-operated switch via communication module 3RK1305* can be used on PROFIBUS or PROFINET | - | 0 | 0
3RK1395-6LS41-3AD5-Z | E09 | 3RK1395-6LS41-3AD5-ZE09 | 1 | UN | 1 | 15 | C | D | EAR99 | N | 85365080 | 1 | 4011209928862 | 3.95 | KG | 912 | 912 | CP01 | CP01 | SIRIUS motor starter M200D Technology module Reversing starter Mechanical switching AC-3, 5.5 kW / 400 V 1.5 A...12.00 A Electronic overload protection Thermistor: THERMOCLICK / PTC with brake contact 180 V DC 4 DI / 2 DO Han Q4/2 - Han Q8/0 with manual on-site operation and key-operated switch CES E9 via communication module 3RK1305* can be used on PROFIBUS or PROFINET Key-operated switch CES E9 | - | 0 | 2
3RK1395-6LS71-0AD0 |  | 3RK1395-6LS71-0AD0 | 1 | UN | 1 | 15 | C | D | EAR99 | N | 85365080 | 1 | 4011209824287 | 4 | KG | 664.8 | 664.8 | CP01 | CP01 | SIRIUS motor starter M200D Technology module DOL starter Electronic switching AC-3, 5.5 kW / 400 V 1.5 A...12.00 A Electronic overload protection Thermistor: THERMOCLICK / PTC without brake contact 4 DI / 2 DO Han Q4/2 - Han Q8/0 via communication module 3RK1305* can be used on PROFIBUS or PROFINET | - | 0 | 0
3RK1395-6LS71-0AD3 |  | 3RK1395-6LS71-0AD3 | 1 | UN | 1 | 15 | C | D | EAR99 | N | 85365080 | 1 | 4011209824294 | 4.087 | KG | 742.8 | 742.8 | CP01 | CP01 | SIRIUS motor starter M200D Technology module DOL starter Electronic switching AC-3, 5.5 kW / 400 V 1.5 A...12.00 A Electronic overload protection Thermistor: THERMOCLICK / PTC with brake contact 400 V AC 4 DI / 2 DO Han Q4/2 - Han Q8/0 via communication module 3RK1305* can be used on PROFIBUS or PROFINET | - | 0 | 0
3RK1395-6LS71-0AD5 |  | 3RK1395-6LS71-0AD5 | 1 | UN | 1 | 15 | C | D | EAR99 | N | 85365080 | 1 | 4011209824300 | 4.023 | KG | 802.8 | 802.8 | CP01 | CP01 | SIRIUS motor starter M200D Technology module DOL starter Electronic switching AC-3, 5.5 kW / 400 V 1.5 A...12.00 A Electronic overload protection Thermistor: THERMOCLICK / PTC with brake contact 180 V DC 4 DI / 2 DO Han Q4/2 - Han Q8/0 via communication module 3RK1305* can be used on PROFIBUS or PROFINET | - | 0 | 0
3RK1395-6LS71-1AD0 |  | 3RK1395-6LS71-1AD0 | 1 | UN | 1 | 15 | C | D | EAR99 | N | 85365080 | 1 | 4011209824348 | 4.085 | KG | 733.2 | 733.2 | CP01 | CP01 | SIRIUS motor starter M200D Technology module Reversing starter Electronic switching AC-3, 5.5 kW / 400 V 1.5 A...12.00 A Electronic overload protection Thermistor: THERMOCLICK / PTC without brake contact 4 DI / 2 DO Han Q4/2 - Han Q8/0 via communication module 3RK1305* can be used on PROFIBUS or PROFINET | - | 0 | 0
3RK1395-6LS71-1AD3 |  | 3RK1395-6LS71-1AD3 | 1 | UN | 1 | 15 | C | D | EAR99 | N | 85365080 | 1 | 4011209824355 | 4.19 | KG | 811.2 | 811.2 | CP01 | CP01 | SIRIUS motor starter M200D Technology module Reversing starter Electronic switching AC-3, 5.5 kW / 400 V 1.5 A...12.00 A Electronic overload protection Thermistor: THERMOCLICK / PTC with brake contact 400 V AC 4 DI / 2 DO Han Q4/2 - Han Q8/0 via communication module 3RK1305* can be used on PROFIBUS or PROFINET | - | 0 | 0
3RK1395-6LS71-1AD5 |  | 3RK1395-6LS71-1AD5 | 1 | UN | 1 | 15 | C | D | EAR99 | N | 85365080 | 1 | 4011209824362 | 4.2 | KG | 871.2 | 871.2 | CP01 | CP01 | SIRIUS motor starter M200D Technology module Reversing starter Electronic switching AC-3, 5.5 kW / 400 V 1.5 A...12.00 A Electronic overload protection Thermistor: THERMOCLICK / PTC with brake contact 180 V DC 4 DI / 2 DO Han Q4/2 - Han Q8/0 via communication module 3RK1305* can be used on PROFIBUS or PROFINET | - | 0 | 0
3RK1395-6LS71-2AD0 |  | 3RK1395-6LS71-2AD0 | 1 | UN | 1 | 15 | C | D | EAR99 | N | 85365080 | 1 | 4011209824317 | 4.136 | KG | 715.2 | 715.2 | CP01 | CP01 | SIRIUS motor starter M200D Technology module DOL starter Electronic switching AC-3, 5.5 kW / 400 V 1.5 A...12.00 A Electronic overload protection Thermistor: THERMOCLICK / PTC without brake contact 4 DI / 2 DO Han Q4/2 - Han Q8/0 with manual on-site operation and key-operated switch via communication module 3RK1305* can be used on PROFIBUS or PROFINET | - | 0 | 0
3RK1395-6LS71-2AD3 |  | 3RK1395-6LS71-2AD3 | 1 | UN | 1 | 15 | C | D | EAR99 | N | 85365080 | 1 | 4011209824324 | 4.158 | KG | 793.2 | 793.2 | CP01 | CP01 | SIRIUS motor starter M200D Technology module DOL starter Electronic switching AC-3, 5.5 kW / 400 V 1.5 A...12.00 A Electronic overload protection Thermistor: THERMOCLICK / PTC with brake contact 400 V AC 4 DI / 2 DO Han Q4/2 - Han Q8/0 with manual on-site operation and key-operated switch via communication module 3RK1305* can be used on PROFIBUS or PROFINET | - | 0 | 0
3RK1395-6LS71-2AD5 |  | 3RK1395-6LS71-2AD5 | 1 | UN | 1 | 15 | C | D | EAR99 | N | 85365080 | 1 | 4011209824331 | 4.107 | KG | 853.2 | 853.2 | CP01 | CP01 | SIRIUS motor starter M200D Technology module DOL starter Electronic switching AC-3, 5.5 kW / 400 V 1.5 A...12.00 A Electronic overload protection Thermistor: THERMOCLICK / PTC with brake contact 180 V DC 4 DI / 2 DO Han Q4/2 - Han Q8/0 with manual on-site operation and key-operated switch via communication module 3RK1305* can be used on PROFIBUS or PROFINET | - | 0 | 0
3RK1395-6LS71-3AD0 |  | 3RK1395-6LS71-3AD0 | 1 | UN | 1 | 15 | C | D | EAR99 | N | 85365080 | 1 | 4011209824379 | 4.266 | KG | 783.6 | 783.6 | CP01 | CP01 | SIRIUS motor starter M200D Technology module Reversing starter Electronic switching AC-3, 5.5 kW / 400 V 1.5 A...12.00 A Electronic overload protection Thermistor: THERMOCLICK / PTC without brake contact 4 DI / 2 DO Han Q4/2 - Han Q8/0 with manual on-site operation and key-operated switch via communication module 3RK1305* can be used on PROFIBUS or PROFINET | - | 0 | 0
3RK1395-6LS71-3AD3 |  | 3RK1395-6LS71-3AD3 | 1 | UN | 1 | 15 | C | D | EAR99 | N | 85365080 | 1 | 4011209824386 | 4.326 | KG | 861.6 | 861.6 | CP01 | CP01 | SIRIUS motor starter M200D Technology module Reversing starter Electronic switching AC-3, 5.5 kW / 400 V 1.5 A...12.00 A Electronic overload protection Thermistor: THERMOCLICK / PTC with brake contact 400 V AC 4 DI / 2 DO Han Q4/2 - Han Q8/0 with manual on-site operation and key-operated switch via communication module 3RK1305* can be used on PROFIBUS or PROFINET | - | 0 | 0
3RK1395-6LS71-3AD3-Z | E07 | 3RK1395-6LS71-3AD3-ZE07 | 1 | UN | 1 | 15 | C | D | EAR99 | N | 85365080 | 1 | 4011209904507 | 4.31 | KG | 877.2 | 877.2 | CP01 | CP01 | SIRIUS motor starter M200D Technology module with key-operated switch CES E7 SEAT VW special variant Reversing starter Electronic switching AC-3, 5.5 kW / 400 V 1.5 A...12.00 A Electronic overload protection Thermistor: THERMOCLICK / PTC with brake contact 400 V AC 4 DI / 2 DO Han Q4/2 - Han Q8/0 with manual on-site operation and key-operated switch via communication module 3RK1305* can be used on PROFIBUS or PROFINET | - | 0 | 0
3RK1395-6LS71-3AD5 |  | 3RK1395-6LS71-3AD5 | 1 | UN | 1 | 15 | C | D | EAR99 | N | 85365080 | 1 | 4011209824393 | 4.343 | KG | 921.6 | 921.6 | CP01 | CP01 | SIRIUS motor starter M200D Technology module Reversing starter Electronic switching AC-3, 5.5 kW / 400 V 1.5 A...12.00 A Electronic overload protection Thermistor: THERMOCLICK / PTC with brake contact 180 V DC 4 DI / 2 DO Han Q4/2 - Han Q8/0 with manual on-site operation and key-operated switch via communication module 3RK1305* can be used on PROFIBUS or PROFINET | - | 0 | 0
3RK1395-6LS71-3AD5-Z | E09 | 3RK1395-6LS71-3AD5-ZE09 | 1 | UN | 1 | 15 | C | D | EAR99 | N | 85365080 | 1 | 4011209929111 | 4.378 | KG | 1010.4 | 1010.4 | CP01 | CP01 | SIRIUS motor starter M200D Technology module reversing starter Electronic switching AC-3, 5.5 kW / 400 V 1.5 A...12.00 A Electronic overload protection Thermistor: THERMOCLICK / PTC with brake contact 180 V DC 4 DI / 2 DO Han Q4/2 - Han Q8/0 with manual on-site operation and key-operated switch CES E9 via communication module 3RK1305* can be used on PROFIBUS or PROFINET Special version | - | 0 | 2
3RK1400-0BE00-0AA2 |  | 3RK1400-0BE00-0AA2 | 1 | UN | 1 | 5 | B | D | N | N | 85371098 | 1 | 4011209322103 | 0.136 | KG | 158.4 | 158.4 | CP01 | CP01 | AS-i SlimLine module Phased-out product !!! For further information, please contact our sales department SC22.5 digital 2 DI/2 DQ, IP20 2 x input for 3-wire sensor 2 x output, 2 A, 24 V DC Screw terminals Overall width 22.5 mm | - | 0 | 0
3RK1400-0BG00-0AA2 |  | 3RK1400-0BG00-0AA2 | 1 | UN | 1 | 15 | C | D | N | N | 85371098 | 1 | 4011209447820 | 0.128 | KG | 160.8 | 160.8 | CP01 | CP01 | AS-i SlimLine module Phased-out product !!! For further information, please contact our sales department SC22.5 digital 2 DI/2 DQ, IP20 2 x input for 3-wire sensor 2 x output, 2 A, 24 V DC spring-type terminals Overall width 22.5 mm | - | 0 | 0
3RK1400-0CD00-0AA3 |  | 3RK1400-0CD00-0AA3 | 1 | UN | 1 | 10 | C | D | EAR99 | N | 85371098 | 1 | 4011209379893 | 0.042 | KG | 158.4 | 158.4 | CP01 | CP01 | AS-Interface PCB module digital, IP00, 4 DI/4 DQ 4 x inputs for 3-wire sensor 4 x outputs 45 mA, 24 V DC Supply inputs and outputs via U_ASI Printed circuit board with soldering pins | - | 0 | 7
3RK1400-0CD01-0AA3 |  | 3RK1400-0CD01-0AA3 | 1 | UN | 1 | 20 | D | D | EAR99 | N | 85371098 | 1 | 4011209391611 | 0.04 | KG | 165.6 | 165.6 | CP01 | CP01 | AS-Interface PCB module digital, IP00, 4 DI/4 DQ 4 x inputs for 3-wire sensor 4 x outputs 45 mA, 24 V DC Supply inputs and outputs via Uaux Printed circuit board with soldering pins | - | 0 | 7
3RK1400-0CE00-0AA3 |  | 3RK1400-0CE00-0AA3 | 1 | UN | 1 | 2 | A | D | EAR99 | N | 85371098 | 1 | 4011209383067 | 0.098 | KG | 129.6 | 129.6 | CP01 | CP01 | AS-i flat module, digital 4 DI/4 DQ, IP20 4 x inputs for 3-wire sensor 4 x output, 24 V DC Output supply via U_ASI Screw terminals | - | 0 | 0
3RK1400-0CE00-0RB3 |  | 3RK1400-0CE00-0RB3 | 1 | UN | 1 | 30 | D | D | EAR99 | N | 85371098 | 1 | 4011209498167 | 0.077 | KG | 235.2 | 235.2 | CP01 | CP01 | AS-Interface module, 4 I/4 O with screw terminal 4 x 1 input, PNP 4 x outputs 45 mA, 24 V DC Supply of the outputs via AS-i cable without enclosure, for REALM | - | 0 | 7
3RK1400-0CE00-0TB3 |  | 3RK1400-0CE00-0TB3 | 1 | UN | 1 | 30 | D | D | EAR99 | N | 85371098 | 1 | 4011209383050 | 0.098 | KG | 136.8 | 136.8 | CP01 | CP01 | AS-Interface module, 4 I/4 O with screw terminal 4 x 1 input, PNP 4 x outputs 45 mA, 24 V DC Supply of the outputs via AS-i cable for TUCHENHAGEN | - | 0 | 7
3RK1400-0CE00-1TB3 |  | 3RK1400-0CE00-1TB3 | 1 | UN | 1 | 10 | C | D | EAR99 | N | 85371098 | 1 | 4011209498174 | 0.098 | KG | 85.32 | 85.32 | CP01 | CP01 | AS-Interface module, 4 I/4 O with screw terminal 4 x 1 input, Namur 4 x outputs 45 mA, 24 V DC Supply of the outputs via AS-i cable for TUCHENHAGEN | - | 0 | 7
3RK1400-0CE10-0AA2 |  | 3RK1400-0CE10-0AA2 | 1 | UN | 1 | 2 | A | D | EAR99 | N | 85371098 | 1 | 4011209559561 | 0.107 | KG | 154.8 | 154.8 | CP01 | CP01 | AS-Interface function module LOGO! standard slave IP20 4 DI/4 DQ Can be used for device series 0BA6 and 0BA7 | - | 0 | 0
3RK1400-0CE10-0JD2 |  | 3RK1400-0CE10-0JD2 | 1 | UN | 1 | 20 | D | D | EAR99 | N | 85371098 | 1 | 4011209577596 | 0.128 | KG | 172.8 | 172.8 | CP01 | CP01 | AS-Interface function module LOGO! standard slave IP20 4 DI/4 DQ Brand label for IDEC Can be used for device series 0BA6 and 0BA7 | - | 0 | 7
3RK1400-0GQ20-0AA3 |  | 3RK1400-0GQ20-0AA3 | 1 | UN | 1 | 2 | A | D | N | N | 85371098 | 1 | 4011209542693 | 0.086 | KG | 130.8 | 130.8 | CP01 | CP01 | AS-i compact module K45 digital 2 x (1 DI/1 DQ), IP67 2 x 1 input/1 output 2 x M12 socket Total current for all inputs and outputs max. 200 mA Supply I/O via U_ASI Mounting plate 3RK1901-2EA00 or 3RK1901-2DA00 is to be ordered separately | - | 0 | 0
3RK1400-1BQ00-0AA3 |  | 3RK1400-1BQ00-0AA3 | 1 | UN | 1 | 10 | C | D | N | N | 85371098 | 1 | 4011209341531 | 0.19 | KG | 169.2 | 169.2 | CP01 | CP01 | AS-i compact module K60 digital 2 DI/2 DQ, IP67 2 x 1 input, max. 200 mA 2 x 1 output, 2 A, 24 V DC 2 x M12 standard socket Y assignment Mounting plate 3RK1901-0CA00 must be ordered separately | - | 0 | 7
3RK1400-1BQ01-0AA3 |  | 3RK1400-1BQ01-0AA3 | 1 | UN | 1 | 30 | D | D | EAR99 | N | 85371098 | 1 | 4011209368071 | 0.1 | KG | 708 | 708 | CP01 | CP01 | AS-Interface user module IP67 Phased-out product !!! For further information, please contact our sales department digital, 2 DI/2 DQ, NPN 2 x input, 200 mA 2 x output, 1 A 24 V DC 4 x M12 socket | - | 0 | 7
3RK1400-1BQ20-0AA3 |  | 3RK1400-1BQ20-0AA3 | 1 | UN | 1 | 1 | A | D | N | N | 85371098 | 1 | 4011209448773 | 91 | G | 152.4 | 152.4 | CP01 | CP01 | AS-i compact module K45 digital 2 DI/2 DQ, IP67 2 x input, maximum 200 mA 2 x output, 2 A 24 V DC maximal 3 A for all outputs 4 x M12 socket Mounting plate 3RK1901-2EA00 or 3RK1901-2DA00 is to be ordered separately | - | 0 | 0
3RK1400-1CD00-0AA2 |  | 3RK1400-1CD00-0AA2 | 1 | UN | 1 | 15 | C | D | N | N | 85371098 | 5 | 4011209392731 | 0.029 | KG | 177.6 | 177.6 | CP01 | CP01 | AS-Interface PCB module digital, IP00, 4 DI/4 DQ 4 x inputs for 3-wire sensor 4 x outputs 700 mA, 24 V DC for 30-pole male connector socket | - | 0 | 7
3RK1400-1CE00-0AA2 |  | 3RK1400-1CE00-0AA2 | 1 | UN | 1 | 1 | A | D | N | N | 85371098 | 1 | 4011209336261 | 0.271 | KG | 189.6 | 189.6 | CP01 | CP01 | AS-i SlimLine module Phased-out product !!! For further information, please contact our sales department S45, digital 4 DI/4 DQ, IP20 4 x inputs for 3-wire sensor 4 x output, 1 A, 24 V DC maximal 4 A for all outputs Screw terminals Overall width 45 mm | - | 0 | 0
3RK1400-1CE01-0AA2 |  | 3RK1400-1CE01-0AA2 | 1 | UN | 1 | 1 | A | D | N | N | 85371098 | 1 | 4011209326798 | 0.268 | KG | 234 | 234 | CP01 | CP01 | AS-i SlimLine module Phased-out product !!! For further information, please contact our sales department S45, digital 4 DI/4 DQ, IP20 4 x inputs for 3-wire sensor 4 x output, 2 A, 24 V DC maximal 4 A for all outputs Screw terminals Overall width 45 mm | - | 0 | 0
3RK1400-1CG00-0AA2 |  | 3RK1400-1CG00-0AA2 | 1 | UN | 1 | 2 | A | D | N | N | 85371098 | 1 | 4011209447851 | 0.255 | KG | 196.8 | 196.8 | CP01 | CP01 | AS-i SlimLine module Phased-out product !!! For further information, please contact our sales department S45, digital 4 DI/4 DQ, IP20 4 x inputs for 3-wire sensor 4 x output, 1 A, 24 V DC maximal 4 A for all outputs spring-type terminals Overall width 45 mm | - | 0 | 0
3RK1400-1CG01-0AA2 |  | 3RK1400-1CG01-0AA2 | 1 | UN | 1 | 5 | B | D | N | N | 85371098 | 1 | 4011209447868 | 0.255 | KG | 236.4 | 236.4 | CP01 | CP01 | AS-i SlimLine module Phased-out product !!! For further information, please contact our sales department S45, digital 4 DI/4 DQ, IP20 4 x inputs for 3-wire sensor 4 x output, 2 A, 24 V DC maximal 4 A for all outputs spring-type terminals Overall width 45 mm | - | 0 | 0
3RK1400-1CQ00-0AA3 |  | 3RK1400-1CQ00-0AA3 | 1 | UN | 1 | 1 | A | D | N | N | 85371098 | 1 | 4011209289963 | 0.2 | KG | 210 | 210 | CP01 | CP01 | AS-i compact module K60 digital 4 DI/4 DQ, IP67 4 x input, maximum 200 mA 4 x output, 2 A, 24 V DC maximal 4 A for all outputs 8 x M12 sockets Mounting plate 3RK1901-0CA00 must be ordered separately | - | 0 | 0
3RK1400-1CR00-0AA3 |  | 3RK1400-1CR00-0AA3 | 1 | UN | 1 | 2 | A | D | N | N | 85371098 | 1 | 4011209556973 | 0.306 | KG | 230.4 | 230.4 | CP01 | CP01 | AS-i compact module K60 digital 4 DI/4 DQ, IP68 4 x input, maximum 200 mA 4 x output, 2 A, 24 V DC maximal 4 A for all outputs 8 x M12 sockets Mounting plate 3RK1901-0CA00 must be ordered separately | - | 0 | 0
3RK1400-1CT30-0AA3 |  | 3RK1400-1CT30-0AA3 | 1 | UN | 1 | 10 | C | D | N | N | 85371098 | 1 | 4011209675377 | 0.2 | KG | 204 | 204 | CP01 | CP01 | AS-i compact module K20 digital 4 DI/4 DQ, IP67 4 x input, maximum 200 mA 4 x output, 1 A, 24 V DC maximal 2 A for all outputs 8 x M8 sockets | - | 0 | 0
3RK1400-1DQ00-0AA3 |  | 3RK1400-1DQ00-0AA3 | 1 | UN | 1 | 1 | A | D | N | N | 85371098 | 1 | 4011209328297 | 0.191 | KG | 210 | 210 | CP01 | CP01 | AS-i compact module K60 digital 4 DI/4 DQ, IP67 4 x input, maximum 200 mA 4 x output, 2 A, 24 V DC maximal 4 A for all outputs 8 x M12 socket Y-II assignment Mounting plate 3RK1901-0CA00 must be ordered separately | - | 0 | 0
3RK1400-1DQ01-0AA3 |  | 3RK1400-1DQ01-0AA3 | 1 | UN | 1 | 2 | A | D | N | N | 85371098 | 1 | 4011209406049 | 0.191 | KG | 199.2 | 199.2 | CP01 | CP01 | AS-i compact module K60 digital 4 DI/4 DQ, IP67 4 x input, maximum 200 mA 4 x output, 1 A, 24 V DC 8 x M12 socket Y-II assignment Mounting plate 3RK1901-0CA00 must be ordered separately | - | 0 | 0
3RK1400-1DQ02-0AA3 |  | 3RK1400-1DQ02-0AA3 | 1 | UN | 1 | 15 | C | D | N | N | 85371098 | 1 | 4011209406056 | 0.216 | KG | 199.2 | 199.2 | CP01 | CP01 | AS-i compact module K60 digital 2 x (2 DI/2 DQ), IP67 2 x 2 inputs, maximum 200 mA 2 x 2 outputs, 1 A, 24 V DC 4 x M12 standard socket Y assignment Mounting plate 3RK1901-0CA00 must be ordered separately | - | 0 | 0
3RK1400-1DQ03-0AA3 |  | 3RK1400-1DQ03-0AA3 | 1 | UN | 1 | 1 | A | D | N | N | 85371098 | 1 | 4011209406063 | 0.193 | KG | 199.2 | 199.2 | CP01 | CP01 | AS-i compact module K60 digital 4 DI/4 DQ, IP67 4 x input, maximum 200 mA 4 x output, 1 A, 24 V DC 8 x M12 standard sockets Mounting plate 3RK1901-0CA00 must be ordered separately | - | 0 | 0
3RK1400-1DQ04-0AA3 |  | 3RK1400-1DQ04-0AA3 | 1 | UN | 1 | 20 | D | D | N | N | 85371098 | 1 | 4011209436428 | 0.192 | KG | 199.2 | 199.2 | CP01 | CP01 | AS-i compact module K60 digital 4 DI/4 DQ, IP67 4 x input, max. 200 mA 4 x output, 1 A, 24 V DC 8 x M12 standard sockets Special assignment Studer Mounting plate 3RK1901-0CA00 must be ordered separately | - | 0 | 7
3RK1400-1DQ05-0AA3 |  | 3RK1400-1DQ05-0AA3 | 1 | UN | 1 | 5 | B | D | N | N | 85371098 | 1 | 4011209607712 | 0.2 | KG | 300 | 300 | CP01 | CP01 | AS-i compact module K60 digital 4 DI/4 DQ, IP67 4 x input, maximum 200 mA 4 x output, 2 A, 24 V DC maximal 4 A for all outputs 8 x M12 socket Y-II assignment ATEX EX II 3D T75Â°C IP65X Observe special conditions for safe operation: suitable protective measures against mechanical damage required. For details, see operating instructions Mounting plate 3RK1901-0CA00 must be ordered separately | - | 0 | 7
3RK1400-1KG01-0AA1 |  | 3RK1400-1KG01-0AA1 | 1 | UN | 1 | 2 | A | D | N | N | 85371098 | 1 | 4011209339033 | 0.114 | KG | 133.2 | 133.2 | CP01 | CP01 | AS-i load feeder module Phased-out product !!! For further information, please contact our sales department 2 inputs, 1 output, 24 V DC for busbar system 40 + 60 mm | - | 0 | 7
3RK1400-1MG01-0AA1 |  | 3RK1400-1MG01-0AA1 | 1 | UN | 1 | 2 | A | D | N | N | 85371098 | 1 | 4011209339040 | 0.119 | KG | 153.6 | 153.6 | CP01 | CP01 | AS-i load feeder module Phased-out product !!! For further information, please contact our sales department 2 inputs, 2 outputs, 24 V DC for busbar system 40 + 60 mm | - | 0 | 7
3RK1400-1MQ00-0AA3 |  | 3RK1400-1MQ00-0AA3 | 1 | UN | 1 | 1 | A | D | N | N | 85371098 | 1 | 4011209341548 | 0.188 | KG | 178.8 | 178.8 | CP01 | CP01 | AS-i compact module K60 digital 4 DI/2 DQ, IP67 4 x input, maximum 200 mA 2 x output, 2 A, 24 V DC 6 x M12 socket Y-II assignment Mounting plate 3RK1901-0CA00 must be ordered separately | - | 0 | 0
3RK1400-1MQ01-0AA4 |  | 3RK1400-1MQ01-0AA4 | 1 | UN | 1 | 10 | C | D | N | N | 85371098 | 1 | 4011209478886 | 0.2 | KG | 249.6 | 249.6 | CP01 | CP01 | AS-Interface 24 V DC starter 4 DI/2 DQ, IP67 Double starter in K60 design 2 x 2 inputs, 200 mA Y assignment 2 outputs, 2 A for connection of 2 x 24 V DC motor Mounting plate 3RK1901-0CA00 must be ordered separately | - | 0 | 0
3RK1400-1MQ03-0AA4 |  | 3RK1400-1MQ03-0AA4 | 1 | UN | 1 | 10 | C | D | N | N | 85371098 | 1 | 4011209478879 | 0.21 | KG | 242.4 | 242.4 | CP01 | CP01 | AS-Interface 24 V DC starter 4 DI/1 DQ, IP67 Reversing starter in K60 design 2 x 2 inputs, 200 mA Y assignment 1 output, 2.5 A for connection of 1 x 24 V DC motor Mounting plate 3RK1901-0CA00 must be ordered separately | - | 0 | 0
3RK1400-1NQ01-0AA4 |  | 3RK1400-1NQ01-0AA4 | 1 | UN | 1 | 10 | C | D | N | N | 85371098 | 1 | 4011209478862 | 0.195 | KG | 206.4 | 206.4 | CP01 | CP01 | AS-Interface 24 V DC starter 4 DI/1 DQ, IP67 DOL starter in K60 design 2 x 2 inputs, 200 mA Y assignment 1 output, 3 A for connection of 1 x 24 V DC motor Mounting plate 3RK1901-0CA00 must be ordered separately | - | 0 | 0
3RK1400-2CE00-2AA2 |  | 3RK1400-2CE00-2AA2 | 1 | UN | 1 | 2 | A | D | N | N | 85371098 | 1 | 4011209974449 | 0.265 | KG | 156 | 156 | CP01 | CP01 | AS-i SlimLine Compact module SC22.5 digital 4 DI/4 DQ, IP20 4 x inputs for 3-wire sensor Sensor supply can be switched over 4 x output, 2 A, 24 V DC maximal 4 A for all outputs Screw terminals Width 22.5 mm | - | 0 | 0
3RK1400-2CG00-2AA2 |  | 3RK1400-2CG00-2AA2 | 1 | UN | 1 | 2 | A | D | N | N | 85371098 | 1 | 4011209974456 | 0.228 | KG | 156 | 156 | CP01 | CP01 | AS-i SlimLine Compact module SC22.5 digital 4 DI/4 DQ, IP20 4 x inputs for 3-wire sensor Sensor supply can be switched over 4 x output, 2 A, 24 V DC maximal 4 A for all outputs spring-type terminals Overall width 22.5 mm | - | 0 | 0
3RK1402-0BE00-0AA2 |  | 3RK1402-0BE00-0AA2 | 1 | UN | 1 | 1 | A | D | N | N | 85371098 | 1 | 4011209339774 | 0.15 | KG | 187.2 | 187.2 | CP01 | CP01 | AS-i SlimLine module Phased-out product !!! For further information, please contact our sales department S22.5 digital 2DI/2RQ, IP20 2 x input for 3-wire sensor 2 x 1 output, Relay Screw terminals Overall width 22.5 mm | - | 0 | 0
3RK1402-0BG00-0AA2 |  | 3RK1402-0BG00-0AA2 | 1 | UN | 1 | 10 | C | D | N | N | 85371098 | 1 | 4011209447837 | 0.142 | KG | 187.2 | 187.2 | CP01 | CP01 | AS-i SlimLine module Phased-out product !!! For further information, please contact our sales department S22.5 digital 2DI/2RQ, IP20 2 x input for 3-wire sensor 2 x 1 output, Relay, spring-type terminals Overall width 22.5 mm | - | 0 | 0
3RK1402-3CE00-0AA2 |  | 3RK1402-3CE00-0AA2 | 1 | UN | 1 | 1 | A | D | N | N | 85371098 | 1 | 4011209326804 | 0.297 | KG | 237.6 | 237.6 | CP01 | CP01 | AS-i SlimLine module Phased-out product !!! For further information, please contact our sales department S45, digital 4 DI/4 RQ, IP20 4 x inputs for 3-wire sensor 4 x 1 output, Relay, Screw terminals Overall width 45 mm | - | 0 | 0
3RK1402-3CE01-0AA2 |  | 3RK1402-3CE01-0AA2 | 1 | UN | 1 | 1 | A | D | N | N | 85371098 | 1 | 4011209383043 | 0.265 | KG | 205.2 | 205.2 | CP01 | CP01 | AS-i SlimLine module Phased-out product !!! For further information, please contact our sales department S45, digital 4 DI/4 DQ, IP20 4 x inputs for 3-wire sensor External sensor supply 4 x 1 output, 1 A, 24 V DC Screw terminals Overall width 45 mm | - | 0 | 0
3RK1402-3CG00-0AA2 |  | 3RK1402-3CG00-0AA2 | 1 | UN | 1 | 2 | A | D | N | N | 85371098 | 1 | 4011209447875 | 0.281 | KG | 246 | 246 | CP01 | CP01 | AS-i SlimLine module Phased-out product !!! For further information, please contact our sales department S45, digital 4 DI/4 RQ, IP20 4 x inputs for 3-wire sensor 4 x 1 output, Relay, spring-type terminals Overall width 45 mm | - | 0 | 0
3RK1402-3CG01-0AA2 |  | 3RK1402-3CG01-0AA2 | 1 | UN | 1 | 2 | A | D | N | N | 85371098 | 1 | 4011209447905 | 0.248 | KG | 208.8 | 208.8 | CP01 | CP01 | AS-i SlimLine module Phased-out product !!! For further information, please contact our sales department S45, digital 4 DI/4 DQ, IP20 4 x inputs for 3-wire sensor External sensor supply 4 x 1 output, 1 A, 24 V DC spring-type terminals Overall width 45 mm | - | 0 | 0
3RK1402-3KG02-0AA1 |  | 3RK1402-3KG02-0AA1 | 1 | UN | 1 | 2 | A | D | N | N | 85371098 | 1 | 4011209385498 | 0.128 | KG | 168 | 168 | CP01 | CP01 | AS-i load feeder module Phased-out product !!! For further information, please contact our sales department 2 inputs 1 relay output, 230/155 V AC for busbar system 40+60 mm | - | 0 | 7
3RK1402-3LG02-0AA1 |  | 3RK1402-3LG02-0AA1 | 1 | UN | 1 | 5 | B | D | N | N | 85371098 | 1 | 4011209385481 | 0.143 | KG | 176.4 | 176.4 | CP01 | CP01 | AS-i load feeder module Phased-out product !!! For further information, please contact our sales department 2 inputs 2 relay outputs, 230/155 V AC for busbar system 40+60 mm | - | 0 | 7
3RK1402-3LG02-0WB1 |  | 3RK1402-3LG02-0WB1 | 1 | UN | 1 | 15 | C | D | EAR99 | N | 85371098 | 1 | 4011209551954 | 0.095 | KG | 147.6 | 147.6 | CP01 | CP01 | AS-I LOAD FEEDER MODULE 3 ELECTRONIC INPUTS, 2 RELAIS OUTPUT, 230/115V AC, FOR BAR SYSTEM 40+60 MM, CODED POWER CONNECTOR AND AS-I CONNECTOR FOR DATA AND AUX. POWER CABLE (YELLOW AND RED) SUPPLIED FA. WOEHNER | - | 0 | 7
3RK1405-0BE00-0AA2 |  | 3RK1405-0BE00-0AA2 | 1 | UN | 1 | 10 | C | D | N | N | 85371098 | 1 | 4011209629547 | 0.162 | KG | 235.2 | 235.2 | CP01 | CP01 | ASIsafe module S22.5F Phased-out product !!! For further information, please contact our sales department digital safety, 2 F-DI/2 DQ, IP20 2 x input for mechanical sensors 2 x standard output 24 V DC Output supply from U_ASI Screw terminals Overall width 22.5 mm | - | 0 | 0
3RK1405-0BG00-0AA2 |  | 3RK1405-0BG00-0AA2 | 1 | UN | 1 | 5 | B | D | N | N | 85371098 | 1 | 4011209629561 | 0.152 | KG | 237.6 | 237.6 | CP01 | CP01 | ASIsafe module S22.5F Phased-out product !!! For further information, please contact our sales department digital safety, 2 F-DI/2 DQ, IP20 2 x input for mechanical sensors 2 x standard output 24 V DC Output supply from U_ASI spring-type terminals Overall width 22.5 mm | - | 0 | 0
3RK1405-0BQ00-0AA3 |  | 3RK1405-0BQ00-0AA3 | 1 | UN | 1 | 15 | C | D | N | N | 85371098 | 1 | 4011209533639 | 0.2 | KG | 206.4 | 206.4 | CP01 | CP01 | ASIsafe compact module K60F digital safety, 2 F-DI/2 DQ, IP67 2 x input for mechanical sensors 2 x standard output 24 V DC Output supply from U_ASI 4 x M12 socket Mounting plate 3RK1901-0CA00 must be ordered separately | - | 0 | 0
3RK1405-0BQ20-0AA3 |  | 3RK1405-0BQ20-0AA3 | 1 | UN | 1 | 5 | B | D | N | N | 85371098 | 1 | 4011209673540 | 0.096 | KG | 177.6 | 177.6 | CP01 | CP01 | ASIsafe compact module K45F digital safety, 2 F-DI/2 DQ, IP67 2 x input for mechanical sensors 2 x standard output 24 V DC Output supply from U_ASI 4 x M12 socket Mounting plate 3RK1901-2EA00 or 3RK1901-2DA00 must be ordered separately | - | 0 | 0
3RK1405-0SD00-0BA0 |  | 3RK1405-0SD00-0BA0 | 1 | UN | 1 | 20 | D | D | N | N | 85389091 | 1 | 4011209673984 | 0.028 | KG | 123.6 | 123.6 | CP01 | CP01 | ASI-safe module, IP00, digital 2 F-DI + 4 DI/4 DO Dual slave for FORTRESS 2 x safe input, Cat. 1/2 or 1 x safe input Cat. 3/4 (Cat.: safety category according to EN 954-1) and 4 x standard input for IN-DATA from internal, serial bus, 4 x standard output for OUT-DATA to internal, serial bus, U_asi max. 270 mA in total via connector X320/5 V/max.250 mA to internal, serial bus Module occupies 2 AS-i addresses consisting of 3 PCBs without enclosure Connection AS-i via eyelets Connection internal, serial bus via connector X320/8-pole | - | 0 | 7
3RK1405-1BE00-0AA2 |  | 3RK1405-1BE00-0AA2 | 1 | UN | 1 | 10 | C | D | N | N | 85371098 | 1 | 4011209629554 | 0.161 | KG | 235.2 | 235.2 | CP01 | CP01 | ASIsafe SlimLine module S22.5F Phased-out product !!! For further information, please contact our sales department digital safety, 2 F-DI/2 DQ, IP20 2 x input for mechanical sensors 2 x standard output 24 V DC Output supply from 24 V DC Screw terminals Overall width 22.5 mm | - | 0 | 0
3RK1405-1BG00-0AA2 |  | 3RK1405-1BG00-0AA2 | 1 | UN | 1 | 10 | C | D | N | N | 85371098 | 1 | 4011209629578 | 0.148 | KG | 237.6 | 237.6 | CP01 | CP01 | ASIsafe SlimLine module S22.5F Phased-out product !!! For further information, please contact our sales department digital safety, 2 F-DI/2 DQ, IP20 2 x input for mechanical sensors 2 x standard output 24 V DC Output supply from 24 V DC spring-type terminals Overall width 22.5 mm | - | 0 | 0
3RK1405-1BQ00-0AA3 |  | 3RK1405-1BQ00-0AA3 | 1 | UN | 1 | 1 | A | D | N | N | 85371098 | 1 | 4011209533646 | 0.194 | KG | 193.2 | 193.2 | CP01 | CP01 | ASIsafe compact module K60F digital safety, 2 F-DI/2 DQ, IP67 2 x input for mechanical sensors 2 x standard output 24 V DC Output supply from 24 V DC 4 x M12 socket Mounting plate 3RK1901-0CA00 must be ordered separately | - | 0 | 0
3RK1405-1BQ20-0AA3 |  | 3RK1405-1BQ20-0AA3 | 1 | UN | 1 | 5 | B | D | N | N | 85371098 | 1 | 4011209664869 | 0.121 | KG | 177.6 | 177.6 | CP01 | CP01 | ASIsafe compact module K45F digital safety, 2 F-DI/2 DQ, IP67 2 x input for mechanical sensors 2 x standard output 24 V DC Output supply from 24 V DC 4 x M12 socket Mounting plate 3RK1901-2EA00 or 3RK1901-2DA00 must be ordered separately | - | 0 | 0
3RK1405-1KC01-0BA2 |  | 3RK1405-1KC01-0BA2 | 1 | UN | 1 | 15 | C | D | N | N | 85389091 | 1 | 4011209696631 | 0.056 | KG | 139.2 | 139.2 | CP01 | CP01 | AS-Interface Safety at work PCB module Standard IP00 F-2DI/1DO LOCK | - | 0 | 7
3RK1405-1KC02-0BA2 |  | 3RK1405-1KC02-0BA2 | 1 | UN | 1 | 15 | C | D | N | N | 85389091 | 1 | 4011209576193 | 0.047 | KG | 139.2 | 139.2 | CP01 | CP01 | AS-Interface Safety at work PCB module Standard IP00 F-2DI STOP | - | 0 | 7
3RK1405-1SE15-0AA2 |  | 3RK1405-1SE15-0AA2 | 1 | UN | 1 | 2 | A | D | N | N | 85371098 | 1 | 4011209860209 | 0.35 | KG | 357.6 | 357.6 | CP01 | CP01 | ASIsafe SlimLine module S45F digital safety IP20 1F-RQ/3DI/2DQ 1 x safe output Relay 2-channel 3 x standard input 2 x standard output 24 V DC Screw terminals Overall width 45 mm | - | 0 | 0
3RK1405-1SG15-0AA2 |  | 3RK1405-1SG15-0AA2 | 1 | UN | 1 | 2 | A | D | N | N | 85371098 | 1 | 4011209860216 | 0.346 | KG | 357.6 | 357.6 | CP01 | CP01 | ASIsafe SlimLine module S45F digital safety IP20 1F-RQ/3DI/2DQ 1 x safe output Relay 2-channel 3 x standard input 2 x standard output 24 V DC spring-type terminals Width 45 mm | - | 0 | 0
3RK1405-2BE00-2AA2 |  | 3RK1405-2BE00-2AA2 | 1 | UN | 1 | 2 | A | D | N | N | 85371098 | 1 | 4011209974562 | 0.192 | KG | 177.6 | 177.6 | CP01 | CP01 | ASIsafe SlimLine Compact module SC17.5F digital safety 2 F-DI/2 DQ, IP20 2 x input for mechanical sensors 2 x standard output 24 V DC Output supply can be switched Screw terminals Overall width 17.5 mm | - | 0 | 0
3RK1405-2BG00-2AA2 |  | 3RK1405-2BG00-2AA2 | 1 | UN | 1 | 2 | A | D | N | N | 85371098 | 1 | 4011209974579 | 0.183 | KG | 177.6 | 177.6 | CP01 | CP01 | ASIsafe SlimLine Compact module SC17.5F digital safety 2 F-DI/2 DQ, IP20 2 x input for mechanical sensors 2 x standard output 24 V DC Output supply can be switched spring-type terminals Width 17.5 mm | - | 0 | 0
3RK1408-8KE00-0AA2 |  | 3RK1408-8KE00-0AA2 | 1 | UN | 1 | 5 | B | D | N | N | 85364190 | 1 | 4011209322110 | 0.144 | KG | 130.8 | 130.8 | CP01 | CP01 | AS-i ground fault module IP20 S22.5, ground fault monitoring 1 input, remote reset 2 x signaling output, Relay DC-12 1 A / DC-13 500 mA (24 V) Screw terminal connection Overall width 22.5 mm No AS-i address required Only AS-Interface monitoring | - | 0 | 0
3RK1408-8KG00-0AA2 |  | 3RK1408-8KG00-0AA2 | 1 | UN | 1 | 5 | B | D | N | N | 85364190 | 1 | 4011209447844 | 0.135 | KG | 130.8 | 130.8 | CP01 | CP01 | AS-i ground fault module IP20 S22.5, ground fault monitoring 1 input, remote reset 2 x signaling output, Relay DC-12 1 A / DC-13 500 mA (24 V) Spring-type terminal Overall width 22.5 mm No AS-i address required Only AS-Interface monitoring | - | 0 | 0
3RK1408-8SQ00-0AA3 |  | 3RK1408-8SQ00-0AA3 | 1 | UN | 1 | 10 | C | D | N | N | 85371098 | 1 | 4011209672796 | 0.18 | KG | 280.8 | 280.8 | CP01 | CP01 | AS-i data coupler K60 digital 4 DI/4 DQ, virtual, IP67 module occupies 2 addresses Mounting plate 3RK1901-0CA00 must be ordered separately | - | 0 | 0
3RK1802-2FB06-0GA0 |  | 3RK1802-2FB06-0GA0 | 1 | UN | 1 | 2 | A | D | 5D992 | N | 85234920 | 1 | 4011209648470 | 0.22 | KG | 642 | 642 | CP01 | CP01 | ASIsafe CD (V2 plus) for AS-i safety monitor contains configuration software ASIMON V2 plus Documentation and diagnostic package | - | 0 | 7
3RK1802-2FB06-0GA1 |  | 3RK1802-2FB06-0GA1 | 1 | UN | 1 | 2 | A | D | 5D992 | N | 85234920 | 1 | 4019169190138 | 0.216 | KG | 156 | 156 | CP01 | CP01 | ASIsafe CD (V3) for AS-i Safety monitor contains configuration software ASIMON V3.05 Suitable for Windows XP, Vista, 7, 8, 8.1 (32/64 bit); 10 Pro, 10 Enterpr. (64 bit); Win Server 2012, 2016 (64 bit). | - | 0 | 0
3RK1901-0CA00 |  | 3RK1901-0CA00 | 1 | UN | 1 | 1 | A | D | N | N | 85389099 | 1 | 4011209289970 | 72 | G | 15.96 | 15.96 | CP01 | CP01 | AS-Interface mounting plate K60 for compact modules K60 for wall mounting for 2 flat cables AS-i cable (yellow) and AS-i cable 24 V (black) | - | 0 | 0
3RK1901-0CB01 |  | 3RK1901-0CB01 | 1 | UN | 1 | 1 | A | D | N | N | 85389099 | 1 | 4011209646971 | 0.091 | KG | 19.08 | 19.08 | CP01 | CP01 | AS-Interface mounting plate K60 for compact modules K60 for installation on standard mounting rail for 2 flat cables AS-i cable (yellow) and AS-i cable 24 V (black) | - | 0 | 0
3RK1901-0EA00 |  | 3RK1901-0EA00 | 1 | UN | 1 | 10 | C | D | N | N | 85366990 | 5 | 4011209322202 | 0.022 | KG | 34.2 | 34.2 | CP01 | CP01 | AS-Interface accessory Power connector set for load feeder module 5-pole, 2.5 mm2 consisting of 1 connector and 1 coupling | - | 0 | 7
3RK1901-0NA00 |  | 3RK1901-0NA00 | 1 | UN | 1 | 10 | C | D | N | N | 85366990 | 5 | 4011209322219 | 0.003 | KG | 3.68 | 3.68 | CP01 | CP01 | AS-Interface accessory Connection plug for data and auxiliary power line with 2 insulation displacement terminations for standard stranded wires 2 x 0.5...0.75 mm2 flat, yellow, extender | - | 0 | 0
3RK1901-0PA00 |  | 3RK1901-0PA00 | 1 | UN | 1 | 10 | C | D | N | N | 85366990 | 5 | 4011209322226 | 0.003 | KG | 3.68 | 3.68 | CP01 | CP01 | AS-Interface accessory Connection plug for data and auxiliary power line with 2 insulation displacement terminations for standard stranded wires 2 x 0.5...0.75 mm2 flat, black, extender | - | 0 | 0
3RK1901-0WA00 |  | 3RK1901-0WA00 | 1 | UN | 1 | 5 | B | D | N | N | 85444290 | 1 | 4011209534339 | 0.05 | KG | 27.36 | 27.36 | CP01 | CP01 | CABLE ADAPTER FK ANSCHLUSS AS-INTERFACE LINE, PENETRATION TECHNIQUE, ON PINS, PCB FIXING | - | 0 | 7
3RK1901-0YA00 |  | 3RK1901-0YA00 | 1 | UN | 1 | 15 | C | D | N | N | 85444290 | 1 | 4011209359840 | 0.064 | KG | 96.72 | 96.72 | CP01 | CP01 | AS-Interface addressing adapter for FK/PG branch | - | 0 | 9
3RK1901-1AA00 |  | 3RK1901-1AA00 | 1 | UN | 1 | 2 | A | D | N | N | 85366990 | 1 | 4011209534490 | 0.012 | KG | 11.77 | 11.77 | CP01 | CP01 | AS-Interface accessory Input jumper M12 for safe modules Design color black | - | 0 | 0
3RK1901-1AA01 |  | 3RK1901-1AA01 | 1 | UN | 1 | 30 | D | D | N | N | 85366990 | 1 | 4011209564527 | 0.015 | KG | 19.68 | 19.68 | CP01 | CP01 | AS-Interface accessory Input jumper M12 for safe modules Special version color red | - | 0 | 0
3RK1901-1DE12-1AA0 |  | 3RK1901-1DE12-1AA0 | 1 | UN | 1 | 2 | A | D | N | N | 85371098 | 1 | 4011209881167 | 0.205 | KG | 121.2 | 121.2 | CP01 | CP01 | AS-i data decoupler 1 x 4 A Screw terminals, AS-i single Data decoupling module IP20, SlimLine S22.5 Screw terminals Overall width module 22.5 mm IN: 24 V / 30 V DC OUT: 1 x AS-i, 4 A Integrated overload protection Integrated ground fault detection Signaling contact Remote reset | - | 0 | 0
3RK1901-1DE22-1AA0 |  | 3RK1901-1DE22-1AA0 | 1 | UN | 1 | 2 | A | D | N | N | 85371098 | 1 | 4011209881174 | 0.23 | KG | 158.4 | 158.4 | CP01 | CP01 | AS-i data decoupler 2 x 4 A Screw terminals, AS-i dual Data decoupling module IP20, SlimLine S22.5 Screw terminals Overall width module 22.5 mm IN: 24 V / 30 V DC OUT: 2 x AS-i, 4 A Integrated overload protection Integrated ground fault detection Signaling contact Remote reset | - | 0 | 0
3RK1901-1DG12-1AA0 |  | 3RK1901-1DG12-1AA0 | 1 | UN | 1 | 1 | A | D | N | N | 85371098 | 1 | 4011209881181 | 0.195 | KG | 124.8 | 124.8 | CP01 | CP01 | AS-i data decoupler 1 x 4 A Spring-type terminals, AS-i single Data decoupling module IP20, SlimLine S22.5 spring-type terminals Overall width module 22.5 mm IN: 24 V / 30 V DC OUT: 1 x AS-i, 4 A Integrated overload protection Integrated ground fault detection Signaling contact Remote reset | - | 0 | 0
3RK1901-1DG22-1AA0 |  | 3RK1901-1DG22-1AA0 | 1 | UN | 1 | 1 | A | D | N | N | 85371098 | 1 | 4011209881198 | 0.22 | KG | 160.8 | 160.8 | CP01 | CP01 | AS-i data decoupler 2 x 4 A Spring-type terminals, AS-i dual Data decoupling module IP20, SlimLine S22.5 spring-type terminals Overall width module 22.5 mm IN: 24 V / 30 V DC OUT: 2 x AS-i, 4 A Integrated overload protection Integrated ground fault detection Signaling contact Remote reset | - | 0 | 0
3RK1901-1GA00 |  | 3RK1901-1GA00 | 1 | UN | 1 | 0 | A | D | N | N | 85364900 | 1 | 4011209341555 | 0.147 | KG | 445.2 | 445.2 | CP01 | CP01 | AS-i overvoltage protection module Phased-out product !!! For further information, please contact our sales department IP67, for lightning protection zone 2 | - | 0 | 7
3RK1901-1GA01 |  | 3RK1901-1GA01 | 1 | UN | 1 | 5 | B | D | EAR99 | N | 85389091 | 1 | 4011209859166 | 120 | G | 184.8 | 184.8 | CP01 | CP01 | AS-i overvoltage protection module IP67, for lightning protection zone 2 | - | 0 | 0
3RK1901-1HA00 |  | 3RK1901-1HA00 | 1 | UN | 1 | 10 | C | D | N | 9I999IR | 85369095 | 1 | 4011209361287 | 0.071 | KG | 92.04 | 92.04 | CP01 | CP01 | AS-Interface coupling module FK-VA for 2 x yellow AS-i cable Threaded bushing made of stainless steel Gaskets made of Viton | - | 0 | 7
3RK1901-1JA00 |  | 3RK1901-1JA00 | 1 | UN | 1 | 10 | C | D | N | N | 85369095 | 1 | 4011209361294 | 0.073 | KG | 112.32 | 112.32 | CP01 | CP01 | AS-Interface coupling module FK-E-VA for 1 x yellow AS-i cable for 1 x black AS-i cable Threaded bushing made of stainless steel Gaskets made of Viton | - | 0 | 7
3RK1901-1KA00 |  | 3RK1901-1KA00 | 100 | UN | 1 | 1 | A | D | N | N | 85389099 | 10 | 4011209391451 | 1 | G | 118.08 | 118.08 | CP01 | CP01 | AS-Interface accessory Cover M12 for module IP67 outer diameter 15 mm, with O-ring | - | 0 | 0
3RK1901-1KA01 |  | 3RK1901-1KA01 | 100 | UN | 1 | 2 | A | D | N | N | 85389099 | 10 | 4011209563896 | 0.8 | G | 118.08 | 118.08 | CP01 | CP01 | AS-Interface accessory Cover M12 for module IP67 tamper-proof design outer diameter 15 mm, with O-ring | - | 0 | 0
3RK1901-1KN00 |  | 3RK1901-1KN00 | 1 | UN | 1 | 0 | A | D | N | 9I999IR | 85369095 | 1 | 4011209361263 | 0.073 | KG | 27.24 | 27.24 | CP01 | CP01 | AS INTERFACE FK COUPLING MODULE FOR 2 AS-I LINES EMS WITH STAINLESS STEEL COMPONENTS EQUIPPED | - | 0 | 7
3RK1901-1MA00 |  | 3RK1901-1MA00 | 1 | UN | 1 | 2 | A | D | N | N | 85389099 | 1 | 4011209648432 | 0.056 | KG | 46.8 | 46.8 | CP01 | CP01 | AS-Interface coupling module with integrated addressing socket for 2 x AS-i cable (yellow) | - | 0 | 7
3RK1901-1MD00 |  | 3RK1901-1MD00 | 100 | UN | 1 | 2 | A | D | N | N | 40169300 | 10 | 4011209673748 | 0.002 | KG | 159.6 | 159.6 | CP01 | CP01 | AS-Interface accessory Profile seal for cable gland M20 x 1.5 for AS-i cable, shaped | - | 0 | 0
3RK1901-1MN00 |  | 3RK1901-1MN00 | 1 | UN | 1 | 1 | A | D | N | N | 85389099 | 10 | 4011209523647 | 0.008 | KG | 4.13 | 4.13 | CP01 | CP01 | AS-Interface accessory Cable termination piece Sealing of open cable ends for shaped AS-i cable Degree of protection IP67 | - | 0 | 0
3RK1901-1MX00 |  | 3RK1901-1MX00 | 1 | UN | 1 | 1 | A | D | N | N | 85371098 | 1 | 4011209611368 | 0.039 | KG | 210 | 210 | CP01 | CP01 | AS-i Extension Plug Phased-out product !!! For further information, please contact our sales department Doubling of the cable length to 200 m per AS-Interface segment Degree of protection IP67 Connection via AS-Interface M12 branch 3RX9801-0AA00 must be ordered separately | - | 0 | 7
3RK1901-1MX01 |  | 3RK1901-1MX01 | 1 | UN | 1 | 2 | A | D | N | N | 85371098 | 1 | 4011209637498 | 0.038 | KG | 237.6 | 237.6 | CP01 | CP01 | AS-i Extension Plug Plus Phased-out product !!! For further information, please contact our sales department Doubling of the cable length to 200 m pro AS-i Segment with integrated slave for diagnostics Degree of protection IP67 Connection via AS-Interface M12 branch 3RX9801-0AA00 must be ordered separately | - | 0 | 7
3RK1901-1MX02 |  | 3RK1901-1MX02 | 1 | UN | 1 | 2 | A | D | N | N | 85371098 | 1 | 4011209936997 | 0.05 | KG | 109.2 | 109.2 | CP01 | CP01 | AS-i Extension Plug Compact Doubling of the cable length to 200 m per AS-Interface segment Degree of protection IP67 Connection directly to AS-i Flat ribbon cable | - | 0 | 0
3RK1901-1NN00 |  | 3RK1901-1NN00 | 1 | UN | 1 | 1 | A | D | N | N | 85369095 | 1 | 4011209538146 | 0.086 | KG | 49.08 | 49.08 | CP01 | CP01 | AS-Interface distributor standard for AS-i shaped cable | - | 0 | 7
3RK1901-1NN10 |  | 3RK1901-1NN10 | 1 | UN | 1 | 2 | A | D | N | N | 85369095 | 1 | 4011209662100 | 0.028 | KG | 26.52 | 26.52 | CP01 | CP01 | AS-Interface distributor compact for AS-i shaped cable IP 67/68/69K, max. 8 A | - | 0 | 0
3RK1901-1NP00 |  | 3RK1901-1NP00 | 1 | UN | 1 | 5 | B | D | N | N | 85371098 | 1 | 4011209724570 | 0.1 | KG | 86.76 | 86.76 | CP01 | CP01 | Accessory ASIsafe (optional) 24 V DC supply module for K45F circuit breaker Supply sender light curtain Maximum current carrying capacity 200 mA | - | 0 | 0
3RK1901-1NP00-0AL3 |  | 3RK1901-1NP00-0AL3 | 1 | UN | 1 | 28 | D | D | N | N | 85371098 | 100 | 4011209724563 | 100 | G | 119.64 | 119.64 | CP01 | CP01 | ACCESSORY ASISAFE (OPTIONAL) 24V SUPPLY MODULE FOR K45F LS FOR SUPPLY EMITTER LIGHT CURTAIN CURRENT CARRYING CAPACITY 200MA BRAND LABEL F. LEUZE | - | 0 | 7
3RK1901-1NR00 |  | 3RK1901-1NR00 | 1 | UN | 1 | 30 | D | D | N | N | 85369095 | 1 | 4011209574472 | 0.163 | KG | 196.8 | 196.8 | CP01 | CP01 | AS-Interface 4-fold M12 feeder U_ASI and Uaux, 4 x M12 socket Delivery including coupling module | - | 0 | 7
3RK1901-1NR04 |  | 3RK1901-1NR04 | 1 | UN | 1 | 2 | A | D | N | N | 85369095 | 1 | 4011209859173 | 110 | G | 72.84 | 72.84 | CP01 | CP01 | AS-Interface 4-fold M12 feeder U_ASI and Uaux, 4 x M12 socket IP67 Delivery incl. mounting plate | - | 0 | 0
3RK1901-1NR10 |  | 3RK1901-1NR10 | 1 | UN | 1 | 2 | A | D | N | N | 85369095 | 1 | 4011209680579 | 0.034 | KG | 26.52 | 26.52 | CP01 | CP01 | AS-Interface M12 branch U_ASI without Uaux, with M12 socket IP67/68/69K, max. 4 A | - | 0 | 0
3RK1901-1NR11 |  | 3RK1901-1NR11 | 1 | UN | 1 | 2 | A | D | N | N | 85369095 | 1 | 4011209662209 | 0.065 | KG | 28.68 | 28.68 | CP01 | CP01 | AS-Interface M12 branch U_ASI without Uaux, 1 m cable with M12 cable socket angled IP67/68/69K, max. 4 A | - | 0 | 0
3RK1901-1NR12 |  | 3RK1901-1NR12 | 1 | UN | 1 | 2 | A | D | N | N | 85369095 | 1 | 4011209662216 | 0.095 | KG | 30.36 | 30.36 | CP01 | CP01 | AS-Interface M12 branch U_ASI without Uaux, 2 m cable with M12 cable socket angled IP67/68/69K, max. 4 A | - | 0 | 0
3RK1901-1NR20 |  | 3RK1901-1NR20 | 1 | UN | 1 | 2 | A | D | N | N | 85369095 | 1 | 4011209680586 | 0.035 | KG | 50.76 | 50.76 | CP01 | CP01 | AS-Interface M12 branch U_ASI and Uaux, with M12 socket IP67/68/69K, max. 4 A | - | 0 | 0
3RK1901-1NR21 |  | 3RK1901-1NR21 | 1 | UN | 1 | 2 | A | D | N | N | 85369095 | 1 | 4011209662223 | 0.066 | KG | 52.08 | 52.08 | CP01 | CP01 | AS-Interface M12 branch U_ASI and Uaux, 1 m cable with M12 cable socket angled IP67/68/69K, max. 4 A | - | 0 | 0
3RK1901-1NR22 |  | 3RK1901-1NR22 | 1 | UN | 1 | 2 | A | D | N | N | 85369095 | 1 | 4011209662230 | 0.095 | KG | 54 | 54 | CP01 | CP01 | AS-Interface M12 branch U_ASI and Uaux, 2 m cable with M12 cable socket angled IP67/68/69K, max. 4 A | - | 0 | 0
3RK1901-1PN00 |  | 3RK1901-1PN00 | 100 | UN | 1 | 2 | A | D | N | N | 85366990 | 10 | 4011209536722 | 0.46 | G | 111.24 | 111.24 | CP01 | CP01 | AS-Interface accessory Cover M8 for module IP67 | - | 0 | 0
3RK1901-1TR00 |  | 3RK1901-1TR00 | 1 | UN | 1 | 10 | C | D | N | N | 85369010 | 1 | 4011209648487 | 0.037 | KG | 53.52 | 53.52 | CP01 | CP01 | AS-Interface accessory IP68 T-distributor U_ASi and Uaux for round cable 1 x M12 connector, 2 x M12 socket | - | 0 | 0
3RK1901-1YA00 |  | 3RK1901-1YA00 | 1 | UN | 1 | 2 | A | D | N | N | 85369095 | 1 | 4047621005454 | 50 | G | 16.2 | 16.2 | CP01 | CP01 | Device connector for AS-i SlimLine Compact 17.5 for electrical connection of U_ASI and Uaux | - | 0 | 0
3RK1901-1YA01 |  | 3RK1901-1YA01 | 1 | UN | 1 | 2 | A | D | N | N | 85369095 | 1 | 4047621005478 | 50 | G | 17.64 | 17.64 | CP01 | CP01 | Device termination connector for AS-i SlimLine Compact 17.5 for electrical connection of U_ASI and Uaux | - | 0 | 0
3RK1901-1YA10 |  | 3RK1901-1YA10 | 1 | UN | 1 | 2 | A | D | N | N | 85369095 | 1 | 4047621005461 | 50 | G | 16.2 | 16.2 | CP01 | CP01 | Device connector for AS-i SlimLine Compact 22.5 for electrical connection of U_ASI and Uaux | - | 0 | 0
3RK1901-1YA11 |  | 3RK1901-1YA11 | 1 | UN | 1 | 2 | A | D | N | N | 85369095 | 1 | 4047621005485 | 50 | G | 17.64 | 17.64 | CP01 | CP01 | Device termination connector for AS-i SlimLine Compact 22.5 for electrical connection of U_ASI and Uaux | - | 0 | 0
3RK1901-2DA00 |  | 3RK1901-2DA00 | 1 | UN | 1 | 1 | A | D | N | N | 85389099 | 1 | 4011209449954 | 0.035 | KG | 10.3 | 10.3 | CP01 | CP01 | AS-Interface mounting plate K45 for compact modules K45 for installation on standard mounting rail for 2 flat cables AS-i cable (yellow) and AS-i cable 24 V (black) | - | 0 | 0
3RK1901-2DA00-0AL3 |  | 3RK1901-2DA00-0AL3 | 1 | UN | 1 | 15 | C | D | N | N | 85389099 | 1 | 4011209648494 | 0.036 | KG | 14.16 | 14.16 | CP01 | CP01 | K45 MOUNTING PLATE LEUZE LUMIFLEX | - | 0 | 7
3RK1901-2EA00 |  | 3RK1901-2EA00 | 1 | UN | 1 | 1 | A | D | N | N | 85389099 | 1 | 4011209449961 | 25 | G | 9.98 | 9.98 | CP01 | CP01 | AS-Interface mounting plate K45 for compact modules K45 for wall mounting for 2 flat cables AS-i cable (yellow) and AS-i cable 24 V (black) | - | 0 | 0
3RK1901-2NN10 |  | 3RK1901-2NN10 | 1 | UN | 1 | 2 | A | D | N | N | 85369095 | 1 | 4047621060040 | 0.043 | KG | 23.76 | 23.76 | CP01 | CP01 | AS-Interface distributor compact for AS-i profile cable IP 67/68/69K, max. 8 A | - | 0 | 0
3RK1901-2NR10 |  | 3RK1901-2NR10 | 1 | UN | 1 | 2 | A | D | N | N | 85369095 | 1 | 4047621060057 | 0.046 | KG | 23.76 | 23.76 | CP01 | CP01 | AS-Interface M12 branch U_ASI without Uaux, with M12 socket IP67/68/69K, max. 4 A | - | 0 | 0
3RK1901-2NR11 |  | 3RK1901-2NR11 | 1 | UN | 1 | 2 | A | D | N | N | 85444290 | 1 | 4047621060064 | 0.08 | KG | 25.68 | 25.68 | CP01 | CP01 | AS-Interface M12 branch U_ASI without Uaux, 1 m cable with M12 cable socket angled IP67/68/69K, max. 4 A | - | 0 | 0
3RK1901-2NR12 |  | 3RK1901-2NR12 | 1 | UN | 1 | 2 | A | D | N | N | 85444290 | 1 | 4047621060071 | 0.107 | KG | 27.12 | 27.12 | CP01 | CP01 | AS-Interface M12 branch U_ASI without Uaux, 2 m cable with M12 cable socket angled IP67/68/69K, max. 4 A | - | 0 | 0
3RK1901-2NR20 |  | 3RK1901-2NR20 | 1 | UN | 1 | 2 | A | D | N | N | 85369095 | 1 | 4047621060088 | 0.048 | KG | 45.48 | 45.48 | CP01 | CP01 | AS-Interface M12 branch U_ASI and Uaux, with M12 socket IP67/68/69K, max. 4 A | - | 0 | 0
3RK1901-2NR21 |  | 3RK1901-2NR21 | 1 | UN | 1 | 2 | A | D | N | N | 85444290 | 1 | 4047621060095 | 0.084 | KG | 46.56 | 46.56 | CP01 | CP01 | AS-Interface M12 branch U_ASI and Uaux, 1 m cable with M12 cable socket angled IP67/68/69K, max. 4 A | - | 0 | 0
3RK1901-2NR22 |  | 3RK1901-2NR22 | 1 | UN | 1 | 2 | A | D | N | N | 85444290 | 1 | 4047621060101 | 0.104 | KG | 48.24 | 48.24 | CP01 | CP01 | AS-Interface M12 branch U_ASI and Uaux, 2 m cable with M12 cable socket angled IP67/68/69K, max. 4 A | - | 0 | 0
3RK1901-3AA00 |  | 3RK1901-3AA00 | 1 | UN | 1 | 5 | B | D | N | N | 85389099 | 1 | 4011209322233 | 0.08 | KG | 30.12 | 30.12 | CP01 | CP01 | AS-Interface support 45 mm wide for load feeder module for 40 mm busbar adapter with PE and N conductor connection | - | 0 | 7
3RK1901-3BA00 |  | 3RK1901-3BA00 | 1 | UN | 1 | 5 | B | D | N | N | 85389099 | 1 | 4011209322240 | 0.095 | KG | 33 | 33 | CP01 | CP01 | AS-Interface support 54 mm wide for load feeder module for 40 mm busbar adapter with PE and N conductor connection | - | 0 | 7
3RK1901-3CA00 |  | 3RK1901-3CA00 | 1 | UN | 1 | 5 | B | D | N | N | 85389099 | 1 | 4011209322257 | 0.077 | KG | 24.48 | 24.48 | CP01 | CP01 | AS-Interface support 45 mm wide for load feeder module for 60 mm busbar adapter with PE conductor connection | - | 0 | 7
3RK1901-3DA00 |  | 3RK1901-3DA00 | 1 | UN | 1 | 5 | B | D | N | N | 85389099 | 1 | 4011209322264 | 0.061 | KG | 27.6 | 27.6 | CP01 | CP01 | AS-Interface support 54 mm wide for load feeder module for 60 mm busbar adapter with PE conductor connection | - | 0 | 7
3RK1901-3EA00 |  | 3RK1901-3EA00 | 1 | UN | 1 | 5 | B | D | N | N | 85389099 | 1 | 4011209322271 | 0.068 | KG | 9.54 | 9.54 | CP01 | CP01 | AS-Interface support 45 mm wide for load feeder module for busbar adapter 40+60 mm, PE conductor terminal | - | 0 | 7
3RK1901-3FA00 |  | 3RK1901-3FA00 | 1 | UN | 1 | 5 | B | D | N | N | 85389099 | 1 | 4011209322288 | 0.091 | KG | 12.96 | 12.96 | CP01 | CP01 | AS-Interface support 54 mm wide for load feeder module for busbar adapter 40+60 mm, PE conductor terminal | - | 0 | 7
3RK1901-3GA00 |  | 3RK1901-3GA00 | 1 | UN | 1 | 5 | B | D | N | N | 85389099 | 1 | 4011209322295 | 0.048 | KG | 16.8 | 16.8 | CP01 | CP01 | AS-Interface support 45 mm wide for standard mounting rail plate | - | 0 | 7
3RK1901-3MA00 |  | 3RK1901-3MA00 | 1 | UN | 1 | 5 | B | D | N | N | 85389099 | 1 | 4011209897212 | 0.009 | KG | 10.6 | 10.6 | CP01 | CP01 | 5-pole screw terminal for AS-i master CM 1243-2 and AS-i data decoupling DCM 1271 | - | 0 | 0
3RK1901-3MB00 |  | 3RK1901-3MB00 | 1 | UN | 1 | 5 | B | D | N | N | 85389099 | 1 | 4011209897229 | 0.004 | KG | 6.04 | 6.04 | CP01 | CP01 | 3-pole screw terminal for AS-i data decoupling DCM 1271 for connection of the power supply unit | - | 0 | 0
3RK1901-3NA00 |  | 3RK1901-3NA00 | 1 | UN | 1 | 20 | D | D | N | N | 73181558 | 1 | 4011209393189 | 0.014 | KG | 42.36 | 42.36 | CP01 | CP01 | CONVERSION KIT FOR COVER | - | 0 | 7
3RK1901-3QA00 |  | 3RK1901-3QA00 | 100 | UN | 1 | 5 | B | D | N | N | 85389099 | 10 | 4011209477469 | 1 | G | 135.6 | 135.6 | CP01 | CP01 | AS-Interface accessory Cable clip for cable adapter EC | - | 0 | 0
3RK1901-3QM00 |  | 3RK1901-3QM00 | 1 | UN | 1 | 5 | B | D | N | N | 85444290 | 1 | 4011209566040 | 0.019 | KG | 15.72 | 15.72 | CP01 | CP01 | AS-Interface accessory Cable adapter from AS-i flat cable to metric screw connection M16 Continuation via standard cable | - | 0 | 0
3RK1901-3QM01 |  | 3RK1901-3QM01 | 1 | UN | 1 | 10 | C | D | N | N | 85444290 | 1 | 4011209566064 | 0.019 | KG | 15.72 | 15.72 | CP01 | CP01 | AS-Interface accessory Cable adapter from AS-i flat cable to metric screw connection M16 Continuation via via pins | - | 0 | 0
3RK1901-3QM10 |  | 3RK1901-3QM10 | 1 | UN | 1 | 5 | B | D | N | N | 85444290 | 1 | 4011209566057 | 0.019 | KG | 15.72 | 15.72 | CP01 | CP01 | AS-Interface accessories Cable adapter from AS-i flat cable to metric screw connection M20 Continuation via via standard cable | - | 0 | 0
3RK1901-3QM11 |  | 3RK1901-3QM11 | 1 | UN | 1 | 5 | B | D | N | N | 85444290 | 1 | 4011209566071 | 0.019 | KG | 15.72 | 15.72 | CP01 | CP01 | AS-Interface accessory Cable adapter from AS-i flat cable to metric screw connection M20 Continuation via via pins | - | 0 | 0
3RK1901-3RA00 |  | 3RK1901-3RA00 | 1 | UN | 1 | 15 | C | D | N | N | 85444290 | 1 | 4011209562646 | 0.064 | KG | 30.72 | 30.72 | CP01 | CP01 | AS-Interface accessory Addressing cable M12 for addressing unit 3RK1904-2AB00 | - | 0 | 7
3RK1901-5AA00 |  | 3RK1901-5AA00 | 1 | UN | 1 | 1 | A | D | N | N | 85444290 | 1 | 4011209648500 | 0.087 | KG | 62.64 | 62.64 | CP01 | CP01 | Cable set AS-Interface Safety monitor, contains 1 PC configuration cable for communication between PC (serial interface) and safety monitor Length approx. 150 cm and 1 download cable between two safety monitors Length approx. 25 cm | - | 0 | 0
3RK1902-0AB00 |  | 3RK1902-0AB00 | 1 | UN | 1 | 15 | C | D | N | N | 85389099 | 1 | 4011209285941 | 0.049 | KG | 24.84 | 24.84 | CP01 | CP01 | Disassembling tool for HAN Q4/2 | - | 0 | 0
3RK1902-0AH00 |  | 3RK1902-0AH00 | 1 | UN | 1 | 5 | B | D | N | N | 82032000 | 1 | 4011209286009 | 0.661 | KG | 662.4 | 662.4 | CP01 | CP01 | CRIMPING TOOL FOR CONTACT PINS AND SOCKETS 1.5QMM AND 2.5QMM HAN D 0.5 TO 1.5MM2 HAN Q4 2 HAN E 0.5 TO 2.5MM2 HAN 8 FOR CONTACTS HAN D AND E | - | 0 | 7
3RK1902-0AJ00 |  | 3RK1902-0AJ00 | 1 | UN | 1 | 5 | B | D | N | N | 82054000 | 1 | 4011209286016 | 0.044 | KG | 28.08 | 28.08 | CP01 | CP01 | Disassembling tool for contact pins and sockets HAN Q8 and HAN 10 | - | 0 | 0
3RK1902-0AM00 |  | 3RK1902-0AM00 | 1 | UN | 1 | 5 | B | D | N | N | 85371098 | 1 |  | 0.222 | KG | 656.4 | 656.4 | CP01 | CP01 | HAND-HELD TERMINAL FOR EM 300 AND COMPACT STARTER WITH 0.5 M CONNECTING CABLE AND PLUG | - | 0 | 7
3RK1902-0AP00 |  | 3RK1902-0AP00 | 1 | UN | 1 | 2 | A | D | N | N | 85389099 | 1 | 4011209321939 | 0.13 | KG | 18.12 | 18.12 | CP01 | CP01 | Mounting plate for compact starter for holding the shaped cable for AS-i and auxiliary power | - | 0 | 0
3RK1902-0AR00 |  | 3RK1902-0AR00 | 100 | UN | 1 | 2 | A | D | N | N | 40169300 | 5 | 4011209321946 | 0.001 | KG | 107.52 | 107.52 | CP01 | CP01 | AS-Interface accessory Sealing for mounting plate for sealing the enclosure for only single-sided entry of the shaped cables consists of 2 seals (1 straight + 1 shaped) | - | 0 | 0
3RK1902-0CA00 |  | 3RK1902-0CA00 | 1 | UN | 1 | 5 | B | D | EAR99 | N | 85366990 | 1 | 4011209376595 | 0.066 | KG | 33.72 | 33.72 | CP01 | CP01 | Connector set, infeed 6 x 2.5 mm2, 9-pole, complete with PG16 cable entry | - | 0 | 0
3RK1902-0CB00 |  | 3RK1902-0CB00 | 1 | UN | 1 | 5 | B | D | EAR99 | N | 85366990 | 1 | 4011209376601 | 0.055 | KG | 33.72 | 33.72 | CP01 | CP01 | Connector set, infeed 6 x 4 mm2, 9-pole, complete with PG16 cable entry | - | 0 | 0
3RK1902-0CC00 |  | 3RK1902-0CC00 | 1 | UN | 1 | 5 | B | D | EAR99 | N | 85366990 | 1 | 4011209376618 | 0.065 | KG | 30.12 | 30.12 | CP01 | CP01 | Connector set 6 x 2.5 mm2, 9-pole, complete with PG16 cable entry | - | 0 | 0
3RK1902-0CD00 |  | 3RK1902-0CD00 | 1 | UN | 1 | 5 | B | D | EAR99 | N | 85366990 | 1 | 4011209376625 | 0.059 | KG | 33.72 | 33.72 | CP01 | CP01 | Connector set, forwarding 6 x 4 mm2, 9-pole, complete with PG16 cable entry | - | 0 | 0
3RK1902-0CE00 |  | 3RK1902-0CE00 | 1 | UN | 1 | 5 | B | D | EAR99 | N | 85366990 | 1 | 4011209376588 | 0.075 | KG | 30.12 | 30.12 | CP01 | CP01 | Connector set, motor connection 8 x 1.5 mm2, 9-pole, complete with PG16 cable entry | - | 0 | 0
3RK1902-0CF00 |  | 3RK1902-0CF00 | 1 | UN | 1 | 5 | B | D | N | N | 85444290 | 1 | 4011209516618 | 0.202 | KG | 73.92 | 73.92 | CP01 | CP01 | POWER CONNECTION CABLE 5X4 MM2, 0.12 M, 9-POLE | - | 0 | 7
3RK1902-0CG00 |  | 3RK1902-0CG00 | 1 | UN | 1 | 5 | B | D | N | N | 85444290 | 1 | 4011209376687 | 0.168 | KG | 60 | 60 | CP01 | CP01 | Power connection cable 4 x 4 mm2, 0.12 m, 9-pole for ET 200x EM 300 and AS-i compact starter | - | 0 | 0
3RK1902-0CH00 |  | 3RK1902-0CH00 | 1 | UN | 1 | 5 | B | D | N | N | 85444290 | 1 | 4011209376670 | 0.212 | KG | 72.12 | 72.12 | CP01 | CP01 | Power connection cable 6 x 4 mm2, 0.12 m, 9-pole for ET 200x EM 300 and AS-i compact starter | - | 0 | 0
3RK1902-0CJ00 |  | 3RK1902-0CJ00 | 1 | UN | 1 | 5 | B | D | EAR99 | N | 85389099 | 10 | 4011209376694 | 0.011 | KG | 7.97 | 7.97 | CP01 | CP01 | Cover for 9-pole power sockets | - | 0 | 0
3RK1902-0CK00 |  | 3RK1902-0CK00 | 1 | UN | 1 | 5 | B | D | EAR99 | N | 85389099 | 1 | 4011209376632 | 0.013 | KG | 10.3 | 10.3 | CP01 | CP01 | Cover for 9-pole power sockets | - | 0 | 0